20263-228838-01 | Xcel Energy | 85 | 13781 | IOU | OID2720088 | 9.94 | Solar |  |  | Withdrawn | Trade Secret | Trade | RPO | RPO311 | Residential | Solar*Rewards | Trade Secret | 2016
20263-228838-01 | Xcel Energy | 85 | 13781 | IOU | 03832835 | 4.64 | Solar |  |  | Interconnected | Trade Secret | Trade | MND | MND063 | Residential | Solar*Rewards | Trade Secret | 2020 | 2020
20263-228838-01 | Xcel Energy | 85 | 13781 | IOU | 04135482 | 19.995 | Solar |  |  | Active Application | Trade Secret | Trade | MTV | MTV021 | Residential | Solar*Rewards | Trade Secret | 2020
20263-228838-01 | Xcel Energy | 85 | 13781 | IOU | 06206168 | 5.584 | Solar |  |  | Interconnected | Trade Secret | Trade | RPL | RPL063 | Residential |  | Trade Secret | 2025 | 2025
20263-228838-01 | Xcel Energy | 85 | 13781 | IOU | 04987836 | 4.932 | Solar |  |  | Interconnected | Trade Secret | Trade | WIL | WIL098 | Residential | Solar*Rewards | Trade Secret | 2022 | 2022
20263-228838-01 | Xcel Energy | 85 | 13781 | IOU | 03134581 | 11.39 | Solar |  |  | Interconnected | Trade Secret | Trade | GLK | GLK064 | Residential | Solar*Rewards | Trade Secret | 2015 | 2015
20263-228838-01 | Xcel Energy | 85 | 13781 | IOU | 03133767 | 6 | Solar |  |  | Interconnected | Trade Secret | Trade | WCS | WCS062 | Residential | Solar*Rewards | Trade Secret | 2013 | 2013
20263-228838-01 | Xcel Energy | 85 | 13781 | IOU | 03129728 | 109.9 | Solar |  |  | Interconnected | Trade Secret | Trade | KOL | KOL065 | Commercial |  | Trade Secret | 2019 | 2020
20263-228838-01 | Xcel Energy | 85 | 13781 | IOU | 04794117 | 29.02 | Solar |  |  | Interconnected | Trade Secret | Trade | HOL | HOL061 | Commercial | Solar*Rewards | Trade Secret | 2022 | 2022
20263-228838-01 | Xcel Energy | 85 | 13781 | IOU | 05232282 | 3.77 | Solar |  |  | Active Application | Trade Secret | Trade | WES | WES076 | Residential |  | Trade Secret | 2022
20263-228838-01 | Xcel Energy | 85 | 13781 | IOU | 05972864 | 5.052 | Solar |  |  | Interconnected | Trade Secret | Trade | TWL | TWL072 | Residential |  | Trade Secret | 2024 | 2025
20263-228838-01 | Xcel Energy | 85 | 13781 | IOU | 05365195 | 8.376 | Solar |  |  | Interconnected | Trade Secret | Trade | SHP | SHP061 | Residential |  | Trade Secret | 2023 | 2023
20263-228838-01 | Xcel Energy | 85 | 13781 | IOU | 05423647 | 4.41 | Solar |  |  | Interconnected | Trade Secret | Trade | WES | WES074 | Residential | Solar*Rewards | Trade Secret | 2023 | 2024
20263-228838-01 | Xcel Energy | 85 | 13781 | IOU | 06035055 | 29 | Storage |  |  | Interconnected | Trade Secret | Trade | GLK | GLK073 | Residential |  | Trade Secret | 2024 | 2025
20263-228838-01 | Xcel Energy | 85 | 13781 | IOU | 03132521 | 6 | Solar |  |  | Interconnected | Trade Secret | Trade | GLK | GLK073 | Residential | Solar*Rewards | Trade Secret | 2018 | 2018
20263-228838-01 | Xcel Energy | 85 | 13781 | IOU | 04256797 | 7.25 | Solar |  |  | Interconnected | Trade Secret | Trade | LLK | LLK071 | Residential | Solar*Rewards | Trade Secret | 2021 | 2021
20263-228838-01 | Xcel Energy | 85 | 13781 | IOU | 03134640 | 5 | Solar |  |  | Interconnected | Trade Secret | Trade | MPK | MPK087 | Residential | Solar*Rewards | Trade Secret | 2015 | 2015
20263-228838-01 |  |  |  |  | 05191897 |  | Solar |  |  | Active Application | Trade Secret | Trade | LAC | LAC062 | Residential | Solar*Rewards |  | 2022
20263-228838-01 | Xcel Energy | 85 | 13781 | IOU | 05612832 | 3.84 | Solar |  |  | Interconnected | Trade Secret | Trade | EDA | EDA071 | Residential |  | Trade Secret | 2023 | 2024
20263-228838-01 | Xcel Energy | 85 | 13781 | IOU | 04832345 | 6.631 | Solar |  |  | Interconnected | Trade Secret | Trade | UPP | UPP084 | Residential | Solar*Rewards | Trade Secret | 2022 | 2023
20263-228838-01 | Xcel Energy | 85 | 13781 | IOU | 05764716 | 8.376 | Solar |  |  | Interconnected | Trade Secret | Trade | SOU | SOU072 | Residential | Solar*Rewards | Trade Secret | 2024 | 2024
20263-228838-01 | Xcel Energy | 85 | 13781 | IOU | 03606456 | 7.616 | Solar |  |  | Active Application | Trade Secret | Trade | HWW | HWW062 | Residential | Solar*Rewards | Trade Secret | 2020
20263-228838-01 | Xcel Energy | 85 | 13781 | IOU | OID3995728 | 6.09 | Solar |  |  | Withdrawn | Trade Secret | Trade | HWW | HWW062 | Residential | Solar*Rewards | Trade Secret | 2019
20263-228838-01 | Xcel Energy | 85 | 13781 | IOU | 05899898 | 3.416 | Solar |  |  | Interconnected | Trade Secret | Trade | UPP | UPP086 | Residential | Solar*Rewards | Trade Secret | 2024 | 2024
20263-228838-01 | Xcel Energy | 85 | 13781 | IOU | 05847404 | 7.296 | Solar |  |  | Active Application | Trade Secret | Trade | UPP | UPP086 | Residential | Solar*Rewards | Trade Secret | 2024
20263-228838-01 | Xcel Energy | 85 | 13781 | IOU | 06162208 | 7.6 | Solar |  |  | Active Application | Trade Secret | Trade | FRM | FRM071 | Residential | Solar*Rewards | Trade Secret | 2025
20263-228838-01 | Xcel Energy | 85 | 13781 | IOU | 04082028 | 6.05 | Solar |  |  | Interconnected | Trade Secret | Trade | AFT | AFT321 | Residential |  | Trade Secret | 2020 | 2021
20263-228838-01 | Xcel Energy | 85 | 13781 | IOU | OID3835268 | 17.61 | Solar |  |  | Interconnected | Trade Secret | Trade | RAM | RAM077 | Residential | Solar*Rewards | Trade Secret | 2019 | 2020
20263-228838-01 | Xcel Energy | 85 | 13781 | IOU | 03130152 | 7.616 | Solar |  |  | Interconnected | Trade Secret | Trade | GVW | GVW022 | Residential | Solar*Rewards | Trade Secret | 2019 | 2019
20263-228838-01 | Xcel Energy | 85 | 13781 | IOU | OID3609405 | 7.616 | Solar |  |  | Withdrawn | Trade Secret | Trade | GVW | GVW022 | Residential | Solar*Rewards | Trade Secret | 2018
20263-228838-01 | Xcel Energy | 85 | 13781 | IOU | 03132970 | 240 | Solar |  |  | Interconnected | Trade Secret | Trade | RIV | RIV063 | Commercial |  | Trade Secret | 2018 | 2019
20263-228838-01 | Xcel Energy | 85 | 13781 | IOU | 06326994 | 4.188 | Solar |  |  | Active Application | Trade Secret | Trade | SOU | SOU079 | Residential | Solar*Rewards | Trade Secret | 2026
20263-228838-01 | Xcel Energy | 85 | 13781 | IOU | 06246238 | 17.354 | Solar |  |  | Active Application | Trade Secret | Trade | BEL | BEL061 | Residential |  | Trade Secret | 2025
20263-228838-01 | Xcel Energy | 85 | 13781 | IOU | 04935516 | 3.747 | Solar |  |  | Interconnected | Trade Secret | Trade | WCS | WCS064 | Residential |  | Trade Secret | 2022 | 2022
20263-228838-01 | Xcel Energy | 85 | 13781 | IOU | 06089372 | 9.5 | Solar |  |  | Active Application | Trade Secret | Trade | WIL | WIL074 | Residential | Solar*Rewards | Trade Secret | 2025
20263-228838-01 | Xcel Energy | 85 | 13781 | IOU | 06322300 | 8.74 | Solar |  |  | Active Application | Trade Secret | Trade | WIL | WIL074 | Residential | Solar*Rewards | Trade Secret | 2026
20263-228838-01 | Xcel Energy | 85 | 13781 | IOU | 04966419 | 5.8 | Solar |  |  | Interconnected | Trade Secret | Trade | MST | MST076 | Residential |  | Trade Secret | 2022 | 2022
20263-228838-01 | Xcel Energy | 85 | 13781 | IOU | 05990535 | 3.747 | Solar |  |  | Interconnected | Trade Secret | Trade | ESW | ESW081 | Residential |  | Trade Secret | 2024 | 2025
20263-228838-01 | Xcel Energy | 85 | 13781 | IOU | 05559661 | 5.355 | Solar |  |  | Interconnected | Trade Secret | Trade | APA | APA069 | Residential | Solar*Rewards | Trade Secret | 2023 | 2023
20263-228838-01 | Xcel Energy | 85 | 13781 | IOU | 03134782 | 7.63 | Solar |  |  | Interconnected | Trade Secret | Trade | SLP | SLP092 | Residential | Solar*Rewards | Trade Secret | 2016 | 2016
20263-228838-01 | Xcel Energy | 85 | 13781 | IOU | 05832652 | 6.046 | Solar |  |  | Interconnected | Trade Secret | Trade | OAD | OAD074 | Residential |  | Trade Secret | 2024 | 2025
20263-228838-01 | Xcel Energy | 85 | 13781 | IOU | 03132297 | 18 | Solar |  |  | Interconnected | Trade Secret | Trade | WAT | WAT081 | Commercial | Solar*Rewards | Trade Secret | 2018 | 2018
20263-228838-01 | Xcel Energy | 85 | 13781 | IOU | 06209657 | 10.819 | Solar |  |  | Withdrawn | Trade Secret | Trade | SLP | SLP076 | Residential | Solar*Rewards | Trade Secret | 2025
20263-228838-01 | Xcel Energy | 85 | 13781 | IOU | 04733340 | 5.054 | Solar |  |  | Interconnected | Trade Secret | Trade | CEL | CEL064 | Residential |  | Trade Secret | 2021 | 2022
20263-228838-01 | Xcel Energy | 85 | 13781 | IOU | 03134916 | 37.8 | Solar |  |  | Interconnected | Trade Secret | Trade | RWD | RWD081 | Commercial | Made in Minnesota | Trade Secret | 2016 | 2016
20263-228838-01 | Xcel Energy | 85 | 13781 | IOU | 03134759 | 18 | Solar |  |  | Interconnected | Trade Secret | Trade | RWD | RWD081 | Commercial | Solar*Rewards | Trade Secret | 2016 | 2016
20263-228838-01 | Xcel Energy | 85 | 13781 | IOU | 03133226 | 0.175 | Solar |  |  | Interconnected | Trade Secret | Trade | CGR | CGR074 | Residential | Solar*Rewards | Trade Secret | 2010 | 2010
20263-228838-01 | Xcel Energy | 85 | 13781 | IOU | OID3927341 | 5.8 | Solar |  |  | Interconnected | Trade Secret | Trade | SOU | SOU083 | Residential | Solar*Rewards | Trade Secret | 2019 | 2020
20263-228838-01 | Xcel Energy | 85 | 13781 | IOU | 05168322 | 5.8 | Solar |  |  | Interconnected | Trade Secret | Trade | SOU | SOU076 | Residential |  | Trade Secret | 2022 | 2023
20263-228838-01 | Xcel Energy | 85 | 13781 | IOU | OID3093408 | 19.999 | Solar |  |  | Withdrawn | Trade Secret | Trade | MPK | MPK083 | Commercial | Solar*Rewards | Trade Secret | 2017
20263-228838-01 | Xcel Energy | 85 | 13781 | IOU | 03132996 | 19.999 | Solar |  |  | Interconnected | Trade Secret | Trade | MPK | MPK083 | Commercial | Solar*Rewards | Trade Secret | 2018 | 2019
20263-228838-01 | Xcel Energy | 85 | 13781 | IOU | 03132504 | 3.747 | Solar |  |  | Interconnected | Trade Secret | Trade | ALD | ALD084 | Residential | Solar*Rewards | Trade Secret | 2018 | 2018
20263-228838-01 | Xcel Energy | 85 | 13781 | IOU | 05348616 | 7.68 | Solar |  |  | Interconnected | Trade Secret | Trade | PBE | PBE061 | Residential |  | Trade Secret | 2022 | 2023
20263-228838-01 | Xcel Energy | 85 | 13781 | IOU | 06177755 | 26.569 | Solar |  |  | Withdrawn | Trade Secret | Trade | SMT | SMT081 | Residential | Solar*Rewards | Trade Secret | 2025
20263-228838-01 | Xcel Energy | 85 | 13781 | IOU | 06183581 | 4.555 | Solar |  |  | Interconnected | Trade Secret | Trade | SMT | SMT081 | Residential | Solar*Rewards | Trade Secret | 2025 | 2025
20263-228838-01 | Xcel Energy | 85 | 13781 | IOU | 06234050 | 12.672 | Solar |  |  | Active Application | Trade Secret | Trade | APA | APA061 | Residential |  | Trade Secret | 2025
20263-228838-01 | Xcel Energy | 85 | 13781 | IOU | SRO12636 | 34.2 | Solar |  |  | Withdrawn | Trade Secret | Trade |  |  | Residential | Solar*Rewards | Trade Secret | 2010
20263-228838-01 | Xcel Energy | 85 | 13781 | IOU | 05428648 | 4.725 | Solar |  |  | Interconnected | Trade Secret | Trade | HWW | HWW073 | Residential | Solar*Rewards | Trade Secret | 2023 | 2023
20263-228838-01 | Xcel Energy | 85 | 13781 | IOU | 03357795 | 3.77 | Solar |  |  | Interconnected | Trade Secret | Trade | ALD | ALD073 | Residential | Solar*Rewards | Trade Secret | 2019 | 2020
20263-228838-01 |  |  |  |  | OID3963029 |  | Solar |  |  | Withdrawn | Trade Secret | Trade | ALD | ALD073 | Residential | Solar*Rewards |  | 2019
20263-228838-01 | Xcel Energy | 85 | 13781 | IOU | OID3856811 | 3.48 | Solar |  |  | Withdrawn | Trade Secret | Trade | ALD | ALD073 | Residential | Solar*Rewards | Trade Secret | 2019
20263-228838-01 | Xcel Energy | 85 | 13781 | IOU | OID3607933 | 3.48 | Solar |  |  | Withdrawn | Trade Secret | Trade | ALD | ALD073 | Residential | Solar*Rewards | Trade Secret | 2018
20263-228838-01 | Xcel Energy | 85 | 13781 | IOU | OID3284745 | 6 | Solar |  |  | Withdrawn | Trade Secret | Trade | ALD | ALD073 | Residential | Solar*Rewards | Trade Secret | 2018
20263-228838-01 | Xcel Energy | 85 | 13781 | IOU | OID3369439 | 6 | Solar |  |  | Withdrawn | Trade Secret | Trade | ALD | ALD073 | Residential | Solar*Rewards | Trade Secret | 2018
20263-228838-01 | Xcel Energy | 85 | 13781 | IOU | 05356954 | 4.886 | Solar |  |  | Interconnected | Trade Secret | Trade | WIL | WIL074 | Residential | Solar*Rewards | Trade Secret | 2023 | 2023
20263-228838-01 | Xcel Energy | 85 | 13781 | IOU | 03959579 | 8.376 | Solar |  |  | Interconnected | Trade Secret | Trade | MEL | MEL088 | Residential | Solar*Rewards | Trade Secret | 2020 | 2020
20263-228838-01 | Xcel Energy | 85 | 13781 | IOU | 05267871 | 6.38 | Solar |  |  | Interconnected | Trade Secret | Trade | MST | MST080 | Residential |  | Trade Secret | 2022 | 2023
20263-228838-01 | Xcel Energy | 85 | 13781 | IOU | 03131873 | 3.8 | Solar |  |  | Interconnected | Trade Secret | Trade | MPK | MPK074 | Residential | Solar*Rewards | Trade Secret | 2017 | 2017
20263-228838-01 | Xcel Energy | 85 | 13781 | IOU | 04973158 | 7.448 | Solar |  |  | Interconnected | Trade Secret | Trade | WTN | WTN061 | Residential | Solar*Rewards | Trade Secret | 2022 | 2022
20263-228838-01 | Xcel Energy | 85 | 13781 | IOU | 03129954 | 33.3 | Solar |  |  | Interconnected | Trade Secret | Trade | WES | WES064 | Commercial | Solar*Rewards | Trade Secret | 2018 | 2019
20263-228838-01 | Xcel Energy | 85 | 13781 | IOU | 05224227 | 10.15 | Solar |  |  | Interconnected | Trade Secret | Trade | FSL | FSL311 | Residential |  | Trade Secret | 2022 | 2022
20263-228838-01 | Xcel Energy | 85 | 13781 | IOU | 05236347 | 8.12 | Solar |  |  | Interconnected | Trade Secret | Trade | CHE | CHE076 | Residential |  | Trade Secret | 2022 | 2023
20263-228838-01 |  |  |  |  | OID2808330 |  | Solar |  |  | Withdrawn | Trade Secret | Trade | SOU | SOU088 | Residential | Solar*Rewards |  | 2016
20263-228838-01 | Xcel Energy | 85 | 13781 | IOU | OID2765634 | 3.24 | Solar |  |  | Withdrawn | Trade Secret | Trade | SOU | SOU088 | Residential | Solar*Rewards | Trade Secret | 2016
20263-228838-01 | Xcel Energy | 85 | 13781 | IOU | 03131485 | 3.24 | Solar |  |  | Interconnected | Trade Secret | Trade | SOU | SOU088 | Residential | Made in Minnesota | Trade Secret | 2017 | 2017
20263-228838-01 | Xcel Energy | 85 | 13781 | IOU | 06148324 | 39.75 | Solar |  |  | Active Application | Trade Secret | Trade | RPL | RPL061 | Commercial | Solar*Rewards | Trade Secret | 2025
20263-228838-01 | Xcel Energy | 85 | 13781 | IOU | 06325167 | 39.6 | Solar |  |  | Active Application | Trade Secret | Trade | RPL | RPL061 | Commercial | Solar*Rewards | Trade Secret | 2026
20263-228838-01 | Xcel Energy | 85 | 13781 | IOU | 03130047 | 5.04 | Solar |  |  | Interconnected | Trade Secret | Trade | BCR | BCR083 | Residential | Solar*Rewards | Trade Secret | 2018 | 2019
20263-228838-01 | Xcel Energy | 85 | 13781 | IOU | 05834568 | 7.616 | Solar |  |  | Active Application | Trade Secret | Trade | UPP | UPP084 | Residential |  | Trade Secret | 2024
20263-228838-01 | Xcel Energy | 85 | 13781 | IOU | 05959310 | 7.591 | Solar |  |  | Interconnected | Trade Secret | Trade | MPK | MPK087 | Residential | Solar*Rewards | Trade Secret | 2024 | 2024
20263-228838-01 |  |  |  |  | OID3739219 |  | Solar |  |  | Withdrawn | Trade Secret | Trade | MGN | MGN211 | Residential | Solar*Rewards |  | 2019
20263-228838-01 | Xcel Energy | 85 | 13781 | IOU | 03836828 | 5 | Solar |  |  | Interconnected | Trade Secret | Trade | SOU | SOU081 | Residential | Solar*Rewards | Trade Secret | 2020 | 2020
20263-228838-01 | Xcel Energy | 85 | 13781 | IOU | 05813566 | 4.592 | Solar |  |  | Withdrawn | Trade Secret | Trade | GLK | GLK061 | Residential | Solar*Rewards | Trade Secret | 2024
20263-228838-01 | Xcel Energy | 85 | 13781 | IOU | 05822753 | 4.592 | Solar |  |  | Interconnected | Trade Secret | Trade | GLK | GLK061 | Residential |  | Trade Secret | 2024 | 2024
20263-228838-01 | Xcel Energy | 85 | 13781 | IOU | OID3962214 | 5.51 | Solar |  |  | Interconnected | Trade Secret | Trade | HUG | HUG312 | Residential | Solar*Rewards | Trade Secret | 2019 | 2020
20263-228838-01 | Xcel Energy | 85 | 13781 | IOU | 06037708 | 4.93 | Solar |  |  | Interconnected | Trade Secret | Trade | APA | APA069 | Residential | Solar*Rewards | Trade Secret | 2024 | 2025
20263-228838-01 | Xcel Energy | 85 | 13781 | IOU | 03999605 | 3.36 | Solar |  |  | Interconnected | Trade Secret | Trade | SOU | SOU083 | Residential | Solar*Rewards | Trade Secret | 2020 | 2020
20263-228838-01 | Xcel Energy | 85 | 13781 | IOU | OID2968454 | 5 | Solar |  |  | Withdrawn | Trade Secret | Trade | SLP | SLP087 | Residential | Made in Minnesota | Trade Secret | 2017
20263-228838-01 | Xcel Energy | 85 | 13781 | IOU | 03131786 | 6 | Solar |  |  | Interconnected | Trade Secret | Trade | SOU | SOU061 | Residential | Made in Minnesota | Trade Secret | 2017 | 2018
20263-228838-01 | Xcel Energy | 85 | 13781 | IOU | 04283761 | 5.054 | Solar |  |  | Interconnected | Trade Secret | Trade | WES | WES074 | Residential | Solar*Rewards | Trade Secret | 2021 | 2021
20263-228838-01 | Xcel Energy | 85 | 13781 | IOU | 03512391 | 11.39 | Solar |  |  | Interconnected | Trade Secret | Trade | PIL | PIL022 | Residential | Solar*Rewards | Trade Secret | 2019 | 2020
20263-228838-01 | Xcel Energy | 85 | 13781 | IOU | 03130553 | 3.747 | Solar |  |  | Interconnected | Trade Secret | Trade | MDT | MDT062 | Residential | Solar*Rewards | Trade Secret | 2019 | 2019
20263-228838-01 | Xcel Energy | 85 | 13781 | IOU | 06285783 | 6.98 | Solar |  |  | Active Application | Trade Secret | Trade | BYT | BYT072 | Commercial |  | Trade Secret | 2025
20263-228838-01 | Xcel Energy | 85 | 13781 | IOU | 05260762 | 14.79 | Solar |  |  | Interconnected | Trade Secret | Trade | WWK | WWK321 | Residential |  | Trade Secret | 2022 | 2023
20263-228838-01 | Xcel Energy | 85 | 13781 | IOU | 05267153 | 7.68 | Solar |  |  | Interconnected | Trade Secret | Trade | WDY | WDY311 | Residential |  | Trade Secret | 2022 | 2023
20263-228838-01 | Xcel Energy | 85 | 13781 | IOU | 04992713 | 9.994 | Solar |  |  | Interconnected | Trade Secret | Trade | OPK | OPK077 | Residential | Solar*Rewards | Trade Secret | 2022 | 2022
20263-228838-01 | Xcel Energy | 85 | 13781 | IOU | 06182752 | 4.188 | Solar |  |  | Interconnected | Trade Secret | Trade | APA | APA069 | Residential | Solar*Rewards | Trade Secret | 2025 | 2025
20263-228838-01 | Xcel Energy | 85 | 13781 | IOU | 03135005 | 17.57 | Solar |  |  | Interconnected | Trade Secret | Trade | SLP | SLP075 | Commercial | Solar*Rewards | Trade Secret | 2016 | 2016
20263-228838-01 | Xcel Energy | 85 | 13781 | IOU | 06216335 | 5.052 | Solar |  |  | Active Application | Trade Secret | Trade | SLP | SLP082 | Residential |  | Trade Secret | 2025
20263-228838-01 | Xcel Energy | 85 | 13781 | IOU | 05951281 | 474 | Solar |  |  | Active Application | Trade Secret | Trade | GRC | GRC311 | Commercial |  | Trade Secret | 2024
20263-228838-01 | Xcel Energy | 85 | 13781 | IOU | 06146377 | 3.575 | Solar |  |  | Interconnected | Trade Secret | Trade | DBL | DBL067 | Residential | Solar*Rewards | Trade Secret | 2025 | 2025
20263-228838-01 | Xcel Energy | 85 | 13781 | IOU | 06062580 | 11.5 | Storage |  |  | Interconnected | Trade Secret | Trade | RAM | RAM071 | Residential |  | Trade Secret | 2025 | 2025
20263-228838-01 | Xcel Energy | 85 | 13781 | IOU | 04066487 | 6.38 | Solar |  |  | Interconnected | Trade Secret | Trade | RAM | RAM071 | Residential | Solar*Rewards | Trade Secret | 2020 | 2020
20263-228838-01 | Xcel Energy | 85 | 13781 | IOU | 03134562 | 4.8 | Solar |  |  | Interconnected | Trade Secret | Trade | CGR | CGR061 | Residential | Made in Minnesota | Trade Secret | 2015 | 2015
20263-228838-01 | Xcel Energy | 85 | 13781 | IOU | OID2269317 | 4.8 | Solar |  |  | Withdrawn | Trade Secret | Trade | CGR | CGR061 | Residential | Solar*Rewards | Trade Secret | 2015
20263-228838-01 | Xcel Energy | 85 | 13781 | IOU | 03129865 | 11.89 | Solar |  |  | Interconnected | Trade Secret | Trade | OPK | OPK077 | Residential | Solar*Rewards | Trade Secret | 2018 | 2019
20263-228838-01 | Xcel Energy | 85 | 13781 | IOU | 03509654 | 7.2 | Solar |  |  | Interconnected | Trade Secret | Trade | WIL | WIL082 | Commercial | Solar*Rewards | Trade Secret | 2019 | 2020
20263-228838-01 | Xcel Energy | 85 | 13781 | IOU | 03134646 | 2.4 | Solar |  |  | Interconnected | Trade Secret | Trade | MOL | MOL078 | Residential | Solar*Rewards | Trade Secret | 2015 | 2015
20263-228838-01 | Xcel Energy | 85 | 13781 | IOU | 04877085 | 5.584 | Solar |  |  | Interconnected | Trade Secret | Trade | DBL | DBL068 | Residential | Solar*Rewards | Trade Secret | 2022 | 2022
20263-228838-01 | Xcel Energy | 85 | 13781 | IOU | 03132300 | 5 | Solar |  |  | Interconnected | Trade Secret | Trade | SAV | SAV069 | Residential | Solar*Rewards | Trade Secret | 2018 | 2018
20263-228838-01 | Xcel Energy | 85 | 13781 | IOU | 05862850 | 10.368 | Solar |  |  | Active Application | Trade Secret | Trade | PKL | PKL081 | Residential |  | Trade Secret | 2024
20263-228838-01 | Xcel Energy | 85 | 13781 | IOU | 06264148 | 4.188 | Solar |  |  | Active Application | Trade Secret | Trade | SCA | SCA021 | Residential |  | Trade Secret | 2025
20263-228838-01 | Xcel Energy | 85 | 13781 | IOU | 05486165 | 10.819 | Solar |  |  | Interconnected | Trade Secret | Trade | SAV | SAV063 | Residential | Solar*Rewards | Trade Secret | 2023 | 2023
20263-228838-01 | Xcel Energy | 85 | 13781 | IOU | 05817804 | 9.184 | Solar |  |  | Withdrawn | Trade Secret | Trade | HUG | HUG312 | Residential | Solar*Rewards | Trade Secret | 2024
20263-228838-01 | Xcel Energy | 85 | 13781 | IOU | 05823194 | 9.184 | Solar |  |  | Interconnected | Trade Secret | Trade | HUG | HUG312 | Residential |  | Trade Secret | 2024 | 2024
20263-228838-01 | Xcel Energy | 85 | 13781 | IOU | 06160560 | 4.555 | Solar |  |  | Interconnected | Trade Secret | Trade | REW | REW021 | Residential | Solar*Rewards | Trade Secret | 2025 | 2025
20263-228838-01 | Xcel Energy | 85 | 13781 | IOU | 04896998 | 10.121 | Solar |  |  | Active Application | Trade Secret | Trade | SCA | SCA021 | Residential | Solar*Rewards | Trade Secret | 2022
20263-228838-01 | Xcel Energy | 85 | 13781 | IOU | 05148488 | 10.47 | Solar |  |  | Interconnected | Trade Secret | Trade | TLK | TLK067 | Residential |  | Trade Secret | 2022 | 2024
20263-228838-01 | Xcel Energy | 85 | 13781 | IOU | 03923314 | 4.188 | Solar |  |  | Interconnected | Trade Secret | Trade | BLC | BLC062 | Residential | Solar*Rewards | Trade Secret | 2020 | 2020
20263-228838-01 | Xcel Energy | 85 | 13781 | IOU | 04393774 | 10.121 | Solar |  |  | Interconnected | Trade Secret | Trade | MEL | MEL062 | Residential | Solar*Rewards | Trade Secret | 2021 | 2021
20263-228838-01 | Xcel Energy | 85 | 13781 | IOU | 03130144 | 15.232 | Solar |  |  | Interconnected | Trade Secret | Trade | MND | MND063 | Commercial | Solar*Rewards | Trade Secret | 2018 | 2019
20263-228838-01 | Xcel Energy | 85 | 13781 | IOU | 03134435 | 6 | Solar |  |  | Interconnected | Trade Secret | Trade | CTR | CTR021 | Residential | Made in Minnesota | Trade Secret | 2015 | 2015
20263-228838-01 | Xcel Energy | 85 | 13781 | IOU | 05495405 | 13.496 | Solar |  |  | Interconnected | Trade Secret | Trade | OAD | OAD071 | Residential |  | Trade Secret | 2023 | 2023
20263-228838-01 | Xcel Energy | 85 | 13781 | IOU | 05156360 | 7.195 | Solar |  |  | Withdrawn | Trade Secret | Trade | OAD | OAD071 | Residential |  | Trade Secret | 2022
20263-228838-01 | Xcel Energy | 85 | 13781 | IOU | 06091430 | 11.5 | Storage |  |  | Active Application | Trade Secret | Trade | OAD | OAD071 | Residential |  | Trade Secret | 2025
20263-228838-01 | Xcel Energy | 85 | 13781 | IOU | 05461083 | 15.424 | Solar |  |  | Active Application | Trade Secret | Trade | OAD | OAD071 | Residential |  | Trade Secret | 2023
20263-228838-01 | Xcel Energy | 85 | 13781 | IOU | 05535748 | 8.505 | Solar |  |  | Interconnected | Trade Secret | Trade | OAD | OAD073 | Residential |  | Trade Secret | 2023 | 2023
20263-228838-01 | Xcel Energy | 85 | 13781 | IOU | 06106402 | 13.824 | Solar |  |  | Withdrawn | Trade Secret | Trade | PAT | PAT312 | Residential | Solar*Rewards | Trade Secret | 2025
20263-228838-01 | Xcel Energy | 85 | 13781 | IOU | 05957549 | 7.591 | Solar |  |  | Interconnected | Trade Secret | Trade | MDT | MDT074 | Residential | Solar*Rewards | Trade Secret | 2024 | 2024
20263-228838-01 | Xcel Energy | 85 | 13781 | IOU | 05601596 | 6.67 | Solar |  | X | Interconnected | Trade Secret | Trade | MPK | MPK087 | Residential |  | Trade Secret | 2023 | 2024
20263-228838-01 | Xcel Energy | 85 | 13781 | IOU | 05493919 | 6.4 | Solar |  |  | Withdrawn | Trade Secret | Trade | MTR | MTR021 | Residential |  | Trade Secret | 2023
20263-228838-01 | Xcel Energy | 85 | 13781 | IOU | 06112832 | 6.56 | Solar |  |  | Withdrawn | Trade Secret | Trade | MTR | MTR021 | Residential | Solar*Rewards | Trade Secret | 2025
20263-228838-01 | Xcel Energy | 85 | 13781 | IOU | 03133866 | 36 | Solar |  |  | Interconnected | Trade Secret | Trade | SCL | SCL322 | Commercial | Made in Minnesota | Trade Secret | 2014 | 2014
20263-228838-01 | Xcel Energy | 85 | 13781 | IOU | 06210343 | 7.258 | Solar |  |  | Active Application | Trade Secret | Trade | GLK | GLK064 | Residential |  | Trade Secret | 2025
20263-228838-01 | Xcel Energy | 85 | 13781 | IOU | 06208112 | 7.258 | Solar |  |  | Withdrawn | Trade Secret | Trade | GLK | GLK064 | Residential | Solar*Rewards | Trade Secret | 2025
20263-228838-01 | Xcel Energy | 85 | 13781 | IOU | 04372010 | 3.77 | Solar |  |  | Interconnected | Trade Secret | Trade | SOU | SOU064 | Residential | Solar*Rewards | Trade Secret | 2021 | 2021
20263-228838-01 | Xcel Energy | 85 | 13781 | IOU | 04041374 | 6 | Solar |  |  | Interconnected | Trade Secret | Trade | HOL | HOL072 | Residential | Solar*Rewards | Trade Secret | 2020 | 2020
20263-228838-01 | Xcel Energy | 85 | 13781 | IOU | 05348997 | 4.06 | Solar |  |  | Interconnected | Trade Secret | Trade | WIL | WIL081 | Residential |  | Trade Secret | 2022 | 2023
20263-228838-01 | Xcel Energy | 85 | 13781 | IOU | 06191968 | 3.037 | Solar |  |  | Withdrawn | Trade Secret | Trade | SLP | SLP082 | Residential | Solar*Rewards | Trade Secret | 2025
20263-228838-01 | Xcel Energy | 85 | 13781 | IOU | 06182490 | 3.037 | Solar |  |  | Interconnected | Trade Secret | Trade | SLP | SLP082 | Residential | Solar*Rewards | Trade Secret | 2025 | 2025
20263-228838-01 | Xcel Energy | 85 | 13781 | IOU | 03134128 | 3.12 | Solar |  |  | Interconnected | Trade Secret | Trade | MPK | MPK063 | Residential | Solar*Rewards | Trade Secret | 2014 | 2015
20263-228838-01 | Xcel Energy | 85 | 13781 | IOU | OID3835653 | 11.39 | Solar |  |  | Withdrawn | Trade Secret | Trade | HEC | HEC001 | Residential | Solar*Rewards | Trade Secret | 2019
20263-228838-01 |  |  |  |  | OID3835652 |  | Solar |  |  | Withdrawn | Trade Secret | Trade | HEC | HEC001 | Residential | Solar*Rewards |  | 2019
20263-228838-01 | Xcel Energy | 85 | 13781 | IOU | OID3822035 | 11.39 | Solar |  |  | Withdrawn | Trade Secret | Trade | HEC | HEC001 | Residential | Solar*Rewards | Trade Secret | 2019
20263-228838-01 | Xcel Energy | 85 | 13781 | IOU | 05808835 | 3.8 | Solar |  |  | Withdrawn | Trade Secret | Trade | ALD | ALD085 | Residential |  | Trade Secret | 2024
20263-228838-01 | Xcel Energy | 85 | 13781 | IOU | 05808802 | 3.747 | Solar |  |  | Interconnected | Trade Secret | Trade | ALD | ALD085 | Residential |  | Trade Secret | 2024 | 2024
20263-228838-01 | Xcel Energy | 85 | 13781 | IOU | 03134205 | 7.5 | Solar |  |  | Interconnected | Trade Secret | Trade | SOU | SOU066 | Residential | Made in Minnesota | Trade Secret | 2015 | 2015
20263-228838-01 | Xcel Energy | 85 | 13781 | IOU | 04440449 | 4.64 | Solar |  |  | Interconnected | Trade Secret | Trade | ALD | ALD076 | Residential | Solar*Rewards | Trade Secret | 2021 | 2021
20263-228838-01 | Xcel Energy | 85 | 13781 | IOU | 05124325 | 3.799 | Solar |  |  | Interconnected | Trade Secret | Trade | WCR | WCR322 | Residential |  | Trade Secret | 2022 | 2022
20263-228838-01 | Xcel Energy | 85 | 13781 | IOU | 04719934 | 5.054 | Solar |  |  | Interconnected | Trade Secret | Trade | SLP | SLP083 | Residential |  | Trade Secret | 2021 | 2022
20263-228838-01 | Xcel Energy | 85 | 13781 | IOU | 04511726 | 3.839 | Solar |  |  | Interconnected | Trade Secret | Trade | OAD | OAD075 | Residential |  | Trade Secret | 2021 | 2021
20263-228838-01 | Xcel Energy | 85 | 13781 | IOU | 05988816 | 7.6 | Solar |  |  | Interconnected | Trade Secret | Trade | EKO | EKO021 | Residential | Solar*Rewards | Trade Secret | 2024 | 2025
20263-228838-01 | Xcel Energy | 85 | 13781 | IOU | OID3794588 | 7.616 | Solar |  |  | Withdrawn | Trade Secret | Trade | HSN | HSN312 | Residential | Solar*Rewards | Trade Secret | 2019
20263-228838-01 | Xcel Energy | 85 | 13781 | IOU | 03132424 | 12 | Solar |  |  | Interconnected | Trade Secret | Trade | WAT | WAT081 | Residential | Solar*Rewards | Trade Secret | 2018 | 2018
20263-228838-01 | Xcel Energy | 85 | 13781 | IOU | 04655481 | 6 | Solar |  |  | Interconnected | Trade Secret | Trade | WSG | WSG361 | Residential |  | Trade Secret | 2021 | 2021
20263-228838-01 | Xcel Energy | 85 | 13781 | IOU | 04035950 | 8.12 | Solar |  |  | Interconnected | Trade Secret | Trade | WWK | WWK311 | Residential | Solar*Rewards | Trade Secret | 2020 | 2020
20263-228838-01 | Xcel Energy | 85 | 13781 | IOU | 05687888 | 3.747 | Solar |  |  | Active Application | Trade Secret | Trade | MHW | MHW311 | Residential |  | Trade Secret | 2023
20263-228838-01 | Xcel Energy | 85 | 13781 | IOU | 06239946 | 8.528 | Solar |  |  | Interconnected | Trade Secret | Trade | STY | STY072 | Residential |  | Trade Secret | 2025 | 2026
20263-228838-01 | Xcel Energy | 85 | 13781 | IOU | 06222577 | 9.84 | Solar |  |  | Withdrawn | Trade Secret | Trade | GFD | GFD021 | Residential |  | Trade Secret | 2025
20263-228838-01 | Xcel Energy | 85 | 13781 | IOU | 06204239 | 9.84 | Solar |  |  | Active Application | Trade Secret | Trade | GFD | GFD021 | Residential |  | Trade Secret | 2025
20263-228838-01 | Xcel Energy | 85 | 13781 | IOU | 05468298 | 6.98 | Solar |  |  | Interconnected | Trade Secret | Trade | DBL | DBL067 | Residential | Solar*Rewards | Trade Secret | 2023 | 2023
20263-228838-01 | Xcel Energy | 85 | 13781 | IOU | 03833427 | 7.92 | Solar |  |  | Interconnected | Trade Secret | Trade | AFT | AFT314 | Residential | Solar*Rewards | Trade Secret | 2020 | 2020
20263-228838-01 | Xcel Energy | 85 | 13781 | IOU | 05377232 | 6.09 | Solar |  |  | Interconnected | Trade Secret | Trade | MPK | MPK085 | Residential |  | Trade Secret | 2023 | 2023
20263-228838-01 | Xcel Energy | 85 | 13781 | IOU | OID2019409 | 18 | Solar |  |  | Withdrawn | Trade Secret | Trade | OSS | OSS062 | Commercial | Solar*Rewards | Trade Secret | 2014
20263-228838-01 | Xcel Energy | 85 | 13781 | IOU | OID2019415 | 18 | Solar |  |  | Withdrawn | Trade Secret | Trade | OSS | OSS062 | Commercial | Solar*Rewards | Trade Secret | 2014
20263-228838-01 | Xcel Energy | 85 | 13781 | IOU | 04519077 | 9.28 | Solar |  |  | Interconnected | Trade Secret | Trade | APA | APA076 | Residential |  | Trade Secret | 2021 | 2021
20263-228838-01 | Xcel Energy | 85 | 13781 | IOU | 05843625 | 9.994 | Solar |  |  | Interconnected | Trade Secret | Trade | CTR | CTR031 | Residential |  | Trade Secret | 2024 | 2025
20263-228838-01 | Xcel Energy | 85 | 13781 | IOU | 05278795 | 7.25 | Solar |  |  | Interconnected | Trade Secret | Trade | CGR | CGR061 | Residential |  | Trade Secret | 2022 | 2023
20263-228838-01 | Xcel Energy | 85 | 13781 | IOU | 04793976 | 7.616 | Solar |  |  | Interconnected | Trade Secret | Trade | WCR | WCR322 | Residential | Solar*Rewards | Trade Secret | 2022 | 2022
20263-228838-01 | Xcel Energy | 85 | 13781 | IOU | 06074725 | 10.26 | Solar |  |  | Active Application | Trade Secret | Trade | BRP | BRP061 | Residential | Solar*Rewards | Trade Secret | 2025
20263-228838-01 | Xcel Energy | 85 | 13781 | IOU | 06321987 | 10.26 | Solar |  |  | Active Application | Trade Secret | Trade | BRP | BRP061 | Residential | Solar*Rewards | Trade Secret | 2026
20263-228838-01 | Xcel Energy | 85 | 13781 | IOU | 03134980 | 5 | Solar |  |  | Interconnected | Trade Secret | Trade | MPK | MPK087 | Residential | Made in Minnesota | Trade Secret | 2016 | 2016
20263-228838-01 | Xcel Energy | 85 | 13781 | IOU | 03131170 | 3.44 | Solar |  |  | Interconnected | Trade Secret | Trade | MPK | MPK084 | Residential |  | Trade Secret | 2013 | 2013
20263-228838-01 | Xcel Energy | 85 | 13781 | IOU | 05979177 | 4.188 | Solar |  |  | Interconnected | Trade Secret | Trade | EDA | EDA084 | Residential | Solar*Rewards | Trade Secret | 2024 | 2024
20263-228838-01 | Xcel Energy | 85 | 13781 | IOU | 05122554 | 6.38 | Solar |  |  | Interconnected | Trade Secret | Trade | WCR | WCR322 | Residential |  | Trade Secret | 2022 | 2022
20263-228838-01 | Xcel Energy | 85 | 13781 | IOU | 05403741 | 1.54 | Solar |  |  | Active Application | Trade Secret | Trade | WCR | WCR322 | Residential | Solar*Rewards | Trade Secret | 2023
20263-228838-01 | Xcel Energy | 85 | 13781 | IOU | 03135016 | 33.4 | Solar |  |  | Interconnected | Trade Secret | Trade | MST | MST080 | Commercial | Made in Minnesota | Trade Secret | 2016 | 2016
20263-228838-01 | Xcel Energy | 85 | 13781 | IOU | OID3867315 | 4.35 | Solar |  |  | Interconnected | Trade Secret | Trade | MPK | MPK085 | Residential | Solar*Rewards | Trade Secret | 2019 | 2020
20263-228838-01 | Xcel Energy | 85 | 13781 | IOU | 05548376 | 2.5 | Solar |  |  | Active Application | Trade Secret | Trade | HUG | HUG311 | Residential |  | Trade Secret | 2023
20263-228838-01 | Xcel Energy | 85 | 13781 | IOU | 05712584 | 6.56 | Solar |  |  | Active Application | Trade Secret | Trade | RIV | RIV063 | Residential | Solar*Rewards | Trade Secret | 2024
20263-228838-01 | Xcel Energy | 85 | 13781 | IOU | 04799134 | 6.98 | Solar |  |  | Withdrawn | Trade Secret | Trade | RIV | RIV063 | Residential | Solar*Rewards | Trade Secret | 2022
20263-228838-01 | Xcel Energy | 85 | 13781 | IOU | 03130619 | 37.8 | Solar |  |  | Interconnected | Trade Secret | Trade | ECK | ECK341 | Commercial | Made in Minnesota | Trade Secret | 2016 | 2017
20263-228838-01 | Xcel Energy | 85 | 13781 | IOU | 05564196 | 9.994 | Solar |  |  | Interconnected | Trade Secret | Trade | ECK | ECK062 | Residential |  | Trade Secret | 2024 | 2024
20263-228838-01 | Xcel Energy | 85 | 13781 | IOU | 03134949 | 9.94 | Solar |  |  | Interconnected | Trade Secret | Trade | HUG | HUG312 | Residential | Made in Minnesota | Trade Secret | 2016 | 2016
20263-228838-01 | Xcel Energy | 85 | 13781 | IOU | 04794297 | 12.913 | Solar |  |  | Interconnected | Trade Secret | Trade | SLP | SLP095 | Residential | Solar*Rewards | Trade Secret | 2022 | 2022
20263-228838-01 | Xcel Energy | 85 | 13781 | IOU | 05937020 | 4.555 | Solar |  |  | Interconnected | Trade Secret | Trade | ALD | ALD092 | Residential | Solar*Rewards | Trade Secret | 2024 | 2024
20263-228838-01 | Xcel Energy | 85 | 13781 | IOU | 04422256 | 7.329 | Solar |  |  | Interconnected | Trade Secret | Trade | FSL | FSL312 | Residential | Solar*Rewards | Trade Secret | 2021 | 2021
20263-228838-01 | Xcel Energy | 85 | 13781 | IOU | 04084550 | 3.747 | Solar |  |  | Interconnected | Trade Secret | Trade | STY | STY062 | Residential | Solar*Rewards | Trade Secret | 2020 | 2021
20263-228838-01 | Xcel Energy | 85 | 13781 | IOU | 05993112 | 3.839 | Solar |  |  | Interconnected | Trade Secret | Trade | HWW | HWW074 | Residential | Solar*Rewards | Trade Secret | 2024 | 2025
20263-228838-01 | Xcel Energy | 85 | 13781 | IOU | 03131297 | 3.8 | Solar |  |  | Interconnected | Trade Secret | Trade | TER | TER061 | Residential | Made in Minnesota | Trade Secret | 2016 | 2017
20263-228838-01 | Xcel Energy | 85 | 13781 | IOU | 03133923 | 7 | Solar |  |  | Interconnected | Trade Secret | Trade | RMT | RMT321 | Residential | Made in Minnesota | Trade Secret | 2014 | 2014
20263-228838-01 | Xcel Energy | 85 | 13781 | IOU | 06220188 | 4.064 | Solar |  |  | Interconnected | Trade Secret | Trade | AFT | AFT321 | Residential |  | Trade Secret | 2025 | 2025
20263-228838-01 | Xcel Energy | 85 | 13781 | IOU | 05525510 | 10.04 | Solar |  | X | Interconnected | Trade Secret | Trade | UPP | UPP063 | Residential |  | Trade Secret | 2023 | 2023
20263-228838-01 | Xcel Energy | 85 | 13781 | IOU | OID2991848 | 7.63 | Solar |  |  | Withdrawn | Trade Secret | Trade | GSL | GSL341 | Residential | Made in Minnesota | Trade Secret | 2017
20263-228838-01 | Xcel Energy | 85 | 13781 | IOU | 06212698 | 9.6 | Solar |  |  | Active Application | Trade Secret | Trade | GSL | GSL341 | Residential | Solar*Rewards | Trade Secret | 2025
20263-228838-01 | Xcel Energy | 85 | 13781 | IOU | 03132056 | 9.94 | Solar |  |  | Interconnected | Trade Secret | Trade | WEF | WEF071 | Residential | Made in Minnesota | Trade Secret | 2017 | 2018
20263-228838-01 | Xcel Energy | 85 | 13781 | IOU | OID3065680 | 9.94 | Solar |  |  | Withdrawn | Trade Secret | Trade | WEF | WEF071 | Residential | Made in Minnesota | Trade Secret | 2017
20263-228838-01 | Xcel Energy | 85 | 13781 | IOU | 06188707 | 4.934 | Solar |  |  | Interconnected | Trade Secret | Trade | KOL | KOL061 | Residential | Solar*Rewards | Trade Secret | 2025 | 2025
20263-228838-01 | Xcel Energy | 85 | 13781 | IOU | 05357131 | 5.584 | Solar |  |  | Interconnected | Trade Secret | Trade | HYL | HYL063 | Residential | Solar*Rewards | Trade Secret | 2023 | 2023
20263-228838-01 | Xcel Energy | 85 | 13781 | IOU | 04180677 | 5.8 | Solar |  |  | Interconnected | Trade Secret | Trade | CGR | CGR063 | Residential | Solar*Rewards | Trade Secret | 2021 | 2021
20263-228838-01 | Xcel Energy | 85 | 13781 | IOU | 04438668 | 6.282 | Solar |  |  | Interconnected | Trade Secret | Trade | APA | APA069 | Residential | Solar*Rewards | Trade Secret | 2021 | 2021
20263-228838-01 | Xcel Energy | 85 | 13781 | IOU | OID2251217 | 13.5 | Solar |  |  | Withdrawn | Trade Secret | Trade | WAB | WAB031 | Residential | Solar*Rewards | Trade Secret | 2015
20263-228838-01 | Xcel Energy | 85 | 13781 | IOU | 03134392 | 8.5 | Solar |  |  | Interconnected | Trade Secret | Trade | WAB | WAB031 | Residential | Made in Minnesota | Trade Secret | 2015 | 2015
20263-228838-01 | Xcel Energy | 85 | 13781 | IOU | 03291146 | 4.06 | Solar |  |  | Interconnected | Trade Secret | Trade | APA | APA075 | Residential | Solar*Rewards | Trade Secret | 2019 | 2020
20263-228838-01 | Xcel Energy | 85 | 13781 | IOU | 03132467 | 6 | Solar |  |  | Interconnected | Trade Secret | Trade | DOC | DOC211 | Residential | Solar*Rewards | Trade Secret | 2018 | 2018
20263-228838-01 | Xcel Energy | 85 | 13781 | IOU | 03131625 | 5 | Solar |  |  | Interconnected | Trade Secret | Trade | HUG | HUG322 | Residential | Made in Minnesota | Trade Secret | 2017 | 2017
20263-228838-01 | Xcel Energy | 85 | 13781 | IOU | 06173987 | 4.064 | Solar |  |  | Interconnected | Trade Secret | Trade | HWW | HWW062 | Residential | Solar*Rewards | Trade Secret | 2025 | 2025
20263-228838-01 | Xcel Energy | 85 | 13781 | IOU | 05668211 | 4.62 | Solar |  |  | Interconnected | Trade Secret | Trade | WDY | WDY322 | Residential |  | Trade Secret | 2023 | 2024
20263-228838-01 | Xcel Energy | 85 | 13781 | IOU | 05863975 | 5.052 | Solar |  |  | Interconnected | Trade Secret | Trade | HUG | HUG312 | Residential |  | Trade Secret | 2024 | 2025
20263-228838-01 | Xcel Energy | 85 | 13781 | IOU | 04494414 | 5.054 | Solar |  |  | Active Application | Trade Secret | Trade | OSS | OSS062 | Residential | Solar*Rewards | Trade Secret | 2021
20263-228838-01 | Xcel Energy | 85 | 13781 | IOU | 04528839 | 5.054 | Solar |  |  | Interconnected | Trade Secret | Trade | OSS | OSS062 | Residential |  | Trade Secret | 2021 | 2021
20263-228838-01 | Xcel Energy | 85 | 13781 | IOU | 03130527 | 5.52 | Solar |  |  | Interconnected | Trade Secret | Trade | HUG | HUG311 | Residential | Solar*Rewards | Trade Secret | 2018 | 2019
20263-228838-01 | Xcel Energy | 85 | 13781 | IOU | 03133386 | 9.2 | Solar |  |  | Interconnected | Trade Secret | Trade | AFT | AFT314 | Commercial | Solar*Rewards | Trade Secret | 2011 | 2011
20263-228838-01 | Xcel Energy | 85 | 13781 | IOU | 05173487 | 13.34 | Solar |  |  | Interconnected | Trade Secret | Trade | CGR | CGR064 | Residential |  | Trade Secret | 2022 | 2022
20263-228838-01 | Xcel Energy | 85 | 13781 | IOU | 03133015 | 9.94 | Solar |  |  | Interconnected | Trade Secret | Trade | WSG | WSG361 | Residential | Solar*Rewards | Trade Secret | 2018 | 2019
20263-228838-01 | Xcel Energy | 85 | 13781 | IOU | 04224978 | 29.02 | Solar |  |  | Interconnected | Trade Secret | Trade | MOL | MOL072 | Commercial | Solar*Rewards | Trade Secret | 2021 | 2021
20263-228838-01 | Xcel Energy | 85 | 13781 | IOU | 05855457 | 18.816 | Solar |  |  | Interconnected | Trade Secret | Trade | ECK | ECK321 | Residential |  | Trade Secret | 2024 | 2025
20263-228838-01 | Xcel Energy | 85 | 13781 | IOU | 06322091 | 12.564 | Solar |  |  | Active Application | Trade Secret | Trade | CDV | CDV072 | Residential | Solar*Rewards | Trade Secret | 2026
20263-228838-01 | Xcel Energy | 85 | 13781 | IOU | 03135072 | 9 | Solar |  |  | Interconnected | Trade Secret | Trade | WAB | WAB031 | Residential | Made in Minnesota | Trade Secret | 2016 | 2016
20263-228838-01 | Xcel Energy | 85 | 13781 | IOU | 06106619 | 6.073 | Solar |  |  | Interconnected | Trade Secret | Trade | WSG | WSG362 | Residential | Solar*Rewards | Trade Secret | 2025 | 2025
20263-228838-01 | Xcel Energy | 85 | 13781 | IOU | 04971977 | 5.052 | Solar |  |  | Interconnected | Trade Secret | Trade | CDV | CDV072 | Residential |  | Trade Secret | 2022 | 2023
20263-228838-01 | Xcel Energy | 85 | 13781 | IOU | 05436456 | 7.68 | Solar |  |  | Interconnected | Trade Secret | Trade | PIP | PIP061 | Residential |  | Trade Secret | 2023 | 2023
20263-228838-01 | Xcel Energy | 85 | 13781 | IOU | 03255105 | 5.04 | Solar |  |  | Interconnected | Trade Secret | Trade | WES | WES076 | Residential | Solar*Rewards | Trade Secret | 2019 | 2020
20263-228838-01 | Xcel Energy | 85 | 13781 | IOU | 04041253 | 6.6 | Solar |  |  | Interconnected | Trade Secret | Trade | WIL | WIL091 | Residential |  | Trade Secret | 2020 | 2021
20263-228838-01 | Xcel Energy | 85 | 13781 | IOU | 03131309 | 6 | Solar |  |  | Interconnected | Trade Secret | Trade | MPK | MPK063 | Residential | Solar*Rewards | Trade Secret | 2016 | 2017
20263-228838-01 | Xcel Energy | 85 | 13781 | IOU | 06118187 | 7.591 | Solar |  |  | Interconnected | Trade Secret | Trade | SOU | SOU060 | Residential | Solar*Rewards | Trade Secret | 2025 | 2025
20263-228838-01 | Xcel Energy | 85 | 13781 | IOU | 06144031 | 5.314 | Solar |  |  | Interconnected | Trade Secret | Trade | OSS | OSS071 | Residential |  | Trade Secret | 2025 | 2025
20263-228838-01 |  |  |  |  | OID3987102 |  | Solar |  |  | Withdrawn | Trade Secret | Trade | HWW | HWW061 | Commercial | Solar*Rewards |  | 2019
20263-228838-01 | Xcel Energy | 85 | 13781 | IOU | 03130061 | 5.76 | Solar |  |  | Interconnected | Trade Secret | Trade | MHW | MHW311 | Residential | Solar*Rewards | Trade Secret | 2018 | 2019
20263-228838-01 | Xcel Energy | 85 | 13781 | IOU | 03130164 | 3.12 | Solar |  |  | Interconnected | Trade Secret | Trade | SOU | SOU069 | Residential | Solar*Rewards | Trade Secret | 2019 | 2019
20263-228838-01 | Xcel Energy | 85 | 13781 | IOU | OID3667911 | 3.64 | Solar |  |  | Withdrawn | Trade Secret | Trade | SOU | SOU069 | Residential | Solar*Rewards | Trade Secret | 2018
20263-228838-01 | Xcel Energy | 85 | 13781 | IOU | OID2021616 | 36 | Solar |  |  | Interconnected | Trade Secret | Trade |  |  | Residential | Made in Minnesota | Trade Secret | 2014 | 2015
20263-228838-01 | Xcel Energy | 85 | 13781 | IOU | 04505497 | 5.584 | Solar |  |  | Interconnected | Trade Secret | Trade | BLC | BLC061 | Residential |  | Trade Secret | 2021 | 2021
20263-228838-01 | Xcel Energy | 85 | 13781 | IOU | 05828378 | 3.49 | Solar |  |  | Interconnected | Trade Secret | Trade | MPK | MPK082 | Residential | Solar*Rewards | Trade Secret | 2024 | 2024
20263-228838-01 | Xcel Energy | 85 | 13781 | IOU | 06314291 | 6.631 | Solar |  |  | Active Application | Trade Secret | Trade | SLP | SLP081 | Commercial |  | Trade Secret | 2025
20263-228838-01 |  |  |  |  | OID3705247 |  | Solar |  |  | Withdrawn | Trade Secret | Trade | FAB | FAB063 | Residential | Solar*Rewards |  | 2019
20263-228838-01 |  |  |  |  | OID3289870 |  | Solar |  |  | Withdrawn | Trade Secret | Trade | HWW | HWW062 | Commercial | Solar*Rewards |  | 2018
20263-228838-01 | Xcel Energy | 85 | 13781 | IOU | OID3289916 | 7.625 | Solar |  |  | Withdrawn | Trade Secret | Trade | HWW | HWW062 | Commercial | Solar*Rewards | Trade Secret | 2018
20263-228838-01 | Xcel Energy | 85 | 13781 | IOU | 06211015 | 5.235 | Solar |  |  | Interconnected | Trade Secret | Trade | AHI | AHI063 | Residential |  | Trade Secret | 2025 | 2025
20263-228838-01 | Xcel Energy | 85 | 13781 | IOU | 03995477 | 6.96 | Solar |  |  | Interconnected | Trade Secret | Trade | SOU | SOU087 | Residential | Solar*Rewards | Trade Secret | 2020 | 2020
20263-228838-01 | Xcel Energy | 85 | 13781 | IOU | 05356648 | 12.564 | Solar |  |  | Interconnected | Trade Secret | Trade | AFT | AFT315 | Residential |  | Trade Secret | 2023 | 2023
20263-228838-01 | Xcel Energy | 85 | 13781 | IOU | 03132489 | 7.616 | Solar |  |  | Interconnected | Trade Secret | Trade | RPL | RPL063 | Residential | Solar*Rewards | Trade Secret | 2018 | 2018
20263-228838-01 | Xcel Energy | 85 | 13781 | IOU | 03131624 | 9.5 | Solar |  |  | Interconnected | Trade Secret | Trade | WAB | WAB031 | Residential | Made in Minnesota | Trade Secret | 2017 | 2017
20263-228838-01 | Xcel Energy | 85 | 13781 | IOU | OID2019248 | 20 | Solar |  |  | Withdrawn | Trade Secret | Trade | WAT | WAT081 | Commercial | Solar*Rewards | Trade Secret | 2014
20263-228838-01 | Xcel Energy | 85 | 13781 | IOU | SRO29972 | 30 | Solar |  |  | Withdrawn | Trade Secret | Trade | WAT | WAT081 | Commercial | Solar*Rewards | Trade Secret | 2013
20263-228838-01 | Xcel Energy | 85 | 13781 | IOU | 03290801 | 2.32 | Solar |  |  | Interconnected | Trade Secret | Trade | UPP | UPP085 | Residential | Solar*Rewards | Trade Secret | 2019 | 2020
20263-228838-01 | Xcel Energy | 85 | 13781 | IOU | 03129699 | 19.999 | Solar |  |  | Interconnected | Trade Secret | Trade | MDT | MDT074 | Commercial | Solar*Rewards | Trade Secret | 2018 | 2019
20263-228838-01 | Xcel Energy | 85 | 13781 | IOU | OID3284567 | 19.999 | Solar |  |  | Withdrawn | Trade Secret | Trade | MDT | MDT074 | Commercial | Solar*Rewards | Trade Secret | 2018
20263-228838-01 | Xcel Energy | 85 | 13781 | IOU | OID3864206 | 60 | Solar |  |  | Withdrawn | Trade Secret | Trade | DND | DND071 | Commercial |  | Trade Secret | 2019
20263-228838-01 |  |  |  |  | OID3888817 |  | Solar |  |  | Withdrawn | Trade Secret | Trade | DND | DND071 | Commercial | Solar*Rewards |  | 2019
20263-228838-01 | Xcel Energy | 85 | 13781 | IOU | 03510117 | 29.02 | Solar |  |  | Active Application | Trade Secret | Trade | DND | DND071 | Commercial | Solar*Rewards | Trade Secret | 2019
20263-228838-01 | Xcel Energy | 85 | 13781 | IOU | 06209332 | 4.886 | Solar |  |  | Interconnected | Trade Secret | Trade | LEX | LEX332 | Residential |  | Trade Secret | 2025 | 2025
20263-228838-01 | Xcel Energy | 85 | 13781 | IOU | 04335008 | 10.412 | Solar |  |  | Interconnected | Trade Secret | Trade | VMR | VMR062 | Residential | Solar*Rewards | Trade Secret | 2021 | 2021
20263-228838-01 | Xcel Energy | 85 | 13781 | IOU | 03152594 | 9.864 | Solar |  |  | Interconnected | Trade Secret | Trade | RVA | RVA061 | Commercial | Solar*Rewards | Trade Secret | 2019 | 2019
20263-228838-01 | Xcel Energy | 85 | 13781 | IOU | 04032252 | 7.25 | Solar |  |  | Interconnected | Trade Secret | Trade | ALK | ALK063 | Residential | Solar*Rewards | Trade Secret | 2020 | 2021
20263-228838-01 | Xcel Energy | 85 | 13781 | IOU | SRO15548 | 7.2 | Solar |  |  | Withdrawn | Trade Secret | Trade | ALB | ALB022 | Residential | Solar*Rewards | Trade Secret | 2010
20263-228838-01 | Xcel Energy | 85 | 13781 | IOU | SRO12819 | 8 | Solar |  |  | Withdrawn | Trade Secret | Trade | ALB | ALB022 | Residential | Solar*Rewards | Trade Secret | 2010
20263-228838-01 | Xcel Energy | 85 | 13781 | IOU | 03131046 | 7.68 | Solar |  |  | Interconnected | Trade Secret | Trade | ALB | ALB022 | Residential |  | Trade Secret | 2010 | 2010
20263-228838-01 | Xcel Energy | 85 | 13781 | IOU | OID2019147 | 20 | Solar |  |  | Withdrawn | Trade Secret | Trade | OAD | OAD074 | Commercial | Solar*Rewards | Trade Secret | 2014
20263-228838-01 | Xcel Energy | 85 | 13781 | IOU | OID3437769 | 66.6 | Solar |  |  | Withdrawn | Trade Secret | Trade | OAD | OAD074 | Commercial |  | Trade Secret | 2018
20263-228838-01 | Xcel Energy | 85 | 13781 | IOU | 03132146 | 9.94 | Solar |  |  | Interconnected | Trade Secret | Trade | ALT | ALT021 | Residential | Made in Minnesota | Trade Secret | 2017 | 2018
20263-228838-01 | Xcel Energy | 85 | 13781 | IOU | 04261448 | 5 | Solar |  |  | Active Application | Trade Secret | Trade | ALT | ALT021 | Residential | Solar*Rewards | Trade Secret | 2020
20263-228838-01 | Xcel Energy | 85 | 13781 | IOU | 03132950 | 7.616 | Solar |  |  | Interconnected | Trade Secret | Trade | HYL | HYL061 | Residential | Solar*Rewards | Trade Secret | 2018 | 2019
20263-228838-01 | Xcel Energy | 85 | 13781 | IOU | 04303812 | 5.48 | Solar |  |  | Interconnected | Trade Secret | Trade | WCS | WCS064 | Residential | Solar*Rewards | Trade Secret | 2021 | 2021
20263-228838-01 | Xcel Energy | 85 | 13781 | IOU | 04826129 | 38.012 | Solar |  |  | Interconnected | Trade Secret | Trade | DOC | DOC211 | Residential |  | Trade Secret | 2022 | 2023
20263-228838-01 | Xcel Energy | 85 | 13781 | IOU | 06260457 | 7.329 | Solar |  |  | Active Application | Trade Secret | Trade | TWL | TWL079 | Residential |  | Trade Secret | 2025
20263-228838-01 | Xcel Energy | 85 | 13781 | IOU | OID1944818 | 3 | Solar |  |  | Withdrawn | Trade Secret | Trade | TWL | TWL079 | Residential | Made in Minnesota | Trade Secret | 2014
20263-228838-01 | Xcel Energy | 85 | 13781 | IOU | 05310000 | 3.19 | Solar |  |  | Interconnected | Trade Secret | Trade | CGR | CGR061 | Residential |  | Trade Secret | 2022 | 2023
20263-228838-01 | Xcel Energy | 85 | 13781 | IOU | 04794158 | 6.09 | Solar |  |  | Interconnected | Trade Secret | Trade | RPL | RPL063 | Residential | Solar*Rewards | Trade Secret | 2022 | 2022
20263-228838-01 |  |  |  |  | 03129794 |  | Natural Gas |  |  | Active Application | Trade Secret | Trade | SCL | SCL322 | Commercial |  |  | 2016
20263-228838-01 | Xcel Energy | 85 | 13781 | IOU | 04966906 | 15.706 | Solar |  | X | Interconnected | Trade Secret | Trade | LLK | LLK071 | Residential | Solar*Rewards | Trade Secret | 2022 | 2022
20263-228838-01 | Xcel Energy | 85 | 13781 | IOU | 05303241 | 8.32 | Solar |  |  | Interconnected | Trade Secret | Trade | HSN | HSN322 | Residential |  | Trade Secret | 2022 | 2023
20263-228838-01 | Xcel Energy | 85 | 13781 | IOU | 06322126 | 3.801 | Solar |  |  | Active Application | Trade Secret | Trade | WES | WES064 | Residential | Solar*Rewards | Trade Secret | 2026
20263-228838-01 | Xcel Energy | 85 | 13781 | IOU | 06088150 | 4.56 | Solar |  |  | Active Application | Trade Secret | Trade | WES | WES064 | Residential | Solar*Rewards | Trade Secret | 2025
20263-228838-01 | Xcel Energy | 85 | 13781 | IOU | 05358788 | 6.96 | Solar |  |  | Active Application | Trade Secret | Trade | WRR | WRR075 | Residential | Solar*Rewards | Trade Secret | 2023
20263-228838-01 | Xcel Energy | 85 | 13781 | IOU | 04875063 | 6.576 | Solar |  |  | Interconnected | Trade Secret | Trade | PBE | PBE061 | Residential | Solar*Rewards | Trade Secret | 2022 | 2022
20263-228838-01 | Xcel Energy | 85 | 13781 | IOU | 05950855 | 7.54 | Solar |  |  | Interconnected | Trade Secret | Trade | MST | MST071 | Residential | Solar*Rewards | Trade Secret | 2024 | 2024
20263-228838-01 | Xcel Energy | 85 | 13781 | IOU | 04976407 | 5.235 | Solar |  |  | Withdrawn | Trade Secret | Trade | UPP | UPP068 | Residential | Solar*Rewards | Trade Secret | 2022
20263-228838-01 | Xcel Energy | 85 | 13781 | IOU | 05362864 | 3.839 | Solar |  |  | Interconnected | Trade Secret | Trade | UPP | UPP068 | Residential | Solar*Rewards | Trade Secret | 2023 | 2023
20263-228838-01 | Xcel Energy | 85 | 13781 | IOU | 04434753 | 5.054 | Solar |  |  | Interconnected | Trade Secret | Trade | OAD | OAD061 | Residential | Solar*Rewards | Trade Secret | 2021 | 2022
20263-228838-01 | Xcel Energy | 85 | 13781 | IOU | 03133625 | 4.9 | Solar |  |  | Interconnected | Trade Secret | Trade | SLP | SLP084 | Residential | Solar*Rewards | Trade Secret | 2012 | 2012
20263-228838-01 | Xcel Energy | 85 | 13781 | IOU | 05729105 | 10.121 | Solar |  |  | Interconnected | Trade Secret | Trade | RMT | RMT321 | Residential | Solar*Rewards | Trade Secret | 2024 | 2024
20263-228838-01 | Xcel Energy | 85 | 13781 | IOU | 03133563 | 5.59 | Solar |  |  | Interconnected | Trade Secret | Trade | GVW | GVW021 | Residential | Solar*Rewards | Trade Secret | 2011 | 2012
20263-228838-01 | Xcel Energy | 85 | 13781 | IOU | 05588822 | 7.616 | Solar |  |  | Active Application | Trade Secret | Trade | ZUM | ZUM021 | Residential |  | Trade Secret | 2023
20263-228838-01 | Xcel Energy | 85 | 13781 | IOU | 04561713 | 6.282 | Solar |  | X | Active Application | Trade Secret | Trade | ZUM | ZUM021 | Residential |  | Trade Secret | 2021
20263-228838-01 | Xcel Energy | 85 | 13781 | IOU | 04406970 | 7.616 | Solar |  |  | Interconnected | Trade Secret | Trade | SAV | SAV071 | Residential | Solar*Rewards | Trade Secret | 2021 | 2022
20263-228838-01 | Xcel Energy | 85 | 13781 | IOU | 05807185 | 3.78 | Solar |  |  | Withdrawn | Trade Secret | Trade | WDY | WDY311 | Residential |  | Trade Secret | 2024
20263-228838-01 | Xcel Energy | 85 | 13781 | IOU | 03129654 | 39.998 | Solar |  |  | Interconnected | Trade Secret | Trade | TWL | TWL089 | Commercial | Solar*Rewards | Trade Secret | 2019 | 2020
20263-228838-01 | Xcel Energy | 85 | 13781 | IOU | 05796333 | 11.393 | Solar |  |  | Interconnected | Trade Secret | Trade | HAS | HAS021 | Residential | Solar*Rewards | Trade Secret | 2024 | 2024
20263-228838-01 | Xcel Energy | 85 | 13781 | IOU | 06232163 | 8.36 | Solar |  |  | Active Application | Trade Secret | Trade | GLK | GLK065 | Residential |  | Trade Secret | 2025
20263-228838-01 | Xcel Energy | 85 | 13781 | IOU | 06219081 | 5.22 | Solar |  |  | Interconnected | Trade Secret | Trade | CRL | CRL065 | Residential |  | Trade Secret | 2025 | 2026
20263-228838-01 | Xcel Energy | 85 | 13781 | IOU | 05191385 | 17.88 | Solar |  |  | Interconnected | Trade Secret | Trade | YAM | YAM031 | Residential |  | Trade Secret | 2022 | 2023
20263-228838-01 | Xcel Energy | 85 | 13781 | IOU | 06192889 | 10 | Storage |  |  | Active Application | Trade Secret | Trade | GRC | GRC312 | Residential |  | Trade Secret | 2026
20263-228838-01 | Xcel Energy | 85 | 13781 | IOU | 05486169 | 9.984 | Solar |  |  | Interconnected | Trade Secret | Trade | GRC | GRC312 | Residential | Solar*Rewards | Trade Secret | 2023 | 2024
20263-228838-01 | Xcel Energy | 85 | 13781 | IOU | 03932909 | 29.7 | Solar |  |  | Interconnected | Trade Secret | Trade | XRD | XRD062 | Commercial |  | Trade Secret | 2020 | 2021
20263-228838-01 | Xcel Energy | 85 | 13781 | IOU | 03984733 | 29.7 | Solar |  |  | Interconnected | Trade Secret | Trade | XRD | XRD062 | Commercial | Solar*Rewards | Trade Secret | 2020 | 2021
20263-228838-01 | Xcel Energy | 85 | 13781 | IOU | 05851319 | 11.136 | Solar |  |  | Active Application | Trade Secret | Trade | WCR | WCR321 | Residential |  | Trade Secret | 2024
20263-228838-01 | Xcel Energy | 85 | 13781 | IOU | 03132280 | 3.8 | Solar |  |  | Interconnected | Trade Secret | Trade | HWW | HWW073 | Residential | Solar*Rewards | Trade Secret | 2018 | 2018
20263-228838-01 | Xcel Energy | 85 | 13781 | IOU | 05476218 | 5.76 | Solar |  |  | Interconnected | Trade Secret | Trade | OSS | OSS063 | Residential | Solar*Rewards | Trade Secret | 2023 | 2023
20263-228838-01 | Xcel Energy | 85 | 13781 | IOU | 05829716 | 13.824 | Solar |  |  | Interconnected | Trade Secret | Trade | CHE | CHE076 | Residential | Solar*Rewards | Trade Secret | 2024 | 2024
20263-228838-01 | Xcel Energy | 85 | 13781 | IOU | 03129647 | 39.998 | Solar |  |  | Interconnected | Trade Secret | Trade | WIL | WIL071 | Commercial | Solar*Rewards | Trade Secret | 2019 | 2019
20263-228838-01 | Xcel Energy | 85 | 13781 | IOU | 03132934 | 240 | Solar |  |  | Interconnected | Trade Secret | Trade | RIV | RIV062 | Commercial |  | Trade Secret | 2018 | 2019
20263-228838-01 | Xcel Energy | 85 | 13781 | IOU | OID3473987 | 240 | Solar |  |  | Withdrawn | Trade Secret | Trade | RIV | RIV062 | Commercial |  | Trade Secret | 2018
20263-228838-01 |  |  |  |  | OID3518270 |  | Solar |  |  | Withdrawn | Trade Secret | Trade | RIV | RIV062 | Commercial |  |  | 2018
20263-228838-01 |  |  |  |  | OID3516664 |  | Solar |  |  | Withdrawn | Trade Secret | Trade | RIV | RIV062 | Commercial |  |  | 2018
20263-228838-01 | Xcel Energy | 85 | 13781 | IOU | 06322262 | 3.8 | Solar |  |  | Active Application | Trade Secret | Trade | CEL | CEL064 | Residential | Solar*Rewards | Trade Secret | 2026
20263-228838-01 | Xcel Energy | 85 | 13781 | IOU | 04386342 | 6.96 | Solar |  |  | Active Application | Trade Secret | Trade | WTN | WTN062 | Residential | Solar*Rewards | Trade Secret | 2021
20263-228838-01 | Xcel Energy | 85 | 13781 | IOU | OID3038818 | 11.241 | Solar |  |  | Withdrawn | Trade Secret | Trade | PRR | PRR063 | Commercial | Solar*Rewards | Trade Secret | 2017
20263-228838-01 | Xcel Energy | 85 | 13781 | IOU | 04899822 | 9.2 | Solar |  | X | Interconnected | Trade Secret | Trade | OPK | OPK077 | Residential | Solar*Rewards | Trade Secret | 2022 | 2022
20263-228838-01 | Xcel Energy | 85 | 13781 | IOU | OID3425106 | 4.2 | Solar |  |  | Interconnected | Trade Secret | Trade | OPK | OPK077 | Residential | Solar*Rewards | Trade Secret | 2018 | 2018
20263-228838-01 | Xcel Energy | 85 | 13781 | IOU | 04849517 | 6.028 | Solar |  |  | Interconnected | Trade Secret | Trade | HOL | HOL071 | Residential | Solar*Rewards | Trade Secret | 2022 | 2022
20263-228838-01 | Xcel Energy | 85 | 13781 | IOU | 05457083 | 240 | Solar |  |  | Interconnected | Trade Secret | Trade | TER | TER066 | Commercial |  | Trade Secret | 2023 | 2025
20263-228838-01 | Xcel Energy | 85 | 13781 | IOU | 05937079 | 6.073 | Solar |  |  | Interconnected | Trade Secret | Trade | ALD | ALD085 | Residential | Solar*Rewards | Trade Secret | 2024 | 2024
20263-228838-01 | Xcel Energy | 85 | 13781 | IOU | 05617308 | 3.15 | Solar |  |  | Interconnected | Trade Secret | Trade | HOL | HOL071 | Residential |  | Trade Secret | 2023 | 2024
20263-228838-01 | Xcel Energy | 85 | 13781 | IOU | 04267285 | 3.747 | Solar |  |  | Interconnected | Trade Secret | Trade | WIL | WIL063 | Residential |  | Trade Secret | 2021 | 2021
20263-228838-01 | Xcel Energy | 85 | 13781 | IOU | 05473551 | 3.84 | Solar |  |  | Interconnected | Trade Secret | Trade | WCR | WCR322 | Residential | Solar*Rewards | Trade Secret | 2023 | 2023
20263-228838-01 | Xcel Energy | 85 | 13781 | IOU | 05536055 | 2.9 | Solar |  |  | Interconnected | Trade Secret | Trade | MPK | MPK074 | Residential |  | Trade Secret | 2023 | 2024
20263-228838-01 | Xcel Energy | 85 | 13781 | IOU | 04998959 | 4.886 | Solar |  |  | Interconnected | Trade Secret | Trade | GSL | GSL075 | Residential | Solar*Rewards | Trade Secret | 2022 | 2023
20263-228838-01 | Xcel Energy | 85 | 13781 | IOU | 03134880 | 4.32 | Solar |  |  | Interconnected | Trade Secret | Trade | GSL | GSL075 | Residential | Made in Minnesota | Trade Secret | 2016 | 2016
20263-228838-01 | Xcel Energy | 85 | 13781 | IOU | 06253587 | 6.282 | Solar |  |  | Active Application | Trade Secret | Trade | REW | REW023 | Residential |  | Trade Secret | 2025
20263-228838-01 | Xcel Energy | 85 | 13781 | IOU | 05586626 | 4.992 | Solar |  |  | Interconnected | Trade Secret | Trade | OAD | OAD061 | Residential |  | Trade Secret | 2023 | 2023
20263-228838-01 | Xcel Energy | 85 | 13781 | IOU | 05814565 | 5.052 | Solar |  |  | Interconnected | Trade Secret | Trade | OAD | OAD072 | Residential |  | Trade Secret | 2024 | 2024
20263-228838-01 | Xcel Energy | 85 | 13781 | IOU | 05942663 | 5.052 | Solar |  |  | Interconnected | Trade Secret | Trade | WDY | WDY321 | Residential |  | Trade Secret | 2024 | 2025
20263-228838-01 | Xcel Energy | 85 | 13781 | IOU | 03130300 | 9.94 | Solar |  |  | Interconnected | Trade Secret | Trade | EDA | EDA087 | Residential | Solar*Rewards | Trade Secret | 2019 | 2019
20263-228838-01 | Xcel Energy | 85 | 13781 | IOU | 05437404 | 4.41 | Solar |  |  | Interconnected | Trade Secret | Trade | HWW | HWW071 | Residential |  | Trade Secret | 2023 | 2023
20263-228838-01 | Xcel Energy | 85 | 13781 | IOU | 06167883 | 7.6 | Solar |  |  | Interconnected | Trade Secret | Trade | ALK | ALK072 | Residential | Solar*Rewards | Trade Secret | 2025 | 2025
20263-228838-01 | Xcel Energy | 85 | 13781 | IOU | 06166938 | 7.6 | Solar |  |  | Withdrawn | Trade Secret | Trade | ALK | ALK072 | Residential | Solar*Rewards | Trade Secret | 2025
20263-228838-01 | Xcel Energy | 85 | 13781 | IOU | 05785057 | 8.73 | Solar |  |  | Interconnected | Trade Secret | Trade | SOU | SOU079 | Residential | Solar*Rewards | Trade Secret | 2024 | 2024
20263-228838-01 | Xcel Energy | 85 | 13781 | IOU | 06226082 | 15.182 | Solar |  |  | Interconnected | Trade Secret | Trade | SLP | SLP074 | Residential |  | Trade Secret | 2025 | 2026
20263-228838-01 | Xcel Energy | 85 | 13781 | IOU | 03129740 | 39.998 | Solar |  |  | Interconnected | Trade Secret | Trade | AHI | AHI025 | Commercial | Solar*Rewards | Trade Secret | 2019 | 2019
20263-228838-01 | Xcel Energy | 85 | 13781 | IOU | 03569430 | 119.999 | Solar |  |  | Interconnected | Trade Secret | Trade | AHI | AHI025 | Commercial |  | Trade Secret | 2020 | 2021
20263-228838-01 | Xcel Energy | 85 | 13781 | IOU | 06261926 | 2.903 | Solar |  |  | Interconnected | Trade Secret | Trade | MEL | MEL069 | Residential |  | Trade Secret | 2025 | 2026
20263-228838-01 | Xcel Energy | 85 | 13781 | IOU | SRO22467 | 7.31 | Solar |  |  | Withdrawn | Trade Secret | Trade | GRC | GRC062 | Residential | Solar*Rewards | Trade Secret | 2012
20263-228838-01 | Xcel Energy | 85 | 13781 | IOU | 05774077 | 3.484 | Solar |  |  | Interconnected | Trade Secret | Trade | WIL | WIL063 | Residential |  | Trade Secret | 2024 | 2024
20263-228838-01 | Xcel Energy | 85 | 13781 | IOU | 04641363 | 33.128 | Solar |  |  | Interconnected | Trade Secret | Trade | HWW | HWW062 | Commercial | Solar*Rewards | Trade Secret | 2021 | 2023
20263-228838-01 |  |  |  |  | 04478058 |  |  |  |  | Active Application | Trade Secret | Trade | DOC | DOC211 | Residential |  |  | 2021
20263-228838-01 | Xcel Energy | 85 | 13781 | IOU | 05979226 | 11.517 | Solar |  |  | Interconnected | Trade Secret | Trade | WES | WES074 | Residential |  | Trade Secret | 2024 | 2025
20263-228838-01 | Xcel Energy | 85 | 13781 | IOU | 04640866 | 5.933 | Solar |  |  | Interconnected | Trade Secret | Trade | SOU | SOU082 | Residential |  | Trade Secret | 2021 | 2021
20263-228838-01 | Xcel Energy | 85 | 13781 | IOU | 05500851 | 6.96 | Solar |  |  | Interconnected | Trade Secret | Trade | LOK | LOK062 | Residential |  | Trade Secret | 2023 | 2023
20263-228838-01 | Xcel Energy | 85 | 13781 | IOU | 05780759 | 6.912 | Solar |  |  | Interconnected | Trade Secret | Trade | WCR | WCR311 | Residential | Solar*Rewards | Trade Secret | 2024 | 2024
20263-228838-01 | Xcel Energy | 85 | 13781 | IOU | 03130827 | 2.04 | Solar |  |  | Interconnected | Trade Secret | Trade | WCR | WCR322 | Residential |  | Trade Secret | 2009 | 2009
20263-228838-01 | Xcel Energy | 85 | 13781 | IOU | 05819783 | 7.616 | Solar |  |  | Interconnected | Trade Secret | Trade | WDY | WDY322 | Residential |  | Trade Secret | 2024 | 2024
20263-228838-01 | Xcel Energy | 85 | 13781 | IOU | 03130005 | 33.3 | Solar |  |  | Interconnected | Trade Secret | Trade | XRD | XRD061 | Commercial | Solar*Rewards | Trade Secret | 2018 | 2019
20263-228838-01 | Xcel Energy | 85 | 13781 | IOU | OID3473157 | 39.998 | Solar |  |  | Withdrawn | Trade Secret | Trade | MOL | MOL067 | Commercial | Solar*Rewards | Trade Secret | 2018
20263-228838-01 | Xcel Energy | 85 | 13781 | IOU | 04280791 | 39.998 | Solar |  |  | Interconnected | Trade Secret | Trade | MOL | MOL067 | Commercial | Solar*Rewards | Trade Secret | 2021 | 2021
20263-228838-01 | Xcel Energy | 85 | 13781 | IOU | 04434958 | 60.251 | Solar |  |  | Interconnected | Trade Secret | Trade | MOL | MOL067 | Commercial |  | Trade Secret | 2021 | 2022
20263-228838-01 | Xcel Energy | 85 | 13781 | IOU | OID3705812 | 39.998 | Solar |  |  | Withdrawn | Trade Secret | Trade | MOL | MOL067 | Commercial | Solar*Rewards | Trade Secret | 2019
20263-228838-01 |  |  |  |  | OID3019866 |  | Solar |  |  | Withdrawn | Trade Secret | Trade | REW | REW031 | Residential | Solar*Rewards |  | 2017
20263-228838-01 | Xcel Energy | 85 | 13781 | IOU | OID3022108 | 7 | Solar |  |  | Withdrawn | Trade Secret | Trade | REW | REW031 | Residential | Solar*Rewards | Trade Secret | 2017
20263-228838-01 | Xcel Energy | 85 | 13781 | IOU | OID3033152 | 18 | Solar |  |  | Withdrawn | Trade Secret | Trade | RLK | RLK064 | Commercial | Solar*Rewards | Trade Secret | 2017
20263-228838-01 | Xcel Energy | 85 | 13781 | IOU | 03130386 | 18 | Solar |  |  | Interconnected | Trade Secret | Trade | RLK | RLK064 | Commercial | Solar*Rewards | Trade Secret | 2018 | 2018
20263-228838-01 | Xcel Energy | 85 | 13781 | IOU | 03130868 | 4.8 | Solar |  |  | Interconnected | Trade Secret | Trade | ECK | ECK321 | Residential |  | Trade Secret | 2008 | 2008
20263-228838-01 | Xcel Energy | 85 | 13781 | IOU | 05712142 | 7.875 | Solar |  |  | Interconnected | Trade Secret | Trade | HUG | HUG321 | Residential | Solar*Rewards | Trade Secret | 2024 | 2024
20263-228838-01 | Xcel Energy | 85 | 13781 | IOU | 05947233 | 5.052 | Solar |  |  | Interconnected | Trade Secret | Trade | WDY | WDY311 | Residential |  | Trade Secret | 2024 | 2024
20263-228838-01 | Xcel Energy | 85 | 13781 | IOU | 05506037 | 5.052 | Solar |  |  | Interconnected | Trade Secret | Trade | WIL | WIL082 | Residential | Solar*Rewards | Trade Secret | 2023 | 2023
20263-228838-01 | Xcel Energy | 85 | 13781 | IOU | 05899652 | 5.052 | Solar |  |  | Interconnected | Trade Secret | Trade | CRL | CRL065 | Residential |  | Trade Secret | 2024 | 2025
20263-228838-01 | Xcel Energy | 85 | 13781 | IOU | 03133346 | 5.7 | Solar |  |  | Interconnected | Trade Secret | Trade | RVA | RVA061 | Residential | Solar*Rewards | Trade Secret | 2011 | 2011
20263-228838-01 | Xcel Energy | 85 | 13781 | IOU | 05503924 | 3.19 | Solar |  |  | Interconnected | Trade Secret | Trade | SLP | SLP087 | Residential |  | Trade Secret | 2023 | 2023
20263-228838-01 | Xcel Energy | 85 | 13781 | IOU | 05389333 | 3.48 | Solar |  |  | Interconnected | Trade Secret | Trade | ALD | ALD073 | Residential |  | Trade Secret | 2023 | 2023
20263-228838-01 | Xcel Energy | 85 | 13781 | IOU | 05253635 | 13.056 |  |  |  | Active Application | Trade Secret | Trade | TLK | TLK067 | Residential |  | Trade Secret | 2022
20263-228838-01 | Xcel Energy | 85 | 13781 | IOU | 04625976 | 9.423 | Solar |  |  | Interconnected | Trade Secret | Trade | TLK | TLK064 | Residential |  | Trade Secret | 2021 | 2021
20263-228838-01 | Xcel Energy | 85 | 13781 | IOU | 05613408 | 6.3 | Solar |  |  | Interconnected | Trade Secret | Trade | MPK | MPK074 | Residential |  | Trade Secret | 2023 | 2024
20263-228838-01 | Xcel Energy | 85 | 13781 | IOU | 03134118 | 5.28 | Solar |  |  | Interconnected | Trade Secret | Trade | WDY | WDY321 | Residential | Solar*Rewards | Trade Secret | 2014 | 2015
20263-228838-01 |  |  |  |  | 06342669 |  | Solar |  |  | Active Application | Trade Secret | Trade | IDA | IDA071 | Residential | Solar*Rewards |  | 2026
20263-228838-01 | Xcel Energy | 85 | 13781 | IOU | 04298802 | 5 | Solar |  |  | Interconnected | Trade Secret | Trade | IDA | IDA071 | Residential | Solar*Rewards | Trade Secret | 2021 | 2021
20263-228838-01 | Xcel Energy | 85 | 13781 | IOU | 03133070 | 5 | Solar |  |  | Interconnected | Trade Secret | Trade | GFD | GFD022 | Commercial | Solar*Rewards | Trade Secret | 2013 | 2015
20263-228838-01 | Xcel Energy | 85 | 13781 | IOU | SRO26595 | 5 | Solar |  |  | Withdrawn | Trade Secret | Trade | GFD | GFD022 | Commercial | Solar*Rewards | Trade Secret | 2012
20263-228838-01 | Xcel Energy | 85 | 13781 | IOU | 03132414 | 33.3 | Solar |  |  | Interconnected | Trade Secret | Trade | LOK | LOK083 | Commercial | Made in Minnesota | Trade Secret | 2018 | 2018
20263-228838-01 | Xcel Energy | 85 | 13781 | IOU | 03133962 | 20 | Solar |  |  | Interconnected | Trade Secret | Trade | LOK | LOK083 | Commercial | Solar*Rewards | Trade Secret | 2014 | 2015
20263-228838-01 | Xcel Energy | 85 | 13781 | IOU | 04407913 | 6 | Solar |  |  | Active Application | Trade Secret | Trade | WCS | WCS064 | Residential | Solar*Rewards | Trade Secret | 2021
20263-228838-01 |  |  |  |  | 06320226 |  |  |  |  | Active Application | Trade Secret | Trade | SOU | SOU076 | Residential |  |  | 2026
20263-228838-01 | Xcel Energy | 85 | 13781 | IOU | 05672132 | 1.44 | Solar |  |  | Withdrawn | Trade Secret | Trade | SOU | SOU076 | Residential |  | Trade Secret | 2023
20263-228838-01 | Xcel Energy | 85 | 13781 | IOU | 06320593 | 0.768 | Solar |  |  | Withdrawn | Trade Secret | Trade | SOU | SOU076 | Residential |  | Trade Secret | 2026
20263-228838-01 | Xcel Energy | 85 | 13781 | IOU | 04477938 | 5 | Solar |  |  | Interconnected | Trade Secret | Trade | SOU | SOU076 | Residential |  | Trade Secret | 2021 | 2021
20263-228838-01 | Xcel Energy | 85 | 13781 | IOU | 04788364 | 2.46 | Solar |  |  | Active Application | Trade Secret | Trade | SOU | SOU076 | Residential | Solar*Rewards | Trade Secret | 2021
20263-228838-01 |  |  |  |  | 06305990 |  |  |  |  | Active Application | Trade Secret | Trade | SOU | SOU076 | Residential |  |  | 2025
20263-228838-01 | Xcel Energy | 85 | 13781 | IOU | 06040972 | 3.747 | Solar |  |  | Interconnected | Trade Secret | Trade | MPK | MPK068 | Residential | Solar*Rewards | Trade Secret | 2025 | 2025
20263-228838-01 | Xcel Energy | 85 | 13781 | IOU | 03132195 | 3.747 | Solar |  |  | Interconnected | Trade Secret | Trade | MST | MST075 | Residential | Solar*Rewards | Trade Secret | 2018 | 2018
20263-228838-01 | Xcel Energy | 85 | 13781 | IOU | 03134954 | 9.94 | Solar |  |  | Interconnected | Trade Secret | Trade | RRK | RRK082 | Residential | Made in Minnesota | Trade Secret | 2016 | 2017
20263-228838-01 | Xcel Energy | 85 | 13781 | IOU | 06037966 | 6.073 | Solar |  |  | Interconnected | Trade Secret | Trade | RPL | RPL061 | Residential | Solar*Rewards | Trade Secret | 2024 | 2025
20263-228838-01 | Xcel Energy | 85 | 13781 | IOU | 03132485 | 6 | Solar |  |  | Interconnected | Trade Secret | Trade | WES | WES074 | Residential | Solar*Rewards | Trade Secret | 2018 | 2018
20263-228838-01 | Xcel Energy | 85 | 13781 | IOU | 04943880 | 6.09 | Solar |  |  | Interconnected | Trade Secret | Trade | GLK | GLK074 | Residential |  | Trade Secret | 2022 | 2023
20263-228838-01 | Xcel Energy | 85 | 13781 | IOU | 04810522 | 9.772 | Solar |  |  | Interconnected | Trade Secret | Trade | OAD | OAD073 | Residential | Solar*Rewards | Trade Secret | 2022 | 2022
20263-228838-01 | Xcel Energy | 85 | 13781 | IOU | 05496412 | 7.6 | Solar |  |  | Interconnected | Trade Secret | Trade | ALD | ALD084 | Residential | Solar*Rewards | Trade Secret | 2023 | 2023
20263-228838-01 | Xcel Energy | 85 | 13781 | IOU | 03132257 | 5 | Solar |  |  | Interconnected | Trade Secret | Trade | HUG | HUG321 | Residential | Solar*Rewards | Trade Secret | 2018 | 2018
20263-228838-01 | Xcel Energy | 85 | 13781 | IOU | 04794157 | 5.2 | Solar |  |  | Withdrawn | Trade Secret | Trade | ALD | ALD076 | Residential | Solar*Rewards | Trade Secret | 2022
20263-228838-01 | Xcel Energy | 85 | 13781 | IOU | 03134939 | 6.75 | Solar |  |  | Interconnected | Trade Secret | Trade | SOU | SOU076 | Residential | Made in Minnesota | Trade Secret | 2016 | 2016
20263-228838-01 | Xcel Energy | 85 | 13781 | IOU | 05263370 | 4 | Solar |  |  | Withdrawn | Trade Secret | Trade | RPL | RPL064 | Residential |  | Trade Secret | 2022
20263-228838-01 | Xcel Energy | 85 | 13781 | IOU | 05749388 | 180 | Solar |  |  | Active Application | Trade Secret | Trade | ROC | ROC091 | Commercial |  | Trade Secret | 2024
20263-228838-01 | Xcel Energy | 85 | 13781 | IOU | 05288883 | 7.678 | Solar |  |  | Interconnected | Trade Secret | Trade | MND | MND072 | Residential |  | Trade Secret | 2022 | 2023
20263-228838-01 | Xcel Energy | 85 | 13781 | IOU | 05552136 | 4.41 | Solar |  |  | Withdrawn | Trade Secret | Trade | GSL | GSL061 | Residential | Solar*Rewards | Trade Secret | 2023
20263-228838-01 | Xcel Energy | 85 | 13781 | IOU | 04427690 | 6 | Solar |  |  | Interconnected | Trade Secret | Trade | WDY | WDY311 | Residential | Solar*Rewards | Trade Secret | 2021 | 2021
20263-228838-01 | Xcel Energy | 85 | 13781 | IOU | 04790542 | 5.054 | Solar |  |  | Interconnected | Trade Secret | Trade | IDA | IDA071 | Residential |  | Trade Secret | 2022 | 2023
20263-228838-01 |  |  |  |  | OID2102525 |  | Solar |  |  | Withdrawn | Trade Secret | Trade | STO | STO002 | Commercial | Solar*Rewards |  | 2014
20263-228838-01 | Xcel Energy | 85 | 13781 | IOU | 06004335 | 9.109 | Solar |  |  | Interconnected | Trade Secret | Trade | MOL | MOL064 | Residential | Solar*Rewards | Trade Secret | 2024 | 2025
20263-228838-01 | Xcel Energy | 85 | 13781 | IOU | 06322145 | 7.548 | Solar |  |  | Withdrawn | Trade Secret | Trade | HYL | HYL063 | Residential | Solar*Rewards | Trade Secret | 2026
20263-228838-01 | Xcel Energy | 85 | 13781 | IOU | 06325729 | 8.709 | Solar |  |  | Active Application | Trade Secret | Trade | HYL | HYL063 | Residential | Solar*Rewards | Trade Secret | 2026
20263-228838-01 | Xcel Energy | 85 | 13781 | IOU | OID3923233 | 5.22 | Solar |  |  | Withdrawn | Trade Secret | Trade | UPP | UPP082 | Residential | Solar*Rewards | Trade Secret | 2019
20263-228838-01 | Xcel Energy | 85 | 13781 | IOU | 05938017 | 6.046 | Solar |  |  | Interconnected | Trade Secret | Trade | FSL | FSL312 | Residential |  | Trade Secret | 2024 | 2025
20263-228838-01 | Xcel Energy | 85 | 13781 | IOU | SRO12648 | 9.995 | Solar |  |  | Withdrawn | Trade Secret | Trade | STY | STY061 | Commercial | Solar*Rewards | Trade Secret | 2010
20263-228838-01 | Xcel Energy | 85 | 13781 | IOU | 03133293 | 10 | Solar |  |  | Interconnected | Trade Secret | Trade | STY | STY061 | Commercial | Solar*Rewards | Trade Secret | 2010 | 2010
20263-228838-01 | Xcel Energy | 85 | 13781 | IOU | 04797213 | 5.8 | Solar |  |  | Interconnected | Trade Secret | Trade | WDY | WDY311 | Residential | Solar*Rewards | Trade Secret | 2022 | 2022
20263-228838-01 | Xcel Energy | 85 | 13781 | IOU | 06223505 | 11.52 | Solar |  |  | Withdrawn | Trade Secret | Trade | TER | TER061 | Residential |  | Trade Secret | 2025
20263-228838-01 | Xcel Energy | 85 | 13781 | IOU | 06184531 | 11.52 | Solar |  |  | Active Application | Trade Secret | Trade | TER | TER061 | Residential |  | Trade Secret | 2025
20263-228838-01 | Xcel Energy | 85 | 13781 | IOU | 06004624 | 9.099 | Solar |  |  | Interconnected | Trade Secret | Trade | OAD | OAD075 | Residential |  | Trade Secret | 2024 | 2025
20263-228838-01 | Xcel Energy | 85 | 13781 | IOU | 04820476 | 32.96 | Storage |  |  | Interconnected | Trade Secret | Trade | LLK | LLK071 | Residential |  | Trade Secret | 2022 | 2022
20263-228838-01 | Xcel Energy | 85 | 13781 | IOU | 03507571 | 12.96 | Solar |  | X | Interconnected | Trade Secret | Trade | LLK | LLK071 | Residential | Solar*Rewards | Trade Secret | 2019 | 2020
20263-228838-01 | Xcel Energy | 85 | 13781 | IOU | 06208501 | 7.212 | Solar |  | X | Interconnected | Trade Secret | Trade | MEL | MEL072 | Residential | Solar*Rewards | Trade Secret | 2025 | 2026
20263-228838-01 | Xcel Energy | 85 | 13781 | IOU | 04793755 | 15.232 | Solar |  |  | Interconnected | Trade Secret | Trade | FSL | FSL312 | Residential |  | Trade Secret | 2022 | 2022
20263-228838-01 | Xcel Energy | 85 | 13781 | IOU | 04760429 | 15.232 |  |  |  | Withdrawn | Trade Secret | Trade | FSL | FSL312 | Residential |  | Trade Secret | 2021
20263-228838-01 | Xcel Energy | 85 | 13781 | IOU | 04794126 | 5.22 | Solar |  |  | Interconnected | Trade Secret | Trade | GNL | GNL063 | Residential | Solar*Rewards | Trade Secret | 2022 | 2022
20263-228838-01 | Xcel Energy | 85 | 13781 | IOU | 04663962 | 5.933 | Solar |  |  | Interconnected | Trade Secret | Trade | LLK | LLK061 | Residential |  | Trade Secret | 2021 | 2021
20263-228838-01 | Xcel Energy | 85 | 13781 | IOU | 05356582 | 9.772 | Solar |  |  | Interconnected | Trade Secret | Trade | APA | APA069 | Residential | Solar*Rewards | Trade Secret | 2023 | 2023
20263-228838-01 | Xcel Energy | 85 | 13781 | IOU | OID3892324 | 3.747 | Solar |  |  | Interconnected | Trade Secret | Trade | CAF | CAF022 | Residential | Solar*Rewards | Trade Secret | 2019 | 2020
20263-228838-01 | Xcel Energy | 85 | 13781 | IOU | 03133368 | 9.995 | Solar |  |  | Interconnected | Trade Secret | Trade | SOU | SOU079 | Residential | Solar*Rewards | Trade Secret | 2011 | 2012
20263-228838-01 | Xcel Energy | 85 | 13781 | IOU | 04962518 | 5.052 | Solar |  |  | Interconnected | Trade Secret | Trade | APA | APA073 | Residential |  | Trade Secret | 2022 | 2023
20263-228838-01 | Xcel Energy | 85 | 13781 | IOU | 04480309 | 6 | Solar |  |  | Active Application | Trade Secret | Trade | WDY | WDY322 | Residential | Solar*Rewards | Trade Secret | 2021
20263-228838-01 | Xcel Energy | 85 | 13781 | IOU | 04508237 | 6 | Solar |  |  | Interconnected | Trade Secret | Trade | WDY | WDY322 | Residential |  | Trade Secret | 2021 | 2022
20263-228838-01 | Xcel Energy | 85 | 13781 | IOU | 03645761 | 9.994 | Solar |  |  | Interconnected | Trade Secret | Trade | OPK | OPK073 | Residential | Solar*Rewards | Trade Secret | 2020 | 2020
20263-228838-01 | Xcel Energy | 85 | 13781 | IOU | 06091135 | 7.212 | Solar |  |  | Interconnected | Trade Secret | Trade | GSL | GSL341 | Residential |  | Trade Secret | 2025 | 2025
20263-228838-01 | Xcel Energy | 85 | 13781 | IOU | 04445974 | 12.18 | Solar |  |  | Interconnected | Trade Secret | Trade | MEL | MEL068 | Residential | Solar*Rewards | Trade Secret | 2021 | 2022
20263-228838-01 | Xcel Energy | 85 | 13781 | IOU | 04435073 | 15.232 | Solar |  |  | Active Application | Trade Secret | Trade | LAP | LAP311 | Residential | Solar*Rewards | Trade Secret | 2021
20263-228838-01 | Xcel Energy | 85 | 13781 | IOU | 03566432 | 39.998 | Solar |  |  | Interconnected | Trade Secret | Trade | WCR | WCR322 | Commercial | Solar*Rewards | Trade Secret | 2020 | 2020
20263-228838-01 | Xcel Energy | 85 | 13781 | IOU | 03745807 | 9.994 | Solar |  |  | Active Application | Trade Secret | Trade | GSL | GSL341 | Residential | Solar*Rewards | Trade Secret | 2020
20263-228838-01 | Xcel Energy | 85 | 13781 | IOU | 06323243 | 15.007 | Solar |  |  | Active Application | Trade Secret | Trade | RAM | RAM073 | Residential | Solar*Rewards | Trade Secret | 2026
20263-228838-01 |  |  |  |  | OID3585671 |  | Solar |  |  | Withdrawn | Trade Secret | Trade | CHI | CHI311 | Residential | Solar*Rewards |  | 2018
20263-228838-01 | Xcel Energy | 85 | 13781 | IOU | 03135101 | 9.94 | Solar |  |  | Interconnected | Trade Secret | Trade | CHI | CHI311 | Residential | Made in Minnesota | Trade Secret | 2016 | 2017
20263-228838-01 | Xcel Energy | 85 | 13781 | IOU | 05941990 | 5.22 | Solar |  |  | Interconnected | Trade Secret | Trade | ALD | ALD076 | Residential | Solar*Rewards | Trade Secret | 2024 | 2024
20263-228838-01 | Xcel Energy | 85 | 13781 | IOU | 04266892 | 5.054 | Solar |  |  | Interconnected | Trade Secret | Trade | TWL | TWL072 | Residential |  | Trade Secret | 2021 | 2021
20263-228838-01 | Xcel Energy | 85 | 13781 | IOU | 04386295 | 7.54 | Solar |  |  | Interconnected | Trade Secret | Trade | WYO | WYO032 | Residential | Solar*Rewards | Trade Secret | 2021 | 2021
20263-228838-01 | Xcel Energy | 85 | 13781 | IOU | 03134163 | 9.5 | Solar |  |  | Interconnected | Trade Secret | Trade | OPK | OPK073 | Residential | Made in Minnesota | Trade Secret | 2014 | 2014
20263-228838-01 |  |  |  |  | OID3758575 |  | Solar |  |  | Withdrawn | Trade Secret | Trade | WAS | WAS092 | Commercial | Solar*Rewards |  | 2019
20263-228838-01 | Xcel Energy | 85 | 13781 | IOU | 03135105 | 35.985 | Solar |  |  | Interconnected | Trade Secret | Trade | FAP | FAP061 | Commercial | Made in Minnesota | Trade Secret | 2016 | 2016
20263-228838-01 | Xcel Energy | 85 | 13781 | IOU | 03131306 | 18 | Solar |  |  | Interconnected | Trade Secret | Trade | WCS | WCS072 | Commercial | Solar*Rewards | Trade Secret | 2016 | 2017
20263-228838-01 | Xcel Energy | 85 | 13781 | IOU | 03131307 | 18 | Solar |  |  | Interconnected | Trade Secret | Trade | WCS | WCS072 | Commercial |  | Trade Secret | 2016 | 2017
20263-228838-01 | Xcel Energy | 85 | 13781 | IOU | 05246158 | 80 | Solar |  |  | Interconnected | Trade Secret | Trade | SIP | SIP061 | Commercial |  | Trade Secret | 2022 | 2023
20263-228838-01 | Xcel Energy | 85 | 13781 | IOU | 06041363 | 7.212 | Solar |  |  | Active Application | Trade Secret | Trade | CGR | CGR063 | Residential |  | Trade Secret | 2025
20263-228838-01 | Xcel Energy | 85 | 13781 | IOU | 03271796 | 14.994 | Solar |  | X | Interconnected | Trade Secret | Trade | GNL | GNL071 | Residential | Solar*Rewards | Trade Secret | 2019 | 2020
20263-228838-01 | Xcel Energy | 85 | 13781 | IOU | OID3915057 | 14.94 | Solar |  |  | Withdrawn | Trade Secret | Trade | GNL | GNL071 | Residential | Solar*Rewards | Trade Secret | 2019
20263-228838-01 | Xcel Energy | 85 | 13781 | IOU | OID2265949 | 12.48 | Solar |  |  | Withdrawn | Trade Secret | Trade | ESW | ESW062 | Commercial | Solar*Rewards | Trade Secret | 2015
20263-228838-01 |  |  |  |  | OID2269515 |  | Solar |  |  | Withdrawn | Trade Secret | Trade | ESW | ESW062 | Commercial | Solar*Rewards |  | 2015
20263-228838-01 |  |  |  |  | OID2268361 |  | Solar |  |  | Withdrawn | Trade Secret | Trade | ESW | ESW062 | Commercial | Solar*Rewards |  | 2015
20263-228838-01 | Xcel Energy | 85 | 13781 | IOU | 03131962 | 18 | Solar |  |  | Interconnected | Trade Secret | Trade | PRR | PRR063 | Commercial | Solar*Rewards | Trade Secret | 2017 | 2018
20263-228838-01 | Xcel Energy | 85 | 13781 | IOU | 06220603 | 13.96 | Solar |  |  | Interconnected | Trade Secret | Trade | TWL | TWL082 | Residential |  | Trade Secret | 2025 | 2025
20263-228838-01 | Xcel Energy | 85 | 13781 | IOU | 05816880 | 5.04 | Solar |  |  | Interconnected | Trade Secret | Trade | BYT | BYT061 | Residential | Solar*Rewards | Trade Secret | 2024 | 2024
20263-228838-01 | Xcel Energy | 85 | 13781 | IOU | 03443029 | 600 | Solar |  |  | Interconnected | Trade Secret | Trade | RIV | RIV066 | Commercial |  | Trade Secret | 2019 | 2021
20263-228838-01 | Xcel Energy | 85 | 13781 | IOU | 04829504 | 6.028 | Solar |  |  | Interconnected | Trade Secret | Trade | RPO | RPO311 | Residential | Solar*Rewards | Trade Secret | 2022 | 2022
20263-228838-01 | Xcel Energy | 85 | 13781 | IOU | 03132747 | 7.25 | Solar |  |  | Interconnected | Trade Secret | Trade | ALD | ALD085 | Residential | Solar*Rewards | Trade Secret | 2018 | 2019
20263-228838-01 | Xcel Energy | 85 | 13781 | IOU | 05500617 | 3.19 | Solar |  |  | Active Application | Trade Secret | Trade | WES | WES065 | Residential |  | Trade Secret | 2023
20263-228838-01 | Xcel Energy | 85 | 13781 | IOU | 05309981 | 3.19 | Solar |  |  | Withdrawn | Trade Secret | Trade | WES | WES065 | Residential |  | Trade Secret | 2022
20263-228838-01 | Xcel Energy | 85 | 13781 | IOU | OID3636734 | 39.976 | Solar |  |  | Withdrawn | Trade Secret | Trade | CTF | CTF021 | Commercial | Solar*Rewards | Trade Secret | 2018
20263-228838-01 | Xcel Energy | 85 | 13781 | IOU | OID3706349 | 19.988 | Solar |  |  | Withdrawn | Trade Secret | Trade | CTF | CTF021 | Residential | Solar*Rewards | Trade Secret | 2019
20263-228838-01 | Xcel Energy | 85 | 13781 | IOU | 03592497 | 19.99 | Solar |  |  | Active Application | Trade Secret | Trade | CTF | CTF021 | Commercial |  | Trade Secret | 2020
20263-228838-01 | Xcel Energy | 85 | 13781 | IOU | 03130179 | 19.99 | Solar |  |  | Interconnected | Trade Secret | Trade | CTF | CTF021 | Commercial | Solar*Rewards | Trade Secret | 2019 | 2019
20263-228838-01 | Xcel Energy | 85 | 13781 | IOU | 05960703 | 4.934 | Solar |  |  | Interconnected | Trade Secret | Trade | RMT | RMT321 | Residential |  | Trade Secret | 2024 | 2025
20263-228838-01 | Xcel Energy | 85 | 13781 | IOU | 05787525 | 7.971 | Solar |  |  | Interconnected | Trade Secret | Trade | HUG | HUG321 | Residential | Solar*Rewards | Trade Secret | 2024 | 2025
20263-228838-01 | Xcel Energy | 85 | 13781 | IOU | 06133538 | 4.162 | Solar |  |  | Interconnected | Trade Secret | Trade | CHE | CHE065 | Residential |  | Trade Secret | 2025 | 2025
20263-228838-01 | Xcel Energy | 85 | 13781 | IOU | 03792551 | 998.75 | Solar |  |  | Interconnected | Lake Elmo | Trade | AFT | AFT314 | LMI | Solar*Rewards Community | Trade Secret | 2022 | 2025
20263-228838-01 | Xcel Energy | 85 | 13781 | IOU | 06204089 | 2.241 | Solar |  |  | Interconnected | Trade Secret | Trade | PBE | PBE061 | Residential |  | Trade Secret | 2025 | 2025
20263-228838-01 | Xcel Energy | 85 | 13781 | IOU | 05810353 | 9.109 | Solar |  |  | Interconnected | Trade Secret | Trade | MST | MST071 | Residential | Solar*Rewards | Trade Secret | 2024 | 2025
20263-228838-01 | Xcel Energy | 85 | 13781 | IOU | 06209463 | 16.321 | Solar |  |  | Withdrawn | Trade Secret | Trade | HUG | HUG311 | Residential | Solar*Rewards | Trade Secret | 2025
20263-228838-01 | Xcel Energy | 85 | 13781 | IOU | 06220687 | 16.321 | Solar |  |  | Interconnected | Trade Secret | Trade | HUG | HUG311 | Residential |  | Trade Secret | 2025 | 2025
20263-228838-01 | Xcel Energy | 85 | 13781 | IOU | 05978859 | 4.86 | Solar |  |  | Active Application | Trade Secret | Trade | OAD | OAD074 | Commercial | Solar*Rewards | Trade Secret | 2025
20263-228838-01 | Xcel Energy | 85 | 13781 | IOU | 05978863 | 4.86 | Solar |  |  | Active Application | Trade Secret | Trade | OAD | OAD074 | Commercial | Solar*Rewards | Trade Secret | 2025
20263-228838-01 | Xcel Energy | 85 | 13781 | IOU | 05978716 | 4.86 | Solar |  |  | Interconnected | Trade Secret | Trade | OAD | OAD074 | Commercial | Solar*Rewards | Trade Secret | 2025 | 2025
20263-228838-01 | Xcel Energy | 85 | 13781 | IOU | 06022055 | 5.584 | Solar |  |  | Interconnected | Trade Secret | Trade | MST | MST071 | Residential | Solar*Rewards | Trade Secret | 2025 | 2025
20263-228838-01 |  |  |  |  | 04817376 |  | Solar |  |  | Active Application | Trade Secret | Trade |  |  | Residential | Solar*Rewards |  | 2022
20263-228838-01 |  |  |  |  | 06214030 |  | Solar |  |  | Withdrawn | Trade Secret | Trade |  |  | Residential | Solar*Rewards |  | 2025
20263-228838-01 |  |  |  |  | 06211998 |  | Solar |  |  | Withdrawn | Trade Secret | Trade |  |  | Residential | Solar*Rewards |  | 2025
20263-228838-01 |  |  |  |  | 06102272 |  | Solar |  |  | Active Application | Trade Secret | Trade |  |  | Residential | Solar*Rewards |  | 2025
20263-228838-01 | Xcel Energy | 85 | 13781 | IOU | SRC042115 | 1000 | Solar |  |  | Withdrawn | Trade Secret | Trade | CTF | CTF021 | Community Solar Garden | Solar*Rewards Community | Trade Secret | 2015
20263-228838-01 | Xcel Energy | 85 | 13781 | IOU | SRC040940 | 1000 | Solar |  |  | Withdrawn | Trade Secret | Trade | BEK | BEK311 | Community Solar Garden | Solar*Rewards Community | Trade Secret | 2015
20263-228838-01 | Xcel Energy | 85 | 13781 | IOU | SRC040836 | 1000 | Solar |  |  | Withdrawn | Trade Secret | Trade | SOH | SOH001 | Community Solar Garden | Solar*Rewards Community | Trade Secret | 2015
20263-228838-01 | Xcel Energy | 85 | 13781 | IOU | 03126748 | 1000 | Solar |  |  | Interconnected | Wabasha | Trade | WAB | WAB031 | Community Solar Garden | Solar*Rewards Community | Trade Secret | 2015 | 2017
20263-228838-01 |  |  |  |  | 05799158 |  | Solar |  |  | Withdrawn | Trade Secret | Trade |  |  | Residential |  |  | 2024
20263-228838-01 |  |  |  |  | 05157792 |  |  |  |  | Active Application | Trade Secret | Trade |  |  | Residential |  |  | 2022
20263-228838-01 |  |  |  |  | 04847343 |  | Solar |  |  | Active Application | Trade Secret | Trade |  |  | Residential | Solar*Rewards |  | 2022
20263-228838-01 |  |  |  |  | 04259900 |  |  |  |  | Active Application | Trade Secret | Trade |  |  | Residential |  |  | 2020
20263-228838-01 |  |  |  |  | 03360019 |  | Solar |  |  | Withdrawn | Trade Secret | Trade |  |  | Residential | Solar*Rewards |  | 2019
20263-228838-01 | Xcel Energy | 85 | 13781 | IOU | SRC040110 | 1000 | Solar |  |  | Withdrawn | Trade Secret | Trade | HUG | HUG312 | Community Solar Garden | Solar*Rewards Community | Trade Secret | 2015
20263-228838-01 | Xcel Energy | 85 | 13781 | IOU | SRC042412 | 1000 | Solar |  |  | Withdrawn | Trade Secret | Trade | mtv | mtv021 | Community Solar Garden | Solar*Rewards Community | Trade Secret | 2015
20263-228838-01 | Xcel Energy | 85 | 13781 | IOU | SRC038539 | 1000 | Solar |  |  | Withdrawn | Trade Secret | Trade |  |  | Community Solar Garden | Solar*Rewards Community | Trade Secret | 2014
20263-228838-01 | Xcel Energy | 85 | 13781 | IOU | 03127696 | 990 | Solar |  |  | Interconnected | Sartell | Trade | MHW | MHW312 | Community Solar Garden | Solar*Rewards Community | Trade Secret | 2015 | 2018
20263-228838-01 |  |  |  |  | 05173177 |  | Solar |  |  | Active Application | Trade Secret | Trade |  |  | Residential | Solar*Rewards |  | 2022
20263-228838-01 |  |  |  |  | 05736252 |  | Solar |  |  | Withdrawn | Trade Secret | Trade |  |  | Residential | Solar*Rewards |  | 2024
20263-228838-01 | Xcel Energy | 85 | 13781 | IOU | SRC040049 | 1000 | Solar |  |  | Withdrawn | Trade Secret | Trade | EKO | EKO021 | Community Solar Garden | Solar*Rewards Community | Trade Secret | 2015
20263-228838-01 | Xcel Energy | 85 | 13781 | IOU | SRC051588 | 1000 | Solar |  |  | Withdrawn | Trade Secret | Trade | EKO | EKO021 | Community Solar Garden | Solar*Rewards Community | Trade Secret | 2016
20263-228838-01 | Xcel Energy | 85 | 13781 | IOU | SRC040924 | 998 | Solar |  |  | Withdrawn | Trade Secret | Trade | VES | VES021 | Community Solar Garden | Solar*Rewards Community | Trade Secret | 2015
20263-228838-01 | Xcel Energy | 85 | 13781 | IOU | 03126856 | 1000 | Solar |  |  | Interconnected | Webster | Trade | VES | VES021 | Community Solar Garden | Solar*Rewards Community | Trade Secret | 2015 | 2017
20263-228838-01 | Xcel Energy | 85 | 13781 | IOU | 03127068 | 1000 | Solar |  |  | Interconnected | Rollingstone | Trade | ALT | ALT021 | Community Solar Garden | Solar*Rewards Community | Trade Secret | 2018 | 2020
20263-228838-01 |  |  |  |  | 03441990 |  | Solar |  |  | Withdrawn | Trade Secret | Trade | APA | APA073 | Residential | Solar*Rewards |  | 2019
20263-228838-01 |  |  |  |  | 05694998 |  |  |  |  | Withdrawn | Trade Secret | Trade |  |  | Residential |  |  | 2024
20263-228838-01 | Xcel Energy | 85 | 13781 | IOU | SRC038976 | 1000 | Solar |  |  | Withdrawn | Trade Secret | Trade | WAV | WAV021 | Community Solar Garden | Solar*Rewards Community | Trade Secret | 2015
20263-228838-01 |  |  |  |  | OID2806696 |  | Solar |  |  | Withdrawn | Trade Secret | Trade | [5 empty] | 2014
20263-228838-01 |  |  |  |  | 06030124 |  |  |  |  | Withdrawn | Trade Secret | Trade |  |  | Residential |  |  | 2024
20263-228838-01 |  |  |  |  | 05007605 |  |  |  |  | Active Application | Trade Secret | Trade |  |  | Residential |  |  | 2022
20263-228838-01 | Xcel Energy | 85 | 13781 | IOU | 03128398 | 1000 | Solar |  |  | Interconnected | Wyoming | Trade | WYO | WYO022 | Community Solar Garden | Solar*Rewards Community | Trade Secret | 2015 | 2018
20263-228838-01 | Xcel Energy | 85 | 13781 | IOU | 03127479 | 1000 | Solar |  |  | Interconnected | North Branch | Trade | CHI | CHI311 | Community Solar Garden | Solar*Rewards Community | Trade Secret | 2018 | 2021
20263-228838-01 | Xcel Energy | 85 | 13781 | IOU | SRC038535 | 1000 | Solar |  |  | Withdrawn | Trade Secret | Trade |  |  | Community Solar Garden | Solar*Rewards Community | Trade Secret | 2014
20263-228838-01 | Xcel Energy | 85 | 13781 | IOU | 03124830 | 1000 | Solar |  |  | Interconnected | Corcoran | Trade | GFD | GFD021 | Community Solar Garden | Solar*Rewards Community | Trade Secret | 2015 | 2017
20263-228838-01 | Xcel Energy | 85 | 13781 | IOU | 03127052 | 1000 | Solar |  |  | Interconnected | Waseca | Trade | WAS | WAS092 | Community Solar Garden | Solar*Rewards Community | Trade Secret | 2018 | 2020
20263-228838-01 | Xcel Energy | 85 | 13781 | IOU | 03124777 | 1000 | Solar |  |  | Interconnected | Clara City | Trade | CLC | CLC022 | Community Solar Garden | Solar*Rewards Community | Trade Secret | 2016 | 2018
20263-228838-01 | Xcel Energy | 85 | 13781 | IOU | 05520803 | 360 | Solar |  |  | Withdrawn | Trade Secret | Trade | LEX | LEX063 | Community Solar Garden | Solar*Rewards Community | Trade Secret | 2023
20263-228838-01 | Xcel Energy | 85 | 13781 | IOU | 05520675 | 720 | Solar |  |  | Active Application | Trade Secret | Trade | TWL | TWL078 | Community Solar Garden | Solar*Rewards Community | Trade Secret | 2023
20263-228838-01 | Xcel Energy | 85 | 13781 | IOU | 05559351 | 180 | Solar |  |  | Withdrawn | Trade Secret | Trade | VKG | VKG071 | Community Solar Garden | Solar*Rewards Community | Trade Secret | 2023
20263-228838-01 |  |  |  |  | 05367993 |  |  |  |  | Active Application | Trade Secret | Trade |  |  | Residential |  |  | 2023
20263-228838-01 |  |  |  |  | 05471175 |  |  |  |  | Withdrawn | Trade Secret | Trade |  |  | Residential |  |  | 2023
20263-228838-01 | Xcel Energy | 85 | 13781 | IOU | SRC041171 | 972 | Solar |  |  | Withdrawn | Trade Secret | Trade | LAP | LAP311 | Community Solar Garden | Solar*Rewards Community | Trade Secret | 2015
20263-228838-01 | Xcel Energy | 85 | 13781 | IOU | SRC038713 | 1000 | Solar |  |  | Withdrawn | Trade Secret | Trade | LNS | LNS033 | Community Solar Garden | Solar*Rewards Community | Trade Secret | 2014
20263-228838-01 |  |  |  |  | 05712674 |  |  |  |  | Withdrawn | Trade Secret | Trade |  |  | Residential |  |  | 2024
20263-228838-01 |  |  |  |  | 04990458 |  | Solar |  |  | Active Application | Trade Secret | Trade |  |  | Residential | Solar*Rewards |  | 2022
20263-228838-01 |  |  |  |  | 05487052 |  |  |  |  | Withdrawn | Trade Secret | Trade |  |  | Residential |  |  | 2023
20263-228838-01 | Xcel Energy | 85 | 13781 | IOU | 05660783 | 1000 | Solar |  |  | Withdrawn | Trade Secret | Trade | MTV | MTV021 | Community Solar Garden | Solar*Rewards Community | Trade Secret | 2023
20263-228838-01 | Xcel Energy | 85 | 13781 | IOU | SRC052788 | 1000 | Solar |  |  | Withdrawn | Trade Secret | Trade | SCL | SCL322 | Community Solar Garden | Solar*Rewards Community | Trade Secret | 2017
20263-228838-01 | Xcel Energy | 85 | 13781 | IOU | 03126013 | 250 | Solar |  |  | Interconnected | Hastings | Trade | CGR | CGR063 | Community Solar Garden | Solar*Rewards Community | Trade Secret | 2015 | 2018
20263-228838-01 |  |  |  |  | 05830726 |  | Solar |  |  | Withdrawn | Trade Secret | Trade |  |  | Residential | Solar*Rewards |  | 2024
20263-228838-01 |  |  |  |  | 05703112 |  |  |  |  | Active Application | Trade Secret | Trade |  |  | Residential |  |  | 2024
20263-228838-01 |  |  |  |  | 05972205 |  |  |  |  | Active Application | Trade Secret | Trade |  |  | Residential |  |  | 2024
20263-228838-01 |  |  |  |  | 05394941 |  |  |  |  | Active Application | Trade Secret | Trade |  |  | Residential |  |  | 2023
20263-228838-01 |  |  |  |  | 06130517 |  | Solar |  |  | Active Application | Trade Secret | Trade |  |  | Residential | Solar*Rewards |  | 2025
20263-228838-01 |  |  |  |  | 06002379 |  |  |  |  | Active Application | Trade Secret | Trade |  |  | Residential |  |  | 2024
20263-228838-01 |  |  |  |  | 04578621 |  |  |  |  | Active Application | Trade Secret | Trade |  |  | Residential |  |  | 2021
20263-228838-01 |  |  |  |  | 06338448 |  |  |  |  | Active Application | Trade Secret | Trade |  |  | Residential |  |  | 2026
20263-228838-01 |  |  |  |  | 05976963 |  | Solar |  |  | Active Application | Trade Secret | Trade |  |  | Residential | Solar*Rewards |  | 2024
20263-228838-01 |  |  |  |  | 06022285 |  | Solar |  |  | Active Application | Trade Secret | Trade |  |  | Residential | Solar*Rewards |  | 2024
20263-228838-01 | Xcel Energy | 85 | 13781 | IOU | SRC070932 | 1000 | Solar |  |  | Withdrawn | Trade Secret | Trade | MRN | MRN021 | Community Solar Garden | Solar*Rewards Community | Trade Secret | 2018
20263-228838-01 | Xcel Energy | 85 | 13781 | IOU | SRC042729 | 950 | Solar |  |  | Withdrawn | Trade Secret | Trade | SMT | SMT072 | Community Solar Garden | Solar*Rewards Community | Trade Secret | 2015
20263-228838-01 | Xcel Energy | 85 | 13781 | IOU | SRC042391 | 1000 | Solar |  |  | Withdrawn | Trade Secret | Trade | HUG | HUG312 | Community Solar Garden | Solar*Rewards Community | Trade Secret | 2015
20263-228838-01 | Xcel Energy | 85 | 13781 | IOU | 03126830 | 1000 | Solar |  |  | Interconnected | Kasson | Trade | KAN | KAN021 | Community Solar Garden | Solar*Rewards Community | Trade Secret | 2015 | 2017
20263-228838-01 | Xcel Energy | 85 | 13781 | IOU | SRC040086 | 1000 | Solar |  |  | Withdrawn | Trade Secret | Trade |  |  | Community Solar Garden | Solar*Rewards Community | Trade Secret | 2015
20263-228838-01 |  |  |  |  | SRO27883 |  | Solar |  |  | Withdrawn | Trade Secret | Trade |  |  |  | Other |  | 2012
20263-228838-01 | Xcel Energy | 85 | 13781 | IOU | SRC042166 | 1000 | Solar |  |  | Withdrawn | Trade Secret | Trade | LAF | LAF001 | Community Solar Garden | Solar*Rewards Community | Trade Secret | 2015
20263-228838-01 | Xcel Energy | 85 | 13781 | IOU | SRC042447 | 1000 | Solar |  |  | Withdrawn | Trade Secret | Trade | WCS | WCS064 | Community Solar Garden | Solar*Rewards Community | Trade Secret | 2015
20263-228838-01 | Xcel Energy | 85 | 13781 | IOU | SRC052714 | 1000 | Solar |  |  | Withdrawn | Trade Secret | Trade | ZUF | ZUF021 | Community Solar Garden | Solar*Rewards Community | Trade Secret | 2016
20263-228838-01 | Xcel Energy | 85 | 13781 | IOU | SRC076784 | 1000 | Solar |  |  | Withdrawn | Trade Secret | Trade | SED | SED061 | Community Solar Garden | Solar*Rewards Community | Trade Secret | 2019
20263-228838-01 |  |  |  |  | SRO29415 |  | Solar |  |  | Withdrawn | Trade Secret | Trade |  |  |  | Other |  | 2013
20263-228838-01 | Xcel Energy | 85 | 13781 | IOU | 03130175 | 7.2 | Solar |  |  | Withdrawn | Trade Secret | Trade |  |  | Residential | Solar*Rewards | Trade Secret | 2019
20263-228838-01 | Xcel Energy | 85 | 13781 | IOU | SRC042805 | 950 | Solar |  |  | Withdrawn | Trade Secret | Trade | DOC | DOC031 | Community Solar Garden | Solar*Rewards Community | Trade Secret | 2015
20263-228838-01 | Xcel Energy | 85 | 13781 | IOU | SRC039448 | 1000 | Solar |  |  | Withdrawn | Trade Secret | Trade | RMT | RMT311 | Community Solar Garden | Solar*Rewards Community | Trade Secret | 2015
20263-228838-01 |  |  |  |  | 05637720 |  | Solar |  |  | Withdrawn | Trade Secret | Trade |  |  | Residential | Solar*Rewards |  | 2023
20263-228838-01 |  |  |  |  | 05239367 |  | Solar |  |  | Active Application | Trade Secret | Trade |  |  | Residential | Solar*Rewards |  | 2022
20263-228838-01 |  |  |  |  | 05429296 |  | Solar |  |  | Active Application | Trade Secret | Trade |  |  | Residential | Solar*Rewards |  | 2023
20263-228838-01 | Xcel Energy | 85 | 13781 | IOU | SRC038758 | 1000 | Solar |  |  | Withdrawn | Trade Secret | Trade | VMR | VMR061 | Community Solar Garden | Solar*Rewards Community | Trade Secret | 2014
20263-228838-01 | Xcel Energy | 85 | 13781 | IOU | 03127764 | 1000 | Solar |  |  | Interconnected | Hector | Trade | HEC | HEC001 | Community Solar Garden | Solar*Rewards Community | Trade Secret | 2015 | 2017
20263-228838-01 |  |  |  |  | 04794278 |  | Solar |  |  | Active Application | Trade Secret | Trade |  |  | Residential | Solar*Rewards |  | 2022
20263-228838-01 |  |  |  |  | 05996753 |  | Solar |  |  | Withdrawn | Trade Secret | Trade |  |  | Residential | Solar*Rewards |  | 2024
20263-228838-01 | Xcel Energy | 85 | 13781 | IOU | 03128497 | 972 | Solar |  |  | Interconnected | Norwood Young America | Trade | YAM | YAM021 | Community Solar Garden | Solar*Rewards Community | Trade Secret | 2015 | 2017
20263-228838-01 | Xcel Energy | 85 | 13781 | IOU | 05638742 | 7000 | Solar |  |  | Withdrawn | Trade Secret | Trade |  |  | Commercial | Other | Trade Secret | 2023
20263-228838-01 | Xcel Energy | 85 | 13781 | IOU | SRC038428 | 650 | Solar |  |  | Withdrawn | Trade Secret | Trade | WAV | WAV021 | Community Solar Garden | Solar*Rewards Community | Trade Secret | 2014
20263-228838-01 | Xcel Energy | 85 | 13781 | IOU | SRC042405 | 1000 | Solar |  |  | Withdrawn | Trade Secret | Trade | MTV | MTV022 | Community Solar Garden | Solar*Rewards Community | Trade Secret | 2015
20263-228838-01 | Xcel Energy | 85 | 13781 | IOU | SRC041403 | 1000 | Solar |  |  | Withdrawn | Trade Secret | Trade |  |  | Community Solar Garden | Solar*Rewards Community | Trade Secret | 2015
20263-228838-01 | Xcel Energy | 85 | 13781 | IOU | SRC042641 | 950 | Solar |  |  | Withdrawn | Trade Secret | Trade | WWK | WWK311 | Community Solar Garden | Solar*Rewards Community | Trade Secret | 2015
20263-228838-01 |  |  |  |  | SRO29434 |  | Solar |  |  | Withdrawn | Trade Secret | Trade |  |  |  | Other |  | 2013
20263-228838-01 |  |  |  |  | SRO29458 |  | Solar |  |  | Withdrawn | Trade Secret | Trade |  |  |  | Other |  | 2013
20263-228838-01 |  |  |  |  | 05711674 |  | Solar |  |  | Withdrawn | Trade Secret | Trade |  |  | Residential | Solar*Rewards |  | 2024
20263-228838-01 |  |  |  |  | 05854978 |  | Solar |  |  | Withdrawn | Trade Secret | Trade |  |  | Residential | Solar*Rewards |  | 2024
20263-228838-01 | Xcel Energy | 85 | 13781 | IOU | 05689619 | 3375 | Solar |  |  | Active Application | Trade Secret | Trade |  |  | Community Solar Garden | Solar*Rewards Community | Trade Secret | 2024
20263-228838-01 | Xcel Energy | 85 | 13781 | IOU | 03126839 | 1000 | Solar |  |  | Interconnected | Farmington | Trade | FRM | FRM071 | Community Solar Garden | Solar*Rewards Community | Trade Secret | 2015 | 2017
20263-228838-01 | Xcel Energy | 85 | 13781 | IOU | SRC042782 | 950 | Solar |  |  | Withdrawn | Trade Secret | Trade | WCS | WCS064 | Community Solar Garden | Solar*Rewards Community | Trade Secret | 2015
20263-228838-01 | Xcel Energy | 85 | 13781 | IOU | 05769586 | 5000 | Solar |  |  | Withdrawn | Trade Secret | Trade |  |  | Commercial | Other | Trade Secret | 2024
20263-228838-01 | Xcel Energy | 85 | 13781 | IOU | 03128374 | 998 | Solar |  |  | Interconnected | Waconia | Trade | WCS | WCS072 | Community Solar Garden | Solar*Rewards Community | Trade Secret | 2015 | 2018
20263-228838-01 | Xcel Energy | 85 | 13781 | IOU | 03128531 | 1000 | Solar |  |  | Interconnected | Waterville | Trade | WAT | WAT081 | Community Solar Garden | Solar*Rewards Community | Trade Secret | 2015 | 2018
20263-228838-01 |  |  |  |  | 04463549 |  | Solar |  |  | Active Application | Trade Secret | Trade |  |  | Residential | Solar*Rewards |  | 2021
20263-228838-01 | Xcel Energy | 85 | 13781 | IOU | SRC038641 | 500 | Solar |  |  | Withdrawn | Trade Secret | Trade | CSR | CSR001 | Community Solar Garden | Solar*Rewards Community | Trade Secret | 2014
20263-228838-01 | Xcel Energy | 85 | 13781 | IOU | SRC040043 | 1000 | Solar |  |  | Withdrawn | Trade Secret | Trade |  |  | Community Solar Garden | Solar*Rewards Community | Trade Secret | 2015
20263-228838-01 |  |  |  |  | OID2806198 |  | Other |  |  | Withdrawn | Trade Secret | Trade | [5 empty] | 2007
20263-228838-01 | Xcel Energy | 85 | 13781 | IOU | 03130033 | 33.3 | Solar |  |  | Withdrawn | Trade Secret | Trade |  |  | Residential | Solar*Rewards | Trade Secret | 2018
20263-228838-01 | Xcel Energy | 85 | 13781 | IOU | 03125908 | 1000 | Solar |  |  | Interconnected | Raymond | Trade | CLC | CLC221 | Community Solar Garden | Solar*Rewards Community | Trade Secret | 2018 | 2020
20263-228838-01 | Xcel Energy | 85 | 13781 | IOU | 03255111 | 5.04 | Solar |  |  | Active Application | Trade Secret | Trade |  |  | Residential |  | Trade Secret | 2019
20263-228838-01 | Xcel Energy | 85 | 13781 | IOU | 03243103 | 4.8 | Solar |  |  | Active Application | Trade Secret | Trade | RAM | RAM064 | Residential | Solar*Rewards | Trade Secret | 2019
20263-228838-01 |  |  |  |  | 03157661 |  | Solar |  |  | Withdrawn | Trade Secret | Trade | ALD | ALD097 | Residential | Solar*Rewards |  | 2019
20263-228838-01 | Xcel Energy | 85 | 13781 | IOU | 03341566 | 6.24 | Solar |  |  | Active Application | Trade Secret | Trade | GFD | GFD021 | Residential | Solar*Rewards | Trade Secret | 2019
20263-228838-01 |  |  |  |  | 04281152 |  | Solar |  |  | Active Application | Trade Secret | Trade |  |  | Residential | Solar*Rewards |  | 2021
20263-228838-01 | Xcel Energy | 85 | 13781 | IOU | 03129693 | 39.998 | Solar |  |  | Withdrawn | Trade Secret | Trade | MEL | MEL074 | Residential | Solar*Rewards | Trade Secret | 2018
20263-228838-01 | Xcel Energy | 85 | 13781 | IOU | SRC052817 | 1000 | Solar |  |  | Withdrawn | Trade Secret | Trade |  |  | Community Solar Garden | Solar*Rewards Community | Trade Secret | 2017
20263-228838-01 | Xcel Energy | 85 | 13781 | IOU | SRC042408 | 1000 | Solar |  |  | Withdrawn | Trade Secret | Trade | MTV | MTV021 | Community Solar Garden | Solar*Rewards Community | Trade Secret | 2015
20263-228838-01 |  |  |  |  | SRO29670 |  | Solar |  |  | Withdrawn | Trade Secret | Trade |  |  |  | Solar*Rewards |  | 2013
20263-228838-01 |  |  |  |  | 05381172 |  | Solar |  |  | Active Application | Trade Secret | Trade |  |  | Residential | Solar*Rewards |  | 2023
20263-228838-01 | Xcel Energy | 85 | 13781 | IOU | SRC038643 | 1000 | Solar |  |  | Withdrawn | Trade Secret | Trade | CTF | CTF021 | Community Solar Garden | Solar*Rewards Community | Trade Secret | 2014
20263-228838-01 | Xcel Energy | 85 | 13781 | IOU | 03126861 | 1000 | Solar |  |  | Interconnected | Wabasha | Trade | WAB | WAB031 | Community Solar Garden | Solar*Rewards Community | Trade Secret | 2016 | 2019
20263-228838-01 | Xcel Energy | 85 | 13781 | IOU | 03127666 | 1000 | Solar |  |  | Interconnected | Montrose | Trade | MTR | MTR021 | Community Solar Garden | Solar*Rewards Community | Trade Secret | 2014 | 2017
20263-228838-01 |  |  |  |  | 04724665 |  |  |  |  | Active Application | Trade Secret | Trade |  |  | Residential |  |  | 2021
20263-228838-01 | Xcel Energy | 85 | 13781 | IOU | SRC042624 | 950 | Solar |  |  | Withdrawn | Trade Secret | Trade |  |  | Community Solar Garden | Solar*Rewards Community | Trade Secret | 2015
20263-228838-01 | Xcel Energy | 85 | 13781 | IOU | SRC042309 | 1000 | Solar |  |  | Withdrawn | Trade Secret | Trade | EKO | EKO021 | Community Solar Garden | Solar*Rewards Community | Trade Secret | 2015
20263-228838-01 | Xcel Energy | 85 | 13781 | IOU | 03126995 | 1000 | Solar |  |  | Interconnected | Corcoran | Trade | GFD | GFD021 | Community Solar Garden | Solar*Rewards Community | Trade Secret | 2015 | 2019
20263-228838-01 | Xcel Energy | 85 | 13781 | IOU | SRC038473 | 1000 | Solar |  |  | Withdrawn | Trade Secret | Trade | LAP | LAP311 | Community Solar Garden | Solar*Rewards Community | Trade Secret | 2014
20263-228838-01 | Xcel Energy | 85 | 13781 | IOU | 03128091 | 1000 | Solar |  |  | Interconnected | Edgerton | Trade | ROC | ROC090 | Community Solar Garden | Solar*Rewards Community | Trade Secret | 2015 | 2018
20263-228838-01 | Xcel Energy | 85 | 13781 | IOU | 03123379 | 1000 | Solar |  |  | Withdrawn | Trade Secret | Trade | CHI | CHI311 | Community Solar Garden | Solar*Rewards Community | Trade Secret | 2019
20263-228838-01 | Xcel Energy | 85 | 13781 | IOU | 03127262 | 1000 | Solar |  |  | Interconnected | Cottage Grove | Trade | CGR | CGR063 | Community Solar Garden | Solar*Rewards Community | Trade Secret | 2015 | 2018
20263-228838-01 | Xcel Energy | 85 | 13781 | IOU | 03130813 | 9000 | Hydro |  |  | Interconnected | Trade Secret | Trade | MPK | MPK071 | Commercial |  | Trade Secret | 2007 | 2008
20263-228838-01 | Xcel Energy | 85 | 13781 | IOU | 05562285 | 1000 | Solar |  |  | Withdrawn | Trade Secret | Trade | MRN | MRN021 | Community Solar Garden | Solar*Rewards Community | Trade Secret | 2023
20263-228838-01 | Xcel Energy | 85 | 13781 | IOU | 05440282 | 999 | Solar |  |  | Withdrawn | Trade Secret | Trade | CHI | CHI311 | Community Solar Garden | Solar*Rewards Community | Trade Secret | 2023
20263-228838-01 | Xcel Energy | 85 | 13781 | IOU | 04314371 | 1000 | Solar |  |  | Withdrawn | Trade Secret | Trade | KAN | KAN031 | Community Solar Garden | Solar*Rewards Community | Trade Secret | 2021
20263-228838-01 | Xcel Energy | 85 | 13781 | IOU | 05612220 | 1000 | Solar |  |  | Withdrawn | Trade Secret | Trade | SRD | SRD211 | Community Solar Garden | Solar*Rewards Community | Trade Secret | 2023
20263-228838-01 |  |  |  |  | 05985469 |  | Solar |  |  | Active Application | Trade Secret | Trade |  |  | Residential | Solar*Rewards |  | 2024
20263-228838-01 |  |  |  |  | 05998800 |  | Solar |  |  | Active Application | Trade Secret | Trade |  |  | Residential | Solar*Rewards |  | 2024
20263-228838-01 | Xcel Energy | 85 | 13781 | IOU | SRC066767 | 1000 | Solar |  |  | Withdrawn | Trade Secret | Trade |  |  | Community Solar Garden | Solar*Rewards Community | Trade Secret | 2018
20263-228838-01 | Xcel Energy | 85 | 13781 | IOU | SRC052790 | 1000 | Solar |  |  | Withdrawn | Trade Secret | Trade |  |  | Community Solar Garden | Solar*Rewards Community | Trade Secret | 2017
20263-228838-01 | Xcel Energy | 85 | 13781 | IOU | SRC064303 | 1000 | Solar |  |  | Withdrawn | Trade Secret | Trade |  |  | Community Solar Garden | Solar*Rewards Community | Trade Secret | 2018
20263-228838-01 | Xcel Energy | 85 | 13781 | IOU | SRC038464 | 1000 | Solar |  |  | Withdrawn | Trade Secret | Trade | CTF | CTF021 | Community Solar Garden | Solar*Rewards Community | Trade Secret | 2014
20263-228838-01 | Xcel Energy | 85 | 13781 | IOU | 04110683 | 1000 | Solar |  |  | Withdrawn | Trade Secret | Trade | MHW | MHW311 | Community Solar Garden | Solar*Rewards Community | Trade Secret | 2020
20263-228838-01 |  |  |  |  | 05800456 |  | Solar |  |  | Active Application | Trade Secret | Trade |  |  | Residential |  |  | 2024
20263-228838-01 | Xcel Energy | 85 | 13781 | IOU | SRC040726 | 1000 | Solar |  |  | Withdrawn | Trade Secret | Trade | GFD | GFD021 | Community Solar Garden | Solar*Rewards Community | Trade Secret | 2015
20263-228838-01 | Xcel Energy | 85 | 13781 | IOU | SRC072578 | 1000 | Solar |  |  | Withdrawn | Trade Secret | Trade | KIM | KIM021 | Community Solar Garden | Solar*Rewards Community | Trade Secret | 2019
20263-228838-01 | Xcel Energy | 85 | 13781 | IOU | 03123288 | 1000 | Solar |  |  | Interconnected | La Crescent | Trade | LAC | LAC062 | Community Solar Garden | Solar*Rewards Community | Trade Secret | 2017 | 2020
20263-228838-01 | Xcel Energy | 85 | 13781 | IOU | 03126045 | 250 | Solar |  |  | Interconnected | Hastings | Trade | CGR | CGR063 | Community Solar Garden | Solar*Rewards Community | Trade Secret | 2015 | 2018
20263-228838-01 |  |  |  |  | SRO29299 |  | Solar |  |  | Withdrawn | Trade Secret | Trade |  |  |  | Other |  | 2013
20263-228838-01 |  |  |  |  | SRO14146 |  | Solar |  |  | Withdrawn | Trade Secret | Trade |  |  |  | Solar*Rewards |  | 2010
20263-228838-01 |  |  |  |  | 05785416 |  |  |  |  | Active Application | Trade Secret | Trade |  |  | Residential |  |  | 2024
20263-228838-01 |  |  |  |  | 06152638 |  | Solar |  |  | Active Application | Trade Secret | Trade |  |  | Residential | Solar*Rewards |  | 2025
20263-228838-01 | Xcel Energy | 85 | 13781 | IOU | SRC068971 | 1000 | Solar |  |  | Withdrawn | Trade Secret | Trade |  |  | Community Solar Garden | Solar*Rewards Community | Trade Secret | 2018
20263-228838-01 | Xcel Energy | 85 | 13781 | IOU | 03126737 | 1000 | Solar |  |  | Interconnected | Minnesota City | Trade | GVW | GVW031 | Community Solar Garden | Solar*Rewards Community | Trade Secret | 2015 | 2019
20263-228838-01 | Xcel Energy | 85 | 13781 | IOU | 03127073 | 1000 | Solar |  |  | Interconnected | Lindstrom | Trade | CHI | CHI311 | Community Solar Garden | Solar*Rewards Community | Trade Secret | 2016 | 2018
20263-228838-01 | Xcel Energy | 85 | 13781 | IOU | SRC042598 | 950 | Solar |  |  | Withdrawn | Trade Secret | Trade | FRA | FRA001 | Community Solar Garden | Solar*Rewards Community | Trade Secret | 2015
20263-228838-01 | Xcel Energy | 85 | 13781 | IOU | SRC039754 | 1000 | Solar |  |  | Withdrawn | Trade Secret | Trade | PIL | PIL021 | Community Solar Garden | Solar*Rewards Community | Trade Secret | 2015
20263-228838-01 | Xcel Energy | 85 | 13781 | IOU | 03128505 | 960 | Solar |  |  | Interconnected | Minneapolis | Trade | ALD | ALD094 | Community Solar Garden | Solar*Rewards Community | Trade Secret | 2017 | 2019
20263-228838-01 | Xcel Energy | 85 | 13781 | IOU | 03125916 | 1000 | Solar |  |  | Interconnected | Lindstrom | Trade | CHI | CHI311 | Community Solar Garden | Solar*Rewards Community | Trade Secret | 2018 | 2021
20263-228838-01 |  |  |  |  | 04503641 |  | Solar |  |  | Active Application | Trade Secret | Trade |  |  | Residential | Solar*Rewards |  | 2021
20263-228838-01 | Xcel Energy | 85 | 13781 | IOU | 03123359 | 1000 | Solar |  |  | Interconnected | Winsted | Trade | WSD | WSD061 | Community Solar Garden | Solar*Rewards Community | Trade Secret | 2015 | 2017
20263-228838-01 | Xcel Energy | 85 | 13781 | IOU | 05163269 | 8.7 | Solar |  |  | Interconnected | Trade Secret | Trade | LEX | LEX075 | Residential |  | Trade Secret | 2022 | 2022
20263-228838-01 | Xcel Energy | 85 | 13781 | IOU | 06308452 | 39.99 | Solar |  |  | Active Application | Trade Secret | Trade | SAV | SAV063 | Commercial |  | Trade Secret | 2026
20263-228838-01 |  |  |  |  | OID3982949 |  | Solar |  |  | Withdrawn | Trade Secret | Trade | AFT | AFT321 | Residential | Solar*Rewards |  | 2019
20263-228838-01 | Xcel Energy | 85 | 13781 | IOU | 03319165 | 6 | Solar |  |  | Interconnected | Trade Secret | Trade | AFT | AFT321 | Residential | Solar*Rewards | Trade Secret | 2019 | 2020
20263-228838-01 | Xcel Energy | 85 | 13781 | IOU | 06252339 | 7.6 | Solar |  |  | Interconnected | Trade Secret | Trade | AHI | AHI025 | Residential |  | Trade Secret | 2025 | 2025
20263-228838-01 |  |  |  |  | 05371194 |  | Solar |  |  | Active Application | Trade Secret | Trade | WCR | WCR321 | Residential | Solar*Rewards |  | 2023
20263-228838-01 | Xcel Energy | 85 | 13781 | IOU | 03131424 | 3.747 | Solar |  |  | Interconnected | Trade Secret | Trade | MEL | MEL061 | Commercial | Solar*Rewards | Trade Secret | 2017 | 2019
20263-228838-01 | Xcel Energy | 85 | 13781 | IOU | 03131418 | 3.747 | Solar |  |  | Interconnected | Trade Secret | Trade | MEL | MEL061 | Residential | Solar*Rewards | Trade Secret | 2017 | 2019
20263-228838-01 | Xcel Energy | 85 | 13781 | IOU | 06003607 | 9.994 | Solar |  |  | Interconnected | Trade Secret | Trade | SLP | SLP076 | Residential | Solar*Rewards | Trade Secret | 2024 | 2025
20263-228838-01 | Xcel Energy | 85 | 13781 | IOU | 05475191 | 5.51 | Solar |  |  | Interconnected | Trade Secret | Trade | AFT | AFT315 | Residential | Solar*Rewards | Trade Secret | 2023 | 2023
20263-228838-01 | Xcel Energy | 85 | 13781 | IOU | 05857135 | 13.664 | Solar |  |  | Interconnected | Trade Secret | Trade | GSL | GSL074 | Residential | Solar*Rewards | Trade Secret | 2024 | 2024
20263-228838-01 | Xcel Energy | 85 | 13781 | IOU | 03131980 | 2.962 | Solar |  |  | Interconnected | Trade Secret | Trade | MEL | MEL061 | Residential | Solar*Rewards | Trade Secret | 2017 | 2017
20263-228838-01 | Xcel Energy | 85 | 13781 | IOU | 06012727 | 5.226 | Solar |  |  | Interconnected | Trade Secret | Trade | TWL | TWL072 | Residential | Solar*Rewards | Trade Secret | 2024 | 2025
20263-228838-01 | Xcel Energy | 85 | 13781 | IOU | 06124417 | 17.15 | Solar |  |  | Interconnected | Trade Secret | Trade | UPP | UPP086 | Residential |  | Trade Secret | 2025 | 2025
20263-228838-01 | Xcel Energy | 85 | 13781 | IOU | 05471729 | 8.41 | Solar |  |  | Interconnected | Trade Secret | Trade | SAV | SAV063 | Residential |  | Trade Secret | 2023 | 2023
20263-228838-01 | Xcel Energy | 85 | 13781 | IOU | OID3368896 | 9.94 | Solar |  |  | Withdrawn | Trade Secret | Trade | ALK | ALK067 | Residential | Solar*Rewards | Trade Secret | 2018
20263-228838-01 | Xcel Energy | 85 | 13781 | IOU | 05003497 | 7.25 | Solar |  |  | Interconnected | Trade Secret | Trade | STY | STY061 | Residential |  | Trade Secret | 2022 | 2022
20263-228838-01 | Xcel Energy | 85 | 13781 | IOU | 04865485 | 6.05 | Solar |  |  | Interconnected | Trade Secret | Trade | HOL | HOL071 | Residential | Solar*Rewards | Trade Secret | 2022 | 2022
20263-228838-01 | Xcel Energy | 85 | 13781 | IOU | 03132690 | 6.72 | Solar |  |  | Interconnected | Trade Secret | Trade | MEL | MEL078 | Commercial | Solar*Rewards | Trade Secret | 2018 | 2018
20263-228838-01 | Xcel Energy | 85 | 13781 | IOU | 03132640 | 7.625 | Solar |  |  | Interconnected | Trade Secret | Trade | ALK | ALK067 | Commercial | Solar*Rewards | Trade Secret | 2018 | 2018
20263-228838-01 | Xcel Energy | 85 | 13781 | IOU | 03132639 | 7.625 | Solar |  |  | Interconnected | Trade Secret | Trade | ALK | ALK067 | Commercial | Solar*Rewards | Trade Secret | 2018 | 2018
20263-228838-01 | Xcel Energy | 85 | 13781 | IOU | 05984180 | 9.6 | Solar |  |  | Withdrawn | Trade Secret | Trade | ALK | ALK072 | Residential | Solar*Rewards | Trade Secret | 2024
20263-228838-01 | Xcel Energy | 85 | 13781 | IOU | 06000070 | 9.6 | Solar |  |  | Interconnected | Trade Secret | Trade | ALK | ALK072 | Residential |  | Trade Secret | 2024 | 2025
20263-228838-01 | Xcel Energy | 85 | 13781 | IOU | 06122721 | 10.368 | Solar |  |  | Interconnected | Trade Secret | Trade | HUG | HUG312 | Residential |  | Trade Secret | 2025 | 2025
20263-228838-01 | Xcel Energy | 85 | 13781 | IOU | 06228033 | 7.6 | Solar |  |  | Interconnected | Trade Secret | Trade | EKO | EKO021 | Residential |  | Trade Secret | 2025 | 2025
20263-228838-01 | Xcel Energy | 85 | 13781 | IOU | 06178637 | 9.984 | Solar |  |  | Interconnected | Trade Secret | Trade | RMT | RMT321 | Residential | Solar*Rewards | Trade Secret | 2025 | 2025
20263-228838-01 | Xcel Energy | 85 | 13781 | IOU | 04420371 | 7.672 | Solar |  |  | Interconnected | Trade Secret | Trade | RPO | RPO311 | Residential |  | Trade Secret | 2021 | 2021
20263-228838-01 | Xcel Energy | 85 | 13781 | IOU | 04476661 | 7.68 | Solar |  | X | Interconnected | Trade Secret | Trade | HUG | HUG322 | Residential |  | Trade Secret | 2021 | 2021
20263-228838-01 | Xcel Energy | 85 | 13781 | IOU | 05593952 | 10.08 | Solar |  |  | Interconnected | Trade Secret | Trade | RPO | RPO311 | Residential | Solar*Rewards | Trade Secret | 2023 | 2024
20263-228838-01 | Xcel Energy | 85 | 13781 | IOU | 04449029 | 8.376 | Solar |  |  | Active Application | Trade Secret | Trade | SCA | SCA021 | Residential | Solar*Rewards | Trade Secret | 2021
20263-228838-01 | Xcel Energy | 85 | 13781 | IOU | 04253975 | 8.376 | Solar |  |  | Interconnected | Trade Secret | Trade | LOK | LOK093 | Residential | Solar*Rewards | Trade Secret | 2020 | 2021
20263-228838-01 | Xcel Energy | 85 | 13781 | IOU | 04924138 | 6.576 | Solar |  |  | Interconnected | Trade Secret | Trade | ALK | ALK072 | Residential | Solar*Rewards | Trade Secret | 2022 | 2022
20263-228838-01 | Xcel Energy | 85 | 13781 | IOU | 04066763 | 30 | Solar |  |  | Active Application | Trade Secret | Trade | AHI | AHI024 | Commercial | Solar*Rewards | Trade Secret | 2020
20263-228838-01 | Xcel Energy | 85 | 13781 | IOU | 03507643 | 6.96 | Solar |  |  | Interconnected | Trade Secret | Trade | LLK | LLK061 | Residential | Solar*Rewards | Trade Secret | 2019 | 2020
20263-228838-01 | Xcel Energy | 85 | 13781 | IOU | 05255570 | 7.216 | Solar |  |  | Withdrawn | Trade Secret | Trade | CGR | CGR063 | Residential |  | Trade Secret | 2022
20263-228838-01 | Xcel Energy | 85 | 13781 | IOU | 05995681 | 22.774 | Solar |  |  | Withdrawn | Trade Secret | Trade | LCR | LCR311 | Residential | Solar*Rewards | Trade Secret | 2024
20263-228838-01 | Xcel Energy | 85 | 13781 | IOU | 06070918 | 12.526 | Solar |  |  | Interconnected | Trade Secret | Trade | LCR | LCR311 | Residential | Solar*Rewards | Trade Secret | 2025 | 2025
20263-228838-01 | Xcel Energy | 85 | 13781 | IOU | 06213367 | 8.832 | Solar |  |  | Interconnected | Trade Secret | Trade | AFT | AFT314 | Residential |  | Trade Secret | 2025 | 2025
20263-228838-01 | Xcel Energy | 85 | 13781 | IOU | 03143223 | 700 | Solar |  |  | Interconnected | Foley | Trade | MHW | MHW311 | Community Solar Garden | Solar*Rewards Community | Trade Secret | 2019 | 2021
20263-228838-01 | Xcel Energy | 85 | 13781 | IOU | 06328815 | 9.074 | Solar |  |  | Active Application | Trade Secret | Trade | HUG | HUG321 | Residential | Solar*Rewards | Trade Secret | 2026
20263-228838-01 | Xcel Energy | 85 | 13781 | IOU | 05818936 | 6.046 | Solar |  |  | Active Application | Trade Secret | Trade | WAV | WAV021 | Residential |  | Trade Secret | 2024
20263-228838-01 | Xcel Energy | 85 | 13781 | IOU | 04117009 | 9.994 | Solar |  |  | Active Application | Trade Secret | Trade | HUG | HUG312 | Residential | Solar*Rewards | Trade Secret | 2020
20263-228838-01 | Xcel Energy | 85 | 13781 | IOU | 04332756 | 9.994 | Solar |  | X | Interconnected | Trade Secret | Trade | HUG | HUG312 | Residential | Solar*Rewards | Trade Secret | 2021 | 2021
20263-228838-01 | Xcel Energy | 85 | 13781 | IOU | 04135831 | 9.994 | Solar |  |  | Active Application | Trade Secret | Trade | HUG | HUG312 | Residential | Solar*Rewards | Trade Secret | 2020
20263-228838-01 | Xcel Energy | 85 | 13781 | IOU | 05273557 | 6.09 | Solar |  |  | Interconnected | Trade Secret | Trade | OPK | OPK077 | Residential |  | Trade Secret | 2022 | 2023
20263-228838-01 | Xcel Energy | 85 | 13781 | IOU | 04793709 | 39.6 | Solar |  |  | Interconnected | Trade Secret | Trade | TWL | TWL061 | Commercial | Solar*Rewards | Trade Secret | 2022 | 2022
20263-228838-01 | Xcel Energy | 85 | 13781 | IOU | 04489409 | 3.288 | Solar |  |  | Interconnected | Trade Secret | Trade | RMT | RMT321 | Residential |  | Trade Secret | 2021 | 2021
20263-228838-01 | Xcel Energy | 85 | 13781 | IOU | 05729214 | 7.245 | Solar |  |  | Interconnected | Trade Secret | Trade | ECK | ECK322 | Residential | Solar*Rewards | Trade Secret | 2024 | 2024
20263-228838-01 | Xcel Energy | 85 | 13781 | IOU | 05150126 | 4.384 | Solar |  |  | Interconnected | Trade Secret | Trade | HSN | HSN322 | Residential |  | Trade Secret | 2022 | 2022
20263-228838-01 | Xcel Energy | 85 | 13781 | IOU | 04916094 | 3.288 | Solar |  |  | Interconnected | Trade Secret | Trade | HSN | HSN321 | Residential | Solar*Rewards | Trade Secret | 2022 | 2022
20263-228838-01 | Xcel Energy | 85 | 13781 | IOU | 05866021 | 4.555 | Solar |  |  | Interconnected | Trade Secret | Trade | WSG | WSG061 | Residential | Solar*Rewards | Trade Secret | 2024 | 2024
20263-228838-01 | Xcel Energy | 85 | 13781 | IOU | 05951305 | 300 | Solar |  |  | Interconnected | Trade Secret | Trade | GRC | GRC062 | Commercial |  | Trade Secret | 2024 | 2026
20263-228838-01 | Xcel Energy | 85 | 13781 | IOU | 05373683 | 3.84 | Solar |  |  | Interconnected | Trade Secret | Trade | HUG | HUG311 | Residential | Solar*Rewards | Trade Secret | 2023 | 2023
20263-228838-01 | Xcel Energy | 85 | 13781 | IOU | 05476659 | 4.35 | Solar |  |  | Active Application | Trade Secret | Trade | LAP | LAP311 | Residential |  | Trade Secret | 2023
20263-228838-01 | Xcel Energy | 85 | 13781 | IOU | 05648315 | 99.9 | Solar |  |  | Interconnected | Trade Secret | Trade | GLK | GLK072 | Commercial |  | Trade Secret | 2023 | 2025
20263-228838-01 | Xcel Energy | 85 | 13781 | IOU | 05509450 | 3.19 | Solar |  |  | Interconnected | Trade Secret | Trade | CGR | CGR071 | Residential |  | Trade Secret | 2023 | 2023
20263-228838-01 |  |  |  |  | 05346867 |  | Solar |  |  | Active Application | Trade Secret | Trade | RRK | RRK082 | Residential | Solar*Rewards |  | 2022
20263-228838-01 | Xcel Energy | 85 | 13781 | IOU | 05554452 | 4.095 | Solar |  |  | Interconnected | Trade Secret | Trade | RRK | RRK082 | Residential | Solar*Rewards | Trade Secret | 2023 | 2023
20263-228838-01 | Xcel Energy | 85 | 13781 | IOU | 05366184 | 7.616 | Solar |  |  | Interconnected | Trade Secret | Trade | APA | APA075 | Residential | Solar*Rewards | Trade Secret | 2023 | 2023
20263-228838-01 | Xcel Energy | 85 | 13781 | IOU | 05226540 | 4.35 | Solar |  |  | Interconnected | Trade Secret | Trade | CGR | CGR072 | Residential |  | Trade Secret | 2022 | 2023
20263-228838-01 | Xcel Energy | 85 | 13781 | IOU | 05855430 | 5.052 | Solar |  |  | Interconnected | Trade Secret | Trade | AFT | AFT321 | Residential |  | Trade Secret | 2024 | 2025
20263-228838-01 | Xcel Energy | 85 | 13781 | IOU | 06029370 | 7.971 | Solar |  |  | Interconnected | Trade Secret | Trade | WES | WES064 | Residential | Solar*Rewards | Trade Secret | 2024 | 2025
20263-228838-01 | Xcel Energy | 85 | 13781 | IOU | 04794767 | 11.39 | Solar |  |  | Interconnected | Trade Secret | Trade | LAB | LAB312 | Residential | Solar*Rewards | Trade Secret | 2022 | 2022
20263-228838-01 | Xcel Energy | 85 | 13781 | IOU | 03900087 | 1000 | Solar |  |  | Interconnected | Saint Cloud | Trade | SAK | SAK312 | Community Solar Garden | Solar*Rewards Community | Trade Secret | 2021 | 2023
20263-228838-01 | Xcel Energy | 85 | 13781 | IOU | 05579141 | 8.027 | Solar |  |  | Interconnected | Trade Secret | Trade | CGR | CGR072 | Residential |  | Trade Secret | 2023 | 2023
20263-228838-01 | Xcel Energy | 85 | 13781 | IOU | 03127085 | 770 | Solar |  |  | Interconnected | Montevideo | Trade | MTV | MTV022 | LMI | Solar*Rewards Community | Trade Secret | 2019 | 2024
20263-228838-01 | Xcel Energy | 85 | 13781 | IOU | 03622923 | 990 | Solar |  |  | Interconnected | Clara City | Trade | CLC | CLC022 | LMI | Solar*Rewards Community | Trade Secret | 2021 | 2024
20263-228838-01 | Xcel Energy | 85 | 13781 | IOU | 05363606 | 17.61 | Solar |  |  | Interconnected | Trade Secret | Trade | TER | TER083 | Commercial | Solar*Rewards | Trade Secret | 2023 | 2024
20263-228838-01 | Xcel Energy | 85 | 13781 | IOU | 05363862 | 17.61 | Solar |  |  | Interconnected | Trade Secret | Trade | HWW | HWW073 | Commercial | Solar*Rewards | Trade Secret | 2023 | 2024
20263-228838-01 | Xcel Energy | 85 | 13781 | IOU | 03620403 | 1000 | Solar |  |  | Interconnected | Winsted | Trade | WSD | WSD061 | Community Solar Garden | Solar*Rewards Community | Trade Secret | 2021 | 2023
20263-228838-01 | Xcel Energy | 85 | 13781 | IOU | 06023624 | 11.31 | Solar |  | X | Interconnected | Trade Secret | Trade | HUG | HUG321 | Residential |  | Trade Secret | 2025 | 2025
20263-228838-01 | Xcel Energy | 85 | 13781 | IOU | 04841435 | 4.35 | Solar |  |  | Interconnected | Trade Secret | Trade | HUG | HUG321 | Residential | Solar*Rewards | Trade Secret | 2022 | 2023
20263-228838-01 | Xcel Energy | 85 | 13781 | IOU | 05308026 | 4.64 | Solar |  |  | Interconnected | Trade Secret | Trade | HUG | HUG321 | Residential |  | Trade Secret | 2022 | 2024
20263-228838-01 | Xcel Energy | 85 | 13781 | IOU | 06192104 | 7.6 | Solar |  |  | Interconnected | Trade Secret | Trade | HSN | HSN321 | Residential | Solar*Rewards | Trade Secret | 2025 | 2025
20263-228838-01 | Xcel Energy | 85 | 13781 | IOU | 05386275 | 10.47 | Solar |  |  | Interconnected | Trade Secret | Trade | WIL | WIL073 | Residential | Solar*Rewards | Trade Secret | 2023 | 2023
20263-228838-01 | Xcel Energy | 85 | 13781 | IOU | 05932304 | 5.525 | Solar |  |  | Active Application | Trade Secret | Trade | CHE | CHE065 | Residential | Solar*Rewards | Trade Secret | 2024
20263-228838-01 | Xcel Energy | 85 | 13781 | IOU | 06228368 | 12.913 | Solar |  |  | Interconnected | Trade Secret | Trade | GSL | GSL341 | Residential |  | Trade Secret | 2025 | 2025
20263-228838-01 | Xcel Energy | 85 | 13781 | IOU | 04637062 | 999 | Solar |  |  | Interconnected | Cold Spring | Trade | BLH | BLH061 | Community Solar Garden | Solar*Rewards Community | Trade Secret | 2022 | 2024
20263-228838-01 | Xcel Energy | 85 | 13781 | IOU | 06111368 | 9.869 | Solar |  | X | Interconnected | Trade Secret | Trade | EDA | EDA067 | Residential |  | Trade Secret | 2025 | 2025
20263-228838-01 | Xcel Energy | 85 | 13781 | IOU | 06321978 | 3.28 | Solar |  |  | Active Application | Trade Secret | Trade | HWW | HWW071 | Residential | Solar*Rewards | Trade Secret | 2026
20263-228838-01 | Xcel Energy | 85 | 13781 | IOU | 03592342 | 1000 | Solar |  |  | Interconnected | Eden Valley | Trade | PAT | PAT312 | Community Solar Garden | Solar*Rewards Community | Trade Secret | 2022 | 2024
20263-228838-01 | Xcel Energy | 85 | 13781 | IOU | 04589487 | 1000 | Solar |  |  | Interconnected | Renville | Trade | RNV | RNV021 | Community Solar Garden | Solar*Rewards Community | Trade Secret | 2022 | 2024
20263-228838-01 | Xcel Energy | 85 | 13781 | IOU | 05805116 | 38.11 | Solar |  |  | Interconnected | Trade Secret | Trade | MOL | MOL079 | Commercial |  | Trade Secret | 2025 | 2025
20263-228838-01 | Xcel Energy | 85 | 13781 | IOU | 05782009 | 2.52 | Solar |  |  | Interconnected | Trade Secret | Trade | ORO | ORO061 | Residential |  | Trade Secret | 2024 | 2024
20263-228838-01 | Xcel Energy | 85 | 13781 | IOU | 05525455 | 6.36 | Solar |  | X | Interconnected | Trade Secret | Trade | ORO | ORO061 | Residential | Solar*Rewards | Trade Secret | 2023 | 2023
20263-228838-01 | Xcel Energy | 85 | 13781 | IOU | 05950797 | 3.9 | Solar |  |  | Interconnected | Trade Secret | Trade | CGR | CGR071 | Residential |  | Trade Secret | 2024 | 2025
20263-228838-01 | Xcel Energy | 85 | 13781 | IOU | 05517332 | 115 | Solar |  |  | Interconnected | Trade Secret | Trade | MPK | MPK067 | Commercial |  | Trade Secret | 2023 | 2025
20263-228838-01 | Xcel Energy | 85 | 13781 | IOU | 05739175 | 11.34 | Solar |  |  | Interconnected | Trade Secret | Trade | BCR | BCR061 | Residential | Solar*Rewards | Trade Secret | 2024 | 2024
20263-228838-01 | Xcel Energy | 85 | 13781 | IOU | 04239352 | 95.4 | Solar |  |  | Interconnected | Trade Secret | Trade | CEL | CEL064 | Commercial |  | Trade Secret | 2021 | 2022
20263-228838-01 | Xcel Energy | 85 | 13781 | IOU | 03131048 | 1000 | Other |  |  | Interconnected | Trade Secret | Trade | TER | TER073 | Commercial |  | Trade Secret | 2010 | 2011
20263-228838-01 | Xcel Energy | 85 | 13781 | IOU | 05822084 | 3.193 | Solar |  |  | Interconnected | Trade Secret | Trade | ALD | ALD076 | Residential |  | Trade Secret | 2024 | 2024
20263-228838-01 | Xcel Energy | 85 | 13781 | IOU | OID2893101 | 6 | Solar |  |  | Withdrawn | Trade Secret | Trade | HYL | HYL063 | Residential | Solar*Rewards | Trade Secret | 2016
20263-228838-01 | Xcel Energy | 85 | 13781 | IOU | 03130872 | 3.2 | Solar |  |  | Interconnected | Trade Secret | Trade | GLK | GLK063 | Commercial |  | Trade Secret | 2008 | 2008
20263-228838-01 | Xcel Energy | 85 | 13781 | IOU | 04881003 | 6.96 | Solar |  |  | Interconnected | Trade Secret | Trade | AHI | AHI063 | Residential | Solar*Rewards | Trade Secret | 2022 | 2022
20263-228838-01 | Xcel Energy | 85 | 13781 | IOU | 03969874 | 11.6 | Solar |  |  | Interconnected | Trade Secret | Trade | ALD | ALD076 | Residential | Solar*Rewards | Trade Secret | 2020 | 2021
20263-228838-01 | Xcel Energy | 85 | 13781 | IOU | 05309539 | 3.75 | Solar |  |  | Interconnected | Trade Secret | Trade | EDA | EDA088 | Residential |  | Trade Secret | 2022 | 2023
20263-228838-01 | Xcel Energy | 85 | 13781 | IOU | SRO23981 | 9.995 | Solar |  |  | Withdrawn | Trade Secret | Trade | APA | APA078 | Commercial | Solar*Rewards | Trade Secret | 2012
20263-228838-01 | Xcel Energy | 85 | 13781 | IOU | SRO29757 | 9.995 | Solar |  |  | Withdrawn | Trade Secret | Trade | APA | APA078 | Commercial | Solar*Rewards | Trade Secret | 2013
20263-228838-01 | Xcel Energy | 85 | 13781 | IOU | 03132463 | 6 | Solar |  |  | Interconnected | Trade Secret | Trade | WES | WES074 | Residential | Solar*Rewards | Trade Secret | 2018 | 2018
20263-228838-01 | Xcel Energy | 85 | 13781 | IOU | 04032087 | 5.51 | Solar |  |  | Interconnected | Trade Secret | Trade | APA | APA075 | Residential | Solar*Rewards | Trade Secret | 2020 | 2020
20263-228838-01 | Xcel Energy | 85 | 13781 | IOU | 05559808 | 11.05 | Solar |  |  | Active Application | Trade Secret | Trade | GVW | GVW021 | Residential |  | Trade Secret | 2023
20263-228838-01 | Xcel Energy | 85 | 13781 | IOU | 05154428 | 7.616 | Solar |  |  | Active Application | Trade Secret | Trade | WIL | WIL079 | Residential |  | Trade Secret | 2022
20263-228838-01 | Xcel Energy | 85 | 13781 | IOU | 05941802 | 3.84 | Solar |  |  | Active Application | Trade Secret | Trade | FSL | FSL312 | Residential | Solar*Rewards | Trade Secret | 2024
20263-228838-01 | Xcel Energy | 85 | 13781 | IOU | 05711808 | 7.616 | Solar |  |  | Interconnected | Trade Secret | Trade | WIL | WIL098 | Residential | Solar*Rewards | Trade Secret | 2024 | 2024
20263-228838-01 | Xcel Energy | 85 | 13781 | IOU | 06167944 | 7.616 | Solar |  |  | Active Application | Trade Secret | Trade | MRN | MRN021 | Residential |  | Trade Secret | 2025
20263-228838-01 | Xcel Energy | 85 | 13781 | IOU | 05868486 | 5 | Solar |  |  | Active Application | Trade Secret | Trade | HYL | HYL073 | Residential |  | Trade Secret | 2024
20263-228838-01 | Xcel Energy | 85 | 13781 | IOU | 03134290 | 3.8 | Solar |  |  | Interconnected | Trade Secret | Trade | UPP | UPP068 | Residential | Made in Minnesota | Trade Secret | 2015 | 2015
20263-228838-01 | Xcel Energy | 85 | 13781 | IOU | OID2277634 | 3.85 | Solar |  |  | Interconnected | Trade Secret | Trade | UPP | UPP068 | Residential | Made in Minnesota | Trade Secret | 2015 | 2015
20263-228838-01 |  |  |  |  | 05765070 |  | Solar |  |  | Withdrawn | Trade Secret | Trade | ALK | ALK063 | Residential | Solar*Rewards |  | 2024
20263-228838-01 | Xcel Energy | 85 | 13781 | IOU | 05776168 | 13.664 | Solar |  |  | Interconnected | Trade Secret | Trade | ALK | ALK063 | Residential | Solar*Rewards | Trade Secret | 2024 | 2024
20263-228838-01 | Xcel Energy | 85 | 13781 | IOU | 05793986 | 13.664 | Solar |  |  | Withdrawn | Trade Secret | Trade | ALK | ALK063 | Residential | Solar*Rewards | Trade Secret | 2024
20263-228838-01 | Xcel Energy | 85 | 13781 | IOU | 03954170 | 7.2 | Solar |  |  | Interconnected | Trade Secret | Trade | WSG | WSG064 | Residential | Solar*Rewards | Trade Secret | 2020 | 2020
20263-228838-01 | Xcel Energy | 85 | 13781 | IOU | 06248396 | 3.842 | Solar |  |  | Withdrawn | Trade Secret | Trade | HYL | HYL064 | Residential |  | Trade Secret | 2025
20263-228838-01 | Xcel Energy | 85 | 13781 | IOU | 06254284 | 3.842 | Solar |  |  | Interconnected | Trade Secret | Trade | HYL | HYL064 | Residential |  | Trade Secret | 2025 | 2026
20263-228838-01 |  |  |  |  | SRO16566 |  | Solar |  |  | Withdrawn | Trade Secret | Trade | WSG | WSG071 | Residential | Solar*Rewards |  | 2011
20263-228838-01 | Xcel Energy | 85 | 13781 | IOU | 03133772 | 8.64 | Solar |  |  | Interconnected | Trade Secret | Trade | WSG | WSG071 | Residential | Solar*Rewards | Trade Secret | 2013 | 2014
20263-228838-01 | Xcel Energy | 85 | 13781 | IOU | 03130360 | 3.78 | Solar |  |  | Interconnected | Trade Secret | Trade | WSG | WSG071 | Residential |  | Trade Secret | 2016 | 2013
20263-228838-01 | Xcel Energy | 85 | 13781 | IOU | 03560238 | 5.51 | Solar |  |  | Interconnected | Trade Secret | Trade | HYL | HYL063 | Residential | Solar*Rewards | Trade Secret | 2020 | 2020
20263-228838-01 | Xcel Energy | 85 | 13781 | IOU | 03133019 | 15.232 | Solar |  |  | Interconnected | Trade Secret | Trade | MND | MND072 | Residential | Solar*Rewards | Trade Secret | 2018 | 2019
20263-228838-01 | Xcel Energy | 85 | 13781 | IOU | 04984552 | 10.819 | Solar |  | X | Interconnected | Trade Secret | Trade | CHE | CHE065 | Residential | Solar*Rewards | Trade Secret | 2022 | 2022
20263-228838-01 | Xcel Energy | 85 | 13781 | IOU | 05999890 | 6.453 | Solar |  |  | Withdrawn | Trade Secret | Trade | KOL | KOL073 | Residential | Solar*Rewards | Trade Secret | 2024
20263-228838-01 | Xcel Energy | 85 | 13781 | IOU | 03294245 | 4.06 | Solar |  |  | Interconnected | Trade Secret | Trade | RLK | RLK073 | Residential | Solar*Rewards | Trade Secret | 2019 | 2020
20263-228838-01 | Xcel Energy | 85 | 13781 | IOU | 05848903 | 11.52 | Solar |  |  | Interconnected | Trade Secret | Trade | WCR | WCR321 | Residential | Solar*Rewards | Trade Secret | 2024 | 2024
20263-228838-01 | Xcel Energy | 85 | 13781 | IOU | 04299877 | 19.99 | Solar |  |  | Interconnected | Trade Secret | Trade | PIL | PIL021 | Residential | Solar*Rewards | Trade Secret | 2021 | 2021
20263-228838-01 | Xcel Energy | 85 | 13781 | IOU | 05473940 | 14.08 | Solar |  |  | Interconnected | Trade Secret | Trade | WCR | WCR311 | Residential | Solar*Rewards | Trade Secret | 2023 | 2023
20263-228838-01 | Xcel Energy | 85 | 13781 | IOU | 04394727 | 9.994 | Solar |  |  | Withdrawn | Trade Secret | Trade | FRM | FRM062 | Residential | Solar*Rewards | Trade Secret | 2021
20263-228838-01 | Xcel Energy | 85 | 13781 | IOU | 05978641 | 3.84 | Solar |  |  | Active Application | Trade Secret | Trade | WEB | WEB021 | Residential | Solar*Rewards | Trade Secret | 2024
20263-228838-01 | Xcel Energy | 85 | 13781 | IOU | 03134116 | 17.28 | Solar |  |  | Interconnected | Trade Secret | Trade | WWK | WWK311 | Commercial | Solar*Rewards | Trade Secret | 2014 | 2015
20263-228838-01 | Xcel Energy | 85 | 13781 | IOU | 03662613 | 5.584 | Solar |  |  | Interconnected | Trade Secret | Trade | NMC | NMC082 | Residential | Solar*Rewards | Trade Secret | 2020 | 2020
20263-228838-01 | Xcel Energy | 85 | 13781 | IOU | 03134829 | 7.68 | Solar |  |  | Interconnected | Trade Secret | Trade | MOL | MOL061 | Residential | Made in Minnesota | Trade Secret | 2016 | 2016
20263-228838-01 | Xcel Energy | 85 | 13781 | IOU | OID2561946 | 7.68 | Solar |  |  | Withdrawn | Trade Secret | Trade | MOL | MOL061 | Residential | Solar*Rewards | Trade Secret | 2016
20263-228838-01 | Xcel Energy | 85 | 13781 | IOU | 03782595 | 6.38 | Solar |  |  | Interconnected | Trade Secret | Trade | MPK | MPK063 | Residential | Solar*Rewards | Trade Secret | 2020 | 2021
20263-228838-01 | Xcel Energy | 85 | 13781 | IOU | 03621765 | 10.44 | Solar |  |  | Interconnected | Trade Secret | Trade | HYL | HYL061 | Residential | Solar*Rewards | Trade Secret | 2020 | 2020
20263-228838-01 | Xcel Energy | 85 | 13781 | IOU | 03130869 | 725 | Other |  |  | Interconnected | Trade Secret | Trade | LOK | LOK061 | Commercial |  | Trade Secret | 2008 | 2008
20263-228838-01 | Xcel Energy | 85 | 13781 | IOU | 06302991 | 99.999 | Solar |  |  | Active Application | Trade Secret | Trade | MPK | MPK082 | Commercial |  | Trade Secret | 2026
20263-228838-01 | Xcel Energy | 85 | 13781 | IOU | 06096846 | 7.216 | Solar |  |  | Interconnected | Trade Secret | Trade | SOU | SOU076 | Residential | Solar*Rewards | Trade Secret | 2025 | 2025
20263-228838-01 | Xcel Energy | 85 | 13781 | IOU | 06017336 | 4.645 | Solar |  |  | Interconnected | Trade Secret | Trade | APA | APA068 | Residential | Solar*Rewards | Trade Secret | 2024 | 2025
20263-228838-01 | Xcel Energy | 85 | 13781 | IOU | 04842675 | 26.3 | Solar |  |  | Interconnected | Trade Secret | Trade | SLP | SLP083 | Commercial | Solar*Rewards | Trade Secret | 2022 | 2023
20263-228838-01 | Xcel Energy | 85 | 13781 | IOU | 03987513 | 5 | Solar |  |  | Interconnected | Trade Secret | Trade | HWW | HWW074 | Residential | Solar*Rewards | Trade Secret | 2020 | 2021
20263-228838-01 | Xcel Energy | 85 | 13781 | IOU | 05712677 | 9.29 | Solar |  |  | Interconnected | Trade Secret | Trade | LAB | LAB311 | Residential | Solar*Rewards | Trade Secret | 2024 | 2024
20263-228838-01 | Xcel Energy | 85 | 13781 | IOU | 04794084 | 6.09 | Solar |  |  | Interconnected | Trade Secret | Trade | LLK | LLK071 | Residential | Solar*Rewards | Trade Secret | 2022 | 2022
20263-228838-01 | Xcel Energy | 85 | 13781 | IOU | 04411512 | 7.616 | Solar |  |  | Active Application | Trade Secret | Trade | CHE | CHE065 | Residential | Solar*Rewards | Trade Secret | 2021
20263-228838-01 | Xcel Energy | 85 | 13781 | IOU | 05352893 | 9.57 | Solar |  |  | Active Application | Trade Secret | Trade | CHE | CHE065 | Residential |  | Trade Secret | 2022
20263-228838-01 | Xcel Energy | 85 | 13781 | IOU | 05295669 | 9.57 | Solar |  |  | Interconnected | Trade Secret | Trade | CHE | CHE065 | Residential |  | Trade Secret | 2022 | 2023
20263-228838-01 | Xcel Energy | 85 | 13781 | IOU | 05505216 | 4.108 | Solar |  |  | Withdrawn | Trade Secret | Trade | ANN | ANN021 | Residential | Solar*Rewards | Trade Secret | 2023
20263-228838-01 | Xcel Energy | 85 | 13781 | IOU | 05526845 | 5.04 | Solar |  |  | Interconnected | Trade Secret | Trade | ANN | ANN021 | Residential |  | Trade Secret | 2023 | 2023
20263-228838-01 | Xcel Energy | 85 | 13781 | IOU | 04849079 | 7.616 | Solar |  |  | Interconnected | Trade Secret | Trade | RLK | RLK066 | Residential | Solar*Rewards | Trade Secret | 2022 | 2022
20263-228838-01 | Xcel Energy | 85 | 13781 | IOU | 03131644 | 5 | Solar |  |  | Interconnected | Trade Secret | Trade | MPK | MPK085 | Residential | Made in Minnesota | Trade Secret | 2017 | 2017
20263-228838-01 | Xcel Energy | 85 | 13781 | IOU | 06050078 | 6.046 | Solar |  |  | Active Application | Trade Secret | Trade | SOU | SOU081 | Residential |  | Trade Secret | 2025
20263-228838-01 | Xcel Energy | 85 | 13781 | IOU | 04611122 | 3.747 | Solar |  |  | Interconnected | Trade Secret | Trade | SOU | SOU064 | Residential |  | Trade Secret | 2021 | 2022
20263-228838-01 | Xcel Energy | 85 | 13781 | IOU | 06144882 | 7.6 | Solar |  |  | Withdrawn | Trade Secret | Trade | BYT | BYT072 | Residential | Solar*Rewards | Trade Secret | 2025
20263-228838-01 | Xcel Energy | 85 | 13781 | IOU | 06145220 | 7.6 | Solar |  |  | Withdrawn | Trade Secret | Trade | BYT | BYT072 | Residential | Solar*Rewards | Trade Secret | 2025
20263-228838-01 | Xcel Energy | 85 | 13781 | IOU | 06156787 | 7.6 | Solar |  |  | Interconnected | Trade Secret | Trade | BYT | BYT072 | Residential |  | Trade Secret | 2025 | 2025
20263-228838-01 | Xcel Energy | 85 | 13781 | IOU | 06145120 | 7.6 | Solar |  |  | Withdrawn | Trade Secret | Trade | BYT | BYT072 | Residential |  | Trade Secret | 2025
20263-228838-01 | Xcel Energy | 85 | 13781 | IOU | 06012272 | 4.934 | Solar |  |  | Active Application | Trade Secret | Trade | SLP | SLP092 | Residential | Solar*Rewards | Trade Secret | 2024
20263-228838-01 | Xcel Energy | 85 | 13781 | IOU | 05973720 | 7.616 | Solar |  |  | Interconnected | Trade Secret | Trade | NOF | NOF071 | Residential |  | Trade Secret | 2024 | 2025
20263-228838-01 | Xcel Energy | 85 | 13781 | IOU | 03129822 | 480 | Solar |  |  | Active Application | Trade Secret | Trade | XRD | XRD063 | Commercial |  | Trade Secret | 2018
20263-228838-01 | Xcel Energy | 85 | 13781 | IOU | 05931011 | 6.967 | Solar |  |  | Interconnected | Trade Secret | Trade | ALD | ALD076 | Residential | Solar*Rewards | Trade Secret | 2024 | 2024
20263-228838-01 | Xcel Energy | 85 | 13781 | IOU | OID3751421 | 7.616 | Solar |  |  | Withdrawn | Trade Secret | Trade | YAM | YAM021 | Residential | Solar*Rewards | Trade Secret | 2019
20263-228838-01 | Xcel Energy | 85 | 13781 | IOU | 03130491 | 11.89 | Solar |  |  | Interconnected | Trade Secret | Trade | VMR | VMR062 | Residential | Solar*Rewards | Trade Secret | 2018 | 2019
20263-228838-01 | Xcel Energy | 85 | 13781 | IOU | 04882719 | 6.98 | Solar |  |  | Interconnected | Trade Secret | Trade | WES | WES074 | Residential | Solar*Rewards | Trade Secret | 2022 | 2022
20263-228838-01 | Xcel Energy | 85 | 13781 | IOU | 06290710 | 3.25 | Solar |  |  | Active Application | Trade Secret | Trade | WIL | WIL073 | Residential |  | Trade Secret | 2025
20263-228838-01 | Xcel Energy | 85 | 13781 | IOU | 06009235 | 3.747 | Solar |  |  | Active Application | Trade Secret | Trade | HUG | HUG312 | Residential |  | Trade Secret | 2024
20263-228838-01 | Xcel Energy | 85 | 13781 | IOU | 06137708 | 12.146 | Solar |  |  | Interconnected | Trade Secret | Trade | MOL | MOL072 | Residential | Solar*Rewards | Trade Secret | 2025 | 2025
20263-228838-01 | Xcel Energy | 85 | 13781 | IOU | OID3836114 | 5.22 | Solar |  |  | Interconnected | Trade Secret | Trade | MPK | MPK087 | Residential | Solar*Rewards | Trade Secret | 2019 | 2020
20263-228838-01 | Xcel Energy | 85 | 13781 | IOU | OID3827797 | 5 | Solar |  |  | Withdrawn | Trade Secret | Trade | MPK | MPK087 | Residential | Solar*Rewards | Trade Secret | 2019
20263-228838-01 | Xcel Energy | 85 | 13781 | IOU | OID3827473 | 5 | Solar |  |  | Withdrawn | Trade Secret | Trade | MPK | MPK087 | Residential | Solar*Rewards | Trade Secret | 2019
20263-228838-01 | Xcel Energy | 85 | 13781 | IOU | 04274415 | 6 | Solar |  |  | Interconnected | Trade Secret | Trade | BRP | BRP071 | Residential | Solar*Rewards | Trade Secret | 2021 | 2021
20263-228838-01 |  |  |  |  | 06135030 |  | Solar |  |  | Active Application | Trade Secret | Trade | ALK | ALK067 | Residential | Solar*Rewards |  | 2025
20263-228838-01 | Xcel Energy | 85 | 13781 | IOU | 06179039 | 11.387 | Solar |  |  | Active Application | Trade Secret | Trade | ALK | ALK067 | Residential |  | Trade Secret | 2025
20263-228838-01 | Xcel Energy | 85 | 13781 | IOU | 03130200 | 4.8 | Solar |  |  | Interconnected | Trade Secret | Trade | MOL | MOL078 | Residential | Solar*Rewards | Trade Secret | 2019 | 2019
20263-228838-01 | Xcel Energy | 85 | 13781 | IOU | 03133887 | 10.5 | Solar |  |  | Interconnected | Trade Secret | Trade | NOF | NOF073 | Residential | Made in Minnesota | Trade Secret | 2014 | 2015
20263-228838-01 | Xcel Energy | 85 | 13781 | IOU | 05567083 | 15.356 | Solar |  |  | Withdrawn | Trade Secret | Trade | BEL | BEL061 | Residential |  | Trade Secret | 2023
20263-228838-01 | Xcel Energy | 85 | 13781 | IOU | 05711838 | 16.9 | Solar |  |  | Interconnected | Trade Secret | Trade | BEL | BEL061 | Residential | Solar*Rewards | Trade Secret | 2024 | 2025
20263-228838-01 | Xcel Energy | 85 | 13781 | IOU | 04215479 | 4.384 | Solar |  |  | Interconnected | Trade Secret | Trade | DHL | DHL061 | Residential | Solar*Rewards | Trade Secret | 2021 | 2021
20263-228838-01 | Xcel Energy | 85 | 13781 | IOU | 05712125 | 7.56 | Solar |  |  | Interconnected | Trade Secret | Trade | AFT | AFT314 | Residential | Solar*Rewards | Trade Secret | 2024 | 2024
20263-228838-01 | Xcel Energy | 85 | 13781 | IOU | 06199203 | 5.76 | Solar |  |  | Active Application | Trade Secret | Trade | BCR | BCR062 | Residential | Solar*Rewards | Trade Secret | 2025
20263-228838-01 | Xcel Energy | 85 | 13781 | IOU | 03132563 | 8.19 | Solar |  |  | Interconnected | Trade Secret | Trade | WIL | WIL079 | Residential | Solar*Rewards | Trade Secret | 2018 | 2018
20263-228838-01 | Xcel Energy | 85 | 13781 | IOU | 05181881 | 6.96 | Solar |  |  | Interconnected | Trade Secret | Trade | APA | APA075 | Residential |  | Trade Secret | 2022 | 2023
20263-228838-01 | Xcel Energy | 85 | 13781 | IOU | OID4028596 | 5 | Solar |  |  | Withdrawn | Trade Secret | Trade | SLP | SLP075 | Residential | Solar*Rewards | Trade Secret | 2019
20263-228838-01 | Xcel Energy | 85 | 13781 | IOU | 03511338 | 5 | Solar |  |  | Interconnected | Trade Secret | Trade | SLP | SLP075 | Residential | Solar*Rewards | Trade Secret | 2019 | 2020
20263-228838-01 | Xcel Energy | 85 | 13781 | IOU | 05682637 | 11.34 | Solar |  |  | Interconnected | Trade Secret | Trade | CTF | CTF022 | Residential |  | Trade Secret | 2024 | 2024
20263-228838-01 | Xcel Energy | 85 | 13781 | IOU | 03131066 | 20 | Wind |  |  | Interconnected | Trade Secret | Trade | AFT | AFT315 | Residential |  | Trade Secret | 2010 | 2010
20263-228838-01 | Xcel Energy | 85 | 13781 | IOU | 03131035 | 18 | Solar |  |  | Interconnected | Trade Secret | Trade | AFT | AFT315 | Residential |  | Trade Secret | 2010 | 2010
20263-228838-01 | Xcel Energy | 85 | 13781 | IOU | 05667352 | 23.866 | Solar |  |  | Withdrawn | Trade Secret | Trade | GFD | GFD021 | Residential | Solar*Rewards | Trade Secret | 2023
20263-228838-01 | Xcel Energy | 85 | 13781 | IOU | 05711775 | 15.232 | Solar |  |  | Active Application | Trade Secret | Trade | GFD | GFD021 | Residential | Solar*Rewards | Trade Secret | 2024
20263-228838-01 | Xcel Energy | 85 | 13781 | IOU | 06322022 | 6.282 | Solar |  |  | Active Application | Trade Secret | Trade | MEL | MEL069 | Residential | Solar*Rewards | Trade Secret | 2026
20263-228838-01 | Xcel Energy | 85 | 13781 | IOU | 03131284 | 6.72 | Solar |  |  | Interconnected | Trade Secret | Trade | LAB | LAB312 | Residential | Solar*Rewards | Trade Secret | 2016 | 2017
20263-228838-01 | Xcel Energy | 85 | 13781 | IOU | 05357985 | 9.074 | Solar |  |  | Withdrawn | Trade Secret | Trade | WIL | WIL071 | Residential | Solar*Rewards | Trade Secret | 2023
20263-228838-01 | Xcel Energy | 85 | 13781 | IOU | 05333098 | 6.96 | Solar |  |  | Active Application | Trade Secret | Trade | WIL | WIL071 | Residential |  | Trade Secret | 2022
20263-228838-01 | Xcel Energy | 85 | 13781 | IOU | 06027796 | 7.616 | Solar |  |  | Active Application | Trade Secret | Trade | DOC | DOC211 | Residential |  | Trade Secret | 2024
20263-228838-01 | Xcel Energy | 85 | 13781 | IOU | 05383460 | 7.68 | Solar |  |  | Interconnected | Trade Secret | Trade | WCR | WCR322 | Residential |  | Trade Secret | 2023 | 2023
20263-228838-01 | Xcel Energy | 85 | 13781 | IOU | OID2766164 | 30 | Solar |  |  | Interconnected | Trade Secret | Trade | OAD | OAD072 | Commercial |  | Trade Secret | 2016 | 2017
20263-228838-01 | Xcel Energy | 85 | 13781 | IOU | 05988646 | 5.76 | Solar |  |  | Interconnected | Trade Secret | Trade | ALK | ALK072 | Residential | Solar*Rewards | Trade Secret | 2024 | 2025
20263-228838-01 | Xcel Energy | 85 | 13781 | IOU | 04440296 | 9.57 | Solar |  |  | Interconnected | Trade Secret | Trade | WCR | WCR311 | Residential | Solar*Rewards | Trade Secret | 2021 | 2021
20263-228838-01 | Xcel Energy | 85 | 13781 | IOU | 05618460 | 11.52 | Solar |  |  | Interconnected | Trade Secret | Trade | IDA | IDA072 | Residential |  | Trade Secret | 2023 | 2024
20263-228838-01 | Xcel Energy | 85 | 13781 | IOU | SRO13342 | 1200 | Solar |  |  | Withdrawn | Trade Secret | Trade | KAN | KAN031 | Commercial | Solar*Rewards | Trade Secret | 2010
20263-228838-01 | Xcel Energy | 85 | 13781 | IOU | 05725769 | 2.613 | Solar |  |  | Interconnected | Trade Secret | Trade | RIV | RIV063 | Residential |  | Trade Secret | 2024 | 2024
20263-228838-01 | Xcel Energy | 85 | 13781 | IOU | OID2262788 | 7.63 | Solar |  |  | Withdrawn | Trade Secret | Trade | GNL | GNL062 | Residential | Solar*Rewards | Trade Secret | 2015
20263-228838-01 | Xcel Energy | 85 | 13781 | IOU | 03134381 | 7.63 | Solar |  |  | Interconnected | Trade Secret | Trade | GNL | GNL062 | Residential | Solar*Rewards | Trade Secret | 2015 | 2015
20263-228838-01 | Xcel Energy | 85 | 13781 | IOU | 06018184 | 19.1 | Storage |  |  | Interconnected | Trade Secret | Trade | GNL | GNL062 | Residential |  | Trade Secret | 2024 | 2025
20263-228838-01 | Xcel Energy | 85 | 13781 | IOU | SRO25357 | 9 | Solar |  |  | Withdrawn | Trade Secret | Trade | ALD | ALD072 | Commercial | Solar*Rewards | Trade Secret | 2012
20263-228838-01 | Xcel Energy | 85 | 13781 | IOU | SRO22390 | 9.995 | Solar |  |  | Withdrawn | Trade Secret | Trade | ALD | ALD072 | Commercial | Solar*Rewards | Trade Secret | 2012
20263-228838-01 | Xcel Energy | 85 | 13781 | IOU | 03133801 | 5 | Solar |  |  | Interconnected | Trade Secret | Trade | ALD | ALD072 | Commercial | Solar*Rewards | Trade Secret | 2013 | 2014
20263-228838-01 | Xcel Energy | 85 | 13781 | IOU | OID3527794 | 30 | Solar |  |  | Withdrawn | Trade Secret | Trade | MRN | MRN021 | Residential | Solar*Rewards | Trade Secret | 2018
20263-228838-01 | Xcel Energy | 85 | 13781 | IOU | 03953542 | 8.12 | Solar |  |  | Interconnected | Trade Secret | Trade | TER | TER071 | Residential | Solar*Rewards | Trade Secret | 2020 | 2020
20263-228838-01 | Xcel Energy | 85 | 13781 | IOU | 05219011 | 6.38 |  |  |  | Withdrawn | Trade Secret | Trade | HUG | HUG311 | Residential |  | Trade Secret | 2022
20263-228838-01 | Xcel Energy | 85 | 13781 | IOU | 05366113 | 6.09 | Solar |  |  | Interconnected | Trade Secret | Trade | HUG | HUG311 | Residential | Solar*Rewards | Trade Secret | 2023 | 2023
20263-228838-01 | Xcel Energy | 85 | 13781 | IOU | 05786954 | 15.4 | Solar |  |  | Interconnected | Trade Secret | Trade | FAB | FAB063 | Residential | Solar*Rewards | Trade Secret | 2024 | 2024
20263-228838-01 | Xcel Energy | 85 | 13781 | IOU | 03134466 | 3.36 | Solar |  |  | Interconnected | Trade Secret | Trade | SLP | SLP092 | Residential | Made in Minnesota | Trade Secret | 2015 | 2015
20263-228838-01 | Xcel Energy | 85 | 13781 | IOU | 03262855 | 2.32 | Solar |  |  | Interconnected | Trade Secret | Trade | WIL | WIL085 | Residential | Solar*Rewards | Trade Secret | 2019 | 2020
20263-228838-01 | Xcel Energy | 85 | 13781 | IOU | 03133310 | 5 | Solar |  |  | Interconnected | Trade Secret | Trade | WRR | WRR064 | Commercial | Solar*Rewards | Trade Secret | 2010 | 2011
20263-228838-01 | Xcel Energy | 85 | 13781 | IOU | 05275554 | 150 | Solar |  |  | Active Application | Trade Secret | Trade | WSG | WSG361 | Commercial |  | Trade Secret | 2022
20263-228838-01 | Xcel Energy | 85 | 13781 | IOU | 05774791 | 6.046 | Solar |  |  | Interconnected | Trade Secret | Trade | WIL | WIL081 | Residential | Solar*Rewards | Trade Secret | 2024 | 2024
20263-228838-01 | Xcel Energy | 85 | 13781 | IOU | 05775902 | 4.537 | Solar |  |  | Interconnected | Trade Secret | Trade | MPK | MPK074 | Residential | Solar*Rewards | Trade Secret | 2024 | 2024
20263-228838-01 | Xcel Energy | 85 | 13781 | IOU | 04454853 | 3.747 | Solar |  |  | Active Application | Trade Secret | Trade | CEL | CEL064 | Residential | Solar*Rewards | Trade Secret | 2021
20263-228838-01 | Xcel Energy | 85 | 13781 | IOU | 03943023 | 2.16 | Solar |  |  | Interconnected | Trade Secret | Trade | SHP | SHP072 | Residential | Solar*Rewards | Trade Secret | 2020 | 2020
20263-228838-01 | Xcel Energy | 85 | 13781 | IOU | SRO29854 | 45 | Solar |  |  | Withdrawn | Trade Secret | Trade | FRA | FRA001 | Commercial | Solar*Rewards | Trade Secret | 2013
20263-228838-01 | Xcel Energy | 85 | 13781 | IOU | 06238928 | 11.5 | Solar |  | X | Active Application | Trade Secret | Trade | AFT | AFT314 | Residential |  | Trade Secret | 2025
20263-228838-01 | Xcel Energy | 85 | 13781 | IOU | 06176269 | 3.484 | Solar |  |  | Active Application | Trade Secret | Trade | BCR | BCR083 | Residential | Solar*Rewards | Trade Secret | 2025
20263-228838-01 | Xcel Energy | 85 | 13781 | IOU | 05211437 | 5 | Storage |  |  | Withdrawn | Trade Secret | Trade | OAD | OAD074 | Residential |  | Trade Secret | 2022
20263-228838-01 | Xcel Energy | 85 | 13781 | IOU | 04923758 | 12.678 | Solar |  | X | Interconnected | Trade Secret | Trade | OAD | OAD074 | Residential | Solar*Rewards | Trade Secret | 2022 | 2023
20263-228838-01 | Xcel Energy | 85 | 13781 | IOU | 04918804 | 4.64 | Solar |  |  | Interconnected | Trade Secret | Trade | SOU | SOU060 | Residential | Solar*Rewards | Trade Secret | 2022 | 2022
20263-228838-01 | Xcel Energy | 85 | 13781 | IOU | OID3541283 | 12 | Solar |  |  | Withdrawn | Trade Secret | Trade | LIL | LIL021 | Residential | Solar*Rewards | Trade Secret | 2018
20263-228838-01 | Xcel Energy | 85 | 13781 | IOU | 04384981 | 4.92 | Solar |  |  | Interconnected | Trade Secret | Trade | WIN | WIN033 | Residential | Solar*Rewards | Trade Secret | 2021 | 2021
20263-228838-01 | Xcel Energy | 85 | 13781 | IOU | 04322396 | 3.747 | Solar |  |  | Interconnected | Trade Secret | Trade | WIL | WIL078 | Residential |  | Trade Secret | 2021 | 2021
20263-228838-01 | Xcel Energy | 85 | 13781 | IOU | 03129833 | 6.44 | Solar |  |  | Interconnected | Trade Secret | Trade | DBL | DBL073 | Residential | Solar*Rewards | Trade Secret | 2018 | 2018
20263-228838-01 | Xcel Energy | 85 | 13781 | IOU | OID2954988 | 7.63 | Solar |  |  | Withdrawn | Trade Secret | Trade | DBL | DBL073 | Residential | Solar*Rewards | Trade Secret | 2017
20263-228838-01 | Xcel Energy | 85 | 13781 | IOU | 05870438 | 5.052 | Solar |  |  | Active Application | Trade Secret | Trade | CRL | CRL065 | Residential |  | Trade Secret | 2024
20263-228838-01 | Xcel Energy | 85 | 13781 | IOU | 03133345 | 2.09 | Solar |  |  | Interconnected | Trade Secret | Trade | HUG | HUG321 | Residential | Solar*Rewards | Trade Secret | 2011 | 2011
20263-228838-01 | Xcel Energy | 85 | 13781 | IOU | 03130934 | 3.5 | Wind |  |  | Interconnected | Trade Secret | Trade | HUG | HUG321 | Residential |  | Trade Secret | 2009 | 2009
20263-228838-01 | Xcel Energy | 85 | 13781 | IOU | 03130990 | 0.92 | Solar |  |  | Interconnected | Trade Secret | Trade | HUG | HUG321 | Residential |  | Trade Secret | 2009 | 2009
20263-228838-01 | Xcel Energy | 85 | 13781 | IOU | 03130658 | 19.88 | Solar |  |  | Interconnected | Trade Secret | Trade | KAN | KAN031 | Residential | Solar*Rewards | Trade Secret | 2016 | 2017
20263-228838-01 | Xcel Energy | 85 | 13781 | IOU | OID2788326 | 19.88 | Solar |  |  | Withdrawn | Trade Secret | Trade | KAN | KAN031 | Residential | Solar*Rewards | Trade Secret | 2016
20263-228838-01 | Xcel Energy | 85 | 13781 | IOU | 03131930 | 9.94 | Solar |  |  | Interconnected | Trade Secret | Trade | GRC | GRC312 | Residential | Made in Minnesota | Trade Secret | 2017 | 2018
20263-228838-01 | Xcel Energy | 85 | 13781 | IOU | 04806733 | 4.886 | Solar |  |  | Interconnected | Trade Secret | Trade | HWW | HWW073 | Residential | Solar*Rewards | Trade Secret | 2022 | 2022
20263-228838-01 | Xcel Energy | 85 | 13781 | IOU | 05014533 | 9.29 | Solar |  |  | Interconnected | Trade Secret | Trade | RPO | RPO312 | Residential |  | Trade Secret | 2022 | 2023
20263-228838-01 | Xcel Energy | 85 | 13781 | IOU | 04539957 | 3.141 | Solar |  | X | Interconnected | Trade Secret | Trade | ECK | ECK062 | Residential |  | Trade Secret | 2021 | 2021
20263-228838-01 | Xcel Energy | 85 | 13781 | IOU | 05433068 | 1.575 | Solar |  |  | Interconnected | Trade Secret | Trade | ECK | ECK062 | Residential |  | Trade Secret | 2023 | 2023
20263-228838-01 | Xcel Energy | 85 | 13781 | IOU | OID4026812 | 180 | Solar |  |  | Withdrawn | Trade Secret | Trade | ALD | ALD094 | Commercial |  | Trade Secret | 2019
20263-228838-01 | Xcel Energy | 85 | 13781 | IOU | 03566671 | 180 | Solar |  |  | Interconnected | Trade Secret | Trade | ALD | ALD094 | Commercial |  | Trade Secret | 2020 | 2020
20263-228838-01 | Xcel Energy | 85 | 13781 | IOU | 04591211 | 5.054 |  |  |  | Active Application | Trade Secret | Trade | DBL | DBL068 | Residential |  | Trade Secret | 2021
20263-228838-01 | Xcel Energy | 85 | 13781 | IOU | 04596620 | 5.054 | Solar |  |  | Active Application | Trade Secret | Trade | DBL | DBL068 | Residential |  | Trade Secret | 2021
20263-228838-01 | Xcel Energy | 85 | 13781 | IOU | 06064763 | 9.6 | Solar |  |  | Interconnected | Trade Secret | Trade | MEL | MEL062 | Residential |  | Trade Secret | 2025 | 2025
20263-228838-01 | Xcel Energy | 85 | 13781 | IOU | SRO29884 | 30 | Solar |  |  | Withdrawn | Trade Secret | Trade |  |  | Residential | Solar*Rewards | Trade Secret | 2013
20263-228838-01 | Xcel Energy | 85 | 13781 | IOU | SRO29894 | 5.16 | Solar |  |  | Withdrawn | Trade Secret | Trade | LAP | LAP311 | Residential | Solar*Rewards | Trade Secret | 2013
20263-228838-01 | Xcel Energy | 85 | 13781 | IOU | 03132776 | 39.998 | Solar |  |  | Interconnected | Trade Secret | Trade | RRK | RRK082 | Commercial | Solar*Rewards | Trade Secret | 2018 | 2018
20263-228838-01 | Xcel Energy | 85 | 13781 | IOU | OID3284619 | 19.999 | Solar |  |  | Withdrawn | Trade Secret | Trade | RRK | RRK082 | Commercial | Solar*Rewards | Trade Secret | 2018
20263-228838-01 | Xcel Energy | 85 | 13781 | IOU | 04375467 | 9.86 | Solar |  |  | Interconnected | Trade Secret | Trade | APA | APA073 | Residential | Solar*Rewards | Trade Secret | 2021 | 2021
20263-228838-01 | Xcel Energy | 85 | 13781 | IOU | 06168714 | 5.235 | Solar |  |  | Interconnected | Trade Secret | Trade | DBL | DBL067 | Residential | Solar*Rewards | Trade Secret | 2025 | 2025
20263-228838-01 | Xcel Energy | 85 | 13781 | IOU | 06119063 | 5.7 | Solar |  |  | Active Application | Trade Secret | Trade | DBL | DBL067 | Residential |  | Trade Secret | 2025
20263-228838-01 | Xcel Energy | 85 | 13781 | IOU | 04439914 | 18.148 | Solar |  |  | Interconnected | Trade Secret | Trade | SHP | SHP061 | Residential | Solar*Rewards | Trade Secret | 2021 | 2022
20263-228838-01 | Xcel Energy | 85 | 13781 | IOU | OID3088466 | 9.94 | Solar |  |  | Withdrawn | Trade Secret | Trade | SHP | SHP061 | Residential | Solar*Rewards | Trade Secret | 2017
20263-228838-01 | Xcel Energy | 85 | 13781 | IOU | 06196847 | 9.569 | Solar |  |  | Withdrawn | Trade Secret | Trade | WCS | WCS064 | Residential | Solar*Rewards | Trade Secret | 2025
20263-228838-01 | Xcel Energy | 85 | 13781 | IOU | 05356820 | 5.376 | Solar |  |  | Interconnected | Trade Secret | Trade | OAD | OAD072 | Residential | Solar*Rewards | Trade Secret | 2023 | 2023
20263-228838-01 | Xcel Energy | 85 | 13781 | IOU | SRO29472 | 34.2 | Solar |  |  | Withdrawn | Trade Secret | Trade | NOF | NOF061 | Commercial | Solar*Rewards | Trade Secret | 2013
20263-228838-01 | Xcel Energy | 85 | 13781 | IOU | 05978505 | 3.747 | Solar |  |  | Interconnected | Trade Secret | Trade | WES | WES074 | Residential |  | Trade Secret | 2024 | 2025
20263-228838-01 | Xcel Energy | 85 | 13781 | IOU | 03133174 | 5.1 | Solar |  |  | Interconnected | Trade Secret | Trade | SAV | SAV069 | Residential | Solar*Rewards | Trade Secret | 2010 | 2010
20263-228838-01 | Xcel Energy | 85 | 13781 | IOU | 03925272 | 5.985 | Solar |  |  | Interconnected | Trade Secret | Trade | SAV | SAV069 | Residential | Solar*Rewards | Trade Secret | 2020 | 2020
20263-228838-01 | Xcel Energy | 85 | 13781 | IOU | 03131903 | 9.94 | Solar |  |  | Interconnected | Trade Secret | Trade | RAM | RAM064 | Residential | Made in Minnesota | Trade Secret | 2017 | 2017
20263-228838-01 | Xcel Energy | 85 | 13781 | IOU | 04092862 | 6 | Solar |  |  | Interconnected | Trade Secret | Trade | ECK | ECK342 | Residential | Solar*Rewards | Trade Secret | 2020 | 2021
20263-228838-01 | Xcel Energy | 85 | 13781 | IOU | 05987492 | 7.329 | Solar |  |  | Interconnected | Trade Secret | Trade | SOU | SOU060 | Residential | Solar*Rewards | Trade Secret | 2024 | 2025
20263-228838-01 | Xcel Energy | 85 | 13781 | IOU | 03132379 | 2.4 | Solar |  |  | Interconnected | Trade Secret | Trade | LCR | LCR311 | Residential | Solar*Rewards | Trade Secret | 2018 | 2018
20263-228838-01 | Xcel Energy | 85 | 13781 | IOU | 05953589 | 5.052 | Solar |  |  | Active Application | Trade Secret | Trade | AHI | AHI022 | Residential |  | Trade Secret | 2024
20263-228838-01 | Xcel Energy | 85 | 13781 | IOU | 04050424 | 7.616 | Solar |  |  | Active Application | Trade Secret | Trade | APA | APA078 | Residential | Solar*Rewards | Trade Secret | 2020
20263-228838-01 | Xcel Energy | 85 | 13781 | IOU | 04984516 | 19.988 | Solar |  |  | Interconnected | Trade Secret | Trade | MPK | MPK063 | Residential | Solar*Rewards | Trade Secret | 2022 | 2022
20263-228838-01 | Xcel Energy | 85 | 13781 | IOU | 03775828 | 2.32 | Solar |  |  | Interconnected | Trade Secret | Trade | WES | WES074 | Residential | Solar*Rewards | Trade Secret | 2020 | 2020
20263-228838-01 | Xcel Energy | 85 | 13781 | IOU | 04981214 | 4.64 | Solar |  |  | Active Application | Trade Secret | Trade | SHP | SHP062 | Residential | Solar*Rewards | Trade Secret | 2022
20263-228838-01 |  |  |  |  | OID3749063 |  | Solar |  |  | Withdrawn | Trade Secret | Trade | MPK | MPK086 | Residential | Solar*Rewards |  | 2019
20263-228838-01 | Xcel Energy | 85 | 13781 | IOU | OID3742942 | 5 | Solar |  |  | Withdrawn | Trade Secret | Trade | MPK | MPK086 | Residential | Solar*Rewards | Trade Secret | 2019
20263-228838-01 |  |  |  |  | OID3749061 |  | Solar |  |  | Withdrawn | Trade Secret | Trade | MPK | MPK086 | Residential | Solar*Rewards |  | 2019
20263-228838-01 | Xcel Energy | 85 | 13781 | IOU | OID3842216 | 5 | Solar |  |  | Interconnected | Trade Secret | Trade | MPK | MPK086 | Residential | Solar*Rewards | Trade Secret | 2019 | 2019
20263-228838-01 |  |  |  |  | OID3624390 |  | Solar |  |  | Withdrawn | Trade Secret | Trade | MPK | MPK086 | Residential | Solar*Rewards |  | 2018
20263-228838-01 |  |  |  |  | OID3620181 |  | Solar |  |  | Withdrawn | Trade Secret | Trade | MPK | MPK086 | Residential | Solar*Rewards |  | 2018
20263-228838-01 |  |  |  |  | OID3624315 |  | Solar |  |  | Withdrawn | Trade Secret | Trade | MPK | MPK086 | Residential | Solar*Rewards |  | 2018
20263-228838-01 |  |  |  |  | OID3624366 |  | Solar |  |  | Withdrawn | Trade Secret | Trade | MPK | MPK086 | Residential | Solar*Rewards |  | 2018
20263-228838-01 |  |  |  |  | OID3624201 |  | Solar |  |  | Withdrawn | Trade Secret | Trade | MPK | MPK086 | Residential | Solar*Rewards |  | 2018
20263-228838-01 |  |  |  |  | OID3624392 |  | Solar |  |  | Withdrawn | Trade Secret | Trade | MPK | MPK086 | Residential | Solar*Rewards |  | 2018
20263-228838-01 | Xcel Energy | 85 | 13781 | IOU | 05870825 | 9.994 | Solar |  |  | Interconnected | Trade Secret | Trade | MEL | MEL072 | Residential |  | Trade Secret | 2024 | 2025
20263-228838-01 | Xcel Energy | 85 | 13781 | IOU | 06141424 | 11.387 | Solar |  |  | Interconnected | Trade Secret | Trade | HYL | HYL061 | Residential | Solar*Rewards | Trade Secret | 2025 | 2025
20263-228838-01 | Xcel Energy | 85 | 13781 | IOU | 03132749 | 13.741 | Solar |  |  | Interconnected | Trade Secret | Trade | MEL | MEL061 | Residential | Solar*Rewards | Trade Secret | 2018 | 2018
20263-228838-01 | Xcel Energy | 85 | 13781 | IOU | 04831173 | 8.22 | Solar |  |  | Interconnected | Trade Secret | Trade | WCR | WCR322 | Residential | Solar*Rewards | Trade Secret | 2022 | 2022
20263-228838-01 | Xcel Energy | 85 | 13781 | IOU | 03134023 | 4.8 | Solar |  |  | Interconnected | Trade Secret | Trade | GRC | GRC312 | Residential | Solar*Rewards | Trade Secret | 2014 | 2015
20263-228838-01 | Xcel Energy | 85 | 13781 | IOU | 03135120 | 7.63 | Solar |  |  | Interconnected | Trade Secret | Trade | STY | STY075 | Residential | Solar*Rewards | Trade Secret | 2016 | 2016
20263-228838-01 |  |  |  |  | OID3666141 |  | Other |  |  | Withdrawn | Trade Secret | Trade | OPK | OPK077 | Commercial |  |  | 2018
20263-228838-01 | Xcel Energy | 85 | 13781 | IOU | 03129716 | 3825 | Other |  |  | Active Application | Trade Secret | Trade | OPK | OPK077 | Commercial |  | Trade Secret | 2019
20263-228838-01 | Xcel Energy | 85 | 13781 | IOU | 03132055 | 3.8 | Solar |  |  | Interconnected | Trade Secret | Trade | BEL | BEL061 | Residential | Solar*Rewards | Trade Secret | 2017 | 2018
20263-228838-01 | Xcel Energy | 85 | 13781 | IOU | 03131780 | 7.625 | Solar |  |  | Interconnected | Trade Secret | Trade | SOU | SOU069 | Residential | Made in Minnesota | Trade Secret | 2017 | 2018
20263-228838-01 | Xcel Energy | 85 | 13781 | IOU | 04394046 | 12.48 | Solar |  |  | Interconnected | Trade Secret | Trade | AFT | AFT321 | Residential | Solar*Rewards | Trade Secret | 2021 | 2021
20263-228838-01 | Xcel Energy | 85 | 13781 | IOU | 04954827 | 9.9 | Solar |  |  | Interconnected | Trade Secret | Trade | WCS | WCS064 | Residential | Solar*Rewards | Trade Secret | 2022 | 2023
20263-228838-01 | Xcel Energy | 85 | 13781 | IOU | 04198917 | 5 | Solar |  | X | Interconnected | Trade Secret | Trade | TER | TER081 | Residential | Solar*Rewards | Trade Secret | 2021 | 2021
20263-228838-01 | Xcel Energy | 85 | 13781 | IOU | 03782206 | 3.77 | Solar |  |  | Active Application | Trade Secret | Trade | MPK | MPK082 | Residential | Solar*Rewards | Trade Secret | 2020
20263-228838-01 | Xcel Energy | 85 | 13781 | IOU | 03905405 | 3.77 | Solar |  |  | Interconnected | Trade Secret | Trade | MPK | MPK082 | Residential | Solar*Rewards | Trade Secret | 2020 | 2020
20263-228838-01 | Xcel Energy | 85 | 13781 | IOU | OID2429371 | 36 | Solar |  |  | Withdrawn | Trade Secret | Trade | AHI | AHI021 | Commercial | Made in Minnesota | Trade Secret | 2015
20263-228838-01 | Xcel Energy | 85 | 13781 | IOU | 05836446 | 25.17 | Solar |  |  | Active Application | Trade Secret | Trade | STY | STY063 | Commercial |  | Trade Secret | 2024
20263-228838-01 | Xcel Energy | 85 | 13781 | IOU | 05575472 | 960 | Solar |  |  | Interconnected | Trade Secret | Trade | AFT | AFT314 | Commercial |  | Trade Secret | 2023 | 2025
20263-228838-01 |  |  |  |  | OID3666321 |  | Solar |  |  | Withdrawn | Trade Secret | Trade | TLK | TLK061 | Commercial | Solar*Rewards |  | 2018
20263-228838-01 | Xcel Energy | 85 | 13781 | IOU | OID3886633 | 11.39 | Solar |  |  | Withdrawn | Trade Secret | Trade | TLK | TLK061 | Commercial | Solar*Rewards | Trade Secret | 2019
20263-228838-01 | Xcel Energy | 85 | 13781 | IOU | 04974854 | 2.792 | Solar |  |  | Interconnected | Trade Secret | Trade | RAM | RAM062 | Residential | Solar*Rewards | Trade Secret | 2022 | 2023
20263-228838-01 | Xcel Energy | 85 | 13781 | IOU | 06270145 | 30.4 | Solar |  |  | Active Application | Trade Secret | Trade | PIL | PIL021 | Residential |  | Trade Secret | 2025
20263-228838-01 | Xcel Energy | 85 | 13781 | IOU | 06075036 | 11.612 | Solar |  |  | Interconnected | Trade Secret | Trade | RAM | RAM073 | Residential | Solar*Rewards | Trade Secret | 2025 | 2025
20263-228838-01 | Xcel Energy | 85 | 13781 | IOU | 05957498 | 11.322 | Solar |  |  | Withdrawn | Trade Secret | Trade | RAM | RAM073 | Residential | Solar*Rewards | Trade Secret | 2024
20263-228838-01 | Xcel Energy | 85 | 13781 | IOU | 06106456 | 11.612 | Solar |  |  | Withdrawn | Trade Secret | Trade | RAM | RAM073 | Residential | Solar*Rewards | Trade Secret | 2025
20263-228838-01 | Xcel Energy | 85 | 13781 | IOU | 03134220 | 7.5 | Solar |  |  | Interconnected | Trade Secret | Trade | GRC | GRC312 | Residential | Made in Minnesota | Trade Secret | 2015 | 2015
20263-228838-01 | Xcel Energy | 85 | 13781 | IOU | 04064052 | 8.98 | Solar |  | X | Interconnected | Trade Secret | Trade | MAZ | MAZ021 | Residential | Solar*Rewards | Trade Secret | 2020 | 2021
20263-228838-01 | Xcel Energy | 85 | 13781 | IOU | 03130804 | 1 | Solar |  |  | Interconnected | Trade Secret | Trade | EDA | EDA062 | Commercial |  | Trade Secret | 2002 | 2002
20263-228838-01 | Xcel Energy | 85 | 13781 | IOU | 06032614 | 12.288 | Solar |  |  | Active Application | Trade Secret | Trade | AFT | AFT314 | Residential | Solar*Rewards | Trade Secret | 2024
20263-228838-01 | Xcel Energy | 85 | 13781 | IOU | 03131017 | 2500 | Wind |  |  | Interconnected | Trade Secret | Trade | RMT | RMT311 | Commercial |  | Trade Secret | 2010 | 2011
20263-228838-01 | Xcel Energy | 85 | 13781 | IOU | OID1963948 | 10.5 | Solar |  |  | Interconnected | Trade Secret | Trade | ECK | ECK322 | Residential | Made in Minnesota | Trade Secret | 2014 | 2014
20263-228838-01 | Xcel Energy | 85 | 13781 | IOU | 03134155 | 7.5 | Solar |  |  | Interconnected | Trade Secret | Trade | ECK | ECK322 | Residential | Made in Minnesota | Trade Secret | 2014 | 2015
20263-228838-01 | Xcel Energy | 85 | 13781 | IOU | 05316071 | 11.6 | Solar |  |  | Interconnected | Trade Secret | Trade | OSS | OSS073 | Residential |  | Trade Secret | 2022 | 2023
20263-228838-01 | Xcel Energy | 85 | 13781 | IOU | 05309222 | 11.6 |  |  |  | Active Application | Trade Secret | Trade | OSS | OSS073 | Residential |  | Trade Secret | 2022
20263-228838-01 | Xcel Energy | 85 | 13781 | IOU | 04150271 | 5.76 | Solar |  |  | Active Application | Trade Secret | Trade | SOU | SOU082 | Residential | Solar*Rewards | Trade Secret | 2020
20263-228838-01 | Xcel Energy | 85 | 13781 | IOU | 03581109 | 7.25 | Solar |  |  | Interconnected | Trade Secret | Trade | SCL | SCL312 | Residential | Solar*Rewards | Trade Secret | 2020 | 2020
20263-228838-01 | Xcel Energy | 85 | 13781 | IOU | 04132841 | 39.998 | Solar |  |  | Interconnected | Trade Secret | Trade | SLP | SLP096 | Commercial | Solar*Rewards | Trade Secret | 2020 | 2021
20263-228838-01 | Xcel Energy | 85 | 13781 | IOU | 03708124 | 9.994 | Solar |  |  | Interconnected | Trade Secret | Trade | WSG | WSG076 | Residential | Solar*Rewards | Trade Secret | 2020 | 2020
20263-228838-01 | Xcel Energy | 85 | 13781 | IOU | 05849649 | 8.376 | Solar |  |  | Interconnected | Trade Secret | Trade | SOU | SOU081 | Residential | Solar*Rewards | Trade Secret | 2024 | 2024
20263-228838-01 | Xcel Energy | 85 | 13781 | IOU | 03129702 | 39.998 | Solar |  |  | Interconnected | Trade Secret | Trade | ORO | ORO062 | Commercial | Solar*Rewards | Trade Secret | 2018 | 2020
20263-228838-01 | Xcel Energy | 85 | 13781 | IOU | 05811196 | 2.6 | Solar |  |  | Interconnected | Trade Secret | Trade | WIL | WIL073 | Residential | Solar*Rewards | Trade Secret | 2024 | 2024
20263-228838-01 | Xcel Energy | 85 | 13781 | IOU | 04271813 | 5.22 | Solar |  |  | Interconnected | Trade Secret | Trade | MPK | MPK064 | Residential | Solar*Rewards | Trade Secret | 2021 | 2021
20263-228838-01 | Xcel Energy | 85 | 13781 | IOU | 04931754 | 8.35 | Solar |  |  | Active Application | Trade Secret | Trade | MPK | MPK064 | Residential | Solar*Rewards | Trade Secret | 2022
20263-228838-01 | Xcel Energy | 85 | 13781 | IOU | 04602657 | 3.77 | Solar |  |  | Interconnected | Trade Secret | Trade | APA | APA067 | Residential |  | Trade Secret | 2021 | 2021
20263-228838-01 | Xcel Energy | 85 | 13781 | IOU | 03236472 | 6 | Solar |  |  | Interconnected | Trade Secret | Trade | WIN | WIN023 | Residential | Solar*Rewards | Trade Secret | 2019 | 2020
20263-228838-01 | Xcel Energy | 85 | 13781 | IOU | OID3666352 | 8.5 | Solar |  |  | Withdrawn | Trade Secret | Trade | WIN | WIN023 | Commercial | Solar*Rewards | Trade Secret | 2018
20263-228838-01 | Xcel Energy | 85 | 13781 | IOU | 03134619 | 3 | Solar |  |  | Interconnected | Trade Secret | Trade | SLP | SLP074 | Residential | Made in Minnesota | Trade Secret | 2015 | 2016
20263-228838-01 | Xcel Energy | 85 | 13781 | IOU | 03131550 | 6 | Solar |  |  | Interconnected | Trade Secret | Trade | HWW | HWW073 | Residential | Made in Minnesota | Trade Secret | 2017 | 2017
20263-228838-01 | Xcel Energy | 85 | 13781 | IOU | 04079076 | 11.39 | Solar |  |  | Interconnected | Trade Secret | Trade | HOW | HOW061 | Residential |  | Trade Secret | 2020 | 2021
20263-228838-01 | Xcel Energy | 85 | 13781 | IOU | 04337180 | 11.39 | Solar |  |  | Active Application | Trade Secret | Trade | HOW | HOW061 | Residential |  | Trade Secret | 2021
20263-228838-01 | Xcel Energy | 85 | 13781 | IOU | 03947753 | 3.6 | Solar |  |  | Interconnected | Trade Secret | Trade | TWL | TWL066 | Residential | Solar*Rewards | Trade Secret | 2020 | 2020
20263-228838-01 | Xcel Energy | 85 | 13781 | IOU | 03135012 | 9.94 | Solar |  |  | Interconnected | Trade Secret | Trade | HUG | HUG321 | Residential | Solar*Rewards | Trade Secret | 2016 | 2016
20263-228838-01 | Xcel Energy | 85 | 13781 | IOU | 06275408 | 4.886 | Solar |  |  | Active Application | Trade Secret | Trade | TER | TER071 | Residential |  | Trade Secret | 2025
20263-228838-01 | Xcel Energy | 85 | 13781 | IOU | 03130696 | 2.5 | Solar |  |  | Interconnected | Trade Secret | Trade | TER | TER071 | Residential |  | Trade Secret | 2004 | 2004
20263-228838-01 | Xcel Energy | 85 | 13781 | IOU | 05961881 | 4.188 | Solar |  |  | Interconnected | Trade Secret | Trade | SOU | SOU076 | Residential |  | Trade Secret | 2024 | 2024
20263-228838-01 | Xcel Energy | 85 | 13781 | IOU | 05306920 | 13.34 | Solar |  |  | Interconnected | Trade Secret | Trade | HUG | HUG311 | Residential |  | Trade Secret | 2022 | 2023
20263-228838-01 | Xcel Energy | 85 | 13781 | IOU | 04445644 | 6.96 | Solar |  |  | Interconnected | Trade Secret | Trade | RAM | RAM062 | Residential |  | Trade Secret | 2021 | 2021
20263-228838-01 | Xcel Energy | 85 | 13781 | IOU | 05267863 | 6.67 | Solar |  |  | Interconnected | Trade Secret | Trade | DBL | DBL073 | Residential |  | Trade Secret | 2022 | 2023
20263-228838-01 | Xcel Energy | 85 | 13781 | IOU | 04591366 | 3.747 | Solar |  |  | Interconnected | Trade Secret | Trade | DBL | DBL073 | Residential |  | Trade Secret | 2021 | 2023
20263-228838-01 | Xcel Energy | 85 | 13781 | IOU | 03129974 | 43.53 | Solar |  |  | Active Application | Trade Secret | Trade | ORO | ORO062 | Commercial |  | Trade Secret | 2018
20263-228838-01 | Xcel Energy | 85 | 13781 | IOU | 05950835 | 4.645 | Solar |  |  | Withdrawn | Trade Secret | Trade | APA | APA075 | Residential | Solar*Rewards | Trade Secret | 2024
20263-228838-01 | Xcel Energy | 85 | 13781 | IOU | 03133844 | 3.5 | Solar |  |  | Interconnected | Trade Secret | Trade | LAC | LAC062 | Residential | Made in Minnesota | Trade Secret | 2014 | 2014
20263-228838-01 | Xcel Energy | 85 | 13781 | IOU | 03131670 | 9.94 | Solar |  |  | Interconnected | Trade Secret | Trade | TLK | TLK064 | Residential | Made in Minnesota | Trade Secret | 2017 | 2017
20263-228838-01 | Xcel Energy | 85 | 13781 | IOU | 05365786 | 10.44 | Solar |  |  | Interconnected | Trade Secret | Trade | CTR | CTR021 | Residential |  | Trade Secret | 2023 | 2023
20263-228838-01 | Xcel Energy | 85 | 13781 | IOU | 04439820 | 7.616 | Solar |  |  | Active Application | Trade Secret | Trade | WDY | WDY312 | Residential | Solar*Rewards | Trade Secret | 2021
20263-228838-01 | Xcel Energy | 85 | 13781 | IOU | 05451348 | 8.32 | Solar |  |  | Interconnected | Trade Secret | Trade | SCL | SCL312 | Residential |  | Trade Secret | 2023 | 2023
20263-228838-01 | Xcel Energy | 85 | 13781 | IOU | 06230218 | 11.168 | Solar |  |  | Interconnected | Trade Secret | Trade | GLK | GLK074 | Residential |  | Trade Secret | 2025 | 2026
20263-228838-01 | Xcel Energy | 85 | 13781 | IOU | 05530225 | 99.999 | Solar |  |  | Interconnected | Trade Secret | Trade | TER | TER066 | Commercial |  | Trade Secret | 2023 | 2024
20263-228838-01 | Xcel Energy | 85 | 13781 | IOU | 03215769 | 6.72 | Solar |  |  | Interconnected | Trade Secret | Trade | WRR | WRR064 | Residential | Solar*Rewards | Trade Secret | 2019 | 2020
20263-228838-01 | Xcel Energy | 85 | 13781 | IOU | 05594994 | 3.84 | Solar |  |  | Active Application | Trade Secret | Trade | FSL | FSL312 | Residential | Solar*Rewards | Trade Secret | 2023
20263-228838-01 | Xcel Energy | 85 | 13781 | IOU | 05616425 | 3.84 | Solar |  |  | Interconnected | Trade Secret | Trade | FSL | FSL312 | Residential |  | Trade Secret | 2023 | 2024
20263-228838-01 | Xcel Energy | 85 | 13781 | IOU | 04989330 | 12.329 | Solar |  | X | Interconnected | Trade Secret | Trade | RPO | RPO312 | Residential | Solar*Rewards | Trade Secret | 2022 | 2022
20263-228838-01 | Xcel Energy | 85 | 13781 | IOU | 03133327 | 8.74 | Solar |  |  | Interconnected | Trade Secret | Trade | SCL | SCL312 | Residential | Solar*Rewards | Trade Secret | 2010 | 2011
20263-228838-01 | Xcel Energy | 85 | 13781 | IOU | 04584991 | 3.48 | Solar |  |  | Interconnected | Trade Secret | Trade | APA | APA075 | Residential |  | Trade Secret | 2021 | 2021
20263-228838-01 | Xcel Energy | 85 | 13781 | IOU | 04982404 | 6.67 | Solar |  |  | Withdrawn | Trade Secret | Trade | STY | STY065 | Residential | Solar*Rewards | Trade Secret | 2022
20263-228838-01 | Xcel Energy | 85 | 13781 | IOU | 05495072 | 3.84 | Geothermal |  | X | Withdrawn | Trade Secret | Trade | STY | STY065 | Residential |  | Trade Secret | 2023
20263-228838-01 | Xcel Energy | 85 | 13781 | IOU | 03134098 | 2.1 | Solar |  |  | Interconnected | Trade Secret | Trade | WCR | WCR063 | Residential | Made in Minnesota | Trade Secret | 2014 | 2014
20263-228838-01 |  |  |  |  | OID2010033 |  | Solar |  |  | Withdrawn | Trade Secret | Trade | WCR | WCR063 | Residential | Made in Minnesota |  | 2014
20263-228838-01 | Xcel Energy | 85 | 13781 | IOU | 03903690 | 7.616 | Solar |  |  | Interconnected | Trade Secret | Trade | SLP | SLP084 | Residential | Solar*Rewards | Trade Secret | 2020 | 2020
20263-228838-01 | Xcel Energy | 85 | 13781 | IOU | 05711758 | 8.19 | Solar |  |  | Interconnected | Trade Secret | Trade | RAM | RAM062 | Residential | Solar*Rewards | Trade Secret | 2024 | 2024
20263-228838-01 | Xcel Energy | 85 | 13781 | IOU | 05601647 | 8.19 | Solar |  |  | Active Application | Trade Secret | Trade | RAM | RAM062 | Residential | Solar*Rewards | Trade Secret | 2023
20263-228838-01 | Xcel Energy | 85 | 13781 | IOU | 04068049 | 7.616 | Solar |  |  | Active Application | Trade Secret | Trade | AHI | AHI024 | Commercial | Solar*Rewards | Trade Secret | 2020
20263-228838-01 | Xcel Energy | 85 | 13781 | IOU | 05845264 | 10.001 | Solar |  |  | Active Application | Trade Secret | Trade | UPP | UPP063 | Residential |  | Trade Secret | 2024
20263-228838-01 | Xcel Energy | 85 | 13781 | IOU | 03129632 | 6.96 | Solar |  |  | Interconnected | Trade Secret | Trade | WSG | WSG076 | Residential | Solar*Rewards | Trade Secret | 2018 | 2019
20263-228838-01 | Xcel Energy | 85 | 13781 | IOU | 03134802 | 7.63 | Solar |  |  | Interconnected | Trade Secret | Trade | BCR | BCR063 | Residential | Made in Minnesota | Trade Secret | 2016 | 2016
20263-228838-01 | Xcel Energy | 85 | 13781 | IOU | 05219842 | 519.6 | Solar |  |  | Interconnected | Trade Secret | Trade | LEX | LEX331 | Commercial |  | Trade Secret | 2022 | 2024
20263-228838-01 | Xcel Energy | 85 | 13781 | IOU | 05356950 | 5.8 | Solar |  |  | Interconnected | Trade Secret | Trade | MPK | MPK087 | Residential | Solar*Rewards | Trade Secret | 2023 | 2023
20263-228838-01 | Xcel Energy | 85 | 13781 | IOU | 03130134 | 3.465 | Solar |  |  | Interconnected | Trade Secret | Trade | RAM | RAM073 | Residential | Solar*Rewards | Trade Secret | 2018 | 2019
20263-228838-01 | Xcel Energy | 85 | 13781 | IOU | 03129911 | 8.64 | Solar |  |  | Interconnected | Trade Secret | Trade | BCR | BCR083 | Residential | Solar*Rewards | Trade Secret | 2018 | 2019
20263-228838-01 | Xcel Energy | 85 | 13781 | IOU | 06068703 | 3.747 | Solar |  |  | Active Application | Trade Secret | Trade | WAB | WAB031 | Residential |  | Trade Secret | 2025
20263-228838-01 | Xcel Energy | 85 | 13781 | IOU | 05484127 | 99.999 | Solar |  |  | Interconnected | Trade Secret | Trade | WBP | WBP061 | Commercial |  | Trade Secret | 2023 | 2024
20263-228838-01 | Xcel Energy | 85 | 13781 | IOU | 05990541 | 3.747 | Solar |  |  | Interconnected | Trade Secret | Trade | ESW | ESW072 | Residential |  | Trade Secret | 2024 | 2025
20263-228838-01 | Xcel Energy | 85 | 13781 | IOU | 05844806 | 5.052 | Solar |  |  | Interconnected | Trade Secret | Trade | DBL | DBL063 | Residential |  | Trade Secret | 2024 | 2025
20263-228838-01 | Xcel Energy | 85 | 13781 | IOU | 06230667 | 8.725 | Solar |  | X | Interconnected | Trade Secret | Trade | HWW | HWW074 | Residential |  | Trade Secret | 2025 | 2026
20263-228838-01 | Xcel Energy | 85 | 13781 | IOU | 06201518 | 7.678 | Solar |  |  | Withdrawn | Trade Secret | Trade | HWW | HWW074 | Residential | Solar*Rewards | Trade Secret | 2025
20263-228838-01 | Xcel Energy | 85 | 13781 | IOU | 03740799 | 9.994 | Solar |  |  | Interconnected | Trade Secret | Trade | SLP | SLP082 | Residential | Solar*Rewards | Trade Secret | 2020 | 2020
20263-228838-01 | Xcel Energy | 85 | 13781 | IOU | OID4000770 | 11.39 | Solar |  |  | Withdrawn | Trade Secret | Trade | SLP | SLP082 | Residential | Solar*Rewards | Trade Secret | 2019
20263-228838-01 | Xcel Energy | 85 | 13781 | IOU | 04794440 | 7.616 | Solar |  |  | Interconnected | Trade Secret | Trade | AFT | AFT315 | Residential | Solar*Rewards | Trade Secret | 2022 | 2022
20263-228838-01 | Xcel Energy | 85 | 13781 | IOU | 03134391 | 5 | Solar |  |  | Interconnected | Trade Secret | Trade | TER | TER071 | Residential | Solar*Rewards | Trade Secret | 2015 | 2015
20263-228838-01 | Xcel Energy | 85 | 13781 | IOU | OID2310059 | 5 | Solar |  |  | Withdrawn | Trade Secret | Trade | TER | TER071 | Residential | Solar*Rewards | Trade Secret | 2015
20263-228838-01 | Xcel Energy | 85 | 13781 | IOU | 05977043 | 5.248 | Solar |  |  | Withdrawn | Trade Secret | Trade | VKG | VKG072 | Residential | Solar*Rewards | Trade Secret | 2024
20263-228838-01 | Xcel Energy | 85 | 13781 | IOU | 05992945 | 5.248 | Solar |  |  | Active Application | Trade Secret | Trade | VKG | VKG072 | Residential |  | Trade Secret | 2024
20263-228838-01 | Xcel Energy | 85 | 13781 | IOU | 05965116 | 3.747 | Solar |  |  | Interconnected | Trade Secret | Trade | RIV | RIV076 | Residential |  | Trade Secret | 2024 | 2025
20263-228838-01 | Xcel Energy | 85 | 13781 | IOU | 03134090 | 36 | Solar |  |  | Interconnected | Trade Secret | Trade | LOK | LOK092 | Commercial | Made in Minnesota | Trade Secret | 2014 | 2014
20263-228838-01 | Xcel Energy | 85 | 13781 | IOU | 06017889 | 17.782 | Storage |  |  | Interconnected | Trade Secret | Trade | RAM | RAM064 | Residential |  | Trade Secret | 2024 | 2025
20263-228838-01 | Xcel Energy | 85 | 13781 | IOU | 03989596 | 6.282 | Solar |  |  | Interconnected | Trade Secret | Trade | RAM | RAM064 | Residential | Solar*Rewards | Trade Secret | 2020 | 2021
20263-228838-01 | Xcel Energy | 85 | 13781 | IOU | 06228436 | 7.678 | Solar |  |  | Interconnected | Trade Secret | Trade | AFT | AFT321 | Residential |  | Trade Secret | 2025 | 2025
20263-228838-01 | Xcel Energy | 85 | 13781 | IOU | 04190752 | 5 | Solar |  |  | Interconnected | Trade Secret | Trade | OPK | OPK071 | Residential | Solar*Rewards | Trade Secret | 2020 | 2021
20263-228838-01 | Xcel Energy | 85 | 13781 | IOU | 03133088 | 36 | Solar |  |  | Interconnected | Trade Secret | Trade | DBL | DBL060 | Commercial | Solar*Rewards | Trade Secret | 2013 | 2014
20263-228838-01 | Xcel Energy | 85 | 13781 | IOU | 06066235 | 7.212 | Solar |  | X | Interconnected | Trade Secret | Trade | WIL | WIL082 | Residential | Solar*Rewards | Trade Secret | 2025 | 2025
20263-228838-01 | Xcel Energy | 85 | 13781 | IOU | 06018431 | 5.693 | Solar |  |  | Withdrawn | Trade Secret | Trade | WIL | WIL082 | Residential | Solar*Rewards | Trade Secret | 2024
20263-228838-01 | Xcel Energy | 85 | 13781 | IOU | 05588598 | 10.71 | Solar |  |  | Interconnected | Trade Secret | Trade | LLK | LLK071 | Residential | Solar*Rewards | Trade Secret | 2023 | 2024
20263-228838-01 | Xcel Energy | 85 | 13781 | IOU | 06057041 | 8.74 | Solar |  |  | Withdrawn | Trade Secret | Trade | BRP | BRP072 | Residential | Solar*Rewards | Trade Secret | 2025
20263-228838-01 |  |  |  |  | 05393217 |  | Solar |  |  | Active Application | Trade Secret | Trade | ELP | ELP062 | Residential | Solar*Rewards |  | 2023
20263-228838-01 | Xcel Energy | 85 | 13781 | IOU | 03130171 | 5.52 | Solar |  |  | Interconnected | Trade Secret | Trade | SOU | SOU075 | Residential | Solar*Rewards | Trade Secret | 2019 | 2019
20263-228838-01 | Xcel Energy | 85 | 13781 | IOU | 05500900 | 6.4 | Solar |  |  | Interconnected | Trade Secret | Trade | WCR | WCR311 | Residential | Solar*Rewards | Trade Secret | 2023 | 2023
20263-228838-01 | Xcel Energy | 85 | 13781 | IOU | 06133443 | 6.528 | Solar |  |  | Withdrawn | Trade Secret | Trade | SOU | SOU075 | Residential |  | Trade Secret | 2025
20263-228838-01 | Xcel Energy | 85 | 13781 | IOU | 05443005 | 11.02 | Solar |  |  | Interconnected | Trade Secret | Trade | GLD | GLD031 | Residential |  | Trade Secret | 2023 | 2023
20263-228838-01 | Xcel Energy | 85 | 13781 | IOU | 03129741 | 900 | Solar |  |  | Interconnected | Trade Secret | Trade | LEX | LEX332 | Commercial |  | Trade Secret | 2019 | 2020
20263-228838-01 | Xcel Energy | 85 | 13781 | IOU | OID3824213 | 900 | Solar |  |  | Withdrawn | Trade Secret | Trade | LEX | LEX332 | Commercial |  | Trade Secret | 2019
20263-228838-01 | Xcel Energy | 85 | 13781 | IOU | 03133140 | 36 | Solar |  |  | Interconnected | Trade Secret | Trade | LEX | LEX332 | Commercial | Solar*Rewards | Trade Secret | 2010 | 2010
20263-228838-01 | Xcel Energy | 85 | 13781 | IOU | 03132235 | 18 | Solar |  | X | Interconnected | Trade Secret | Trade | CHI | CHI311 | Residential | Solar*Rewards | Trade Secret | 2018 | 2018
20263-228838-01 | Xcel Energy | 85 | 13781 | IOU | 05356589 | 23.04 | Solar |  |  | Withdrawn | Trade Secret | Trade | WTB | WTB021 | Residential | Solar*Rewards | Trade Secret | 2023
20263-228838-01 | Xcel Energy | 85 | 13781 | IOU | 05947027 | 7.616 | Solar |  |  | Active Application | Trade Secret | Trade | TLK | TLK061 | Residential |  | Trade Secret | 2024
20263-228838-01 | Xcel Energy | 85 | 13781 | IOU | 06303826 | 5.904 | Solar |  |  | Active Application | Trade Secret | Trade | SOU | SOU083 | Residential |  | Trade Secret | 2026
20263-228838-01 | Xcel Energy | 85 | 13781 | IOU | OID3827273 | 39.98 | Solar |  |  | Withdrawn | Trade Secret | Trade | FIC | FIC021 | Residential | Solar*Rewards | Trade Secret | 2019
20263-228838-01 | Xcel Energy | 85 | 13781 | IOU | OID2947992 | 5 | Solar |  |  | Withdrawn | Trade Secret | Trade | APA | APA067 | Residential | Solar*Rewards | Trade Secret | 2017
20263-228838-01 | Xcel Energy | 85 | 13781 | IOU | 03133535 | 5 | Solar |  |  | Interconnected | Trade Secret | Trade | DHL | DHL061 | Residential | Solar*Rewards | Trade Secret | 2011 | 2012
20263-228838-01 | Xcel Energy | 85 | 13781 | IOU | 05644827 | 4.725 | Solar |  |  | Interconnected | Trade Secret | Trade | SOU | SOU064 | Residential |  | Trade Secret | 2023 | 2024
20263-228838-01 | Xcel Energy | 85 | 13781 | IOU | 03131809 | 6 | Solar |  |  | Interconnected | Trade Secret | Trade | MEL | MEL089 | Residential | Made in Minnesota | Trade Secret | 2017 | 2018
20263-228838-01 | Xcel Energy | 85 | 13781 | IOU | 06313346 | 20.736 | Solar |  |  | Active Application | Trade Secret | Trade | AHI | AHI063 | Residential |  | Trade Secret | 2026
20263-228838-01 | Xcel Energy | 85 | 13781 | IOU | SRO29808 | 45 | Solar |  |  | Withdrawn | Trade Secret | Trade | SAK | SAK321 | Commercial | Solar*Rewards | Trade Secret | 2013
20263-228838-01 | Xcel Energy | 85 | 13781 | IOU | 04874058 | 5.8 | Solar |  |  | Interconnected | Trade Secret | Trade | FSL | FSL312 | Residential |  | Trade Secret | 2022 | 2022
20263-228838-01 | Xcel Energy | 85 | 13781 | IOU | 06136463 | 7.591 | Solar |  |  | Active Application | Trade Secret | Trade | STY | STY065 | Residential |  | Trade Secret | 2025
20263-228838-01 | Xcel Energy | 85 | 13781 | IOU | 05855534 | 10.752 | Solar |  |  | Active Application | Trade Secret | Trade | STY | STY065 | Residential |  | Trade Secret | 2024
20263-228838-01 | Xcel Energy | 85 | 13781 | IOU | 03132493 | 5 | Solar |  |  | Interconnected | Trade Secret | Trade | RIV | RIV076 | Residential | Solar*Rewards | Trade Secret | 2018 | 2018
20263-228838-01 | Xcel Energy | 85 | 13781 | IOU | OID3347411 | 5 | Solar |  |  | Withdrawn | Trade Secret | Trade | RIV | RIV076 | Residential | Solar*Rewards | Trade Secret | 2018
20263-228838-01 | Xcel Energy | 85 | 13781 | IOU | OID3284603 | 19.999 | Solar |  |  | Withdrawn | Trade Secret | Trade |  |  | Residential | Solar*Rewards | Trade Secret | 2018
20263-228838-01 | Xcel Energy | 85 | 13781 | IOU | OID3471917 | 39.998 | Solar |  |  | Withdrawn | Trade Secret | Trade |  |  | Residential | Solar*Rewards | Trade Secret | 2018
20263-228838-01 | Xcel Energy | 85 | 13781 | IOU | 05724618 | 5.904 | Solar |  |  | Interconnected | Trade Secret | Trade | LOK | LOK093 | Residential | Solar*Rewards | Trade Secret | 2024 | 2024
20263-228838-01 | Xcel Energy | 85 | 13781 | IOU | 04830915 | 6.96 | Solar |  |  | Active Application | Trade Secret | Trade | DBL | DBL065 | Residential | Solar*Rewards | Trade Secret | 2022
20263-228838-01 | Xcel Energy | 85 | 13781 | IOU | OID3470387 | 39.998 | Solar |  |  | Withdrawn | Trade Secret | Trade | WES | WES072 | Commercial | Solar*Rewards | Trade Secret | 2018
20263-228838-01 | Xcel Energy | 85 | 13781 | IOU | 05974177 | 1.518 | Solar |  |  | Withdrawn | Trade Secret | Trade | SOU | SOU064 | Residential | Solar*Rewards | Trade Secret | 2024
20263-228838-01 | Xcel Energy | 85 | 13781 | IOU | 05992251 | 3.037 | Solar |  |  | Interconnected | Trade Secret | Trade | SOU | SOU064 | Residential |  | Trade Secret | 2024 | 2025
20263-228838-01 | Xcel Energy | 85 | 13781 | IOU | OID3666847 | 5.88 | Solar |  |  | Withdrawn | Trade Secret | Trade | RPO | RPO311 | Residential | Solar*Rewards | Trade Secret | 2018
20263-228838-01 | Xcel Energy | 85 | 13781 | IOU | 03130157 | 5.04 | Solar |  |  | Interconnected | Trade Secret | Trade | RPO | RPO311 | Residential | Solar*Rewards | Trade Secret | 2019 | 2019
20263-228838-01 | Xcel Energy | 85 | 13781 | IOU | 05487176 | 8.505 | Solar |  |  | Interconnected | Trade Secret | Trade | LAB | LAB312 | Residential | Solar*Rewards | Trade Secret | 2023 | 2023
20263-228838-01 | Xcel Energy | 85 | 13781 | IOU | 05458971 | 8.19 | Solar |  |  | Withdrawn | Trade Secret | Trade | LAB | LAB312 | Residential | Solar*Rewards | Trade Secret | 2023
20263-228838-01 | Xcel Energy | 85 | 13781 | IOU | 06321794 | 6.98 | Solar |  |  | Active Application | Trade Secret | Trade | SOU | SOU083 | Residential | Solar*Rewards | Trade Secret | 2026
20263-228838-01 | Xcel Energy | 85 | 13781 | IOU | 06079464 | 5.933 | Solar |  |  | Active Application | Trade Secret | Trade | SOU | SOU083 | Residential | Solar*Rewards | Trade Secret | 2025
20263-228838-01 | Xcel Energy | 85 | 13781 | IOU | 06033991 | 5.933 | Solar |  |  | Withdrawn | Trade Secret | Trade | SOU | SOU083 | Residential | Solar*Rewards | Trade Secret | 2024
20263-228838-01 | Xcel Energy | 85 | 13781 | IOU | 03134669 | 20 | Solar |  |  | Interconnected | Trade Secret | Trade | PIP | PIP090 | Residential | Solar*Rewards | Trade Secret | 2015 | 2016
20263-228838-01 | Xcel Energy | 85 | 13781 | IOU | 03133407 | 4.94 | Solar |  |  | Interconnected | Trade Secret | Trade | BLC | BLC062 | Residential | Solar*Rewards | Trade Secret | 2011 | 2013
20263-228838-01 | Xcel Energy | 85 | 13781 | IOU | 03133173 | 4.18 | Solar |  |  | Interconnected | Trade Secret | Trade | GVW | GVW031 | Residential | Solar*Rewards | Trade Secret | 2010 | 2010
20263-228838-01 | Xcel Energy | 85 | 13781 | IOU | 06058278 | 6.282 | Solar |  |  | Interconnected | Trade Secret | Trade | GVW | GVW031 | Residential | Solar*Rewards | Trade Secret | 2025 | 2025
20263-228838-01 | Xcel Energy | 85 | 13781 | IOU | 05969318 | 5.052 | Solar |  |  | Interconnected | Trade Secret | Trade | TWL | TWL072 | Residential |  | Trade Secret | 2024 | 2025
20263-228838-01 | Xcel Energy | 85 | 13781 | IOU | SRO22370 | 2.7 | Solar |  |  | Withdrawn | Trade Secret | Trade | CEL | CEL066 | Residential | Solar*Rewards | Trade Secret | 2012
20263-228838-01 | Xcel Energy | 85 | 13781 | IOU | 04786993 | 9.994 | Solar |  |  | Active Application | Trade Secret | Trade | CHI | CHI311 | Residential |  | Trade Secret | 2022
20263-228838-01 | Xcel Energy | 85 | 13781 | IOU | 03132138 | 22.78 | Solar |  |  | Interconnected | Trade Secret | Trade | WIL | WIL086 | Commercial | Made in Minnesota | Trade Secret | 2017 | 2018
20263-228838-01 | Xcel Energy | 85 | 13781 | IOU | OID3060066 | 34.02 | Solar |  |  | Withdrawn | Trade Secret | Trade | WIL | WIL086 | Commercial | Made in Minnesota | Trade Secret | 2017
20263-228838-01 | Xcel Energy | 85 | 13781 | IOU | 05200643 | 14.21 | Solar |  |  | Withdrawn | Trade Secret | Trade | LAP | LAP311 | Residential |  | Trade Secret | 2022
20263-228838-01 | Xcel Energy | 85 | 13781 | IOU | 05832415 | 2.9 | Solar |  |  | Interconnected | Trade Secret | Trade | APA | APA075 | Residential | Solar*Rewards | Trade Secret | 2024 | 2024
20263-228838-01 | Xcel Energy | 85 | 13781 | IOU | 04972978 | 3.747 | Solar |  |  | Active Application | Trade Secret | Trade | UPP | UPP063 | Residential |  | Trade Secret | 2022
20263-228838-01 | Xcel Energy | 85 | 13781 | IOU | 04796198 | 4.64 | Solar |  | X | Interconnected | Trade Secret | Trade | SOU | SOU064 | Residential | Solar*Rewards | Trade Secret | 2022 | 2022
20263-228838-01 | Xcel Energy | 85 | 13781 | IOU | 04793896 | 9.994 | Solar |  |  | Interconnected | Trade Secret | Trade | APA | APA077 | Residential | Solar*Rewards | Trade Secret | 2022 | 2022
20263-228838-01 | Xcel Energy | 85 | 13781 | IOU | 06204862 | 6.677 | Solar |  |  | Interconnected | Trade Secret | Trade | RRK | RRK064 | Residential | Solar*Rewards | Trade Secret | 2025 | 2025
20263-228838-01 | Xcel Energy | 85 | 13781 | IOU | 04794152 | 5.054 | Solar |  |  | Interconnected | Trade Secret | Trade | IDA | IDA071 | Residential | Solar*Rewards | Trade Secret | 2022 | 2022
20263-228838-01 | Xcel Energy | 85 | 13781 | IOU | 03132980 | 6 | Solar |  |  | Interconnected | Trade Secret | Trade | ALD | ALD085 | Residential | Solar*Rewards | Trade Secret | 2018 | 2019
20263-228838-01 | Xcel Energy | 85 | 13781 | IOU | 03134093 | 3.5 | Solar |  |  | Interconnected | Trade Secret | Trade | SOU | SOU088 | Residential | Made in Minnesota | Trade Secret | 2014 | 2014
20263-228838-01 | Xcel Energy | 85 | 13781 | IOU | SRO29973 | 5 | Solar |  |  | Withdrawn | Trade Secret | Trade | SOU | SOU088 | Residential | Solar*Rewards | Trade Secret | 2013
20263-228838-01 | Xcel Energy | 85 | 13781 | IOU | 04794357 | 6.96 | Solar |  |  | Interconnected | Trade Secret | Trade | SHP | SHP072 | Residential | Solar*Rewards | Trade Secret | 2022 | 2022
20263-228838-01 | Xcel Energy | 85 | 13781 | IOU | 03746521 | 11.39 | Solar |  |  | Interconnected | Trade Secret | Trade | NOF | NOF061 | Residential | Solar*Rewards | Trade Secret | 2020 | 2021
20263-228838-01 | Xcel Energy | 85 | 13781 | IOU | 03133548 | 15 | Solar |  |  | Interconnected | Trade Secret | Trade | ALK | ALK072 | Commercial | Solar*Rewards | Trade Secret | 2011 | 2012
20263-228838-01 | Xcel Energy | 85 | 13781 | IOU | OID3081246 | 3 | Solar |  |  | Withdrawn | Trade Secret | Trade | GPH | GPH062 | Residential | Solar*Rewards | Trade Secret | 2017
20263-228838-01 | Xcel Energy | 85 | 13781 | IOU | 05408261 | 5.85 | Solar |  |  | Interconnected | Trade Secret | Trade | WDY | WDY311 | Residential |  | Trade Secret | 2023 | 2023
20263-228838-01 | Xcel Energy | 85 | 13781 | IOU | 05308733 | 5.51 | Solar |  |  | Interconnected | Trade Secret | Trade | AHI | AHI022 | Residential |  | Trade Secret | 2022 | 2023
20263-228838-01 | Xcel Energy | 85 | 13781 | IOU | 04685818 | 699.3 | Solar |  |  | Interconnected | Trade Secret | Trade | TER | TER061 | Commercial |  | Trade Secret | 2022 | 2023
20263-228838-01 | Xcel Energy | 85 | 13781 | IOU | OID3284704 | 19.999 | Solar |  |  | Withdrawn | Trade Secret | Trade | RLK | RLK065 | Commercial | Solar*Rewards | Trade Secret | 2018
20263-228838-01 | Xcel Energy | 85 | 13781 | IOU | OID3470360 | 39.998 | Solar |  |  | Withdrawn | Trade Secret | Trade | RLK | RLK065 | Commercial | Solar*Rewards | Trade Secret | 2018
20263-228838-01 | Xcel Energy | 85 | 13781 | IOU | 06329361 | 6.631 | Solar |  |  | Active Application | Trade Secret | Trade | HWW | HWW073 | Residential | Solar*Rewards | Trade Secret | 2026
20263-228838-01 | Xcel Energy | 85 | 13781 | IOU | 05208210 | 6.631 | Solar |  |  | Interconnected | Trade Secret | Trade | SOU | SOU072 | Residential |  | Trade Secret | 2022 | 2022
20263-228838-01 | Xcel Energy | 85 | 13781 | IOU | 06212894 | 8.376 | Solar |  |  | Active Application | Trade Secret | Trade | RIV | RIV062 | Residential |  | Trade Secret | 2025
20263-228838-01 | Xcel Energy | 85 | 13781 | IOU | 04086315 | 4.64 | Solar |  |  | Interconnected | Trade Secret | Trade | SHP | SHP062 | Residential | Solar*Rewards | Trade Secret | 2020 | 2020
20263-228838-01 | Xcel Energy | 85 | 13781 | IOU | 05127050 | 5.052 | Solar |  |  | Active Application | Trade Secret | Trade | NOF | NOF061 | Residential |  | Trade Secret | 2022
20263-228838-01 | Xcel Energy | 85 | 13781 | IOU | 04566630 | 6 | Solar |  |  | Active Application | Trade Secret | Trade | NOF | NOF061 | Residential |  | Trade Secret | 2021
20263-228838-01 | Xcel Energy | 85 | 13781 | IOU | 06057038 | 12.92 | Solar |  |  | Interconnected | Trade Secret | Trade | BRP | BRP073 | Residential | Solar*Rewards | Trade Secret | 2025 | 2025
20263-228838-01 | Xcel Energy | 85 | 13781 | IOU | 05356971 | 1.89 | Solar |  |  | Interconnected | Trade Secret | Trade | WES | WES074 | Residential | Solar*Rewards | Trade Secret | 2023 | 2023
20263-228838-01 | Xcel Energy | 85 | 13781 | IOU | 06230626 | 2.094 | Solar |  |  | Interconnected | Trade Secret | Trade | SOU | SOU079 | Residential |  | Trade Secret | 2025 | 2025
20263-228838-01 | Xcel Energy | 85 | 13781 | IOU | 05251371 | 6.96 | Solar |  |  | Interconnected | Trade Secret | Trade | STY | STY073 | Residential |  | Trade Secret | 2022 | 2023
20263-228838-01 | Xcel Energy | 85 | 13781 | IOU | 03525800 | 39.998 | Solar |  |  | Active Application | Trade Secret | Trade | IDA | IDA061 | Commercial | Solar*Rewards | Trade Secret | 2020
20263-228838-01 | Xcel Energy | 85 | 13781 | IOU | 05586715 | 23.94 | Solar |  |  | Active Application | Trade Secret | Trade | GVW | GVW021 | Residential | Solar*Rewards | Trade Secret | 2023
20263-228838-01 | Xcel Energy | 85 | 13781 | IOU | 04794281 | 6.282 | Solar |  | X | Interconnected | Trade Secret | Trade | DHL | DHL061 | Residential | Solar*Rewards | Trade Secret | 2022 | 2022
20263-228838-01 | Xcel Energy | 85 | 13781 | IOU | 03130266 | 6 | Solar |  |  | Interconnected | Trade Secret | Trade | OSS | OSS073 | Residential | Solar*Rewards | Trade Secret | 2019 | 2019
20263-228838-01 | Xcel Energy | 85 | 13781 | IOU | 05586112 | 6.4 | Solar |  |  | Interconnected | Trade Secret | Trade | OSS | OSS076 | Residential | Solar*Rewards | Trade Secret | 2023 | 2024
20263-228838-01 | Xcel Energy | 85 | 13781 | IOU | 05996690 | 17.439 | Solar |  |  | Interconnected | Trade Secret | Trade | MAZ | MAZ021 | Residential |  | Trade Secret | 2024 | 2025
20263-228838-01 | Xcel Energy | 85 | 13781 | IOU | 03129770 | 2.5 | Solar |  |  | Interconnected | Trade Secret | Trade | WAB | WAB031 | Residential |  | Trade Secret | 2014 | 2015
20263-228838-01 | Xcel Energy | 85 | 13781 | IOU | 04393864 | 7.54 | Solar |  |  | Interconnected | Trade Secret | Trade | HUG | HUG322 | Residential | Solar*Rewards | Trade Secret | 2021 | 2021
20263-228838-01 | Xcel Energy | 85 | 13781 | IOU | 03134112 | 9 | Solar |  |  | Interconnected | Trade Secret | Trade | MTR | MTR021 | Residential | Made in Minnesota | Trade Secret | 2014 | 2015
20263-228838-01 | Xcel Energy | 85 | 13781 | IOU | 05855106 | 9.216 | Solar |  |  | Interconnected | Trade Secret | Trade | WIL | WIL089 | Residential |  | Trade Secret | 2024 | 2025
20263-228838-01 | Xcel Energy | 85 | 13781 | IOU | 03132558 | 5 | Solar |  |  | Interconnected | Trade Secret | Trade | HSN | HSN321 | Residential | Solar*Rewards | Trade Secret | 2018 | 2018
20263-228838-01 | Xcel Energy | 85 | 13781 | IOU | 04454923 | 3.747 | Solar |  |  | Active Application | Trade Secret | Trade | UPP | UPP082 | Residential | Solar*Rewards | Trade Secret | 2021
20263-228838-01 | Xcel Energy | 85 | 13781 | IOU | 04508347 | 3.747 | Solar |  |  | Interconnected | Trade Secret | Trade | UPP | UPP082 | Residential |  | Trade Secret | 2021 | 2022
20263-228838-01 | Xcel Energy | 85 | 13781 | IOU | 04302081 | 11.6 | Solar |  |  | Interconnected | Trade Secret | Trade | RMT | RMT321 | Residential | Solar*Rewards | Trade Secret | 2021 | 2021
20263-228838-01 | Xcel Energy | 85 | 13781 | IOU | 03974063 | 11.866 | Solar |  |  | Interconnected | Trade Secret | Trade | APA | APA071 | Residential | Solar*Rewards | Trade Secret | 2020 | 2020
20263-228838-01 | Xcel Energy | 85 | 13781 | IOU | 05552283 | 7.6 | Solar |  |  | Interconnected | Trade Secret | Trade | SOU | SOU075 | Residential |  | Trade Secret | 2023 | 2023
20263-228838-01 | Xcel Energy | 85 | 13781 | IOU | 03134314 | 36 | Solar |  |  | Interconnected | Trade Secret | Trade | APA | APA075 | Commercial | Made in Minnesota | Trade Secret | 2015 | 2015
20263-228838-01 | Xcel Energy | 85 | 13781 | IOU | 03134159 | 2.58 | Solar |  |  | Interconnected | Trade Secret | Trade | SHP | SHP062 | Residential | Solar*Rewards | Trade Secret | 2014 | 2015
20263-228838-01 | Xcel Energy | 85 | 13781 | IOU | 06074961 | 3.416 | Solar |  |  | Interconnected | Trade Secret | Trade | SOU | SOU079 | Residential | Solar*Rewards | Trade Secret | 2025 | 2025
20263-228838-01 | Xcel Energy | 85 | 13781 | IOU | 03130501 | 7.616 | Solar |  |  | Interconnected | Trade Secret | Trade | WES | WES065 | Residential | Solar*Rewards | Trade Secret | 2018 | 2019
20263-228838-01 | Xcel Energy | 85 | 13781 | IOU | 04990701 | 360 | Solar |  |  | Interconnected | Trade Secret | Trade | WIL | WIL089 | Commercial | Solar*Rewards | Trade Secret | 2022 | 2024
20263-228838-01 | Xcel Energy | 85 | 13781 | IOU | 03593444 | 166.6 | Solar |  |  | Interconnected | Trade Secret | Trade | WIL | WIL089 | Commercial |  | Trade Secret | 2020 | 2020
20263-228838-01 | Xcel Energy | 85 | 13781 | IOU | 03616028 | 39.998 | Solar |  |  | Active Application | Trade Secret | Trade | WIL | WIL089 | Commercial | Solar*Rewards | Trade Secret | 2020
20263-228838-01 | Xcel Energy | 85 | 13781 | IOU | 05952714 | 6.046 | Solar |  |  | Interconnected | Trade Secret | Trade | WES | WES072 | Residential |  | Trade Secret | 2024 | 2025
20263-228838-01 | Xcel Energy | 85 | 13781 | IOU | 03130159 | 3.12 | Solar |  |  | Interconnected | Trade Secret | Trade | HWW | HWW074 | Residential | Solar*Rewards | Trade Secret | 2019 | 2019
20263-228838-01 | Xcel Energy | 85 | 13781 | IOU | 03512748 | 7.44 | Solar |  |  | Interconnected | Trade Secret | Trade | WWK | WWK311 | Commercial | Solar*Rewards | Trade Secret | 2019 | 2020
20263-228838-01 | Xcel Energy | 85 | 13781 | IOU | 03130788 | 40 | Solar |  |  | Interconnected | Trade Secret | Trade | LAP | LAP311 | Commercial |  | Trade Secret | 2007 | 2009
20263-228838-01 | Xcel Energy | 85 | 13781 | IOU | 04400805 | 5 | Solar |  |  | Interconnected | Trade Secret | Trade | WIL | WIL062 | Residential | Solar*Rewards | Trade Secret | 2021 | 2021
20263-228838-01 | Xcel Energy | 85 | 13781 | IOU | 06068833 | 1.14 | Solar |  |  | Active Application | Trade Secret | Trade | MDT | MDT077 | Residential | Solar*Rewards | Trade Secret | 2025
20263-228838-01 | Xcel Energy | 85 | 13781 | IOU | 04108308 | 11 | Solar |  |  | Interconnected | Trade Secret | Trade | AFT | AFT321 | Residential |  | Trade Secret | 2020 | 2021
20263-228838-01 | Xcel Energy | 85 | 13781 | IOU | 05711676 | 7.6 | Solar |  |  | Interconnected | Trade Secret | Trade | HSN | HSN321 | Residential | Solar*Rewards | Trade Secret | 2024 | 2024
20263-228838-01 | Xcel Energy | 85 | 13781 | IOU | 06021792 | 6.453 | Solar |  |  | Interconnected | Trade Secret | Trade | AFT | AFT314 | Residential |  | Trade Secret | 2024 | 2025
20263-228838-01 |  |  |  |  | OID3788841 |  | Solar |  |  | Withdrawn | Trade Secret | Trade | ZUM | ZUM022 | Commercial | Solar*Rewards |  | 2019
20263-228838-01 | Xcel Energy | 85 | 13781 | IOU | SRO20783 | 30 | Solar |  |  | Withdrawn | Trade Secret | Trade | SOU | SOU082 | Commercial | Solar*Rewards | Trade Secret | 2011
20263-228838-01 | Xcel Energy | 85 | 13781 | IOU | 04319668 | 5.054 | Solar |  |  | Interconnected | Trade Secret | Trade | TLK | TLK066 | Residential | Solar*Rewards | Trade Secret | 2021 | 2021
20263-228838-01 | Xcel Energy | 85 | 13781 | IOU | 05479077 | 10.368 | Solar |  |  | Interconnected | Trade Secret | Trade | APA | APA077 | Residential |  | Trade Secret | 2023 | 2023
20263-228838-01 | Xcel Energy | 85 | 13781 | IOU | 03167255 | 5.51 | Solar |  |  | Interconnected | Trade Secret | Trade | XRD | XRD076 | Residential | Solar*Rewards | Trade Secret | 2019 | 2020
20263-228838-01 | Xcel Energy | 85 | 13781 | IOU | 05302704 | 5.12 | Solar |  |  | Withdrawn | Trade Secret | Trade | HAS | HAS032 | Residential |  | Trade Secret | 2022
20263-228838-01 | Xcel Energy | 85 | 13781 | IOU | 03130635 | 9.94 | Solar |  |  | Interconnected | Trade Secret | Trade | AFT | AFT315 | Residential | Made in Minnesota | Trade Secret | 2016 | 2017
20263-228838-01 | Xcel Energy | 85 | 13781 | IOU | 05784263 | 3.416 | Solar |  |  | Active Application | Trade Secret | Trade | HWW | HWW073 | Residential | Solar*Rewards | Trade Secret | 2024
20263-228838-01 | Xcel Energy | 85 | 13781 | IOU | 03132916 | 4.08 | Solar |  |  | Interconnected | Trade Secret | Trade | MOL | MOL068 | Residential | Solar*Rewards | Trade Secret | 2018 | 2019
20263-228838-01 | Xcel Energy | 85 | 13781 | IOU | 05283306 | 5.8 | Solar |  |  | Interconnected | Trade Secret | Trade | IDA | IDA063 | Residential |  | Trade Secret | 2022 | 2023
20263-228838-01 | Xcel Energy | 85 | 13781 | IOU | 03964577 | 5.28 | Solar |  |  | Interconnected | Trade Secret | Trade | RMT | RMT321 | Residential |  | Trade Secret | 2020 | 2020
20263-228838-01 | Xcel Energy | 85 | 13781 | IOU | 04319031 | 4.537 | Solar |  |  | Interconnected | Trade Secret | Trade | SHP | SHP061 | Residential | Solar*Rewards | Trade Secret | 2021 | 2021
20263-228838-01 | Xcel Energy | 85 | 13781 | IOU | 05693955 | 5.04 | Solar |  |  | Withdrawn | Trade Secret | Trade | TLK | TLK073 | Residential |  | Trade Secret | 2024
20263-228838-01 | Xcel Energy | 85 | 13781 | IOU | 05813180 | 5.04 | Solar |  |  | Interconnected | Trade Secret | Trade | TLK | TLK073 | Residential |  | Trade Secret | 2024 | 2024
20263-228838-01 | Xcel Energy | 85 | 13781 | IOU | 04439011 | 5.054 | Solar |  |  | Interconnected | Trade Secret | Trade | MPK | MPK087 | Residential | Solar*Rewards | Trade Secret | 2021 | 2021
20263-228838-01 | Xcel Energy | 85 | 13781 | IOU | 06162933 | 6.912 | Solar |  |  | Interconnected | Trade Secret | Trade | MPK | MPK087 | Residential |  | Trade Secret | 2025 | 2025
20263-228838-01 | Xcel Energy | 85 | 13781 | IOU | 03132724 | 6.5 | Solar |  |  | Interconnected | Trade Secret | Trade | WIN | WIN042 | Residential | Solar*Rewards | Trade Secret | 2018 | 2018
20263-228838-01 | Xcel Energy | 85 | 13781 | IOU | 06089770 | 6.453 | Solar |  |  | Interconnected | Trade Secret | Trade | WIL | WIL074 | Residential | Solar*Rewards | Trade Secret | 2025 | 2025
20263-228838-01 | Xcel Energy | 85 | 13781 | IOU | 06007333 | 6.073 | Solar |  |  | Active Application | Trade Secret | Trade | WIL | WIL074 | Residential | Solar*Rewards | Trade Secret | 2024
20263-228838-01 | Xcel Energy | 85 | 13781 | IOU | 05952154 | 4.06 | Solar |  |  | Withdrawn | Trade Secret | Trade | MDT | MDT061 | Residential | Solar*Rewards | Trade Secret | 2024
20263-228838-01 | Xcel Energy | 85 | 13781 | IOU | 05952160 | 4.064 | Solar |  |  | Interconnected | Trade Secret | Trade | MDT | MDT061 | Residential | Solar*Rewards | Trade Secret | 2024 | 2025
20263-228838-01 | Xcel Energy | 85 | 13781 | IOU | 05357472 | 2.9 | Solar |  |  | Interconnected | Trade Secret | Trade | SOU | SOU083 | Residential |  | Trade Secret | 2023 | 2023
20263-228838-01 | Xcel Energy | 85 | 13781 | IOU | 05354094 | 2.9 |  |  |  | Active Application | Trade Secret | Trade | SOU | SOU083 | Residential |  | Trade Secret | 2022
20263-228838-01 | Xcel Energy | 85 | 13781 | IOU | 04261858 | 40 | Solar |  |  | Interconnected | Trade Secret | Trade | OSS | OSS064 | Commercial | Solar*Rewards | Trade Secret | 2021 | 2021
20263-228838-01 | Xcel Energy | 85 | 13781 | IOU | 04829199 | 233.1 | Solar |  |  | Interconnected | Trade Secret | Trade | OSS | OSS064 | Commercial |  | Trade Secret | 2022 | 2022
20263-228838-01 | Xcel Energy | 85 | 13781 | IOU | 05833980 | 5.052 | Solar |  |  | Interconnected | Trade Secret | Trade | DBL | DBL067 | Residential |  | Trade Secret | 2024 | 2025
20263-228838-01 | Xcel Energy | 85 | 13781 | IOU | 05833779 | 4.86 | Solar |  |  | Interconnected | Trade Secret | Trade | ALD | ALD088 | Residential | Solar*Rewards | Trade Secret | 2024 | 2025
20263-228838-01 | Xcel Energy | 85 | 13781 | IOU | 06073663 | 4.645 | Solar |  |  | Interconnected | Trade Secret | Trade | SLP | SLP082 | Residential | Solar*Rewards | Trade Secret | 2025 | 2025
20263-228838-01 | Xcel Energy | 85 | 13781 | IOU | 05821186 | 11.393 | Solar |  |  | Active Application | Trade Secret | Trade | MOL | MOL067 | Residential |  | Trade Secret | 2024
20263-228838-01 | Xcel Energy | 85 | 13781 | IOU | 04789678 | 13.741 | Solar |  |  | Interconnected | Trade Secret | Trade | GRC | GRC311 | Residential |  | Trade Secret | 2022 | 2023
20263-228838-01 | Xcel Energy | 85 | 13781 | IOU | 06193933 | 4.935 | Solar |  |  | Active Application | Trade Secret | Trade | DBL | DBL068 | Residential | Solar*Rewards | Trade Secret | 2025
20263-228838-01 | Xcel Energy | 85 | 13781 | IOU | 04760869 | 3.84 | Solar |  |  | Active Application | Trade Secret | Trade | DBL | DBL068 | Residential |  | Trade Secret | 2021
20263-228838-01 | Xcel Energy | 85 | 13781 | IOU | 04496379 | 5.054 | Solar |  |  | Active Application | Trade Secret | Trade | DBL | DBL068 | Residential | Solar*Rewards | Trade Secret | 2021
20263-228838-01 | Xcel Energy | 85 | 13781 | IOU | 04509083 | 5.054 | Solar |  |  | Active Application | Trade Secret | Trade | DBL | DBL068 | Residential |  | Trade Secret | 2021
20263-228838-01 | Xcel Energy | 85 | 13781 | IOU | 05459232 | 5.51 | Solar |  |  | Interconnected | Trade Secret | Trade | HYL | HYL071 | Residential |  | Trade Secret | 2023 | 2023
20263-228838-01 | Xcel Energy | 85 | 13781 | IOU | 06226193 | 6.282 | Solar |  |  | Active Application | Trade Secret | Trade | SHP | SHP061 | Residential |  | Trade Secret | 2025
20263-228838-01 | Xcel Energy | 85 | 13781 | IOU | OID3284666 | 9 | Solar |  |  | Withdrawn | Trade Secret | Trade | SLP | SLP083 | Commercial | Solar*Rewards | Trade Secret | 2018
20263-228838-01 | Xcel Energy | 85 | 13781 | IOU | 05581794 | 6.93 | Solar |  |  | Interconnected | Trade Secret | Trade | EBL | EBL084 | Residential |  | Trade Secret | 2023 | 2023
20263-228838-01 | Xcel Energy | 85 | 13781 | IOU | 04794320 | 7.63 | Solar |  |  | Interconnected | Trade Secret | Trade | MPK | MPK087 | Commercial | Solar*Rewards | Trade Secret | 2022 | 2022
20263-228838-01 | Xcel Energy | 85 | 13781 | IOU | 06017868 | 23 | Solar |  | X | Interconnected | Trade Secret | Trade | WTN | WTN062 | Residential | Solar*Rewards | Trade Secret | 2024 | 2025
20263-228838-01 | Xcel Energy | 85 | 13781 | IOU | 03133296 | 10 | Solar |  |  | Interconnected | Trade Secret | Trade | PRR | PRR062 | Commercial | Solar*Rewards | Trade Secret | 2010 | 2010
20263-228838-01 | Xcel Energy | 85 | 13781 | IOU | SRO12660 | 9.995 | Solar |  |  | Withdrawn | Trade Secret | Trade | PRR | PRR062 | Commercial | Solar*Rewards | Trade Secret | 2010
20263-228838-01 | Xcel Energy | 85 | 13781 | IOU | 05954812 | 5.76 | Solar |  |  | Interconnected | Trade Secret | Trade | CTR | CTR021 | Residential | Solar*Rewards | Trade Secret | 2024 | 2025
20263-228838-01 | Xcel Energy | 85 | 13781 | IOU | 03129798 | 6.72 | Solar |  |  | Interconnected | Trade Secret | Trade | MEL | MEL088 | Residential |  | Trade Secret | 2016 | 2016
20263-228838-01 | Xcel Energy | 85 | 13781 | IOU | 04600104 | 700 | Solar |  |  | Interconnected | Trade Secret | Trade | ALK | ALK072 | Commercial |  | Trade Secret | 2021 | 2022
20263-228838-01 | Xcel Energy | 85 | 13781 | IOU | 03133215 | 1.1 | Solar |  |  | Decommissioned | Trade Secret | Trade | SLP | SLP082 | Residential | Solar*Rewards | Trade Secret | 2010 | 2010
20263-228838-01 | Xcel Energy | 85 | 13781 | IOU | 06217215 | 3.484 | Solar |  |  | Interconnected | Trade Secret | Trade | SLP | SLP082 | Residential |  | Trade Secret | 2025 | 2025
20263-228838-01 | Xcel Energy | 85 | 13781 | IOU | 06199998 | 11.904 | Solar |  |  | Active Application | Trade Secret | Trade | DPN | DPN062 | Residential |  | Trade Secret | 2025
20263-228838-01 | Xcel Energy | 85 | 13781 | IOU | 06184311 | 11.904 | Solar |  |  | Withdrawn | Trade Secret | Trade | DPN | DPN062 | Residential | Solar*Rewards | Trade Secret | 2025
20263-228838-01 | Xcel Energy | 85 | 13781 | IOU | 03427438 | 15.232 | Solar |  |  | Interconnected | Trade Secret | Trade | WAB | WAB021 | Residential | Solar*Rewards | Trade Secret | 2019 | 2020
20263-228838-01 |  |  |  |  | OID4016223 |  | Solar |  |  | Withdrawn | Trade Secret | Trade | WAB | WAB021 | Residential | Solar*Rewards |  | 2019
20263-228838-01 | Xcel Energy | 85 | 13781 | IOU | 03132190 | 16.61 | Solar |  |  | Interconnected | Trade Secret | Trade | WCS | WCS072 | Residential | Solar*Rewards | Trade Secret | 2018 | 2018
20263-228838-01 | Xcel Energy | 85 | 13781 | IOU | SRO20174 | 5 | Solar |  |  | Withdrawn | Trade Secret | Trade | EDA | EDA063 | Residential | Solar*Rewards | Trade Secret | 2011
20263-228838-01 | Xcel Energy | 85 | 13781 | IOU | 03131099 | 5 | Solar |  |  | Interconnected | Trade Secret | Trade | EDA | EDA063 | Residential |  | Trade Secret | 2012 | 2012
20263-228838-01 |  |  |  |  | OID3541793 |  | Solar |  |  | Withdrawn | Trade Secret | Trade | GNL | GNL062 | Commercial |  |  | 2018
20263-228838-01 | Xcel Energy | 85 | 13781 | IOU | 03745928 | 166.6 | Solar |  |  | Interconnected | Trade Secret | Trade | GNL | GNL062 | Commercial |  | Trade Secret | 2020 | 2022
20263-228838-01 | Xcel Energy | 85 | 13781 | IOU | 03129879 | 120 | Solar |  |  | Active Application | Trade Secret | Trade | GNL | GNL062 | Commercial |  | Trade Secret | 2018
20263-228838-01 | Xcel Energy | 85 | 13781 | IOU | 03134609 | 3.6 | Solar |  |  | Interconnected | Trade Secret | Trade | MOL | MOL079 | Residential | Solar*Rewards | Trade Secret | 2015 | 2016
20263-228838-01 | Xcel Energy | 85 | 13781 | IOU | 05848929 | 2.03 | Solar |  |  | Decommissioned | Trade Secret | Trade | HWW | HWW072 | Residential | Solar*Rewards | Trade Secret | 2024 | 2024
20263-228838-01 | Xcel Energy | 85 | 13781 | IOU | 06057260 | 3.19 | Solar |  |  | Interconnected | Trade Secret | Trade | HWW | HWW072 | Residential | Solar*Rewards | Trade Secret | 2025 | 2025
20263-228838-01 | Xcel Energy | 85 | 13781 | IOU | 05866480 | 5.76 | Solar |  |  | Interconnected | Trade Secret | Trade | RMT | RMT321 | Residential | Solar*Rewards | Trade Secret | 2024 | 2024
20263-228838-01 | Xcel Energy | 85 | 13781 | IOU | 06184274 | 6.912 | Solar |  |  | Interconnected | Trade Secret | Trade | CEL | CEL064 | Residential |  | Trade Secret | 2025 | 2025
20263-228838-01 | Xcel Energy | 85 | 13781 | IOU | 04811726 | 9.28 | Solar |  |  | Interconnected | Trade Secret | Trade | MDT | MDT071 | Commercial | Solar*Rewards | Trade Secret | 2022 | 2022
20263-228838-01 | Xcel Energy | 85 | 13781 | IOU | SRO29930 | 45 | Solar |  |  | Withdrawn | Trade Secret | Trade | GVW | GVW021 | Commercial | Solar*Rewards | Trade Secret | 2013
20263-228838-01 | Xcel Energy | 85 | 13781 | IOU | SRO29956 | 45 | Solar |  |  | Withdrawn | Trade Secret | Trade | GVW | GVW021 | Commercial | Solar*Rewards | Trade Secret | 2013
20263-228838-01 | Xcel Energy | 85 | 13781 | IOU | 03132898 | 27 | Solar |  |  | Interconnected | Trade Secret | Trade | GVW | GVW031 | Commercial | Solar*Rewards | Trade Secret | 2018 | 2018
20263-228838-01 | Xcel Energy | 85 | 13781 | IOU | 03856616 | 2.88 | Solar |  | X | Interconnected | Trade Secret | Trade | HWW | HWW074 | Residential | Solar*Rewards | Trade Secret | 2020 | 2020
20263-228838-01 | Xcel Energy | 85 | 13781 | IOU | 05434501 | 3.77 | Solar |  |  | Interconnected | Trade Secret | Trade | HWW | HWW074 | Residential |  | Trade Secret | 2023 | 2020
20263-228838-01 | Xcel Energy | 85 | 13781 | IOU | 05015836 | 3.19 | Solar |  |  | Active Application | Trade Secret | Trade | SOU | SOU063 | Residential |  | Trade Secret | 2022
20263-228838-01 | Xcel Energy | 85 | 13781 | IOU | OID3666602 | 39.998 | Solar |  |  | Withdrawn | Trade Secret | Trade | ECK | ECK322 | Commercial | Solar*Rewards | Trade Secret | 2018
20263-228838-01 | Xcel Energy | 85 | 13781 | IOU | 03130953 | 1360 | Other |  |  | Interconnected | Trade Secret | Trade | WAS | WAS092 | Commercial |  | Trade Secret | 2000 | 2001
20263-228838-01 | Xcel Energy | 85 | 13781 | IOU | 05956763 | 5.052 | Solar |  |  | Interconnected | Trade Secret | Trade | STY | STY075 | Residential |  | Trade Secret | 2024 | 2025
20263-228838-01 | Xcel Energy | 85 | 13781 | IOU | 03134225 | 12 | Solar |  |  | Interconnected | Trade Secret | Trade | GLK | GLK074 | Residential | Made in Minnesota | Trade Secret | 2015 | 2015
20263-228838-01 | Xcel Energy | 85 | 13781 | IOU | SRO25546 | 39.98 | Solar |  |  | Withdrawn | Trade Secret | Trade | LAC | LAC063 | Commercial | Solar*Rewards | Trade Secret | 2012
20263-228838-01 |  |  |  |  | OID2937437 |  | Solar |  |  | Withdrawn | Trade Secret | Trade | LAC | LAC063 | Commercial | Solar*Rewards |  | 2017
20263-228838-01 | Xcel Energy | 85 | 13781 | IOU | 03132156 | 43.53 | Solar |  |  | Interconnected | Trade Secret | Trade | LAC | LAC063 | Commercial |  | Trade Secret | 2017 | 2017
20263-228838-01 | Xcel Energy | 85 | 13781 | IOU | 03133732 | 39.98 | Solar |  |  | Interconnected | Trade Secret | Trade | LAC | LAC063 | Commercial | Solar*Rewards | Trade Secret | 2013 | 2013
20263-228838-01 | Xcel Energy | 85 | 13781 | IOU | 05712347 | 4.188 | Solar |  |  | Withdrawn | Trade Secret | Trade | MPK | MPK084 | Residential | Solar*Rewards | Trade Secret | 2024
20263-228838-01 | Xcel Energy | 85 | 13781 | IOU | 03867248 | 5 | Solar |  |  | Interconnected | Trade Secret | Trade | RAM | RAM073 | Residential | Solar*Rewards | Trade Secret | 2020 | 2021
20263-228838-01 | Xcel Energy | 85 | 13781 | IOU | 04831651 | 7.54 | Solar |  |  | Withdrawn | Trade Secret | Trade | WSG | WSG063 | Residential | Solar*Rewards | Trade Secret | 2022
20263-228838-01 | Xcel Energy | 85 | 13781 | IOU | 05356857 | 3.48 | Solar |  |  | Interconnected | Trade Secret | Trade | WES | WES074 | Residential | Solar*Rewards | Trade Secret | 2023 | 2023
20263-228838-01 | Xcel Energy | 85 | 13781 | IOU | 03525821 | 39.998 | Solar |  |  | Active Application | Trade Secret | Trade | MEL | MEL072 | Commercial | Solar*Rewards | Trade Secret | 2020
20263-228838-01 | Xcel Energy | 85 | 13781 | IOU | 03317937 | 18.56 | Solar |  |  | Interconnected | Trade Secret | Trade | EXC | EXC061 | Residential | Solar*Rewards | Trade Secret | 2019 | 2020
20263-228838-01 |  |  |  |  | OID3924563 |  | Solar |  |  | Withdrawn | Trade Secret | Trade | EXC | EXC061 | Residential | Solar*Rewards |  | 2019
20263-228838-01 | Xcel Energy | 85 | 13781 | IOU | 04895014 | 6.38 | Solar |  |  | Withdrawn | Trade Secret | Trade | IDA | IDA073 | Residential | Solar*Rewards | Trade Secret | 2022
20263-228838-01 | Xcel Energy | 85 | 13781 | IOU | 05819728 | 6.825 | Solar |  |  | Withdrawn | Trade Secret | Trade | IDA | IDA073 | Residential |  | Trade Secret | 2024
20263-228838-01 | Xcel Energy | 85 | 13781 | IOU | SRO13261 | 4.18 | Solar |  |  | Withdrawn | Trade Secret | Trade | GVW | GVW021 | Residential | Solar*Rewards | Trade Secret | 2010
20263-228838-01 | Xcel Energy | 85 | 13781 | IOU | 05831727 | 9.074 | Solar |  |  | Active Application | Trade Secret | Trade | WCR | WCR322 | Residential | Solar*Rewards | Trade Secret | 2024
20263-228838-01 | Xcel Energy | 85 | 13781 | IOU | 05376324 | 6.4 | Solar |  |  | Interconnected | Trade Secret | Trade | WIL | WIL079 | Residential | Solar*Rewards | Trade Secret | 2023 | 2023
20263-228838-01 | Xcel Energy | 85 | 13781 | IOU | 03130914 | 113 | Other |  |  | Interconnected | Trade Secret | Trade | WES | WES074 | Commercial |  | Trade Secret | 2009 | 2009
20263-228838-01 | Xcel Energy | 85 | 13781 | IOU | 05991883 | 7.591 | Solar |  |  | Interconnected | Trade Secret | Trade | UPP | UPP085 | Residential | Solar*Rewards | Trade Secret | 2024 | 2025
20263-228838-01 | Xcel Energy | 85 | 13781 | IOU | 05550677 | 3.19 | Solar |  |  | Interconnected | Trade Secret | Trade | TWL | TWL064 | Residential |  | Trade Secret | 2023 | 2023
20263-228838-01 | Xcel Energy | 85 | 13781 | IOU | OID2726764 | 2.7 | Solar |  |  | Withdrawn | Trade Secret | Trade | IDA | IDA072 | Residential | Solar*Rewards | Trade Secret | 2016
20263-228838-01 | Xcel Energy | 85 | 13781 | IOU | 03299045 | 9.864 | Solar |  |  | Interconnected | Trade Secret | Trade | SLP | SLP072 | Commercial | Solar*Rewards | Trade Secret | 2019 | 2019
20263-228838-01 | Xcel Energy | 85 | 13781 | IOU | 03796094 | 5 | Solar |  |  | Interconnected | Trade Secret | Trade | WIL | WIL061 | Residential | Solar*Rewards | Trade Secret | 2020 | 2021
20263-228838-01 | Xcel Energy | 85 | 13781 | IOU | 03343157 | 3.747 | Solar |  |  | Interconnected | Trade Secret | Trade | CRL | CRL033 | Residential | Solar*Rewards | Trade Secret | 2019 | 2020
20263-228838-01 | Xcel Energy | 85 | 13781 | IOU | OID3527274 | 3.36 | Solar |  |  | Withdrawn | Trade Secret | Trade | CRL | CRL033 | Residential |  | Trade Secret | 2018
20263-228838-01 | Xcel Energy | 85 | 13781 | IOU | 03131797 | 9.94 | Solar |  |  | Interconnected | Trade Secret | Trade | ALT | ALT021 | Residential | Made in Minnesota | Trade Secret | 2017 | 2017
20263-228838-01 | Xcel Energy | 85 | 13781 | IOU | 05605654 | 9.45 | Solar |  |  | Active Application | Trade Secret | Trade | BCH | BCH311 | Residential | Solar*Rewards | Trade Secret | 2023
20263-228838-01 | Xcel Energy | 85 | 13781 | IOU | 05712182 | 9.45 | Solar |  |  | Interconnected | Trade Secret | Trade | BCH | BCH311 | Residential | Solar*Rewards | Trade Secret | 2024 | 2024
20263-228838-01 | Xcel Energy | 85 | 13781 | IOU | 04526545 | 433.2 | Solar |  |  | Interconnected | Trade Secret | Trade | CEL | CEL064 | Commercial |  | Trade Secret | 2021 | 2022
20263-228838-01 | Xcel Energy | 85 | 13781 | IOU | 04964214 | 5.052 | Solar |  |  | Interconnected | Trade Secret | Trade | WES | WES073 | Residential |  | Trade Secret | 2022 | 2022
20263-228838-01 | Xcel Energy | 85 | 13781 | IOU | 05356997 | 5.584 | Solar |  |  | Interconnected | Trade Secret | Trade | HWW | HWW074 | Residential | Solar*Rewards | Trade Secret | 2023 | 2024
20263-228838-01 | Xcel Energy | 85 | 13781 | IOU | OID3731713 | 19.99 | Solar |  |  | Withdrawn | Trade Secret | Trade |  |  | Residential | Solar*Rewards | Trade Secret | 2019
20263-228838-01 | Xcel Energy | 85 | 13781 | IOU | 06209330 | 5.76 | Solar |  |  | Active Application | Trade Secret | Trade | DHL | DHL061 | Residential |  | Trade Secret | 2025
20263-228838-01 | Xcel Energy | 85 | 13781 | IOU | 03134982 | 7.63 | Solar |  |  | Interconnected | Trade Secret | Trade | MEL | MEL088 | Residential | Solar*Rewards | Trade Secret | 2016 | 2016
20263-228838-01 | Xcel Energy | 85 | 13781 | IOU | 06171055 | 7.212 | Solar |  |  | Interconnected | Trade Secret | Trade | SLP | SLP321 | Residential |  | Trade Secret | 2025 | 2025
20263-228838-01 | Xcel Energy | 85 | 13781 | IOU | SRO29586 | 6.45 | Solar |  |  | Withdrawn | Trade Secret | Trade | ALT | ALT021 | Residential | Solar*Rewards | Trade Secret | 2013
20263-228838-01 | Xcel Energy | 85 | 13781 | IOU | 06253338 | 3.936 | Solar |  |  | Interconnected | Trade Secret | Trade | SOU | SOU064 | Residential |  | Trade Secret | 2025 | 2025
20263-228838-01 | Xcel Energy | 85 | 13781 | IOU | 05901349 | 7.616 | Solar |  |  | Interconnected | Trade Secret | Trade | FSL | FSL312 | Residential |  | Trade Secret | 2024 | 2025
20263-228838-01 |  |  |  |  | 05366175 |  | Solar |  |  | Active Application | Trade Secret | Trade | SLP | SLP071 | Residential | Solar*Rewards |  | 2023
20263-228838-01 | Xcel Energy | 85 | 13781 | IOU | 04065696 | 3.747 | Solar |  |  | Interconnected | Trade Secret | Trade | SOU | SOU075 | Residential | Solar*Rewards | Trade Secret | 2020 | 2021
20263-228838-01 | Xcel Energy | 85 | 13781 | IOU | 04135551 | 11.39 | Solar |  |  | Active Application | Trade Secret | Trade | RPO | RPO312 | Residential | Solar*Rewards | Trade Secret | 2020
20263-228838-01 | Xcel Energy | 85 | 13781 | IOU | 04110310 | 11.39 | Solar |  |  | Interconnected | Trade Secret | Trade | RPO | RPO312 | Residential | Solar*Rewards | Trade Secret | 2020 | 2021
20263-228838-01 | Xcel Energy | 85 | 13781 | IOU | 05256546 | 5.8 | Solar |  |  | Interconnected | Trade Secret | Trade | SOU | SOU082 | Residential |  | Trade Secret | 2022 | 2023
20263-228838-01 | Xcel Energy | 85 | 13781 | IOU | 03131715 | 3.8 | Solar |  |  | Interconnected | Trade Secret | Trade | WIL | WIL062 | Residential | Made in Minnesota | Trade Secret | 2017 | 2018
20263-228838-01 | Xcel Energy | 85 | 13781 | IOU | 06285534 | 34.6 | Solar |  |  | Active Application | Trade Secret | Trade | SCL | SCL313 | Commercial |  | Trade Secret | 2025
20263-228838-01 | Xcel Energy | 85 | 13781 | IOU | OID3545192 | 10 | Solar |  |  | Withdrawn | Trade Secret | Trade | GIB | GIB021 | Residential | Solar*Rewards | Trade Secret | 2018
20263-228838-01 | Xcel Energy | 85 | 13781 | IOU | 05852577 | 3.747 | Solar |  |  | Interconnected | Trade Secret | Trade | RAM | RAM064 | Residential |  | Trade Secret | 2024 | 2025
20263-228838-01 | Xcel Energy | 85 | 13781 | IOU | 04660070 | 6.96 | Solar |  |  | Interconnected | Trade Secret | Trade | SLP | SLP072 | Residential |  | Trade Secret | 2021 | 2021
20263-228838-01 | Xcel Energy | 85 | 13781 | IOU | 05460474 | 11.38 | Solar |  | X | Interconnected | Trade Secret | Trade | LEX | LEX332 | Residential |  | Trade Secret | 2023 | 2023
20263-228838-01 | Xcel Energy | 85 | 13781 | IOU | 03133949 | 6 | Solar |  |  | Interconnected | Trade Secret | Trade | BCR | BCR083 | Residential | Solar*Rewards | Trade Secret | 2014 | 2014
20263-228838-01 | Xcel Energy | 85 | 13781 | IOU | OID2806065 | 2000 | Other |  |  | Interconnected | Trade Secret | Trade | EDA | EDA083 | Commercial |  | Trade Secret | 2004 | 2004
20263-228838-01 | Xcel Energy | 85 | 13781 | IOU | 05867253 | 18.9 | Solar |  |  | Interconnected | Trade Secret | Trade | ECK | ECK342 | Residential |  | Trade Secret | 2024 | 2024
20263-228838-01 | Xcel Energy | 85 | 13781 | IOU | 05823549 | 5.2 | Solar |  |  | Active Application | Trade Secret | Trade | IDA | IDA072 | Residential | Solar*Rewards | Trade Secret | 2024
20263-228838-01 | Xcel Energy | 85 | 13781 | IOU | 03132421 | 99.9 | Solar |  |  | Interconnected | Trade Secret | Trade | SMT | SMT091 | Commercial |  | Trade Secret | 2018 | 2018
20263-228838-01 | Xcel Energy | 85 | 13781 | IOU | 04438730 | 9.772 | Solar |  |  | Interconnected | Trade Secret | Trade | WIL | WIL098 | Residential | Solar*Rewards | Trade Secret | 2021 | 2021
20263-228838-01 | Xcel Energy | 85 | 13781 | IOU | 06089181 | 6.912 | Solar |  |  | Interconnected | Trade Secret | Trade | SCL | SCL312 | Residential |  | Trade Secret | 2025 | 2025
20263-228838-01 | Xcel Energy | 85 | 13781 | IOU | 06155255 | 0.768 | Solar |  |  | Interconnected | Trade Secret | Trade | SCL | SCL312 | Residential |  | Trade Secret | 2025 | 2025
20263-228838-01 | Xcel Energy | 85 | 13781 | IOU | 03133537 | 4.73 | Solar |  |  | Interconnected | Trade Secret | Trade | SOU | SOU079 | Residential | Solar*Rewards | Trade Secret | 2011 | 2011
20263-228838-01 | Xcel Energy | 85 | 13781 | IOU | 03133498 | 36.12 | Solar |  |  | Interconnected | Trade Secret | Trade | FST | FST042 | Commercial | Solar*Rewards | Trade Secret | 2011 | 2012
20263-228838-01 |  |  |  |  | SRO19273 |  | Solar |  |  | Withdrawn | Trade Secret | Trade |  |  | Commercial | Solar*Rewards |  | 2011
20263-228838-01 | Xcel Energy | 85 | 13781 | IOU | SRO19588 | 36.12 | Solar |  |  | Withdrawn | Trade Secret | Trade |  |  | Commercial | Solar*Rewards | Trade Secret | 2011
20263-228838-01 | Xcel Energy | 85 | 13781 | IOU | 06125523 | 77.3 | Solar |  |  | Active Application | Trade Secret | Trade | OPK | OPK065 | Commercial |  | Trade Secret | 2025
20263-228838-01 | Xcel Energy | 85 | 13781 | IOU | OID3858236 | 7.616 | Solar |  |  | Withdrawn | Trade Secret | Trade | SLP | SLP092 | Residential | Solar*Rewards | Trade Secret | 2019
20263-228838-01 | Xcel Energy | 85 | 13781 | IOU | 05356859 | 5.933 | Solar |  |  | Interconnected | Trade Secret | Trade | STY | STY062 | Residential | Solar*Rewards | Trade Secret | 2023 | 2023
20263-228838-01 | Xcel Energy | 85 | 13781 | IOU | 05957430 | 11.168 | Solar |  |  | Interconnected | Trade Secret | Trade | LEX | LEX332 | Residential | Solar*Rewards | Trade Secret | 2024 | 2024
20263-228838-01 | Xcel Energy | 85 | 13781 | IOU | 04891880 | 3.747 | Solar |  |  | Interconnected | Trade Secret | Trade | MPK | MPK063 | Residential |  | Trade Secret | 2022 | 2023
20263-228838-01 | Xcel Energy | 85 | 13781 | IOU | 06056648 | 4.56 | Solar |  |  | Interconnected | Trade Secret | Trade | WRR | WRR064 | Residential | Solar*Rewards | Trade Secret | 2025 | 2025
20263-228838-01 | Xcel Energy | 85 | 13781 | IOU | 05381081 | 14.06 | Solar |  | X | Interconnected | Trade Secret | Trade | MPK | MPK063 | Residential |  | Trade Secret | 2023 | 2023
20263-228838-01 | Xcel Energy | 85 | 13781 | IOU | 06244810 | 72 | Solar |  |  | Active Application | Trade Secret | Trade | MPK | MPK071 | Commercial |  | Trade Secret | 2025
20263-228838-01 | Xcel Energy | 85 | 13781 | IOU | 04470042 | 22.78 | Solar |  |  | Interconnected | Trade Secret | Trade | IDA | IDA072 | Commercial |  | Trade Secret | 2021 | 2022
20263-228838-01 | Xcel Energy | 85 | 13781 | IOU | 03132695 | 7.82 | Solar |  |  | Interconnected | Trade Secret | Trade | WYO | WYO021 | Residential | Solar*Rewards | Trade Secret | 2018 | 2019
20263-228838-01 | Xcel Energy | 85 | 13781 | IOU | 05002722 | 8.99 | Solar |  |  | Interconnected | Trade Secret | Trade | ECK | ECK322 | Residential | Solar*Rewards | Trade Secret | 2022 | 2022
20263-228838-01 | Xcel Energy | 85 | 13781 | IOU | 03130638 | 9 | Solar |  |  | Interconnected | Trade Secret | Trade | GVW | GVW023 | Residential | Made in Minnesota | Trade Secret | 2016 | 2017
20263-228838-01 | Xcel Energy | 85 | 13781 | IOU | OID3753402 | 22.78 | Solar |  |  | Withdrawn | Trade Secret | Trade | HOL | HOL071 | Residential | Solar*Rewards | Trade Secret | 2019
20263-228838-01 | Xcel Energy | 85 | 13781 | IOU | 03546606 | 3.36 | Solar |  |  | Interconnected | Trade Secret | Trade | ALD | ALD085 | Residential | Solar*Rewards | Trade Secret | 2020 | 2020
20263-228838-01 | Xcel Energy | 85 | 13781 | IOU | 03134899 | 5 | Solar |  |  | Interconnected | Trade Secret | Trade | WTN | WTN061 | Residential | Made in Minnesota | Trade Secret | 2016 | 2016
20263-228838-01 | Xcel Energy | 85 | 13781 | IOU | 04141915 | 39.976 | Solar |  |  | Active Application | Trade Secret | Trade | TER | TER061 | Commercial | Solar*Rewards | Trade Secret | 2020
20263-228838-01 | Xcel Energy | 85 | 13781 | IOU | 04208525 | 34.17 | Solar |  |  | Active Application | Trade Secret | Trade | TER | TER061 | Commercial | Solar*Rewards | Trade Secret | 2020
20263-228838-01 | Xcel Energy | 85 | 13781 | IOU | 05473517 | 3.84 | Solar |  |  | Interconnected | Trade Secret | Trade | OSS | OSS065 | Residential | Solar*Rewards | Trade Secret | 2023 | 2023
20263-228838-01 | Xcel Energy | 85 | 13781 | IOU | 03132444 | 3.8 | Solar |  |  | Interconnected | Trade Secret | Trade | WES | WES076 | Residential | Solar*Rewards | Trade Secret | 2018 | 2018
20263-228838-01 | Xcel Energy | 85 | 13781 | IOU | 06202579 | 4.645 | Solar |  |  | Interconnected | Trade Secret | Trade | WIL | WIL082 | Residential | Solar*Rewards | Trade Secret | 2025 | 2025
20263-228838-01 | Xcel Energy | 85 | 13781 | IOU | 03133636 | 154.8 | Solar |  |  | Interconnected | Trade Secret | Trade | ALK | ALK072 | Residential | Solar*Rewards | Trade Secret | 2012 | 2012
20263-228838-01 | Xcel Energy | 85 | 13781 | IOU | 06004315 | 4.934 | Solar |  |  | Interconnected | Trade Secret | Trade | IDA | IDA072 | Residential | Solar*Rewards | Trade Secret | 2024 | 2025
20263-228838-01 | Xcel Energy | 85 | 13781 | IOU | 04793564 | 11.168 | Solar |  |  | Interconnected | Trade Secret | Trade | AFT | AFT315 | Residential | Solar*Rewards | Trade Secret | 2022 | 2022
20263-228838-01 | Xcel Energy | 85 | 13781 | IOU | OID2044556 | 18 | Solar |  |  | Withdrawn | Trade Secret | Trade | PRR | PRR061 | Commercial | Solar*Rewards | Trade Secret | 2014
20263-228838-01 | Xcel Energy | 85 | 13781 | IOU | 03140408 | 3.747 | Solar |  |  | Interconnected | Trade Secret | Trade | MOL | MOL078 | Residential | Solar*Rewards | Trade Secret | 2019 | 2019
20263-228838-01 | Xcel Energy | 85 | 13781 | IOU | OID3807769 | 2.64 | Solar |  |  | Withdrawn | Trade Secret | Trade | MOL | MOL078 | Residential | Solar*Rewards | Trade Secret | 2019
20263-228838-01 | Xcel Energy | 85 | 13781 | IOU | 06018609 | 33.121 | Storage |  |  | Interconnected | Trade Secret | Trade | SLP | SLP082 | Residential |  | Trade Secret | 2024 | 2025
20263-228838-01 | Xcel Energy | 85 | 13781 | IOU | 05356654 | 9.135 | Solar |  |  | Interconnected | Trade Secret | Trade | SLP | SLP082 | Residential | Solar*Rewards | Trade Secret | 2023 | 2023
20263-228838-01 | Xcel Energy | 85 | 13781 | IOU | 05844640 | 5.052 | Solar |  |  | Active Application | Trade Secret | Trade | SOU | SOU073 | Residential |  | Trade Secret | 2024
20263-228838-01 | Xcel Energy | 85 | 13781 | IOU | 05712242 | 7.56 | Solar |  |  | Interconnected | Trade Secret | Trade | DPN | DPN061 | Residential | Solar*Rewards | Trade Secret | 2024 | 2024
20263-228838-01 | Xcel Energy | 85 | 13781 | IOU | 06018102 | 17.56 | Storage |  |  | Interconnected | Trade Secret | Trade | DPN | DPN061 | Residential |  | Trade Secret | 2024 | 2025
20263-228838-01 | Xcel Energy | 85 | 13781 | IOU | OID2541027 | 2.4 | Solar |  |  | Withdrawn | Trade Secret | Trade | GLD | GLD031 | Residential | Solar*Rewards | Trade Secret | 2016
20263-228838-01 | Xcel Energy | 85 | 13781 | IOU | 03131255 | 2.4 | Solar |  |  | Interconnected | Trade Secret | Trade | GLD | GLD031 | Residential | Made in Minnesota | Trade Secret | 2016 | 2017
20263-228838-01 | Xcel Energy | 85 | 13781 | IOU | OID2015969 | 9.5 | Solar |  |  | Withdrawn | Trade Secret | Trade | RAM | RAM063 | Residential | Made in Minnesota | Trade Secret | 2014
20263-228838-01 | Xcel Energy | 85 | 13781 | IOU | OID2966284 | 0.5 | Solar |  |  | Withdrawn | Trade Secret | Trade | RAM | RAM063 | Residential | Made in Minnesota | Trade Secret | 2017
20263-228838-01 | Xcel Energy | 85 | 13781 | IOU | 03129769 | 9.84 | Solar |  |  | Interconnected | Trade Secret | Trade | RAM | RAM063 | Residential |  | Trade Secret | 2014 | 2014
20263-228838-01 | Xcel Energy | 85 | 13781 | IOU | 05357362 | 2.61 | Solar |  |  | Interconnected | Trade Secret | Trade | OAD | OAD063 | Residential |  | Trade Secret | 2023 | 2023
20263-228838-01 | Xcel Energy | 85 | 13781 | IOU | 05614966 | 38 | Solar |  |  | Withdrawn | Trade Secret | Trade | KIM | KIM021 | Commercial |  | Trade Secret | 2023
20263-228838-01 | Xcel Energy | 85 | 13781 | IOU | 05448600 | 3.84 | Solar |  |  | Interconnected | Trade Secret | Trade | FAP | FAP061 | Residential | Solar*Rewards | Trade Secret | 2023 | 2023
20263-228838-01 |  |  |  |  | OID3901085 |  | Solar |  |  | Withdrawn | Trade Secret | Trade | OAD | OAD061 | Commercial | Solar*Rewards |  | 2019
20263-228838-01 | Xcel Energy | 85 | 13781 | IOU | 05490266 | 6.38 | Solar |  |  | Interconnected | Trade Secret | Trade | RAM | RAM073 | Residential |  | Trade Secret | 2023 | 2023
20263-228838-01 | Xcel Energy | 85 | 13781 | IOU | OID3284734 | 19.88 | Solar |  |  | Withdrawn | Trade Secret | Trade | SCL | SCL311 | Commercial | Solar*Rewards | Trade Secret | 2018
20263-228838-01 | Xcel Energy | 85 | 13781 | IOU | 05416390 | 2.9 | Solar |  |  | Interconnected | Trade Secret | Trade | SOU | SOU069 | Residential |  | Trade Secret | 2023 | 2023
20263-228838-01 | Xcel Energy | 85 | 13781 | IOU | 03133144 | 0.76 | Solar |  |  | Interconnected | Trade Secret | Trade | EDA | EDA063 | Residential | Solar*Rewards | Trade Secret | 2010 | 2010
20263-228838-01 | Xcel Energy | 85 | 13781 | IOU | 04431165 | 12.215 | Solar |  |  | Interconnected | Trade Secret | Trade | GNL | GNL062 | Residential | Solar*Rewards | Trade Secret | 2021 | 2021
20263-228838-01 | Xcel Energy | 85 | 13781 | IOU | 04745530 | 10 | Storage |  |  | Interconnected | Trade Secret | Trade | GNL | GNL062 | Residential |  | Trade Secret | 2021 | 2022
20263-228838-01 | Xcel Energy | 85 | 13781 | IOU | 05357357 | 2.9 | Solar |  |  | Interconnected | Trade Secret | Trade | EBL | EBL084 | Residential |  | Trade Secret | 2023 | 2023
20263-228838-01 | Xcel Energy | 85 | 13781 | IOU | 03130943 | 3 | Solar |  |  | Interconnected | Trade Secret | Trade | EDA | EDA074 | Residential |  | Trade Secret | 2009 | 2009
20263-228838-01 | Xcel Energy | 85 | 13781 | IOU | 04933554 | 5.052 | Solar |  |  | Active Application | Trade Secret | Trade | CHE | CHE076 | Residential | Solar*Rewards | Trade Secret | 2022
20263-228838-01 | Xcel Energy | 85 | 13781 | IOU | 04687309 | 9.994 | Solar |  |  | Interconnected | Trade Secret | Trade | ALK | ALK072 | Residential |  | Trade Secret | 2021 | 2022
20263-228838-01 | Xcel Energy | 85 | 13781 | IOU | 04802043 | 7.616 | Solar |  |  | Interconnected | Trade Secret | Trade | GLK | GLK074 | Residential |  | Trade Secret | 2022 | 2022
20263-228838-01 | Xcel Energy | 85 | 13781 | IOU | 03134319 | 5 | Solar |  |  | Interconnected | Trade Secret | Trade | WAT | WAT081 | Residential | Made in Minnesota | Trade Secret | 2015 | 2015
20263-228838-01 | Xcel Energy | 85 | 13781 | IOU | 05966087 | 11.517 | Solar |  |  | Interconnected | Trade Secret | Trade | MEL | MEL079 | Residential | Solar*Rewards | Trade Secret | 2024 | 2024
20263-228838-01 | Xcel Energy | 85 | 13781 | IOU | 05829718 | 7.212 | Solar |  |  | Active Application | Trade Secret | Trade | GLK | GLK064 | Residential | Solar*Rewards | Trade Secret | 2024
20263-228838-01 | Xcel Energy | 85 | 13781 | IOU | 04045422 | 4.8 | Solar |  |  | Interconnected | Trade Secret | Trade | CHE | CHE075 | Residential | Solar*Rewards | Trade Secret | 2020 | 2021
20263-228838-01 |  |  |  |  | OID2753102 |  | Solar |  |  | Withdrawn | Trade Secret | Trade | HWW | HWW062 | Residential | Solar*Rewards |  | 2016
20263-228838-01 | Xcel Energy | 85 | 13781 | IOU | OID3006100 | 2.16 | Solar |  |  | Withdrawn | Trade Secret | Trade | HWW | HWW062 | Residential | Solar*Rewards | Trade Secret | 2017
20263-228838-01 | Xcel Energy | 85 | 13781 | IOU | 03132338 | 3.8 | Solar |  |  | Interconnected | Trade Secret | Trade | HWW | HWW062 | Residential | Solar*Rewards | Trade Secret | 2018 | 2018
20263-228838-01 | Xcel Energy | 85 | 13781 | IOU | 03130864 | 4 | Solar |  |  | Interconnected | Trade Secret | Trade | MEL | MEL075 | Residential |  | Trade Secret | 2008 | 2008
20263-228838-01 | Xcel Energy | 85 | 13781 | IOU | 04793786 | 5.584 | Solar |  |  | Active Application | Trade Secret | Trade | SOU | SOU072 | Residential | Solar*Rewards | Trade Secret | 2022
20263-228838-01 | Xcel Energy | 85 | 13781 | IOU | 06194058 | 2.323 | Solar |  |  | Active Application | Trade Secret | Trade | RAM | RAM061 | Residential | Solar*Rewards | Trade Secret | 2025
20263-228838-01 | Xcel Energy | 85 | 13781 | IOU | 06133031 | 7.971 | Solar |  |  | Active Application | Trade Secret | Trade | GRC | GRC311 | Residential | Solar*Rewards | Trade Secret | 2025
20263-228838-01 | Xcel Energy | 85 | 13781 | IOU | 05273855 | 4.886 | Storage |  |  | Active Application | Trade Secret | Trade | GRC | GRC311 | Residential |  | Trade Secret | 2022
20263-228838-01 | Xcel Energy | 85 | 13781 | IOU | 03984774 | 8.12 | Solar |  |  | Interconnected | Trade Secret | Trade | GRC | GRC311 | Residential | Solar*Rewards | Trade Secret | 2020 | 2020
20263-228838-01 | Xcel Energy | 85 | 13781 | IOU | 05307702 | 11.96 | Storage |  |  | Interconnected | Trade Secret | Trade | GRC | GRC311 | Residential |  | Trade Secret | 2022 | 2023
20263-228838-01 | Xcel Energy | 85 | 13781 | IOU | 05310217 | 7.04 | Solar |  |  | Interconnected | Trade Secret | Trade | WWK | WWK311 | Residential |  | Trade Secret | 2022 | 2023
20263-228838-01 | Xcel Energy | 85 | 13781 | IOU | 03134614 | 10.01 | Solar |  |  | Interconnected | Trade Secret | Trade | TER | TER062 | Residential | Solar*Rewards | Trade Secret | 2015 | 2016
20263-228838-01 | Xcel Energy | 85 | 13781 | IOU | OID2299589 | 8.64 | Solar |  |  | Withdrawn | Trade Secret | Trade | TER | TER062 | Residential | Solar*Rewards | Trade Secret | 2015
20263-228838-01 | Xcel Energy | 85 | 13781 | IOU | 03133243 | 9.995 | Solar |  |  | Interconnected | Trade Secret | Trade | CGR | CGR063 | Residential | Solar*Rewards | Trade Secret | 2010 | 2010
20263-228838-01 | Xcel Energy | 85 | 13781 | IOU | 04919119 | 33.3 | Solar |  |  | Interconnected | Trade Secret | Trade | GPH | GPH069 | Commercial | Solar*Rewards | Trade Secret | 2022 | 2023
20263-228838-01 | Xcel Energy | 85 | 13781 | IOU | OID3425294 | 72 | Solar |  |  | Interconnected | Trade Secret | Trade | GPH | GPH069 | Commercial |  | Trade Secret | 2018 | 2018
20263-228838-01 | Xcel Energy | 85 | 13781 | IOU | 06279343 | 250 | Other |  |  | Active Application | Trade Secret | Trade | GPH | GPH069 | Commercial |  | Trade Secret | 2025
20263-228838-01 | Xcel Energy | 85 | 13781 | IOU | 06052605 | 99 | Solar |  |  | Active Application | Trade Secret | Trade | GPH | GPH069 | Commercial |  | Trade Secret | 2025
20263-228838-01 | Xcel Energy | 85 | 13781 | IOU | 05952683 | 3650 | Other |  |  | Active Application | Trade Secret | Trade | GPH | GPH069 | Commercial |  | Trade Secret | 2025
20263-228838-01 | Xcel Energy | 85 | 13781 | IOU | 05785295 | 75 | Solar |  |  | Interconnected | Trade Secret | Trade | GPH | GPH069 | Commercial |  | Trade Secret | 2024 | 2025
20263-228838-01 | Xcel Energy | 85 | 13781 | IOU | 06242091 | 5.904 | Solar |  |  | Interconnected | Trade Secret | Trade | HOL | HOL071 | Residential |  | Trade Secret | 2025 | 2025
20263-228838-01 | Xcel Energy | 85 | 13781 | IOU | 04625838 | 6.09 | Solar |  |  | Interconnected | Trade Secret | Trade | XRD | XRD062 | Residential |  | Trade Secret | 2021 | 2022
20263-228838-01 | Xcel Energy | 85 | 13781 | IOU | OID2058517 | 18 | Solar |  |  | Withdrawn | Trade Secret | Trade | KOL | KOL061 | Commercial | Solar*Rewards | Trade Secret | 2014
20263-228838-01 | Xcel Energy | 85 | 13781 | IOU | 03133289 | 40 | Solar |  |  | Interconnected | Trade Secret | Trade | LOK | LOK083 | Commercial | Solar*Rewards | Trade Secret | 2010 | 2011
20263-228838-01 | Xcel Energy | 85 | 13781 | IOU | SRO14687 | 38.95 | Solar |  |  | Withdrawn | Trade Secret | Trade | LOK | LOK083 | Commercial | Solar*Rewards | Trade Secret | 2010
20263-228838-01 | Xcel Energy | 85 | 13781 | IOU | SRO14476 | 328.7 |  |  |  | Withdrawn | Trade Secret | Trade | LOK | LOK083 | Commercial | Other | Trade Secret | 2010
20263-228838-01 | Xcel Energy | 85 | 13781 | IOU | SRO14686 | 38.95 | Solar |  |  | Withdrawn | Trade Secret | Trade | LOK | LOK083 | Commercial | Solar*Rewards | Trade Secret | 2010
20263-228838-01 | Xcel Energy | 85 | 13781 | IOU | SRO15530 | 40 | Solar |  |  | Withdrawn | Trade Secret | Trade | LOK | LOK083 | Commercial | Solar*Rewards | Trade Secret | 2010
20263-228838-01 |  |  |  |  | 06005834 |  | Solar |  |  | Active Application | Trade Secret | Trade | LOK | LOK083 | Commercial | Solar*Rewards |  | 2024
20263-228838-01 | Xcel Energy | 85 | 13781 | IOU | 05373612 | 8.376 | Solar |  |  | Interconnected | Trade Secret | Trade | WCR | WCR063 | Residential |  | Trade Secret | 2023 | 2023
20263-228838-01 | Xcel Energy | 85 | 13781 | IOU | 06218427 | 10.368 | Solar |  |  | Interconnected | Trade Secret | Trade | WIL | WIL074 | Residential |  | Trade Secret | 2025 | 2026
20263-228838-01 | Xcel Energy | 85 | 13781 | IOU | 04382441 | 99 | Solar |  |  | Withdrawn | Trade Secret | Trade | CEL | CEL064 | Commercial |  | Trade Secret | 2021
20263-228838-01 | Xcel Energy | 85 | 13781 | IOU | 06235178 | 99 | Solar |  |  | Active Application | Trade Secret | Trade | CEL | CEL064 | Commercial |  | Trade Secret | 2025
20263-228838-01 | Xcel Energy | 85 | 13781 | IOU | 06251352 | 7.216 | Solar |  |  | Interconnected | Trade Secret | Trade | OSS | OSS073 | Residential |  | Trade Secret | 2025 | 2026
20263-228838-01 | Xcel Energy | 85 | 13781 | IOU | 05275124 | 6.98 | Solar |  |  | Active Application | Trade Secret | Trade | WIL | WIL098 | Residential |  | Trade Secret | 2022
20263-228838-01 | Xcel Energy | 85 | 13781 | IOU | 05961468 | 7.616 | Solar |  |  | Active Application | Trade Secret | Trade | APA | APA073 | Residential |  | Trade Secret | 2024
20263-228838-01 | Xcel Energy | 85 | 13781 | IOU | 06236227 | 3.839 | Solar |  |  | Active Application | Trade Secret | Trade | MPK | MPK085 | Residential |  | Trade Secret | 2025
20263-228838-01 | Xcel Energy | 85 | 13781 | IOU | 04384523 | 15.36 | Solar |  |  | Interconnected | Trade Secret | Trade | BCR | BCR062 | Residential | Solar*Rewards | Trade Secret | 2021 | 2021
20263-228838-01 | Xcel Energy | 85 | 13781 | IOU | 05995735 | 4.537 | Solar |  |  | Interconnected | Trade Secret | Trade | SLP | SLP082 | Residential | Solar*Rewards | Trade Secret | 2024 | 2025
20263-228838-01 | Xcel Energy | 85 | 13781 | IOU | OID3422299 | 9.994 | Solar |  |  | Withdrawn | Trade Secret | Trade | WYO | WYO021 | Residential | Solar*Rewards | Trade Secret | 2018
20263-228838-01 | Xcel Energy | 85 | 13781 | IOU | 05211391 | 1.45 | Solar |  |  | Interconnected | Trade Secret | Trade | APA | APA075 | Residential |  | Trade Secret | 2022 | 2023
20263-228838-01 | Xcel Energy | 85 | 13781 | IOU | 05854595 | 3.747 | Solar |  |  | Interconnected | Trade Secret | Trade | WES | WES064 | Residential |  | Trade Secret | 2024 | 2025
20263-228838-01 | Xcel Energy | 85 | 13781 | IOU | SRO29958 | 5 | Solar |  |  | Withdrawn | Trade Secret | Trade | SLP | SLP084 | Residential | Solar*Rewards | Trade Secret | 2013
20263-228838-01 | Xcel Energy | 85 | 13781 | IOU | 06322055 | 1.745 | Solar |  |  | Active Application | Trade Secret | Trade | SLP | SLP084 | Residential | Solar*Rewards | Trade Secret | 2026
20263-228838-01 | Xcel Energy | 85 | 13781 | IOU | 06082553 | 2.032 | Solar |  |  | Active Application | Trade Secret | Trade | SLP | SLP084 | Residential | Solar*Rewards | Trade Secret | 2025
20263-228838-01 | Xcel Energy | 85 | 13781 | IOU | 03131186 | 3.75 | Solar |  |  | Interconnected | Trade Secret | Trade | SLP | SLP084 | Residential |  | Trade Secret | 2013 | 2013
20263-228838-01 | Xcel Energy | 85 | 13781 | IOU | 06258433 | 6.98 | Solar |  |  | Withdrawn | Trade Secret | Trade | AFT | AFT315 | Residential |  | Trade Secret | 2025
20263-228838-01 | Xcel Energy | 85 | 13781 | IOU | 06290775 | 7.678 | Solar |  |  | Active Application | Trade Secret | Trade | AFT | AFT315 | Residential |  | Trade Secret | 2025
20263-228838-01 | Xcel Energy | 85 | 13781 | IOU | 04463444 | 4.35 | Solar |  |  | Active Application | Trade Secret | Trade | RIV | RIV061 | Residential | Solar*Rewards | Trade Secret | 2021
20263-228838-01 | Xcel Energy | 85 | 13781 | IOU | 04793736 | 4.64 | Solar |  |  | Interconnected | Trade Secret | Trade | RIV | RIV061 | Residential | Solar*Rewards | Trade Secret | 2022 | 2022
20263-228838-01 | Xcel Energy | 85 | 13781 | IOU | 03132144 | 3.747 | Solar |  |  | Interconnected | Trade Secret | Trade | MDT | MDT077 | Residential | Made in Minnesota | Trade Secret | 2017 | 2017
20263-228838-01 | Xcel Energy | 85 | 13781 | IOU | 05935168 | 5.052 | Solar |  |  | Withdrawn | Trade Secret | Trade | WTB | WTB021 | Residential |  | Trade Secret | 2024
20263-228838-01 | Xcel Energy | 85 | 13781 | IOU | 03132766 | 6.67 | Solar |  |  | Interconnected | Trade Secret | Trade | APA | APA073 | Residential | Solar*Rewards | Trade Secret | 2018 | 2019
20263-228838-01 | Xcel Energy | 85 | 13781 | IOU | 05758878 | 7.245 | Solar |  |  | Interconnected | Trade Secret | Trade | SOU | SOU064 | Residential | Solar*Rewards | Trade Secret | 2024 | 2024
20263-228838-01 | Xcel Energy | 85 | 13781 | IOU | 04239949 | 2.61 | Solar |  |  | Interconnected | Trade Secret | Trade | RLK | RLK073 | Residential | Solar*Rewards | Trade Secret | 2021 | 2021
20263-228838-01 | Xcel Energy | 85 | 13781 | IOU | 05466807 | 6.4 | Solar |  |  | Interconnected | Trade Secret | Trade | CHE | CHE064 | Residential | Solar*Rewards | Trade Secret | 2023 | 2023
20263-228838-01 | Xcel Energy | 85 | 13781 | IOU | 05210722 | 5.8 | Solar |  |  | Interconnected | Trade Secret | Trade | STY | STY062 | Residential |  | Trade Secret | 2022 | 2023
20263-228838-01 | Xcel Energy | 85 | 13781 | IOU | 03132101 | 6 | Solar |  |  | Interconnected | Trade Secret | Trade | WAT | WAT081 | Commercial |  | Trade Secret | 2017 | 2018
20263-228838-01 | Xcel Energy | 85 | 13781 | IOU | 03131932 | 18 | Solar |  |  | Interconnected | Trade Secret | Trade | WAT | WAT081 | Commercial | Solar*Rewards | Trade Secret | 2017 | 2018
20263-228838-01 |  |  |  |  | OID3524935 |  | Solar |  |  | Withdrawn | Trade Secret | Trade | WAT | WAT081 | Commercial | Solar*Rewards |  | 2018
20263-228838-01 | Xcel Energy | 85 | 13781 | IOU | OID3031457 | 24 | Solar |  |  | Withdrawn | Trade Secret | Trade | WAT | WAT081 | Commercial |  | Trade Secret | 2017
20263-228838-01 | Xcel Energy | 85 | 13781 | IOU | OID3073693 | 6 | Solar |  |  | Withdrawn | Trade Secret | Trade | WAT | WAT081 | Commercial |  | Trade Secret | 2017
20263-228838-01 |  |  |  |  | OID3031456 |  | Solar |  |  | Withdrawn | Trade Secret | Trade | WAT | WAT081 | Commercial |  |  | 2017
20263-228838-01 | Xcel Energy | 85 | 13781 | IOU | 05850607 | 3.747 | Solar |  |  | Interconnected | Trade Secret | Trade | RAM | RAM071 | Residential |  | Trade Secret | 2024 | 2025
20263-228838-01 | Xcel Energy | 85 | 13781 | IOU | 05640387 | 33.3 | Solar |  |  | Withdrawn | Trade Secret | Trade | SCL | SCL313 | Commercial |  | Trade Secret | 2023
20263-228838-01 | Xcel Energy | 85 | 13781 | IOU | 06078685 | 33.3 | Solar |  |  | Withdrawn | Trade Secret | Trade | SCL | SCL313 | Commercial |  | Trade Secret | 2025
20263-228838-01 | Xcel Energy | 85 | 13781 | IOU | 05640382 | 33.3 | Solar |  |  | Withdrawn | Trade Secret | Trade | SCL | SCL313 | Commercial |  | Trade Secret | 2023
20263-228838-01 | Xcel Energy | 85 | 13781 | IOU | 05640397 | 39.75 | Solar |  |  | Withdrawn | Trade Secret | Trade | SCL | SCL313 | Commercial |  | Trade Secret | 2023
20263-228838-01 | Xcel Energy | 85 | 13781 | IOU | 03745924 | 99 | Solar |  |  | Active Application | Trade Secret | Trade | MPK | MPK083 | Commercial |  | Trade Secret | 2020
20263-228838-01 | Xcel Energy | 85 | 13781 | IOU | 06169605 | 2.616 | Solar |  |  | Active Application | Trade Secret | Trade | TWL | TWL066 | Residential |  | Trade Secret | 2025
20263-228838-01 | Xcel Energy | 85 | 13781 | IOU | 03224176 | 7.625 | Solar |  |  | Interconnected | Trade Secret | Trade | MEL | MEL078 | Residential | Solar*Rewards | Trade Secret | 2019 | 2019
20263-228838-01 | Xcel Energy | 85 | 13781 | IOU | OID2098723 | 2.88 | Solar |  |  | Withdrawn | Trade Secret | Trade | PIL | PIL021 | Residential | Solar*Rewards | Trade Secret | 2014
20263-228838-01 | Xcel Energy | 85 | 13781 | IOU | OID2098752 | 2.88 | Solar |  |  | Withdrawn | Trade Secret | Trade | PIL | PIL021 | Residential | Solar*Rewards | Trade Secret | 2014
20263-228838-01 |  |  |  |  | OID2069006 |  | Solar |  |  | Withdrawn | Trade Secret | Trade | PIL | PIL021 | Residential | Solar*Rewards |  | 2014
20263-228838-01 | Xcel Energy | 85 | 13781 | IOU | 05719962 | 11.655 | Solar |  |  | Interconnected | Trade Secret | Trade | HYL | HYL061 | Residential |  | Trade Secret | 2024 | 2024
20263-228838-01 | Xcel Energy | 85 | 13781 | IOU | 05488984 | 3.792 | Solar |  |  | Interconnected | Trade Secret | Trade | MEL | MEL089 | Residential | Solar*Rewards | Trade Secret | 2023 | 2023
20263-228838-01 | Xcel Energy | 85 | 13781 | IOU | 04938772 | 9.074 | Solar |  |  | Interconnected | Trade Secret | Trade | OPK | OPK071 | Residential | Solar*Rewards | Trade Secret | 2022 | 2022
20263-228838-01 | Xcel Energy | 85 | 13781 | IOU | SRO29562 | 4 | Solar |  |  | Withdrawn | Trade Secret | Trade | NOF | NOF061 | Residential | Solar*Rewards | Trade Secret | 2013
20263-228838-01 | Xcel Energy | 85 | 13781 | IOU | 03132221 | 3.8 | Solar |  |  | Interconnected | Trade Secret | Trade | ALD | ALD085 | Residential | Solar*Rewards | Trade Secret | 2018 | 2018
20263-228838-01 | Xcel Energy | 85 | 13781 | IOU | 03132505 | 15.232 | Solar |  |  | Interconnected | Trade Secret | Trade | AVN | AVN021 | Residential | Solar*Rewards | Trade Secret | 2018 | 2018
20263-228838-01 | Xcel Energy | 85 | 13781 | IOU | 03130169 | 4.8 | Solar |  |  | Interconnected | Trade Secret | Trade | WSG | WSG075 | Residential | Solar*Rewards | Trade Secret | 2019 | 2019
20263-228838-01 | Xcel Energy | 85 | 13781 | IOU | 05273285 | 8.652 | Solar |  |  | Interconnected | Trade Secret | Trade | GRC | GRC311 | Residential |  | Trade Secret | 2022 | 2023
20263-228838-01 | Xcel Energy | 85 | 13781 | IOU | 06123851 | 16.701 | Solar |  |  | Interconnected | Trade Secret | Trade | WDY | WDY312 | Residential | Solar*Rewards | Trade Secret | 2025 | 2025
20263-228838-01 | Xcel Energy | 85 | 13781 | IOU | 04793979 | 4.64 | Solar |  |  | Interconnected | Trade Secret | Trade | TER | TER062 | Residential | Solar*Rewards | Trade Secret | 2022 | 2022
20263-228838-01 | Xcel Energy | 85 | 13781 | IOU | 05622552 | 2.32 | Solar |  |  | Interconnected | Trade Secret | Trade | TER | TER062 | Residential |  | Trade Secret | 2023 | 2025
20263-228838-01 | Xcel Energy | 85 | 13781 | IOU | 05581772 | 4.64 | Solar |  |  | Withdrawn | Trade Secret | Trade | OPK | OPK065 | Residential |  | Trade Secret | 2023
20263-228838-01 | Xcel Energy | 85 | 13781 | IOU | 03134210 | 8.4 | Solar |  |  | Interconnected | Trade Secret | Trade | WTN | WTN062 | Residential | Made in Minnesota | Trade Secret | 2015 | 2015
20263-228838-01 | Xcel Energy | 85 | 13781 | IOU | 04390197 | 18 | Solar |  |  | Interconnected | Trade Secret | Trade | CRL | CRL031 | Residential | Solar*Rewards | Trade Secret | 2021 | 2021
20263-228838-01 | Xcel Energy | 85 | 13781 | IOU | 05936732 | 2.61 | Solar |  |  | Interconnected | Trade Secret | Trade | ALD | ALD097 | Residential | Solar*Rewards | Trade Secret | 2024 | 2025
20263-228838-01 | Xcel Energy | 85 | 13781 | IOU | 04999545 | 8.12 | Solar |  |  | Interconnected | Trade Secret | Trade | HWW | HWW073 | Residential | Solar*Rewards | Trade Secret | 2022 | 2022
20263-228838-01 | Xcel Energy | 85 | 13781 | IOU | 04086386 | 8.41 | Solar |  |  | Interconnected | Trade Secret | Trade | WIL | WIL082 | Residential | Solar*Rewards | Trade Secret | 2020 | 2021
20263-228838-01 | Xcel Energy | 85 | 13781 | IOU | 03294531 | 5.8 | Solar |  |  | Interconnected | Trade Secret | Trade | GVW | GVW021 | Residential | Solar*Rewards | Trade Secret | 2019 | 2020
20263-228838-01 | Xcel Energy | 85 | 13781 | IOU | 05825040 | 0.698 | Solar |  |  | Active Application | Trade Secret | Trade | GVW | GVW021 | Residential | Solar*Rewards | Trade Secret | 2024
20263-228838-01 | Xcel Energy | 85 | 13781 | IOU | 05441380 | 8.99 | Solar |  |  | Interconnected | Trade Secret | Trade | WCR | WCR322 | Residential |  | Trade Secret | 2023 | 2023
20263-228838-01 | Xcel Energy | 85 | 13781 | IOU | 03131010 | 900 | Other |  |  | Interconnected | Trade Secret | Trade | LEX | LEX332 | Commercial |  | Trade Secret | 2005 | 2005
20263-228838-01 | Xcel Energy | 85 | 13781 | IOU | 05847232 | 6.046 | Solar |  |  | Interconnected | Trade Secret | Trade | CGR | CGR072 | Residential |  | Trade Secret | 2024 | 2025
20263-228838-01 | Xcel Energy | 85 | 13781 | IOU | 05670026 | 4.935 | Solar |  |  | Interconnected | Trade Secret | Trade | WES | WES074 | Residential |  | Trade Secret | 2023 | 2024
20263-228838-01 | Xcel Energy | 85 | 13781 | IOU | 05736373 | 4.064 | Solar |  |  | Interconnected | Trade Secret | Trade | IDA | IDA064 | Residential |  | Trade Secret | 2024 | 2024
20263-228838-01 | Xcel Energy | 85 | 13781 | IOU | 05810522 | 31.488 | Solar |  |  | Active Application | Trade Secret | Trade | LAK | LAK032 | Residential |  | Trade Secret | 2024
20263-228838-01 |  |  |  |  | OID2394869 |  | Solar |  |  | Withdrawn | Trade Secret | Trade | LAK | LAK032 | Residential | Solar*Rewards |  | 2015
20263-228838-01 | Xcel Energy | 85 | 13781 | IOU | 05421334 | 7.8 | Solar |  |  | Interconnected | Trade Secret | Trade | MOL | MOL078 | Residential |  | Trade Secret | 2023 | 2023
20263-228838-01 | Xcel Energy | 85 | 13781 | IOU | 05389359 | 3.575 | Solar |  |  | Withdrawn | Trade Secret | Trade | MOL | MOL078 | Residential | Solar*Rewards | Trade Secret | 2023
20263-228838-01 | Xcel Energy | 85 | 13781 | IOU | 06167966 | 3.747 | Solar |  |  | Active Application | Trade Secret | Trade | MOL | MOL078 | Residential |  | Trade Secret | 2025
20263-228838-01 | Xcel Energy | 85 | 13781 | IOU | OID3321206 | 3.8 | Solar |  |  | Withdrawn | Trade Secret | Trade | RPO | RPO312 | Residential | Solar*Rewards | Trade Secret | 2018
20263-228838-01 | Xcel Energy | 85 | 13781 | IOU | 04057160 | 6 | Solar |  |  | Interconnected | Trade Secret | Trade | RPO | RPO312 | Residential | Solar*Rewards | Trade Secret | 2020 | 2021
20263-228838-01 | Xcel Energy | 85 | 13781 | IOU | 03132054 | 12 | Solar |  |  | Interconnected | Trade Secret | Trade | YAM | YAM031 | Residential | Solar*Rewards | Trade Secret | 2017 | 2018
20263-228838-01 | Xcel Energy | 85 | 13781 | IOU | 03134009 | 7.68 | Solar |  |  | Interconnected | Trade Secret | Trade | UPP | UPP063 | Residential | Solar*Rewards | Trade Secret | 2014 | 2014
20263-228838-01 | Xcel Energy | 85 | 13781 | IOU | 05867854 | 9.84 | Solar |  |  | Interconnected | Trade Secret | Trade | ALK | ALK072 | Residential | Solar*Rewards | Trade Secret | 2024 | 2024
20263-228838-01 | Xcel Energy | 85 | 13781 | IOU | 05309984 | 6.38 | Solar |  |  | Interconnected | Trade Secret | Trade | SOU | SOU065 | Residential |  | Trade Secret | 2022 | 2023
20263-228838-01 | Xcel Energy | 85 | 13781 | IOU | OID3013798 | 9.94 | Solar |  |  | Withdrawn | Trade Secret | Trade | MTR | MTR021 | Residential | Solar*Rewards | Trade Secret | 2017
20263-228838-01 | Xcel Energy | 85 | 13781 | IOU | 05796428 | 2.323 | Solar |  |  | Interconnected | Trade Secret | Trade | IDA | IDA063 | Residential |  | Trade Secret | 2024 | 2024
20263-228838-01 | Xcel Energy | 85 | 13781 | IOU | 04794109 | 5.22 | Solar |  |  | Interconnected | Trade Secret | Trade | MEL | MEL068 | Residential | Solar*Rewards | Trade Secret | 2022 | 2022
20263-228838-01 | Xcel Energy | 85 | 13781 | IOU | 05605729 | 8.82 | Solar |  |  | Withdrawn | Trade Secret | Trade | MPK | MPK074 | Residential | Solar*Rewards | Trade Secret | 2023
20263-228838-01 | Xcel Energy | 85 | 13781 | IOU | 04793764 | 4.93 | Solar |  |  | Interconnected | Trade Secret | Trade | MPK | MPK074 | Residential | Solar*Rewards | Trade Secret | 2022 | 2022
20263-228838-01 | Xcel Energy | 85 | 13781 | IOU | 05668643 | 8.82 | Solar |  |  | Interconnected | Trade Secret | Trade | MPK | MPK074 | Residential |  | Trade Secret | 2023 | 2024
20263-228838-01 | Xcel Energy | 85 | 13781 | IOU | 03131826 | 6 | Solar |  |  | Interconnected | Trade Secret | Trade | SOU | SOU060 | Residential | Made in Minnesota | Trade Secret | 2017 | 2018
20263-228838-01 |  |  |  |  | OID2997284 |  | Solar |  |  | Withdrawn | Trade Secret | Trade | SOU | SOU060 | Residential | Made in Minnesota |  | 2017
20263-228838-01 | Xcel Energy | 85 | 13781 | IOU | 03141084 | 6 | Solar |  |  | Interconnected | Trade Secret | Trade | RMT | RMT321 | Residential | Solar*Rewards | Trade Secret | 2019 | 2019
20263-228838-01 | Xcel Energy | 85 | 13781 | IOU | OID3796244 | 6 | Solar |  |  | Withdrawn | Trade Secret | Trade | RMT | RMT321 | Residential | Solar*Rewards | Trade Secret | 2019
20263-228838-01 | Xcel Energy | 85 | 13781 | IOU | 06239637 | 5.122 | Solar |  |  | Interconnected | Trade Secret | Trade | TLK | TLK067 | Residential |  | Trade Secret | 2025 | 2026
20263-228838-01 | Xcel Energy | 85 | 13781 | IOU | SRO31523 | 50 | Solar |  |  | Withdrawn | Trade Secret | Trade | CHI | CHI311 | Commercial | Solar*Rewards | Trade Secret | 2013
20263-228838-01 | Xcel Energy | 85 | 13781 | IOU | 03134006 | 19 | Solar |  |  | Interconnected | Trade Secret | Trade | CHI | CHI311 | Commercial | Solar*Rewards | Trade Secret | 2014 | 2015
20263-228838-01 | Xcel Energy | 85 | 13781 | IOU | 03339818 | 6 | Solar |  |  | Interconnected | Trade Secret | Trade | OAD | OAD063 | Residential | Solar*Rewards | Trade Secret | 2019 | 2020
20263-228838-01 | Xcel Energy | 85 | 13781 | IOU | 04831582 | 9.772 | Solar |  |  | Withdrawn | Trade Secret | Trade | NOF | NOF061 | Residential | Solar*Rewards | Trade Secret | 2022
20263-228838-01 |  |  |  |  | OID3877509 |  | Solar |  |  | Withdrawn | Trade Secret | Trade | SLP | SLP084 | Residential | Solar*Rewards |  | 2019
20263-228838-01 | Xcel Energy | 85 | 13781 | IOU | OID3856818 | 2.962 | Solar |  |  | Interconnected | Trade Secret | Trade | SLP | SLP084 | Residential | Solar*Rewards | Trade Secret | 2019 | 2019
20263-228838-01 | Xcel Energy | 85 | 13781 | IOU | 04793655 | 40 | Solar |  |  | Interconnected | Trade Secret | Trade | WIL | WIL085 | Commercial | Solar*Rewards | Trade Secret | 2022 | 2022
20263-228838-01 | Xcel Energy | 85 | 13781 | IOU | 04776735 | 299.7 | Solar |  |  | Interconnected | Trade Secret | Trade | WIL | WIL085 | Commercial |  | Trade Secret | 2021 | 2022
20263-228838-01 | Xcel Energy | 85 | 13781 | IOU | 03133527 | 45 | Solar |  |  | Interconnected | Trade Secret | Trade | WIL | WIL085 | Commercial | Solar*Rewards | Trade Secret | 2012 | 2012
20263-228838-01 | Xcel Energy | 85 | 13781 | IOU | 04793639 | 11.6 | Solar |  |  | Interconnected | Trade Secret | Trade | RLK | RLK071 | Residential | Solar*Rewards | Trade Secret | 2022 | 2022
20263-228838-01 | Xcel Energy | 85 | 13781 | IOU | 05813264 | 10.368 | Solar |  |  | Interconnected | Trade Secret | Trade | FAB | FAB071 | Residential | Solar*Rewards | Trade Secret | 2024 | 2025
20263-228838-01 | Xcel Energy | 85 | 13781 | IOU | 06021661 | 4.555 | Solar |  |  | Interconnected | Trade Secret | Trade | SOU | SOU075 | Residential | Solar*Rewards | Trade Secret | 2024 | 2025
20263-228838-01 | Xcel Energy | 85 | 13781 | IOU | SRO29991 | 30 | Solar |  |  | Withdrawn | Trade Secret | Trade | MTW | MTW021 | Commercial | Solar*Rewards | Trade Secret | 2013
20263-228838-01 | Xcel Energy | 85 | 13781 | IOU | 04061970 | 7.616 | Solar |  |  | Interconnected | Trade Secret | Trade | FSL | FSL311 | Residential | Solar*Rewards | Trade Secret | 2020 | 2021
20263-228838-01 | Xcel Energy | 85 | 13781 | IOU | 05357091 | 6.93 | Solar |  |  | Interconnected | Trade Secret | Trade | BRP | BRP072 | Residential | Solar*Rewards | Trade Secret | 2023 | 2023
20263-228838-01 | Xcel Energy | 85 | 13781 | IOU | 03132692 | 2.52 | Solar |  |  | Interconnected | Trade Secret | Trade | MEL | MEL067 | Residential | Solar*Rewards | Trade Secret | 2018 | 2018
20263-228838-01 | Xcel Energy | 85 | 13781 | IOU | 05711663 | 13.68 | Solar |  |  | Interconnected | Trade Secret | Trade | LAB | LAB312 | Residential | Solar*Rewards | Trade Secret | 2024 | 2024
20263-228838-01 | Xcel Energy | 85 | 13781 | IOU | 05597735 | 11.34 | Solar |  |  | Withdrawn | Trade Secret | Trade | LAB | LAB312 | Residential | Solar*Rewards | Trade Secret | 2023
20263-228838-01 | Xcel Energy | 85 | 13781 | IOU | 06243281 | 10 | Storage |  |  | Active Application | Trade Secret | Trade | LAB | LAB312 | Residential |  | Trade Secret | 2025
20263-228838-01 | Xcel Energy | 85 | 13781 | IOU | 03134149 | 5.52 | Solar |  |  | Interconnected | Trade Secret | Trade | TER | TER062 | Residential | Solar*Rewards | Trade Secret | 2014 | 2015
20263-228838-01 | Xcel Energy | 85 | 13781 | IOU | OID2095324 | 6.33 | Solar |  |  | Interconnected | Trade Secret | Trade | TER | TER062 | Residential | Solar*Rewards | Trade Secret | 2014 | 2015
20263-228838-01 | Xcel Energy | 85 | 13781 | IOU | 04350824 | 9.994 | Solar |  |  | Interconnected | Trade Secret | Trade | HSN | HSN321 | Residential | Solar*Rewards | Trade Secret | 2021 | 2021
20263-228838-01 | Xcel Energy | 85 | 13781 | IOU | 06248692 | 5.806 | Solar |  |  | Interconnected | Trade Secret | Trade | APA | APA075 | Residential |  | Trade Secret | 2025 | 2026
20263-228838-01 | Xcel Energy | 85 | 13781 | IOU | 05714094 | 3.747 | Solar |  |  | Interconnected | Trade Secret | Trade | TER | TER071 | Residential | Solar*Rewards | Trade Secret | 2024 | 2024
20263-228838-01 | Xcel Energy | 85 | 13781 | IOU | 05657652 | 3.8 | Solar |  |  | Withdrawn | Trade Secret | Trade | TER | TER071 | Residential |  | Trade Secret | 2024
20263-228838-01 | Xcel Energy | 85 | 13781 | IOU | 05712140 | 0.581 | Solar |  |  | Withdrawn | Trade Secret | Trade | TER | TER071 | Residential | Solar*Rewards | Trade Secret | 2024
20263-228838-01 | Xcel Energy | 85 | 13781 | IOU | 05602711 | 8 | Solar |  |  | Withdrawn | Trade Secret | Trade | LAP | LAP311 | Residential |  | Trade Secret | 2023
20263-228838-01 | Xcel Energy | 85 | 13781 | IOU | 05232104 | 3.48 | Solar |  |  | Interconnected | Trade Secret | Trade | ANN | ANN021 | Residential |  | Trade Secret | 2022 | 2023
20263-228838-01 | Xcel Energy | 85 | 13781 | IOU | 03130429 | 3.8 | Solar |  |  | Interconnected | Trade Secret | Trade | RIV | RIV062 | Residential | Solar*Rewards | Trade Secret | 2018 | 2018
20263-228838-01 | Xcel Energy | 85 | 13781 | IOU | 06075729 | 240 | Solar |  |  | Active Application | Trade Secret | Trade | WES | WES071 | Residential |  | Trade Secret | 2025
20263-228838-01 | Xcel Energy | 85 | 13781 | IOU | 03133248 | 3 | Solar |  |  | Interconnected | Trade Secret | Trade | UPP | UPP084 | Residential | Solar*Rewards | Trade Secret | 2010 | 2010
20263-228838-01 | Xcel Energy | 85 | 13781 | IOU | 04999759 | 12.54 | Solar |  |  | Interconnected | Trade Secret | Trade | RPO | RPO312 | Residential | Solar*Rewards | Trade Secret | 2022 | 2023
20263-228838-01 | Xcel Energy | 85 | 13781 | IOU | 06189912 | 7.6 | Solar |  |  | Interconnected | Trade Secret | Trade | SCL | SCL311 | Residential | Solar*Rewards | Trade Secret | 2025 | 2025
20263-228838-01 | Xcel Energy | 85 | 13781 | IOU | 05212518 | 5.12 | Solar |  |  | Interconnected | Trade Secret | Trade | STY | STY062 | Residential |  | Trade Secret | 2022 | 2023
20263-228838-01 | Xcel Energy | 85 | 13781 | IOU | 03134942 | 3.84 | Solar |  |  | Interconnected | Trade Secret | Trade | MEL | MEL074 | Residential | Made in Minnesota | Trade Secret | 2016 | 2013
20263-228838-01 | Xcel Energy | 85 | 13781 | IOU | 03133799 | 3.01 | Solar |  |  | Interconnected | Trade Secret | Trade | MEL | MEL074 | Residential | Solar*Rewards | Trade Secret | 2013 | 2016
20263-228838-01 | Xcel Energy | 85 | 13781 | IOU | OID2094264 | 3.84 | Solar |  |  | Withdrawn | Trade Secret | Trade | MEL | MEL074 | Residential | Solar*Rewards | Trade Secret | 2014
20263-228838-01 | Xcel Energy | 85 | 13781 | IOU | 05814663 | 16.54 | Solar |  | X | Interconnected | Trade Secret | Trade | MEL | MEL074 | Residential |  | Trade Secret | 2024 | 2024
20263-228838-01 | Xcel Energy | 85 | 13781 | IOU | 05781785 | 11.5 | Solar |  | X | Withdrawn | Trade Secret | Trade | MEL | MEL074 | Residential |  | Trade Secret | 2024
20263-228838-01 | Xcel Energy | 85 | 13781 | IOU | 04793951 | 29.02 | Solar |  |  | Interconnected | Trade Secret | Trade | EDA | EDA085 | Commercial | Solar*Rewards | Trade Secret | 2022 | 2022
20263-228838-01 | Xcel Energy | 85 | 13781 | IOU | 04288885 | 8.7 | Solar |  |  | Interconnected | Trade Secret | Trade | HUG | HUG311 | Residential | Solar*Rewards | Trade Secret | 2021 | 2021
20263-228838-01 | Xcel Energy | 85 | 13781 | IOU | 05828388 | 9.869 | Solar |  |  | Withdrawn | Trade Secret | Trade | HSN | HSN312 | Residential | Solar*Rewards | Trade Secret | 2024
20263-228838-01 | Xcel Energy | 85 | 13781 | IOU | 05397462 | 6.4 | Solar |  |  | Withdrawn | Trade Secret | Trade | HUG | HUG321 | Residential | Solar*Rewards | Trade Secret | 2023
20263-228838-01 | Xcel Energy | 85 | 13781 | IOU | 03129961 | 14.64 | Solar |  |  | Interconnected | Trade Secret | Trade | MND | MND063 | Residential | Solar*Rewards | Trade Secret | 2018 | 2019
20263-228838-01 | Xcel Energy | 85 | 13781 | IOU | 03130484 | 6.72 | Solar |  |  | Interconnected | Trade Secret | Trade | HUG | HUG311 | Residential | Solar*Rewards | Trade Secret | 2018 | 2019
20263-228838-01 | Xcel Energy | 85 | 13781 | IOU | 05562311 | 10.08 | Solar |  |  | Interconnected | Trade Secret | Trade | AFT | AFT322 | Residential | Solar*Rewards | Trade Secret | 2023 | 2023
20263-228838-01 | Xcel Energy | 85 | 13781 | IOU | 03132148 | 33.3 | Solar |  |  | Interconnected | Trade Secret | Trade | RAM | RAM072 | Commercial | Made in Minnesota | Trade Secret | 2017 | 2018
20263-228838-01 | Xcel Energy | 85 | 13781 | IOU | OID3063132 | 11.39 | Solar |  |  | Withdrawn | Trade Secret | Trade | AFT | AFT314 | Residential | Solar*Rewards | Trade Secret | 2017
20263-228838-01 | Xcel Energy | 85 | 13781 | IOU | 06078665 | 12.288 | Solar |  |  | Interconnected | Trade Secret | Trade | AHI | AHI025 | Residential |  | Trade Secret | 2025 | 2025
20263-228838-01 | Xcel Energy | 85 | 13781 | IOU | 04527681 | 6.38 | Solar |  |  | Interconnected | Trade Secret | Trade | CGR | CGR063 | Residential |  | Trade Secret | 2021 | 2021
20263-228838-01 | Xcel Energy | 85 | 13781 | IOU | OID3884247 | 7.2 | Solar |  |  | Withdrawn | Trade Secret | Trade | RPO | RPO311 | Residential | Solar*Rewards | Trade Secret | 2019
20263-228838-01 | Xcel Energy | 85 | 13781 | IOU | 06214094 | 9.109 | Solar |  | X | Withdrawn | Trade Secret | Trade | GSL | GSL341 | Residential |  | Trade Secret | 2025
20263-228838-01 | Xcel Energy | 85 | 13781 | IOU | 06322420 | 9.12 | Solar |  | X | Active Application | Trade Secret | Trade | GSL | GSL341 | Residential | Solar*Rewards | Trade Secret | 2026
20263-228838-01 | Xcel Energy | 85 | 13781 | IOU | 06138763 | 11.007 | Solar |  |  | Withdrawn | Trade Secret | Trade | GSL | GSL341 | Residential |  | Trade Secret | 2025
20263-228838-01 | Xcel Energy | 85 | 13781 | IOU | 04480097 | 7.672 | Solar |  |  | Interconnected | Trade Secret | Trade | FRM | FRM062 | Residential |  | Trade Secret | 2021 | 2022
20263-228838-01 | Xcel Energy | 85 | 13781 | IOU | 03132998 | 3.8 | Solar |  |  | Interconnected | Trade Secret | Trade | RLK | RLK066 | Residential | Solar*Rewards | Trade Secret | 2018 | 2019
20263-228838-01 | Xcel Energy | 85 | 13781 | IOU | OID2765499 | 3 | Solar |  |  | Withdrawn | Trade Secret | Trade | RLK | RLK066 | Residential | Solar*Rewards | Trade Secret | 2017
20263-228838-01 | Xcel Energy | 85 | 13781 | IOU | 03130657 | 39.98 | Solar |  |  | Interconnected | Trade Secret | Trade | PIP | PIP090 | Commercial | Made in Minnesota | Trade Secret | 2016 | 2017
20263-228838-01 | Xcel Energy | 85 | 13781 | IOU | 05356604 | 15.66 | Solar |  | X | Active Application | Trade Secret | Trade | SCA | SCA021 | Residential | Solar*Rewards | Trade Secret | 2023
20263-228838-01 | Xcel Energy | 85 | 13781 | IOU | 05723587 | 140 | Solar |  |  | Withdrawn | Trade Secret | Trade | WEB | WEB021 | Commercial |  | Trade Secret | 2024
20263-228838-01 | Xcel Energy | 85 | 13781 | IOU | 03131257 | 37.8 | Solar |  |  | Interconnected | Trade Secret | Trade | WEB | WEB021 | Commercial | Made in Minnesota | Trade Secret | 2016 | 2016
20263-228838-01 | Xcel Energy | 85 | 13781 | IOU | 04547791 | 6.67 | Solar |  |  | Interconnected | Trade Secret | Trade | ALK | ALK072 | Residential |  | Trade Secret | 2021 | 2021
20263-228838-01 | Xcel Energy | 85 | 13781 | IOU | 05846146 | 15.232 | Solar |  |  | Interconnected | Trade Secret | Trade | ALK | ALK072 | Residential |  | Trade Secret | 2024 | 2025
20263-228838-01 | Xcel Energy | 85 | 13781 | IOU | 03131784 | 9.94 | Solar |  |  | Interconnected | Trade Secret | Trade | LIN | LIN031 | Residential | Made in Minnesota | Trade Secret | 2017 | 2017
20263-228838-01 | Xcel Energy | 85 | 13781 | IOU | 04354268 | 7.616 | Solar |  |  | Interconnected | Trade Secret | Trade | LOK | LOK093 | Residential | Solar*Rewards | Trade Secret | 2021 | 2021
20263-228838-01 | Xcel Energy | 85 | 13781 | IOU | 03290830 | 5.51 | Solar |  |  | Interconnected | Trade Secret | Trade | LEX | LEX332 | Residential | Solar*Rewards | Trade Secret | 2019 | 2019
20263-228838-01 | Xcel Energy | 85 | 13781 | IOU | 04999989 | 5.8 | Solar |  |  | Interconnected | Trade Secret | Trade | BCH | BCH311 | Residential | Solar*Rewards | Trade Secret | 2022 | 2022
20263-228838-01 | Xcel Energy | 85 | 13781 | IOU | 06241192 | 7.6 | Solar |  |  | Active Application | Trade Secret | Trade | GRC | GRC312 | Residential |  | Trade Secret | 2025
20263-228838-01 | Xcel Energy | 85 | 13781 | IOU | 04599703 | 8.7 | Solar |  |  | Interconnected | Trade Secret | Trade | WAV | WAV021 | Residential |  | Trade Secret | 2021 | 2022
20263-228838-01 | Xcel Energy | 85 | 13781 | IOU | 03684379 | 999 | Solar |  |  | Interconnected | Sauk Rapids | Trade | MHW | MHW311 | LMI | Solar*Rewards Community | Trade Secret | 2023 | 2025
20263-228838-01 | Xcel Energy | 85 | 13781 | IOU | 06074393 | 7.616 | Solar |  |  | Interconnected | Trade Secret | Trade | RPO | RPO311 | Residential |  | Trade Secret | 2025 | 2025
20263-228838-01 | Xcel Energy | 85 | 13781 | IOU | 04210547 | 999 | Solar |  |  | Interconnected | Wabasha | Trade | WAB | WAB031 | LMI | Solar*Rewards Community | Trade Secret | 2023 | 2025
20263-228838-01 | Xcel Energy | 85 | 13781 | IOU | 03766969 | 990 | Solar |  |  | Interconnected | Balaton | Trade | LAY | LAY061 | Community Solar Garden | Solar*Rewards Community | Trade Secret | 2024 | 2025
20263-228838-01 |  |  |  |  | 05588920 |  | Solar |  |  | Active Application | Trade Secret | Trade |  |  | Community Solar Garden | Solar*Rewards Community |  | 2023
20263-228838-01 | Xcel Energy | 85 | 13781 | IOU | 05277537 | 1000 | Solar |  |  | Active Application | Trade Secret | Trade |  |  | Community Solar Garden | Solar*Rewards Community | Trade Secret | 2022
20263-228838-01 |  |  |  |  | 05255894 |  | Solar |  |  | Active Application | Trade Secret | Trade |  |  | Residential | Solar*Rewards |  | 2022
20263-228838-01 |  |  |  |  | 05437424 |  |  |  |  | Withdrawn | Trade Secret | Trade |  |  | Residential |  |  | 2023
20263-228838-01 |  |  |  |  | 06115231 |  | Solar |  |  | Withdrawn | Trade Secret | Trade |  |  | Residential | Solar*Rewards |  | 2025
20263-228838-01 | Xcel Energy | 85 | 13781 | IOU | 05819055 | 5.33 | Solar |  |  | Withdrawn | Trade Secret | Trade |  |  | Residential | Other | Trade Secret | 2024
20263-228838-01 | Xcel Energy | 85 | 13781 | IOU | SRC040920 | 998 | Solar |  |  | Withdrawn | Trade Secret | Trade |  |  | Community Solar Garden | Solar*Rewards Community | Trade Secret | 2015
20263-228838-01 | Xcel Energy | 85 | 13781 | IOU | SRC040410 | 990 | Solar |  |  | Withdrawn | Trade Secret | Trade | CGR | CGR061 | Community Solar Garden | Solar*Rewards Community | Trade Secret | 2015
20263-228838-01 |  |  |  |  | 05940106 |  |  |  |  | Withdrawn | Trade Secret | Trade |  |  | Residential |  |  | 2024
20263-228838-01 | Xcel Energy | 85 | 13781 | IOU | SRC038726 | 1000 | Solar |  |  | Withdrawn | Trade Secret | Trade | LNS | LNS033 | Community Solar Garden | Solar*Rewards Community | Trade Secret | 2014
20263-228838-01 | Xcel Energy | 85 | 13781 | IOU | SRC038745 | 1000 | Solar |  |  | Withdrawn | Trade Secret | Trade | LNS | LNS033 | Community Solar Garden | Solar*Rewards Community | Trade Secret | 2014
20263-228838-01 |  |  |  |  | 04453601 |  | Solar |  |  | Active Application | Trade Secret | Trade |  |  | Residential | Solar*Rewards |  | 2021
20263-228838-01 |  |  |  |  | 05593728 |  | Solar |  |  | Withdrawn | Trade Secret | Trade |  |  | Residential | Solar*Rewards |  | 2023
20263-228838-01 |  |  |  |  | 05536634 |  | Solar |  |  | Active Application | Trade Secret | Trade |  |  | Residential | Solar*Rewards |  | 2023
20263-228838-01 |  |  |  |  | 05790108 |  | Solar |  |  | Active Application | Trade Secret | Trade |  |  | Residential | Solar*Rewards |  | 2024
20263-228838-01 |  |  |  |  | 04922396 |  | Solar |  |  | Active Application | Trade Secret | Trade |  |  | Residential | Solar*Rewards |  | 2022
20263-228838-01 |  |  |  |  | 05127314 |  |  |  |  | Active Application | Trade Secret | Trade |  |  | Residential |  |  | 2022
20263-228838-01 |  |  |  |  | 04832505 |  | Solar |  |  | Active Application | Trade Secret | Trade |  |  | Residential | Solar*Rewards |  | 2022
20263-228838-01 |  |  |  |  | 04483213 |  |  |  |  | Active Application | Trade Secret | Trade |  |  | Residential |  |  | 2021
20263-228838-01 | Xcel Energy | 85 | 13781 | IOU | 03129902 | 29.02 | Solar |  |  | Withdrawn | Trade Secret | Trade | SCL | SCL313 | Residential | Solar*Rewards | Trade Secret | 2018
20263-228838-01 | Xcel Energy | 85 | 13781 | IOU | SRC068968 | 1000 | Solar |  |  | Withdrawn | Trade Secret | Trade |  |  | Community Solar Garden | Solar*Rewards Community | Trade Secret | 2018
20263-228838-01 | Xcel Energy | 85 | 13781 | IOU | 03128524 | 1000 | Solar |  |  | Interconnected | Randolph | Trade | CTF | CTF021 | Community Solar Garden | Solar*Rewards Community | Trade Secret | 2015 | 2019
20263-228838-01 | Xcel Energy | 85 | 13781 | IOU | 03127695 | 1000 | Solar |  |  | Interconnected | Farmington | Trade | FRM | FRM062 | Community Solar Garden | Solar*Rewards Community | Trade Secret | 2015 | 2016
20263-228838-01 |  |  |  |  | 04419688 |  | Solar |  |  | Active Application | Trade Secret | Trade |  |  | Residential | Solar*Rewards |  | 2021
20263-228838-01 |  |  |  |  | 06202962 |  | Solar |  |  | Active Application | Trade Secret | Trade |  |  | Residential |  |  | 2025
20263-228838-01 |  |  |  |  | 06031374 |  |  |  |  | Active Application | Trade Secret | Trade |  |  | Residential |  |  | 2024
20263-228838-01 | Xcel Energy | 85 | 13781 | IOU | SRC041394 | 1000 | Solar |  |  | Withdrawn | Trade Secret | Trade | WCS | WCS064 | Community Solar Garden | Solar*Rewards Community | Trade Secret | 2015
20263-228838-01 | Xcel Energy | 85 | 13781 | IOU | SRC042501 | 1000 | Solar |  |  | Withdrawn | Trade Secret | Trade | BEK | BEK311 | Community Solar Garden | Solar*Rewards Community | Trade Secret | 2015
20263-228838-01 | Xcel Energy | 85 | 13781 | IOU | SRC068770 | 1000 | Solar |  |  | Withdrawn | Trade Secret | Trade | WAT | WAT081 | Community Solar Garden | Solar*Rewards Community | Trade Secret | 2018
20263-228838-01 | Xcel Energy | 85 | 13781 | IOU | SRC069980 | 1000 | Solar |  |  | Withdrawn | Trade Secret | Trade | ZUF | ZUF021 | Community Solar Garden | Solar*Rewards Community | Trade Secret | 2018
20263-228838-01 | Xcel Energy | 85 | 13781 | IOU | SRC038410 | 984 | Solar |  |  | Withdrawn | Trade Secret | Trade | SCL | SCL322 | Community Solar Garden | Solar*Rewards Community | Trade Secret | 2014
20263-228838-01 | Xcel Energy | 85 | 13781 | IOU | SRC038780 | 950 | Solar |  |  | Withdrawn | Trade Secret | Trade | WAS | WAS092 | Community Solar Garden | Solar*Rewards Community | Trade Secret | 2014
20263-228838-01 | Xcel Energy | 85 | 13781 | IOU | 03127373 | 1000 | Solar |  |  | Interconnected | Melrose | Trade | WOB | WOB021 | Community Solar Garden | Solar*Rewards Community | Trade Secret | 2018 | 2019
20263-228838-01 |  |  |  |  | 04384618 |  | Solar |  |  | Active Application | Trade Secret | Trade |  |  | Residential | Solar*Rewards |  | 2021
20263-228838-01 |  |  |  |  | 05294002 |  | Solar |  |  | Active Application | Trade Secret | Trade |  |  | Residential | Solar*Rewards |  | 2022
20263-228838-01 | Xcel Energy | 85 | 13781 | IOU | SRC040810 | 1000 | Solar |  |  | Withdrawn | Trade Secret | Trade | WTN | WTN061 | Community Solar Garden | Solar*Rewards Community | Trade Secret | 2015
20263-228838-01 | Xcel Energy | 85 | 13781 | IOU | 03121270 | 1000 | Solar |  |  | Interconnected | Morristown | Trade | MTW | MTW021 | Community Solar Garden | Solar*Rewards Community | Trade Secret | 2016 | 2018
20263-228838-01 | Xcel Energy | 85 | 13781 | IOU | 03127289 | 1000 | Solar |  |  | Interconnected | Northfield | Trade | NOF | NOF061 | Community Solar Garden | Solar*Rewards Community | Trade Secret | 2015 | 2017
20263-228838-01 | Xcel Energy | 85 | 13781 | IOU | 03131073 | 1680 | Wind |  |  | Interconnected | Trade Secret | Trade | NOF | NOF073 | Commercial |  | Trade Secret | 2011 | 2011
20263-228838-01 |  |  |  |  | 05803024 |  |  |  |  | Withdrawn | Trade Secret | Trade |  |  | Residential |  |  | 2024
20263-228838-01 | Xcel Energy | 85 | 13781 | IOU | SRC040619 | 1000 | Solar |  |  | Withdrawn | Trade Secret | Trade | SOH | SOH001 | Community Solar Garden | Solar*Rewards Community | Trade Secret | 2015
20263-228838-01 | Xcel Energy | 85 | 13781 | IOU | 03127938 | 1000 | Solar |  |  | Interconnected | Farmington | Trade | VMR | VMR061 | Community Solar Garden | Solar*Rewards Community | Trade Secret | 2014 | 2018
20263-228838-01 |  |  |  |  | SRO29481 |  | Solar |  |  | Withdrawn | Trade Secret | Trade |  |  |  | Other |  | 2013
20263-228838-01 |  |  |  |  | 03815097 |  | Solar |  |  | Active Application | Trade Secret | Trade |  |  | Residential | Solar*Rewards |  | 2020
20263-228838-01 | Xcel Energy | 85 | 13781 | IOU | SRC038784 | 1000 | Solar |  |  | Withdrawn | Trade Secret | Trade |  |  | Community Solar Garden | Solar*Rewards Community | Trade Secret | 2015
20263-228838-01 | Xcel Energy | 85 | 13781 | IOU | SRC075893 | 1000 | Solar |  |  | Withdrawn | Trade Secret | Trade | GLD | GLD021 | Community Solar Garden | Solar*Rewards Community | Trade Secret | 2019
20263-228838-01 | Xcel Energy | 85 | 13781 | IOU | 03127690 | 1000 | Solar |  |  | Interconnected | Shakopee | Trade | BLL | BLL071 | Community Solar Garden | Solar*Rewards Community | Trade Secret | 2015 | 2016
20263-228838-01 | Xcel Energy | 85 | 13781 | IOU | 05650246 | 690 | Solar |  |  | Withdrawn | Trade Secret | Trade |  |  | Residential | Other | Trade Secret | 2023
20263-228838-01 | Xcel Energy | 85 | 13781 | IOU | 05688611 | 840 | Solar |  |  | Withdrawn | Trade Secret | Trade | HYL | HYL063 | Community Solar Garden | Solar*Rewards Community | Trade Secret | 2024
20263-228838-01 | Xcel Energy | 85 | 13781 | IOU | SRC040102 | 1000 | Solar |  |  | Withdrawn | Trade Secret | Trade | BEL | BEL062 | Community Solar Garden | Solar*Rewards Community | Trade Secret | 2015
20263-228838-01 | Xcel Energy | 85 | 13781 | IOU | 03121431 | 1000 | Solar |  |  | Interconnected | Pipestone | Trade | PIP | PIP090 | Community Solar Garden | Solar*Rewards Community | Trade Secret | 2015 | 2017
20263-228838-01 |  |  |  |  | SRO25442 |  | Solar |  |  | Withdrawn | Trade Secret | Trade |  |  |  | Other |  | 2012
20263-228838-01 | Xcel Energy | 85 | 13781 | IOU | 03126010 | 1000 | Solar |  |  | Interconnected | Granite Falls | Trade | MNV | MNV211 | Community Solar Garden | Solar*Rewards Community | Trade Secret | 2015 | 2017
20263-228838-01 |  |  |  |  | 04420205 |  |  |  |  | Active Application | Trade Secret | Trade |  |  | Residential |  |  | 2021
20263-228838-01 |  |  |  |  | 04340071 |  |  |  |  | Active Application | Trade Secret | Trade |  |  | Residential |  |  | 2021
20263-228838-01 |  |  |  |  | 05987849 |  |  |  |  | Active Application | Trade Secret | Trade |  |  | Residential |  |  | 2024
20263-228838-01 |  |  |  |  | 06150509 |  |  |  |  | Active Application | Trade Secret | Trade |  |  | Residential |  |  | 2025
20263-228838-01 |  |  |  |  | 05585599 |  |  |  |  | Active Application | Trade Secret | Trade |  |  | Residential |  |  | 2023
20263-228838-01 |  |  |  |  | 05748514 |  | Solar |  |  | Active Application | Trade Secret | Trade |  |  | Residential | Solar*Rewards |  | 2024
20263-228838-01 |  |  |  |  | 05001296 |  |  |  |  | Active Application | Trade Secret | Trade |  |  | Residential |  |  | 2022
20263-228838-01 |  |  |  |  | 06075804 |  |  |  |  | Active Application | Trade Secret | Trade |  |  | Residential |  |  | 2025
20263-228838-01 |  |  |  |  | 06017424 |  | Solar |  |  | Active Application | Trade Secret | Trade |  |  | Residential | Solar*Rewards |  | 2024
20263-228838-01 | Xcel Energy | 85 | 13781 | IOU | SRC040910 | 1000 | Solar |  |  | Withdrawn | Trade Secret | Trade |  |  | Community Solar Garden | Solar*Rewards Community | Trade Secret | 2015
20263-228838-01 | Xcel Energy | 85 | 13781 | IOU | SRC041638 | 972 | Solar |  |  | Withdrawn | Trade Secret | Trade | COK | COK061 | Community Solar Garden | Solar*Rewards Community | Trade Secret | 2015
20263-228838-01 | Xcel Energy | 85 | 13781 | IOU | 03125989 | 1000 | Solar |  |  | Interconnected | Foley | Trade | MHW | MHW311 | Community Solar Garden | Solar*Rewards Community | Trade Secret | 2015 | 2017
20263-228838-01 | Xcel Energy | 85 | 13781 | IOU | 03127484 | 540 | Solar |  |  | Interconnected | Saint Paul | Trade | DBL | DBL064 | Community Solar Garden | Solar*Rewards Community | Trade Secret | 2017 | 2019
20263-228838-01 | Xcel Energy | 85 | 13781 | IOU | 03130097 | 3.747 | Solar |  |  | Withdrawn | Trade Secret | Trade | HWW | HWW062 | Residential | Solar*Rewards | Trade Secret | 2018
20263-228838-01 |  |  |  |  | 05559648 |  | Solar |  |  | Active Application | Trade Secret | Trade |  |  | Residential | Solar*Rewards |  | 2023
20263-228838-01 | Xcel Energy | 85 | 13781 | IOU | SRC040680 | 1000 | Solar |  |  | Withdrawn | Trade Secret | Trade | AFT | AFT315 | Community Solar Garden | Solar*Rewards Community | Trade Secret | 2015
20263-228838-01 | Xcel Energy | 85 | 13781 | IOU | SRC038653 | 1000 | Solar |  |  | Withdrawn | Trade Secret | Trade | NER | NER021 | Community Solar Garden | Solar*Rewards Community | Trade Secret | 2014
20263-228838-01 | Xcel Energy | 85 | 13781 | IOU | 03125992 | 1000 | Solar |  |  | Interconnected | Sauk Rapids | Trade | MHW | MHW311 | Community Solar Garden | Solar*Rewards Community | Trade Secret | 2015 | 2018
20263-228838-01 | Xcel Energy | 85 | 13781 | IOU | 03126841 | 1000 | Solar |  |  | Interconnected | Kasson | Trade | KAN | KAN021 | Community Solar Garden | Solar*Rewards Community | Trade Secret | 2015 | 2017
20263-228838-01 | Xcel Energy | 85 | 13781 | IOU | SRC039997 | 1000 | Solar |  |  | Withdrawn | Trade Secret | Trade | WAK | WAK321 | Community Solar Garden | Solar*Rewards Community | Trade Secret | 2015
20263-228838-01 | Xcel Energy | 85 | 13781 | IOU | SRC038731 | 1000 | Solar |  |  | Withdrawn | Trade Secret | Trade | FSL | FSL311 | Community Solar Garden | Solar*Rewards Community | Trade Secret | 2014
20263-228838-01 |  |  |  |  | 03374495 |  | Solar |  |  | Withdrawn | Trade Secret | Trade | ALD | ALD076 | Residential | Solar*Rewards |  | 2019
20263-228838-01 |  |  |  |  | 03733914 |  | Solar |  |  | Active Application | Trade Secret | Trade |  |  | Residential | Solar*Rewards |  | 2020
20263-228838-01 |  |  |  |  | 04140413 |  | Solar |  |  | Active Application | Trade Secret | Trade |  |  | Residential | Solar*Rewards |  | 2020
20263-228838-01 | Xcel Energy | 85 | 13781 | IOU | SRC052789 | 1000 | Solar |  |  | Withdrawn | Trade Secret | Trade | WAS | WAS091 | Community Solar Garden | Solar*Rewards Community | Trade Secret | 2017
20263-228838-01 | Xcel Energy | 85 | 13781 | IOU | SRC042151 | 1000 | Solar |  |  | Withdrawn | Trade Secret | Trade | MPN | MPN081 | Community Solar Garden | Solar*Rewards Community | Trade Secret | 2015
20263-228838-01 | Xcel Energy | 85 | 13781 | IOU | SRC052001 | 1000 | Solar |  |  | Withdrawn | Trade Secret | Trade |  |  | Community Solar Garden | Solar*Rewards Community | Trade Secret | 2016
20263-228838-01 | Xcel Energy | 85 | 13781 | IOU | SRC042706 | 950 | Solar |  |  | Withdrawn | Trade Secret | Trade |  |  | Community Solar Garden | Solar*Rewards Community | Trade Secret | 2015
20263-228838-01 | Xcel Energy | 85 | 13781 | IOU | 03121370 | 1000 | Solar |  |  | Interconnected | Montevideo | Trade | MTV | MTV022 | Community Solar Garden | Solar*Rewards Community | Trade Secret | 2015 | 2018
20263-228838-01 | Xcel Energy | 85 | 13781 | IOU | 03128554 | 1000 | Solar |  |  | Interconnected | Richmond | Trade | RCH | RCH061 | Community Solar Garden | Solar*Rewards Community | Trade Secret | 2015 | 2017
20263-228838-01 | Xcel Energy | 85 | 13781 | IOU | SRC038417 | 1000 | Solar |  |  | Withdrawn | Trade Secret | Trade | RMT | RMT311 | Community Solar Garden | Solar*Rewards Community | Trade Secret | 2014
20263-228838-01 | Xcel Energy | 85 | 13781 | IOU | 05561075 | 1000 | Solar |  |  | Withdrawn | Trade Secret | Trade | SLW | SLW062 | Community Solar Garden | Solar*Rewards Community | Trade Secret | 2023
20263-228838-01 |  |  |  |  | 04236963 |  | Solar |  |  | Active Application | Trade Secret | Trade |  |  | Residential | Solar*Rewards |  | 2020
20263-228838-01 |  |  |  |  | 04860849 |  | Solar |  |  | Active Application | Trade Secret | Trade |  |  | Residential | Solar*Rewards |  | 2022
20263-228838-01 |  |  |  |  | 05825196 |  | Solar |  |  | Active Application | Trade Secret | Trade |  |  | Residential | Solar*Rewards |  | 2024
20263-228838-01 | Xcel Energy | 85 | 13781 | IOU | SRC039273 | 1000 | Solar |  |  | Withdrawn | Trade Secret | Trade | MEI | MEI021 | Community Solar Garden | Solar*Rewards Community | Trade Secret | 2015
20263-228838-01 | Xcel Energy | 85 | 13781 | IOU | SRC043881 | 248 | Solar |  |  | Withdrawn | Trade Secret | Trade |  |  | Community Solar Garden | Solar*Rewards Community | Trade Secret | 2015
20263-228838-01 |  |  |  |  | 05438831 |  | Solar |  |  | Withdrawn | Trade Secret | Trade |  |  | Residential | Solar*Rewards |  | 2023
20263-228838-01 | Xcel Energy | 85 | 13781 | IOU | 05601952 | 1000 | Solar |  |  | Active Application | Trade Secret | Trade |  |  | Community Solar Garden | Solar*Rewards Community | Trade Secret | 2023
20263-228838-01 | Xcel Energy | 85 | 13781 | IOU | 05685907 | 1000 | Solar |  |  | Active Application | Trade Secret | Trade |  |  | Community Solar Garden | Solar*Rewards Community | Trade Secret | 2023
20263-228838-01 | Xcel Energy | 85 | 13781 | IOU | 05652680 | 1000 | Solar |  |  | Withdrawn | Trade Secret | Trade | CHE | CHE075 | Community Solar Garden | Solar*Rewards Community | Trade Secret | 2023
20263-228838-01 |  |  |  |  | 05559861 |  | Solar |  |  | Active Application | Trade Secret | Trade |  |  | Residential | Solar*Rewards |  | 2023
20263-228838-01 | Xcel Energy | 85 | 13781 | IOU | 03295118 | 10.44 | Solar |  | X | Interconnected | Trade Secret | Trade | PIL | PIL021 | Residential | Solar*Rewards | Trade Secret | 2019 | 2020
20263-228838-01 | Xcel Energy | 85 | 13781 | IOU | SRC040739 | 1000 | Solar |  |  | Withdrawn | Trade Secret | Trade | LAP | LAP311 | Community Solar Garden | Solar*Rewards Community | Trade Secret | 2015
20263-228838-01 | Xcel Energy | 85 | 13781 | IOU | SRC042121 | 1000 | Solar |  |  | Withdrawn | Trade Secret | Trade | LSP | LSP022 | Community Solar Garden | Solar*Rewards Community | Trade Secret | 2015
20263-228838-01 | Xcel Energy | 85 | 13781 | IOU | 03129861 | 3.36 | Solar |  |  | Withdrawn | Trade Secret | Trade | SOU | SOU072 | Residential | Solar*Rewards | Trade Secret | 2018
20263-228838-01 | Xcel Energy | 85 | 13781 | IOU | SRC038659 | 1000 | Solar |  |  | Withdrawn | Trade Secret | Trade | LAP | LAP311 | Community Solar Garden | Solar*Rewards Community | Trade Secret | 2014
20263-228838-01 | Xcel Energy | 85 | 13781 | IOU | SRC042623 | 950 | Solar |  |  | Withdrawn | Trade Secret | Trade |  |  | Community Solar Garden | Solar*Rewards Community | Trade Secret | 2015
20263-228838-01 | Xcel Energy | 85 | 13781 | IOU | 03126040 | 1000 | Solar |  |  | Interconnected | Taylors Falls | Trade | LCR | LCR311 | Community Solar Garden | Solar*Rewards Community | Trade Secret | 2015 | 2018
20263-228838-01 | Xcel Energy | 85 | 13781 | IOU | 03127391 | 972 | Solar |  |  | Interconnected | Red Wing | Trade | REW | REW023 | Community Solar Garden | Solar*Rewards Community | Trade Secret | 2015 | 2017
20263-228838-01 | Xcel Energy | 85 | 13781 | IOU | 03128540 | 1000 | Solar |  |  | Interconnected | Saint Cloud | Trade | SCL | SCL322 | Community Solar Garden | Solar*Rewards Community | Trade Secret | 2015 | 2018
20263-228838-01 | Xcel Energy | 85 | 13781 | IOU | SRC040088 | 1000 | Solar |  |  | Withdrawn | Trade Secret | Trade | SAK | SAK312 | Community Solar Garden | Solar*Rewards Community | Trade Secret | 2015
20263-228838-01 | Xcel Energy | 85 | 13781 | IOU | 03124734 | 1000 | Solar |  |  | Interconnected | Center City | Trade | LCR | LCR311 | Community Solar Garden | Solar*Rewards Community | Trade Secret | 2016 | 2018
20263-228838-01 | Xcel Energy | 85 | 13781 | IOU | 03127404 | 1000 | Solar |  |  | Interconnected | Clear Lake | Trade | SDX | SDX311 | Community Solar Garden | Solar*Rewards Community | Trade Secret | 2015 | 2018
20263-228838-01 | Xcel Energy | 85 | 13781 | IOU | 03127616 | 1000 | Solar |  |  | Interconnected | Saint Michael | Trade | LAP | LAP311 | Community Solar Garden | Solar*Rewards Community | Trade Secret | 2014 | 2018
20263-228838-01 | Xcel Energy | 85 | 13781 | IOU | 05687102 | 1000 | Solar |  |  | Active Application | Trade Secret | Trade |  |  | Community Solar Garden | Solar*Rewards Community | Trade Secret | 2023
20263-228838-01 |  |  |  |  | 06322506 |  | Solar |  |  | Withdrawn | Trade Secret | Trade |  |  | Residential | Solar*Rewards |  | 2026
20263-228838-01 |  |  |  |  | 06321890 |  | Solar |  |  | Active Application | Trade Secret | Trade |  |  | Residential | Solar*Rewards |  | 2026
20263-228838-01 |  |  |  |  | 06075400 |  | Solar |  |  | Active Application | Trade Secret | Trade |  |  | Residential | Solar*Rewards |  | 2025
20263-228838-01 |  |  |  |  | 06198182 |  | Solar |  |  | Withdrawn | Trade Secret | Trade |  |  | Residential | Solar*Rewards |  | 2025
20263-228838-01 |  |  |  |  | 06322631 |  |  |  |  | Active Application | Trade Secret | Trade |  |  | Residential |  |  | 2026
20263-228838-01 | Xcel Energy | 85 | 13781 | IOU | 03130853 | 1 | Solar |  |  | Interconnected | Trade Secret | Trade |  |  | Residential |  | Trade Secret | 1996 | 1996
20263-228838-01 | Xcel Energy | 85 | 13781 | IOU | SRC039765 | 1000 | Solar |  |  | Withdrawn | Trade Secret | Trade | WEF | WEF071 | Community Solar Garden | Solar*Rewards Community | Trade Secret | 2015
20263-228838-01 |  |  |  |  | 03259141 |  | Solar |  |  | Withdrawn | Trade Secret | Trade |  |  | Residential | Solar*Rewards |  | 2019
20263-228838-01 |  |  |  |  | 04464433 |  | Solar |  |  | Active Application | Trade Secret | Trade |  |  | Residential | Solar*Rewards |  | 2021
20263-228838-01 | Xcel Energy | 85 | 13781 | IOU | SRC074491 | 1000 | Solar |  |  | Withdrawn | Trade Secret | Trade |  |  | Community Solar Garden | Solar*Rewards Community | Trade Secret | 2019
20263-228838-01 | Xcel Energy | 85 | 13781 | IOU | SRC040974 | 1000 | Solar |  |  | Withdrawn | Trade Secret | Trade | CHI | CHI311 | Community Solar Garden | Solar*Rewards Community | Trade Secret | 2015
20263-228838-01 | Xcel Energy | 85 | 13781 | IOU | SRC040000 | 1000 | Solar |  |  | Withdrawn | Trade Secret | Trade | WAK | WAK321 | Community Solar Garden | Solar*Rewards Community | Trade Secret | 2015
20263-228838-01 | Xcel Energy | 85 | 13781 | IOU | SRC042304 | 1000 | Solar |  |  | Withdrawn | Trade Secret | Trade | OPK | OPK073 | Community Solar Garden | Solar*Rewards Community | Trade Secret | 2015
20263-228838-01 | Xcel Energy | 85 | 13781 | IOU | 03127151 | 1000 | Solar |  |  | Interconnected | Belle Plaine | Trade | BEL | BEL062 | Community Solar Garden | Solar*Rewards Community | Trade Secret | 2015 | 2020
20263-228838-01 | Xcel Energy | 85 | 13781 | IOU | 03128237 | 1000 | Solar |  |  | Interconnected | Northfield | Trade | DND | DND072 | Community Solar Garden | Solar*Rewards Community | Trade Secret | 2018 | 2020
20263-228838-01 | Xcel Energy | 85 | 13781 | IOU | 03131041 | 3.45 | Solar |  |  | Interconnected | Trade Secret | Trade | HWW | HWW073 | Residential |  | Trade Secret | 2010 | 2010
20263-228838-01 | Xcel Energy | 85 | 13781 | IOU | SRC073044 | 1000 | Solar |  |  | Withdrawn | Trade Secret | Trade |  |  | Community Solar Garden | Solar*Rewards Community | Trade Secret | 2019
20263-228838-01 | Xcel Energy | 85 | 13781 | IOU | 03154505 | 8.16 | Solar |  |  | Active Application | Trade Secret | Trade |  |  | Residential | Solar*Rewards | Trade Secret | 2019
20263-228838-01 |  |  |  |  | 03154638 |  | Solar |  |  | Withdrawn | Trade Secret | Trade | LAB | LAB312 | Residential | Solar*Rewards |  | 2019
20263-228838-01 |  |  |  |  | 04281154 |  | Solar |  |  | Active Application | Trade Secret | Trade |  |  | Residential | Solar*Rewards |  | 2021
20263-228838-01 | Xcel Energy | 85 | 13781 | IOU | SRC075027 | 1000 | Solar |  |  | Withdrawn | Trade Secret | Trade | HAD | HAD021 | Community Solar Garden | Solar*Rewards Community | Trade Secret | 2019
20263-228838-01 | Xcel Energy | 85 | 13781 | IOU | 03127580 | 1000 | Solar |  |  | Interconnected | Northfield | Trade | NOF | NOF071 | Community Solar Garden | Solar*Rewards Community | Trade Secret | 2014 | 2016
20263-228838-01 | Xcel Energy | 85 | 13781 | IOU | 03128578 | 1000 | Solar |  |  | Interconnected | Hadley | Trade | HAD | HAD022 | Community Solar Garden | Solar*Rewards Community | Trade Secret | 2016 | 2018
20263-228838-01 | Xcel Energy | 85 | 13781 | IOU | 03129749 | 3.8 | Solar |  |  | Withdrawn | Trade Secret | Trade |  |  | Residential | Solar*Rewards | Trade Secret | 2016
20263-228838-01 |  |  |  |  | 05541190 |  | Solar |  |  | Active Application | Trade Secret | Trade |  |  | Residential | Solar*Rewards |  | 2023
20263-228838-01 | Xcel Energy | 85 | 13781 | IOU | 03125961 | 1000 | Solar |  |  | Interconnected | Maynard | Trade | MYN | MYN021 | Community Solar Garden | Solar*Rewards Community | Trade Secret | 2015 | 2017
20263-228838-01 | Xcel Energy | 85 | 13781 | IOU | SRC052302 | 1000 | Solar |  |  | Withdrawn | Trade Secret | Trade |  |  | Community Solar Garden | Solar*Rewards Community | Trade Secret | 2016
20263-228838-01 |  |  |  |  | 04191168 |  | Solar |  |  | Active Application | Trade Secret | Trade |  |  | Residential | Solar*Rewards |  | 2020
20263-228838-01 | Xcel Energy | 85 | 13781 | IOU | SRC038308 | 1000 | Solar |  |  | Withdrawn | Trade Secret | Trade | RMT | RMT311 | Community Solar Garden | Solar*Rewards Community | Trade Secret | 2014
20263-228838-01 |  |  |  |  | 03841796 |  | Solar |  |  | Active Application | Trade Secret | Trade |  |  | Residential | Solar*Rewards |  | 2020
20263-228838-01 | Xcel Energy | 85 | 13781 | IOU | 03826070 | 1000 | Solar |  |  | Withdrawn | Trade Secret | Trade | ALB | ALB021 | Community Solar Garden | Solar*Rewards Community | Trade Secret | 2020
20263-228838-01 | Xcel Energy | 85 | 13781 | IOU | SRC042664 | 1000 | Solar |  |  | Withdrawn | Trade Secret | Trade | ALB | ALB022 | Community Solar Garden | Solar*Rewards Community | Trade Secret | 2015
20263-228838-01 | Xcel Energy | 85 | 13781 | IOU | SRC042537 | 1000 | Solar |  |  | Withdrawn | Trade Secret | Trade | BLL | BLL062 | Community Solar Garden | Solar*Rewards Community | Trade Secret | 2015
20263-228838-01 | Xcel Energy | 85 | 13781 | IOU | SRC038619 | 1000 | Solar |  |  | Withdrawn | Trade Secret | Trade | CTF | CTF021 | Community Solar Garden | Solar*Rewards Community | Trade Secret | 2014
20263-228838-01 | Xcel Energy | 85 | 13781 | IOU | 03130947 | 1000 | Other |  |  | Interconnected | Trade Secret | Trade | CDV | CDV071 | Commercial |  | Trade Secret | 2007 | 2007
20263-228838-01 |  |  |  |  | 03861303 |  | Solar |  |  | Active Application | Trade Secret | Trade |  |  | Residential | Solar*Rewards |  | 2020
20263-228838-01 |  |  |  |  | 06172218 |  | Solar |  |  | Active Application | Trade Secret | Trade |  |  | Residential | Solar*Rewards |  | 2025
20263-228838-01 | Xcel Energy | 85 | 13781 | IOU | SRC040073 | 1000 | Solar |  |  | Withdrawn | Trade Secret | Trade | WAB | WAB031 | Community Solar Garden | Solar*Rewards Community | Trade Secret | 2015
20263-228838-01 | Xcel Energy | 85 | 13781 | IOU | SRC041214 | 1000 | Solar |  |  | Withdrawn | Trade Secret | Trade | MPN | MPN081 | Community Solar Garden | Solar*Rewards Community | Trade Secret | 2015
20263-228838-01 | Xcel Energy | 85 | 13781 | IOU | SRC041642 | 972 | Solar |  |  | Withdrawn | Trade Secret | Trade | LAP | LAP311 | Community Solar Garden | Solar*Rewards Community | Trade Secret | 2015
20263-228838-01 | Xcel Energy | 85 | 13781 | IOU | SRC074727 | 1000 | Solar |  |  | Withdrawn | Trade Secret | Trade | BRO | BRO021 | Community Solar Garden | Solar*Rewards Community | Trade Secret | 2019
20263-228838-01 | Xcel Energy | 85 | 13781 | IOU | SRC038483 | 1000 | Solar |  |  | Withdrawn | Trade Secret | Trade | LAP | LAP311 | Community Solar Garden | Solar*Rewards Community | Trade Secret | 2014
20263-228838-01 | Xcel Energy | 85 | 13781 | IOU | 03127744 | 1000 | Solar |  |  | Interconnected | Glyndon | Trade | AVR | AVR081 | Community Solar Garden | Solar*Rewards Community | Trade Secret | 2017 | 2020
20263-228838-01 |  |  |  |  | SRO29448 |  | Solar |  |  | Withdrawn | Trade Secret | Trade |  |  |  | Other |  | 2013
20263-228838-01 | Xcel Energy | 85 | 13781 | IOU | 04194735 | 1000 | Solar |  |  | Withdrawn | Trade Secret | Trade | PAT | PAT312 | Community Solar Garden | Solar*Rewards Community | Trade Secret | 2021
20263-228838-01 | Xcel Energy | 85 | 13781 | IOU | SRC052435 | 1000 | Solar |  |  | Withdrawn | Trade Secret | Trade | NOF | NOF061 | Community Solar Garden | Solar*Rewards Community | Trade Secret | 2016
20263-228838-01 | Xcel Energy | 85 | 13781 | IOU | 03127722 | 1000 | Solar |  |  | Interconnected | Northfield | Trade | NOF | NOF071 | Community Solar Garden | Solar*Rewards Community | Trade Secret | 2014 | 2016
20263-228838-01 | Xcel Energy | 85 | 13781 | IOU | SRC040459 | 250 | Solar |  |  | Withdrawn | Trade Secret | Trade | SAV | SAV071 | Community Solar Garden | Solar*Rewards Community | Trade Secret | 2015
20263-228838-01 | Xcel Energy | 85 | 13781 | IOU | 03123280 | 180 | Solar |  |  | Interconnected | Minneapolis | Trade | IDA | IDA073 | Community Solar Garden | Solar*Rewards Community | Trade Secret | 2015 | 2018
20263-228838-01 | Xcel Energy | 85 | 13781 | IOU | 03128464 | 1000 | Solar |  |  | Interconnected | Saint Cloud | Trade | SCL | SCL322 | Community Solar Garden | Solar*Rewards Community | Trade Secret | 2015 | 2018
20263-228838-01 |  |  |  |  | 03800152 |  | Solar |  |  | Active Application | Trade Secret | Trade |  |  | Residential | Solar*Rewards |  | 2020
20263-228838-01 | Xcel Energy | 85 | 13781 | IOU | SRC042338 | 998 | Solar |  |  | Withdrawn | Trade Secret | Trade | SCA | SCA021 | Community Solar Garden | Solar*Rewards Community | Trade Secret | 2015
20263-228838-01 | Xcel Energy | 85 | 13781 | IOU | 03125894 | 8500 | Solar |  |  | Interconnected | Trade Secret | Trade | WWK | WWK311 | Utility |  | Trade Secret | 2016 | 2017
20263-228838-01 | Xcel Energy | 85 | 13781 | IOU | 03128266 | 1000 | Solar |  |  | Interconnected | Zumbrota | Trade | ZUM | ZUM022 | Community Solar Garden | Solar*Rewards Community | Trade Secret | 2018 | 2021
20263-228838-01 | Xcel Energy | 85 | 13781 | IOU | 05478634 | 13.86 | Solar |  |  | Withdrawn | Trade Secret | Trade | HUG | HUG312 | Residential | Solar*Rewards | Trade Secret | 2023
20263-228838-01 |  |  |  |  | 05535761 |  | Solar |  |  | Active Application | Trade Secret | Trade | HUG | HUG312 | Residential | Solar*Rewards |  | 2023
20263-228838-01 | Xcel Energy | 85 | 13781 | IOU | 05500329 | 16.116 | Solar |  |  | Interconnected | Trade Secret | Trade | HUG | HUG312 | Residential | Solar*Rewards | Trade Secret | 2023 | 2023
20263-228838-01 | Xcel Energy | 85 | 13781 | IOU | 04793502 | 6.67 | Solar |  |  | Interconnected | Trade Secret | Trade | APA | APA075 | Residential | Solar*Rewards | Trade Secret | 2022 | 2022
20263-228838-01 | Xcel Energy | 85 | 13781 | IOU | 04878657 | 50 | Solar |  |  | Interconnected | Trade Secret | Trade | SLP | SLP076 | Commercial | Solar*Rewards | Trade Secret | 2022 | 2025
20263-228838-01 | Xcel Energy | 85 | 13781 | IOU | OID3705693 | 39.998 | Solar |  |  | Withdrawn | Trade Secret | Trade | SLP | SLP076 | Commercial | Solar*Rewards | Trade Secret | 2019
20263-228838-01 | Xcel Energy | 85 | 13781 | IOU | OID3705148 | 39.998 | Solar |  |  | Withdrawn | Trade Secret | Trade | SLP | SLP076 | Residential | Solar*Rewards | Trade Secret | 2019
20263-228838-01 | Xcel Energy | 85 | 13781 | IOU | OID3667922 | 39.998 | Solar |  |  | Withdrawn | Trade Secret | Trade | SLP | SLP076 | Commercial | Solar*Rewards | Trade Secret | 2018
20263-228838-01 | Xcel Energy | 85 | 13781 | IOU | 04840889 | 11.536 | Solar |  |  | Interconnected | Trade Secret | Trade | ALK | ALK072 | Residential | Solar*Rewards | Trade Secret | 2022 | 2022
20263-228838-01 | Xcel Energy | 85 | 13781 | IOU | 04714786 | 9.994 | Solar |  |  | Interconnected | Trade Secret | Trade | OPK | OPK077 | Residential |  | Trade Secret | 2021 | 2022
20263-228838-01 | Xcel Energy | 85 | 13781 | IOU | 05983535 | 3.84 | Solar |  |  | Interconnected | Trade Secret | Trade | FSL | FSL311 | Residential | Solar*Rewards | Trade Secret | 2024 | 2025
20263-228838-01 | Xcel Energy | 85 | 13781 | IOU | 05486883 | 6.38 | Solar |  |  | Active Application | Trade Secret | Trade | CGR | CGR063 | Residential |  | Trade Secret | 2023
20263-228838-01 | Xcel Energy | 85 | 13781 | IOU | 03132464 | 7.625 | Solar |  |  | Interconnected | Trade Secret | Trade | WIL | WIL078 | Residential | Solar*Rewards | Trade Secret | 2018 | 2018
20263-228838-01 | Xcel Energy | 85 | 13781 | IOU | 04169242 | 6 | Solar |  |  | Interconnected | Trade Secret | Trade | LEX | LEX332 | Residential | Solar*Rewards | Trade Secret | 2020 | 2021
20263-228838-01 | Xcel Energy | 85 | 13781 | IOU | 05451432 | 5.51 | Solar |  |  | Active Application | Trade Secret | Trade | RAM | RAM062 | Residential | Solar*Rewards | Trade Secret | 2023
20263-228838-01 | Xcel Energy | 85 | 13781 | IOU | 03133025 | 7.616 | Solar |  |  | Interconnected | Trade Secret | Trade | WIN | WIN033 | Commercial | Solar*Rewards | Trade Secret | 2018 | 2019
20263-228838-01 | Xcel Energy | 85 | 13781 | IOU | 05356559 | 9.994 | Solar |  |  | Interconnected | Trade Secret | Trade | HUG | HUG322 | Residential | Solar*Rewards | Trade Secret | 2023 | 2023
20263-228838-01 | Xcel Energy | 85 | 13781 | IOU | 04413723 | 6.576 | Solar |  |  | Interconnected | Trade Secret | Trade | RPO | RPO311 | Residential |  | Trade Secret | 2021 | 2021
20263-228838-01 | Xcel Energy | 85 | 13781 | IOU | 03734716 | 6.24 | Solar |  |  | Interconnected | Trade Secret | Trade | SLP | SLP084 | Residential | Solar*Rewards | Trade Secret | 2020 | 2020
20263-228838-01 | Xcel Energy | 85 | 13781 | IOU | 04163623 | 6.96 | Solar |  |  | Interconnected | Trade Secret | Trade | WAV | WAV021 | Residential | Solar*Rewards | Trade Secret | 2020 | 2021
20263-228838-01 | Xcel Energy | 85 | 13781 | IOU | 03503307 | 5 | Solar |  |  | Interconnected | Trade Secret | Trade | NOF | NOF061 | Residential | Solar*Rewards | Trade Secret | 2019 | 2020
20263-228838-01 | Xcel Energy | 85 | 13781 | IOU | 04634639 | 14.21 | Solar |  |  | Interconnected | Trade Secret | Trade | STY | STY073 | Commercial |  | Trade Secret | 2021 | 2022
20263-228838-01 | Xcel Energy | 85 | 13781 | IOU | 04142866 | 15.25 | Solar |  |  | Interconnected | Trade Secret | Trade | RPO | RPO311 | Residential | Solar*Rewards | Trade Secret | 2020 | 2021
20263-228838-01 | Xcel Energy | 85 | 13781 | IOU | 04110925 | 15.232 | Solar |  |  | Active Application | Trade Secret | Trade | RPO | RPO311 | Residential | Solar*Rewards | Trade Secret | 2020
20263-228838-01 | Xcel Energy | 85 | 13781 | IOU | OID3949607 | 15.232 | Solar |  |  | Withdrawn | Trade Secret | Trade | RPO | RPO311 | Residential | Solar*Rewards | Trade Secret | 2019
20263-228838-01 | Xcel Energy | 85 | 13781 | IOU | 04925562 | 8.725 | Solar |  | X | Interconnected | Trade Secret | Trade | SLP | SLP092 | Residential | Solar*Rewards | Trade Secret | 2022 | 2023
20263-228838-01 | Xcel Energy | 85 | 13781 | IOU | 03131435 | 3.747 | Solar |  |  | Interconnected | Trade Secret | Trade | MEL | MEL061 | Residential | Solar*Rewards | Trade Secret | 2017 | 2018
20263-228838-01 | Xcel Energy | 85 | 13781 | IOU | 04138647 | 6.05 | Solar |  |  | Interconnected | Trade Secret | Trade | RMT | RMT321 | Residential | Solar*Rewards | Trade Secret | 2020 | 2021
20263-228838-01 | Xcel Energy | 85 | 13781 | IOU | 06239555 | 11.5 | Storage |  |  | Interconnected | Trade Secret | Trade | GSL | GSL079 | Residential |  | Trade Secret | 2025 | 2025
20263-228838-01 | Xcel Energy | 85 | 13781 | IOU | 06238680 | 5.933 | Solar |  |  | Withdrawn | Trade Secret | Trade | ECK | ECK321 | Residential |  | Trade Secret | 2025
20263-228838-01 | Xcel Energy | 85 | 13781 | IOU | 06322162 | 5.933 | Solar |  |  | Active Application | Trade Secret | Trade | ECK | ECK321 | Residential | Solar*Rewards | Trade Secret | 2026
20263-228838-01 | Xcel Energy | 85 | 13781 | IOU | 04639699 | 3.747 | Solar |  |  | Active Application | Trade Secret | Trade | LAB | LAB311 | Residential | Solar*Rewards | Trade Secret | 2021
20263-228838-01 | Xcel Energy | 85 | 13781 | IOU | 04779755 | 5.48 | Solar |  |  | Active Application | Trade Secret | Trade | LAB | LAB311 | Residential |  | Trade Secret | 2021
20263-228838-01 | Xcel Energy | 85 | 13781 | IOU | 05588832 | 4.095 | Solar |  |  | Withdrawn | Trade Secret | Trade | LIN | LIN031 | Residential | Solar*Rewards | Trade Secret | 2023
20263-228838-01 | Xcel Energy | 85 | 13781 | IOU | 05589002 | 4.095 | Solar |  |  | Interconnected | Trade Secret | Trade | LIN | LIN031 | Residential |  | Trade Secret | 2023 | 2024
20263-228838-01 | Xcel Energy | 85 | 13781 | IOU | 05693631 | 5.226 | Solar |  |  | Interconnected | Trade Secret | Trade | WCR | WCR321 | Residential |  | Trade Secret | 2024 | 2024
20263-228838-01 | Xcel Energy | 85 | 13781 | IOU | 04992201 | 99 | Solar |  |  | Interconnected | Trade Secret | Trade | RMT | RMT321 | Commercial |  | Trade Secret | 2022 | 2023
20263-228838-01 | Xcel Energy | 85 | 13781 | IOU | 04401106 | 12.913 | Solar |  |  | Interconnected | Trade Secret | Trade | LLK | LLK071 | Residential | Solar*Rewards | Trade Secret | 2021 | 2021
20263-228838-01 | Xcel Energy | 85 | 13781 | IOU | 04881406 | 5.48 | Solar |  |  | Interconnected | Trade Secret | Trade | FSL | FSL311 | Residential | Solar*Rewards | Trade Secret | 2022 | 2022
20263-228838-01 | Xcel Energy | 85 | 13781 | IOU | 05168098 | 14.21 | Solar |  |  | Interconnected | Trade Secret | Trade | BCR | BCR081 | Commercial |  | Trade Secret | 2022 | 2022
20263-228838-01 | Xcel Energy | 85 | 13781 | IOU | 05338370 | 2.61 | Solar |  |  | Interconnected | Trade Secret | Trade | ECK | ECK322 | Residential |  | Trade Secret | 2023 | 2023
20263-228838-01 | Xcel Energy | 85 | 13781 | IOU | 04793892 | 3.48 | Solar |  |  | Interconnected | Trade Secret | Trade | MPK | MPK086 | Residential | Solar*Rewards | Trade Secret | 2022 | 2022
20263-228838-01 | Xcel Energy | 85 | 13781 | IOU | 03593329 | 32.51 | Solar |  |  | Interconnected | Trade Secret | Trade | SOU | SOU085 | Commercial | Solar*Rewards | Trade Secret | 2021 | 2021
20263-228838-01 | Xcel Energy | 85 | 13781 | IOU | 05333057 | 4.93 | Solar |  |  | Interconnected | Trade Secret | Trade | FSL | FSL311 | Residential |  | Trade Secret | 2022 | 2023
20263-228838-01 | Xcel Energy | 85 | 13781 | IOU | 06062556 | 6.073 | Solar |  |  | Active Application | Trade Secret | Trade | TWL | TWL066 | Residential | Solar*Rewards | Trade Secret | 2025
20263-228838-01 | Xcel Energy | 85 | 13781 | IOU | 04918504 | 7.54 | Solar |  |  | Interconnected | Trade Secret | Trade | DHL | DHL061 | Residential | Solar*Rewards | Trade Secret | 2022 | 2022
20263-228838-01 | Xcel Energy | 85 | 13781 | IOU | 05830756 | 80 | Solar |  |  | Interconnected | Trade Secret | Trade | IDA | IDA074 | Commercial |  | Trade Secret | 2024 | 2024
20263-228838-01 | Xcel Energy | 85 | 13781 | IOU | 04266704 | 43.2 | Solar |  |  | Interconnected | Trade Secret | Trade | CEL | CEL062 | Commercial |  | Trade Secret | 2021 | 2021
20263-228838-01 | Xcel Energy | 85 | 13781 | IOU | 04137436 | 43.2 | Solar |  |  | Interconnected | Trade Secret | Trade | CEL | CEL062 | Commercial | Solar*Rewards | Trade Secret | 2021 | 2021
20263-228838-01 | Xcel Energy | 85 | 13781 | IOU | 04273026 | 4.35 | Solar |  |  | Interconnected | Trade Secret | Trade | RRK | RRK082 | Residential | Solar*Rewards | Trade Secret | 2021 | 2021
20263-228838-01 | Xcel Energy | 85 | 13781 | IOU | 04401142 | 66.6 | Solar |  |  | Interconnected | Trade Secret | Trade | SOU | SOU066 | Commercial |  | Trade Secret | 2021 | 2021
20263-228838-01 | Xcel Energy | 85 | 13781 | IOU | 04814010 | 3.288 | Solar |  |  | Interconnected | Trade Secret | Trade | CGR | CGR072 | Residential | Solar*Rewards | Trade Secret | 2022 | 2022
20263-228838-01 | Xcel Energy | 85 | 13781 | IOU | 05794209 | 11.152 | Solar |  |  | Interconnected | Trade Secret | Trade | VMR | VMR061 | Residential | Solar*Rewards | Trade Secret | 2024 | 2024
20263-228838-01 | Xcel Energy | 85 | 13781 | IOU | 05711899 | 8.505 | Solar |  |  | Interconnected | Trade Secret | Trade | RPO | RPO311 | Residential | Solar*Rewards | Trade Secret | 2024 | 2024
20263-228838-01 | Xcel Energy | 85 | 13781 | IOU | 05678560 | 3.936 | Solar |  |  | Interconnected | Trade Secret | Trade | RPO | RPO311 | Residential |  | Trade Secret | 2024 | 2024
20263-228838-01 | Xcel Energy | 85 | 13781 | IOU | 06223699 | 5.76 | Solar |  |  | Active Application | Trade Secret | Trade | HSN | HSN321 | Residential |  | Trade Secret | 2025
20263-228838-01 | Xcel Energy | 85 | 13781 | IOU | 06191111 | 5.76 | Solar |  |  | Withdrawn | Trade Secret | Trade | HSN | HSN321 | Residential | Solar*Rewards | Trade Secret | 2025
20263-228838-01 | Xcel Energy | 85 | 13781 | IOU | 04591234 | 5.054 | Solar |  |  | Interconnected | Trade Secret | Trade | MND | MND063 | Residential |  | Trade Secret | 2021 | 2022
20263-228838-01 | Xcel Energy | 85 | 13781 | IOU | 05932440 | 7.591 | Solar |  |  | Interconnected | Trade Secret | Trade | SOU | SOU073 | Residential | Solar*Rewards | Trade Secret | 2024 | 2025
20263-228838-01 | Xcel Energy | 85 | 13781 | IOU | 06003689 | 5.693 | Solar |  |  | Interconnected | Trade Secret | Trade | CHE | CHE065 | Residential |  | Trade Secret | 2024 | 2024
20263-228838-01 | Xcel Energy | 85 | 13781 | IOU | 05424276 | 3.77 | Solar |  |  | Interconnected | Trade Secret | Trade | RPO | RPO311 | Residential |  | Trade Secret | 2023 | 2023
20263-228838-01 | Xcel Energy | 85 | 13781 | IOU | 05509380 | 4.108 | Solar |  |  | Interconnected | Trade Secret | Trade | CHE | CHE065 | Residential |  | Trade Secret | 2023 | 2023
20263-228838-01 | Xcel Energy | 85 | 13781 | IOU | 05356723 | 13.265 | Solar |  | X | Interconnected | Trade Secret | Trade | HUG | HUG312 | Residential | Solar*Rewards | Trade Secret | 2023 | 2023
20263-228838-01 | Xcel Energy | 85 | 13781 | IOU | 05599246 | 12.672 | Solar |  |  | Active Application | Trade Secret | Trade | SCA | SCA021 | Residential |  | Trade Secret | 2023
20263-228838-01 | Xcel Energy | 85 | 13781 | IOU | 05711925 | 11.025 | Solar |  |  | Interconnected | Trade Secret | Trade | RPO | RPO311 | Residential | Solar*Rewards | Trade Secret | 2024 | 2024
20263-228838-01 | Xcel Energy | 85 | 13781 | IOU | 05804415 | 66.88 | Solar |  |  | Interconnected | Trade Secret | Trade | RMT | RMT321 | Commercial |  | Trade Secret | 2024 | 2025
20263-228838-01 | Xcel Energy | 85 | 13781 | IOU | 05390616 | 4.35 | Solar |  |  | Interconnected | Trade Secret | Trade | CGR | CGR071 | Residential |  | Trade Secret | 2023 | 2023
20263-228838-01 | Xcel Energy | 85 | 13781 | IOU | 03664656 | 880 | Solar |  |  | Interconnected | Sacred Heart | Trade | SCH | SCH211 | Community Solar Garden | Solar*Rewards Community | Trade Secret | 2021 | 2023
20263-228838-01 | Xcel Energy | 85 | 13781 | IOU | 05434038 | 29.985 | Solar |  |  | Interconnected | Trade Secret | Trade | CGR | CGR063 | Commercial |  | Trade Secret | 2023 | 2024
20263-228838-01 | Xcel Energy | 85 | 13781 | IOU | 06222860 | 11.5 | Solar |  | X | Interconnected | Trade Secret | Trade | CGR | CGR071 | Residential |  | Trade Secret | 2025 | 2026
20263-228838-01 | Xcel Energy | 85 | 13781 | IOU | 05205033 | 22.78 | Solar |  |  | Interconnected | Trade Secret | Trade | EDA | EDA063 | Residential |  | Trade Secret | 2022 | 2023
20263-228838-01 | Xcel Energy | 85 | 13781 | IOU | 05704136 | 4.064 | Solar |  |  | Interconnected | Trade Secret | Trade | HSN | HSN321 | Residential |  | Trade Secret | 2024 | 2024
20263-228838-01 | Xcel Energy | 85 | 13781 | IOU | 05601581 | 29.982 | Solar |  | X | Active Application | Trade Secret | Trade | LCR | LCR311 | Residential |  | Trade Secret | 2023
20263-228838-01 | Xcel Energy | 85 | 13781 | IOU | 05820323 | 5.904 | Solar |  |  | Withdrawn | Trade Secret | Trade | HUG | HUG311 | Residential | Solar*Rewards | Trade Secret | 2024
20263-228838-01 | Xcel Energy | 85 | 13781 | IOU | 05829627 | 5.904 | Solar |  |  | Interconnected | Trade Secret | Trade | HUG | HUG311 | Residential |  | Trade Secret | 2024 | 2024
20263-228838-01 | Xcel Energy | 85 | 13781 | IOU | 05770539 | 12.6 | Solar |  |  | Interconnected | Trade Secret | Trade | SLP | SLP092 | Residential |  | Trade Secret | 2024 | 2024
20263-228838-01 | Xcel Energy | 85 | 13781 | IOU | 05944774 | 5.6 | Solar |  |  | Interconnected | Trade Secret | Trade | HSN | HSN321 | Residential |  | Trade Secret | 2024 | 2024
20263-228838-01 | Xcel Energy | 85 | 13781 | IOU | 06198994 | 7.6 | Solar |  |  | Withdrawn | Trade Secret | Trade | WIL | WIL071 | Residential | Solar*Rewards | Trade Secret | 2025
20263-228838-01 | Xcel Energy | 85 | 13781 | IOU | OID3903323 | 11.39 | Solar |  |  | Interconnected | Trade Secret | Trade | RLK | RLK066 | Residential | Solar*Rewards | Trade Secret | 2019 | 2020
20263-228838-01 | Xcel Energy | 85 | 13781 | IOU | 03133794 | 39.98 | Solar |  |  | Interconnected | Trade Secret | Trade | SWN | SWN021 | Commercial | Solar*Rewards | Trade Secret | 2013 | 2014
20263-228838-01 | Xcel Energy | 85 | 13781 | IOU | SRO24303 | 34.2 | Solar |  |  | Withdrawn | Trade Secret | Trade | SWN | SWN021 | Commercial | Solar*Rewards | Trade Secret | 2012
20263-228838-01 | Xcel Energy | 85 | 13781 | IOU | 05503942 | 3.48 | Solar |  |  | Interconnected | Trade Secret | Trade | HUG | HUG312 | Residential |  | Trade Secret | 2023 | 2023
20263-228838-01 | Xcel Energy | 85 | 13781 | IOU | 04282689 | 437.5 | Solar |  |  | Interconnected | Trade Secret | Trade | ESW | ESW082 | Commercial |  | Trade Secret | 2021 | 2021
20263-228838-01 | Xcel Energy | 85 | 13781 | IOU | 05535826 | 6.046 | Solar |  |  | Interconnected | Trade Secret | Trade | SOU | SOU076 | Residential | Solar*Rewards | Trade Secret | 2023 | 2023
20263-228838-01 | Xcel Energy | 85 | 13781 | IOU | 06004313 | 11.517 | Solar |  |  | Interconnected | Trade Secret | Trade | WCR | WCR322 | Residential | Solar*Rewards | Trade Secret | 2024 | 2025
20263-228838-01 | Xcel Energy | 85 | 13781 | IOU | 06081046 | 7.329 | Solar |  |  | Interconnected | Trade Secret | Trade | WCR | WCR062 | Residential | Solar*Rewards | Trade Secret | 2025 | 2025
20263-228838-01 | Xcel Energy | 85 | 13781 | IOU | 06251571 | 6.98 | Solar |  |  | Active Application | Trade Secret | Trade | MND | MND062 | Residential |  | Trade Secret | 2025
20263-228838-01 | Xcel Energy | 85 | 13781 | IOU | 05625237 | 3.15 | Solar |  |  | Interconnected | Trade Secret | Trade | TWL | TWL076 | Residential |  | Trade Secret | 2023 | 2024
20263-228838-01 | Xcel Energy | 85 | 13781 | IOU | 03976260 | 7.616 | Solar |  |  | Interconnected | Trade Secret | Trade | APA | APA076 | Residential | Solar*Rewards | Trade Secret | 2020 | 2021
20263-228838-01 | Xcel Energy | 85 | 13781 | IOU | 06078752 | 9.184 | Solar |  |  | Interconnected | Trade Secret | Trade | ECK | ECK321 | Residential | Solar*Rewards | Trade Secret | 2025 | 2025
20263-228838-01 | Xcel Energy | 85 | 13781 | IOU | 06041643 | 9.074 | Solar |  |  | Interconnected | Trade Secret | Trade | MPK | MPK071 | Residential | Solar*Rewards | Trade Secret | 2025 | 2025
20263-228838-01 | Xcel Energy | 85 | 13781 | IOU | 06226452 | 7.6 | Solar |  |  | Interconnected | Trade Secret | Trade | GLK | GLK074 | Residential |  | Trade Secret | 2025 | 2025
20263-228838-01 | Xcel Energy | 85 | 13781 | IOU | 04078261 | 39.998 | Solar |  |  | Active Application | Trade Secret | Trade | TWL | TWL074 | Commercial | Solar*Rewards | Trade Secret | 2020
20263-228838-01 | Xcel Energy | 85 | 13781 | IOU | 06103200 | 37.3 | Solar |  |  | Active Application | Trade Secret | Trade | MOL | MOL074 | Commercial | Solar*Rewards | Trade Secret | 2025
20263-228838-01 | Xcel Energy | 85 | 13781 | IOU | OID3813864 | 5 | Solar |  |  | Withdrawn | Trade Secret | Trade | CHE | CHE076 | Residential | Solar*Rewards | Trade Secret | 2019
20263-228838-01 | Xcel Energy | 85 | 13781 | IOU | OID3792073 | 5 | Solar |  |  | Withdrawn | Trade Secret | Trade | CHE | CHE076 | Residential | Solar*Rewards | Trade Secret | 2019
20263-228838-01 | Xcel Energy | 85 | 13781 | IOU | 03155989 | 5 | Solar |  |  | Interconnected | Trade Secret | Trade | CHE | CHE076 | Residential | Solar*Rewards | Trade Secret | 2019 | 2020
20263-228838-01 | Xcel Energy | 85 | 13781 | IOU | 03843091 | 8.99 | Solar |  |  | Interconnected | Trade Secret | Trade | ECK | ECK322 | Residential | Solar*Rewards | Trade Secret | 2020 | 2020
20263-228838-01 | Xcel Energy | 85 | 13781 | IOU | 05638321 | 7.296 | Solar |  |  | Interconnected | Trade Secret | Trade | ANN | ANN021 | Residential |  | Trade Secret | 2023 | 2024
20263-228838-01 | Xcel Energy | 85 | 13781 | IOU | 05951569 | 5.76 | Solar |  |  | Withdrawn | Trade Secret | Trade | FSL | FSL312 | Residential | Solar*Rewards | Trade Secret | 2024
20263-228838-01 | Xcel Energy | 85 | 13781 | IOU | 03133441 | 2.28 | Solar |  |  | Interconnected | Trade Secret | Trade | HWW | HWW074 | Residential | Solar*Rewards | Trade Secret | 2011 | 2011
20263-228838-01 | Xcel Energy | 85 | 13781 | IOU | OID2683071 | 2.7 | Solar |  |  | Withdrawn | Trade Secret | Trade | HWW | HWW061 | Residential | Solar*Rewards | Trade Secret | 2016
20263-228838-01 | Xcel Energy | 85 | 13781 | IOU | 03131314 | 2.4 | Solar |  |  | Interconnected | Trade Secret | Trade | HWW | HWW061 | Residential | Made in Minnesota | Trade Secret | 2017 | 2017
20263-228838-01 | Xcel Energy | 85 | 13781 | IOU | OID3284724 | 19.999 | Solar |  |  | Withdrawn | Trade Secret | Trade | HSN | HSN321 | Commercial | Solar*Rewards | Trade Secret | 2018
20263-228838-01 | Xcel Energy | 85 | 13781 | IOU | OID2263124 | 7.63 | Solar |  |  | Withdrawn | Trade Secret | Trade | NOF | NOF071 | Residential | Solar*Rewards | Trade Secret | 2015
20263-228838-01 | Xcel Energy | 85 | 13781 | IOU | 06154531 | 7.6 | Solar |  |  | Interconnected | Trade Secret | Trade | RMT | RMT321 | Residential | Solar*Rewards | Trade Secret | 2025 | 2025
20263-228838-01 | Xcel Energy | 85 | 13781 | IOU | 05421423 | 13.44 | Solar |  |  | Interconnected | Trade Secret | Trade | SLP | SLP083 | Residential |  | Trade Secret | 2023 | 2023
20263-228838-01 | Xcel Energy | 85 | 13781 | IOU | 06145205 | 11.387 | Solar |  |  | Interconnected | Trade Secret | Trade | BLC | BLC062 | Residential | Solar*Rewards | Trade Secret | 2025 | 2025
20263-228838-01 | Xcel Energy | 85 | 13781 | IOU | 06015659 | 6.08 | Solar |  |  | Interconnected | Trade Secret | Trade | HWW | HWW062 | Residential | Solar*Rewards | Trade Secret | 2024 | 2025
20263-228838-01 | Xcel Energy | 85 | 13781 | IOU | 05207942 | 11.02 | Solar |  |  | Interconnected | Trade Secret | Trade | MEL | MEL087 | Residential |  | Trade Secret | 2022 | 2022
20263-228838-01 | Xcel Energy | 85 | 13781 | IOU | SRO29981 | 15 | Solar |  |  | Withdrawn | Trade Secret | Trade | CRL | CRL031 | Commercial | Solar*Rewards | Trade Secret | 2013
20263-228838-01 | Xcel Energy | 85 | 13781 | IOU | OID2044532 | 18 | Solar |  |  | Withdrawn | Trade Secret | Trade | CRL | CRL031 | Commercial | Solar*Rewards | Trade Secret | 2014
20263-228838-01 | Xcel Energy | 85 | 13781 | IOU | 03509773 | 5.51 | Solar |  |  | Interconnected | Trade Secret | Trade | NMC | NMC083 | Residential | Solar*Rewards | Trade Secret | 2019 | 2020
20263-228838-01 | Xcel Energy | 85 | 13781 | IOU | 05233721 | 6.38 | Solar |  |  | Interconnected | Trade Secret | Trade | SOU | SOU066 | Residential |  | Trade Secret | 2022 | 2023
20263-228838-01 | Xcel Energy | 85 | 13781 | IOU | 04191945 | 4.64 | Solar |  |  | Interconnected | Trade Secret | Trade | SOU | SOU061 | Residential | Solar*Rewards | Trade Secret | 2020 | 2021
20263-228838-01 | Xcel Energy | 85 | 13781 | IOU | 06018192 | 4.188 | Solar |  |  | Withdrawn | Trade Secret | Trade | SOU | SOU083 | Residential | Solar*Rewards | Trade Secret | 2024
20263-228838-01 | Xcel Energy | 85 | 13781 | IOU | 04793643 | 3.48 | Solar |  |  | Interconnected | Trade Secret | Trade | SOU | SOU083 | Residential | Solar*Rewards | Trade Secret | 2022 | 2022
20263-228838-01 |  |  |  |  | 06018057 |  |  |  |  | Withdrawn | Trade Secret | Trade | SOU | SOU083 | Residential |  |  | 2024
20263-228838-01 | Xcel Energy | 85 | 13781 | IOU | 06038524 | 14.98 | Storage |  |  | Interconnected | Trade Secret | Trade | SOU | SOU083 | Residential |  | Trade Secret | 2024 | 2025
20263-228838-01 | Xcel Energy | 85 | 13781 | IOU | 03133633 | 5 | Solar |  |  | Interconnected | Trade Secret | Trade | SOU | SOU083 | Residential | Solar*Rewards | Trade Secret | 2012 | 2012
20263-228838-01 | Xcel Energy | 85 | 13781 | IOU | 05235489 | 2.9 | Solar |  |  | Interconnected | Trade Secret | Trade | WES | WES064 | Residential |  | Trade Secret | 2022 | 2023
20263-228838-01 | Xcel Energy | 85 | 13781 | IOU | 03245225 | 6.96 | Solar |  |  | Interconnected | Trade Secret | Trade | APA | APA075 | Residential | Solar*Rewards | Trade Secret | 2019 | 2020
20263-228838-01 | Xcel Energy | 85 | 13781 | IOU | 04908783 | 7.672 | Solar |  |  | Interconnected | Trade Secret | Trade | ALK | ALK063 | Residential | Solar*Rewards | Trade Secret | 2022 | 2022
20263-228838-01 | Xcel Energy | 85 | 13781 | IOU | 03132276 | 5 | Solar |  |  | Interconnected | Trade Secret | Trade | MEL | MEL069 | Residential | Solar*Rewards | Trade Secret | 2018 | 2018
20263-228838-01 | Xcel Energy | 85 | 13781 | IOU | 05712181 | 3.19 | Solar |  |  | Withdrawn | Trade Secret | Trade | SOU | SOU077 | Residential | Solar*Rewards | Trade Secret | 2024
20263-228838-01 | Xcel Energy | 85 | 13781 | IOU | 05724891 | 3.48 | Solar |  |  | Interconnected | Trade Secret | Trade | SOU | SOU077 | Residential |  | Trade Secret | 2024 | 2024
20263-228838-01 | Xcel Energy | 85 | 13781 | IOU | 05799144 | 9.75 | Solar |  |  | Active Application | Trade Secret | Trade | CTF | CTF021 | Residential | Solar*Rewards | Trade Secret | 2024
20263-228838-01 | Xcel Energy | 85 | 13781 | IOU | 05525589 | 19.14 | Solar |  |  | Interconnected | Trade Secret | Trade | GPH | GPH062 | Commercial |  | Trade Secret | 2023 | 2024
20263-228838-01 | Xcel Energy | 85 | 13781 | IOU | 03591708 | 7.616 | Solar |  |  | Interconnected | Trade Secret | Trade | SCL | SCL312 | Residential | Solar*Rewards | Trade Secret | 2020 | 2020
20263-228838-01 | Xcel Energy | 85 | 13781 | IOU | 05946972 | 11.393 | Solar |  |  | Interconnected | Trade Secret | Trade | WIL | WIL082 | Residential |  | Trade Secret | 2024 | 2025
20263-228838-01 | Xcel Energy | 85 | 13781 | IOU | 03134460 | 10.08 | Solar |  |  | Interconnected | Trade Secret | Trade | WAB | WAB031 | Residential | Solar*Rewards | Trade Secret | 2015 | 2015
20263-228838-01 | Xcel Energy | 85 | 13781 | IOU | 03134479 | 8.64 | Solar |  |  | Interconnected | Trade Secret | Trade | WAB | WAB031 | Residential | Made in Minnesota | Trade Secret | 2015 | 2015
20263-228838-01 | Xcel Energy | 85 | 13781 | IOU | 06273350 | 13.44 | Solar |  |  | Active Application | Trade Secret | Trade | ALK | ALK072 | Residential |  | Trade Secret | 2025
20263-228838-01 | Xcel Energy | 85 | 13781 | IOU | 03130473 | 11.31 | Solar |  |  | Interconnected | Trade Secret | Trade | LAP | LAP311 | Residential | Solar*Rewards | Trade Secret | 2018 | 2019
20263-228838-01 | Xcel Energy | 85 | 13781 | IOU | 03243913 | 6 | Solar |  |  | Interconnected | Trade Secret | Trade | WIL | WIL063 | Residential | Solar*Rewards | Trade Secret | 2019 | 2019
20263-228838-01 | Xcel Energy | 85 | 13781 | IOU | 04827970 | 12.18 | Solar |  |  | Interconnected | Trade Secret | Trade | WKN | WKN001 | Residential |  | Trade Secret | 2022 | 2022
20263-228838-01 | Xcel Energy | 85 | 13781 | IOU | 05970935 | 5.052 | Solar |  |  | Interconnected | Trade Secret | Trade | ANN | ANN021 | Residential |  | Trade Secret | 2024 | 2025
20263-228838-01 | Xcel Energy | 85 | 13781 | IOU | 03130711 | 0.8 | Solar |  |  | Interconnected | Trade Secret | Trade | GRC | GRC312 | Residential |  | Trade Secret | 2004 | 2005
20263-228838-01 | Xcel Energy | 85 | 13781 | IOU | 05402712 | 2.32 | Solar |  |  | Interconnected | Trade Secret | Trade | RPL | RPL063 | Residential |  | Trade Secret | 2023 | 2023
20263-228838-01 | Xcel Energy | 85 | 13781 | IOU | 03630854 | 39.976 | Solar |  |  | Active Application | Trade Secret | Trade | MST | MST075 | Commercial | Solar*Rewards | Trade Secret | 2020
20263-228838-01 |  |  |  |  | OID3897347 |  | Solar |  |  | Withdrawn | Trade Secret | Trade | GSL | GSL079 | Residential | Solar*Rewards |  | 2019
20263-228838-01 | Xcel Energy | 85 | 13781 | IOU | 03230052 | 5.22 | Solar |  |  | Interconnected | Trade Secret | Trade | GSL | GSL079 | Residential | Solar*Rewards | Trade Secret | 2019 | 2020
20263-228838-01 | Xcel Energy | 85 | 13781 | IOU | 04427216 | 7.83 | Solar |  |  | Interconnected | Trade Secret | Trade | WDY | WDY311 | Residential | Solar*Rewards | Trade Secret | 2021 | 2021
20263-228838-01 | Xcel Energy | 85 | 13781 | IOU | 03134206 | 3 | Solar |  |  | Interconnected | Trade Secret | Trade | HWW | HWW073 | Residential | Made in Minnesota | Trade Secret | 2015 | 2015
20263-228838-01 | Xcel Energy | 85 | 13781 | IOU | 06207838 | 5.226 | Solar |  |  | Interconnected | Trade Secret | Trade | RRK | RRK064 | Residential |  | Trade Secret | 2025 | 2026
20263-228838-01 | Xcel Energy | 85 | 13781 | IOU | 05822894 | 9.6 | Solar |  |  | Active Application | Trade Secret | Trade | SLP | SLP082 | Residential | Solar*Rewards | Trade Secret | 2024
20263-228838-01 | Xcel Energy | 85 | 13781 | IOU | 03129934 | 5 | Solar |  |  | Interconnected | Trade Secret | Trade | SOU | SOU061 | Residential | Solar*Rewards | Trade Secret | 2018 | 2019
20263-228838-01 | Xcel Energy | 85 | 13781 | IOU | 06130966 | 5.314 | Solar |  |  | Interconnected | Trade Secret | Trade | ECK | ECK341 | Residential | Solar*Rewards | Trade Secret | 2025 | 2025
20263-228838-01 | Xcel Energy | 85 | 13781 | IOU | 04440874 | 5.28 | Solar |  |  | Interconnected | Trade Secret | Trade | SAV | SAV069 | Residential | Solar*Rewards | Trade Secret | 2021 | 2021
20263-228838-01 | Xcel Energy | 85 | 13781 | IOU | 04141346 | 15.232 | Solar |  | X | Active Application | Trade Secret | Trade | HYL | HYL075 | Residential | Solar*Rewards | Trade Secret | 2020
20263-228838-01 | Xcel Energy | 85 | 13781 | IOU | 06223241 | 4.537 | Solar |  |  | Interconnected | Trade Secret | Trade | APA | APA075 | Residential |  | Trade Secret | 2025 | 2026
20263-228838-01 | Xcel Energy | 85 | 13781 | IOU | 04394771 | 6 | Solar |  |  | Active Application | Trade Secret | Trade | LOK | LOK082 | Commercial | Solar*Rewards | Trade Secret | 2021
20263-228838-01 | Xcel Energy | 85 | 13781 | IOU | OID2246728 | 7.5 | Solar |  |  | Withdrawn | Trade Secret | Trade | WIN | WIN023 | Commercial | Solar*Rewards | Trade Secret | 2015
20263-228838-01 | Xcel Energy | 85 | 13781 | IOU | SRO31303 | 5 | Solar |  |  | Withdrawn | Trade Secret | Trade | MEL | MEL088 | Residential | Solar*Rewards | Trade Secret | 2013
20263-228838-01 | Xcel Energy | 85 | 13781 | IOU | 03134137 | 6 | Solar |  |  | Interconnected | Trade Secret | Trade | CHE | CHE065 | Residential | Made in Minnesota | Trade Secret | 2014 | 2014
20263-228838-01 | Xcel Energy | 85 | 13781 | IOU | 03133130 | 4.9 | Solar |  |  | Interconnected | Trade Secret | Trade | MRN | MRN021 | Residential | Solar*Rewards | Trade Secret | 2010 | 2010
20263-228838-01 | Xcel Energy | 85 | 13781 | IOU | 03133261 | 9.995 | Solar |  |  | Interconnected | Trade Secret | Trade | VKG | VKG072 | Residential | Solar*Rewards | Trade Secret | 2010 | 2010
20263-228838-01 | Xcel Energy | 85 | 13781 | IOU | 03133619 | 4.73 | Solar |  |  | Interconnected | Trade Secret | Trade | MST | MST076 | Residential | Solar*Rewards | Trade Secret | 2011 | 2012
20263-228838-01 | Xcel Energy | 85 | 13781 | IOU | 03129843 | 4.8 | Solar |  |  | Withdrawn | Trade Secret | Trade | SOU | SOU063 | Residential | Solar*Rewards | Trade Secret | 2018
20263-228838-01 | Xcel Energy | 85 | 13781 | IOU | 03493818 | 5.8 | Solar |  |  | Interconnected | Trade Secret | Trade | SOU | SOU063 | Residential | Solar*Rewards | Trade Secret | 2019 | 2020
20263-228838-01 | Xcel Energy | 85 | 13781 | IOU | 05711795 | 6.3 | Solar |  |  | Interconnected | Trade Secret | Trade | SOU | SOU063 | Residential | Solar*Rewards | Trade Secret | 2024 | 2024
20263-228838-01 | Xcel Energy | 85 | 13781 | IOU | 04494692 | 133.3 | Solar |  |  | Interconnected | Trade Secret | Trade | LAE | LAE061 | Commercial |  | Trade Secret | 2021 | 2023
20263-228838-01 | Xcel Energy | 85 | 13781 | IOU | 03134618 | 5 | Solar |  |  | Interconnected | Trade Secret | Trade | HSN | HSN312 | Residential | Made in Minnesota | Trade Secret | 2015 | 2017
20263-228838-01 | Xcel Energy | 85 | 13781 | IOU | OID2949242 | 20 | Solar |  |  | Withdrawn | Trade Secret | Trade | TER | TER062 | Commercial | Solar*Rewards | Trade Secret | 2017
20263-228838-01 | Xcel Energy | 85 | 13781 | IOU | OID2949266 | 29.85 | Solar |  |  | Withdrawn | Trade Secret | Trade | TER | TER062 | Commercial | Made in Minnesota | Trade Secret | 2017
20263-228838-01 | Xcel Energy | 85 | 13781 | IOU | 03132515 | 22.78 | Solar |  |  | Interconnected | Trade Secret | Trade | TER | TER062 | Commercial | Made in Minnesota | Trade Secret | 2018 | 2018
20263-228838-01 | Xcel Energy | 85 | 13781 | IOU | 04793769 | 12.47 | Solar |  |  | Interconnected | Trade Secret | Trade | AFT | AFT315 | Residential | Solar*Rewards | Trade Secret | 2022 | 2022
20263-228838-01 |  |  |  |  | 04829661 |  |  |  |  | Active Application | Trade Secret | Trade | KEN | KEN021 | Residential |  |  | 2022
20263-228838-01 | Xcel Energy | 85 | 13781 | IOU | 06219365 | 4.188 | Solar |  |  | Interconnected | Trade Secret | Trade | SOU | SOU072 | Residential |  | Trade Secret | 2025 | 2025
20263-228838-01 |  |  |  |  | OID3877290 |  | Solar |  |  | Withdrawn | Trade Secret | Trade | SOU | SOU077 | Residential | Solar*Rewards |  | 2019
20263-228838-01 |  |  |  |  | OID3856276 |  | Solar |  |  | Withdrawn | Trade Secret | Trade | SOU | SOU077 | Residential | Solar*Rewards |  | 2019
20263-228838-01 | Xcel Energy | 85 | 13781 | IOU | 03242916 | 5 | Solar |  |  | Interconnected | Trade Secret | Trade | SOU | SOU077 | Residential |  | Trade Secret | 2019 | 2020
20263-228838-01 | Xcel Energy | 85 | 13781 | IOU | 03132321 | 5 | Solar |  |  | Interconnected | Trade Secret | Trade | AFT | AFT314 | Residential | Solar*Rewards | Trade Secret | 2018 | 2018
20263-228838-01 | Xcel Energy | 85 | 13781 | IOU | 05357629 | 11.39 | Solar |  |  | Interconnected | Trade Secret | Trade | WES | WES073 | Residential | Solar*Rewards | Trade Secret | 2023 | 2023
20263-228838-01 | Xcel Energy | 85 | 13781 | IOU | 05487812 | 11.393 | Solar |  |  | Interconnected | Trade Secret | Trade | SOU | SOU079 | Residential |  | Trade Secret | 2023 | 2023
20263-228838-01 | Xcel Energy | 85 | 13781 | IOU | 04794220 | 8.12 | Solar |  |  | Interconnected | Trade Secret | Trade | AFT | AFT314 | Residential | Solar*Rewards | Trade Secret | 2022 | 2022
20263-228838-01 | Xcel Energy | 85 | 13781 | IOU | 06018139 | 31.12 | Storage |  |  | Interconnected | Trade Secret | Trade | AFT | AFT314 | Residential |  | Trade Secret | 2024 | 2025
20263-228838-01 | Xcel Energy | 85 | 13781 | IOU | 03133857 | 36 | Solar |  |  | Interconnected | Trade Secret | Trade | YLM | YLM211 | Commercial | Made in Minnesota | Trade Secret | 2014 | 2014
20263-228838-01 | Xcel Energy | 85 | 13781 | IOU | 03751067 | 375 | Solar |  |  | Interconnected | Trade Secret | Trade | YLM | YLM211 | Commercial |  | Trade Secret | 2020 | 2024
20263-228838-01 | Xcel Energy | 85 | 13781 | IOU | 06214107 | 11.904 | Solar |  |  | Interconnected | Trade Secret | Trade | WDY | WDY322 | Residential |  | Trade Secret | 2025 | 2026
20263-228838-01 | Xcel Energy | 85 | 13781 | IOU | 04185833 | 5 | Solar |  |  | Interconnected | Trade Secret | Trade | OAD | OAD075 | Residential | Solar*Rewards | Trade Secret | 2020 | 2021
20263-228838-01 | Xcel Energy | 85 | 13781 | IOU | 04841192 | 11.536 | Solar |  |  | Interconnected | Trade Secret | Trade | WYO | WYO022 | Residential |  | Trade Secret | 2022 | 2022
20263-228838-01 | Xcel Energy | 85 | 13781 | IOU | 06011538 | 6.677 | Solar |  |  | Interconnected | Trade Secret | Trade | IDA | IDA064 | Residential | Solar*Rewards | Trade Secret | 2024 | 2025
20263-228838-01 | Xcel Energy | 85 | 13781 | IOU | 06253620 | 8.376 | Solar |  |  | Active Application | Trade Secret | Trade | LAP | LAP311 | Residential |  | Trade Secret | 2025
20263-228838-01 | Xcel Energy | 85 | 13781 | IOU | OID2309576 | 7.6 | Solar |  |  | Withdrawn | Trade Secret | Trade | NWA | NWA021 | Residential | Solar*Rewards | Trade Secret | 2015
20263-228838-01 | Xcel Energy | 85 | 13781 | IOU | 05262868 | 6.56 | Solar |  |  | Interconnected | Trade Secret | Trade | CGR | CGR061 | Residential |  | Trade Secret | 2022 | 2023
20263-228838-01 | Xcel Energy | 85 | 13781 | IOU | 05356635 | 6.98 | Solar |  |  | Interconnected | Trade Secret | Trade | SOU | SOU087 | Residential | Solar*Rewards | Trade Secret | 2023 | 2023
20263-228838-01 | Xcel Energy | 85 | 13781 | IOU | 04201844 | 3.747 | Solar |  |  | Interconnected | Trade Secret | Trade | MEL | MEL089 | Residential |  | Trade Secret | 2020 | 2021
20263-228838-01 | Xcel Energy | 85 | 13781 | IOU | 05244491 | 6.046 | Solar |  |  | Interconnected | Trade Secret | Trade | EDA | EDA065 | Residential |  | Trade Secret | 2022 | 2023
20263-228838-01 | Xcel Energy | 85 | 13781 | IOU | 05757574 | 4.886 | Solar |  |  | Interconnected | Trade Secret | Trade | WES | WES074 | Residential | Solar*Rewards | Trade Secret | 2024 | 2024
20263-228838-01 | Xcel Energy | 85 | 13781 | IOU | 03133697 | 3 | Solar |  |  | Interconnected | Trade Secret | Trade | SHP | SHP061 | Residential | Solar*Rewards | Trade Secret | 2012 | 2012
20263-228838-01 | Xcel Energy | 85 | 13781 | IOU | 06149484 | 4.188 | Solar |  |  | Interconnected | Trade Secret | Trade | SHP | SHP061 | Residential | Solar*Rewards | Trade Secret | 2025 | 2025
20263-228838-01 | Xcel Energy | 85 | 13781 | IOU | 06174068 | 10.451 | Solar |  |  | Active Application | Trade Secret | Trade | HOL | HOL072 | Residential | Solar*Rewards | Trade Secret | 2025
20263-228838-01 | Xcel Energy | 85 | 13781 | IOU | 04041680 | 5.48 | Solar |  |  | Interconnected | Trade Secret | Trade | LNS | LNS033 | Residential | Solar*Rewards | Trade Secret | 2021 | 2021
20263-228838-01 | Xcel Energy | 85 | 13781 | IOU | 06100764 | 6.832 | Solar |  |  | Active Application | Trade Secret | Trade | BEL | BEL061 | Residential | Solar*Rewards | Trade Secret | 2025
20263-228838-01 | Xcel Energy | 85 | 13781 | IOU | 03130271 | 7.625 | Solar |  |  | Interconnected | Trade Secret | Trade | HOL | HOL061 | Residential | Solar*Rewards | Trade Secret | 2019 | 2020
20263-228838-01 | Xcel Energy | 85 | 13781 | IOU | 04967930 | 8.376 | Solar |  |  | Interconnected | Trade Secret | Trade | TER | TER062 | Residential | Solar*Rewards | Trade Secret | 2022 | 2022
20263-228838-01 |  |  |  |  | OID2806592 |  | Other |  |  | Withdrawn | Trade Secret | Trade | BLL | BLL062 | Commercial |  |  | 2013
20263-228838-01 | Xcel Energy | 85 | 13781 | IOU | OID1963647 | 18 | Solar |  |  | Withdrawn | Trade Secret | Trade | WSG | WSG352 | Commercial | Made in Minnesota | Trade Secret | 2014
20263-228838-01 | Xcel Energy | 85 | 13781 | IOU | 03134247 | 18 | Solar |  |  | Interconnected | Trade Secret | Trade | WSG | WSG352 | Commercial | Made in Minnesota | Trade Secret | 2015 | 2015
20263-228838-01 | Xcel Energy | 85 | 13781 | IOU | 04409312 | 18 | Solar |  |  | Interconnected | Trade Secret | Trade | HUG | HUG322 | Residential | Solar*Rewards | Trade Secret | 2021 | 2021
20263-228838-01 | Xcel Energy | 85 | 13781 | IOU | 06122584 | 9.184 | Solar |  |  | Interconnected | Trade Secret | Trade | CDV | CDV072 | Residential |  | Trade Secret | 2025 | 2025
20263-228838-01 | Xcel Energy | 85 | 13781 | IOU | 06108886 | 9.184 | Solar |  |  | Withdrawn | Trade Secret | Trade | CDV | CDV072 | Residential | Solar*Rewards | Trade Secret | 2025
20263-228838-01 | Xcel Energy | 85 | 13781 | IOU | 05701970 | 4.41 | Solar |  |  | Withdrawn | Trade Secret | Trade | WAT | WAT081 | Residential |  | Trade Secret | 2024
20263-228838-01 | Xcel Energy | 85 | 13781 | IOU | 05356962 | 23.05 | Solar |  | X | Interconnected | Trade Secret | Trade | HUG | HUG311 | Residential | Solar*Rewards | Trade Secret | 2023 | 2024
20263-228838-01 | Xcel Energy | 85 | 13781 | IOU | 05933371 | 2.657 | Solar |  |  | Interconnected | Trade Secret | Trade | SLP | SLP082 | Residential |  | Trade Secret | 2024 | 2024
20263-228838-01 | Xcel Energy | 85 | 13781 | IOU | 05729142 | 11.808 | Solar |  |  | Interconnected | Trade Secret | Trade | WCR | WCR062 | Residential |  | Trade Secret | 2024 | 2024
20263-228838-01 | Xcel Energy | 85 | 13781 | IOU | 05356880 | 7.54 | Solar |  |  | Interconnected | Trade Secret | Trade | WIN | WIN021 | Residential | Solar*Rewards | Trade Secret | 2023 | 2023
20263-228838-01 | Xcel Energy | 85 | 13781 | IOU | 03131559 | 9.94 | Solar |  |  | Interconnected | Trade Secret | Trade | GLK | GLK065 | Residential | Made in Minnesota | Trade Secret | 2017 | 2017
20263-228838-01 | Xcel Energy | 85 | 13781 | IOU | OID2924249 | 9.94 | Solar |  |  | Withdrawn | Trade Secret | Trade | GLK | GLK065 | Residential | Solar*Rewards | Trade Secret | 2017
20263-228838-01 | Xcel Energy | 85 | 13781 | IOU | 06122561 | 7.6 | Solar |  |  | Interconnected | Trade Secret | Trade | GRC | GRC311 | Residential | Solar*Rewards | Trade Secret | 2025 | 2025
20263-228838-01 | Xcel Energy | 85 | 13781 | IOU | 06173978 | 11.387 | Solar |  |  | Active Application | Trade Secret | Trade | WDY | WDY322 | Residential | Solar*Rewards | Trade Secret | 2025
20263-228838-01 | Xcel Energy | 85 | 13781 | IOU | 03130809 | 8.4 | Solar |  |  | Interconnected | Trade Secret | Trade | SLP | SLP084 | Commercial |  | Trade Secret | 2007 | 2007
20263-228838-01 | Xcel Energy | 85 | 13781 | IOU | 03133197 | 2.7 | Solar |  |  | Interconnected | Trade Secret | Trade | WDY | WDY321 | Residential | Solar*Rewards | Trade Secret | 2010 | 2010
20263-228838-01 | Xcel Energy | 85 | 13781 | IOU | 06326255 | 11.5 | Solar |  | X | Active Application | Trade Secret | Trade | CTR | CTR022 | Residential | Solar*Rewards | Trade Secret | 2026
20263-228838-01 | Xcel Energy | 85 | 13781 | IOU | 06188276 | 7.258 | Solar |  |  | Interconnected | Trade Secret | Trade | LEX | LEX075 | Residential | Solar*Rewards | Trade Secret | 2025 | 2025
20263-228838-01 | Xcel Energy | 85 | 13781 | IOU | 03133443 | 34.2 | Solar |  |  | Interconnected | Trade Secret | Trade | CLC | CLC221 | Commercial | Solar*Rewards | Trade Secret | 2011 | 2012
20263-228838-01 | Xcel Energy | 85 | 13781 | IOU | 04613859 | 7.83 | Solar |  |  | Interconnected | Trade Secret | Trade | MEL | MEL072 | Residential |  | Trade Secret | 2021 | 2021
20263-228838-01 | Xcel Energy | 85 | 13781 | IOU | 05294418 | 11.866 | Solar |  |  | Active Application | Trade Secret | Trade | ALD | ALD088 | Commercial |  | Trade Secret | 2022
20263-228838-01 | Xcel Energy | 85 | 13781 | IOU | OID3867163 | 11.39 | Solar |  |  | Interconnected | Trade Secret | Trade | EDA | EDA067 | Residential | Solar*Rewards | Trade Secret | 2019 | 2020
20263-228838-01 | Xcel Energy | 85 | 13781 | IOU | 05783459 | 16.128 | Solar |  |  | Interconnected | Trade Secret | Trade | FAB | FAB061 | Residential | Solar*Rewards | Trade Secret | 2024 | 2024
20263-228838-01 | Xcel Energy | 85 | 13781 | IOU | 04424350 | 4.35 | Solar |  |  | Interconnected | Trade Secret | Trade | RPL | RPL063 | Residential | Solar*Rewards | Trade Secret | 2021 | 2021
20263-228838-01 | Xcel Energy | 85 | 13781 | IOU | 03143415 | 7.616 | Solar |  |  | Interconnected | Trade Secret | Trade | ECK | ECK321 | Residential | Solar*Rewards | Trade Secret | 2019 | 2019
20263-228838-01 | Xcel Energy | 85 | 13781 | IOU | 04394459 | 3.49 | Solar |  |  | Interconnected | Trade Secret | Trade | WES | WES076 | Residential | Solar*Rewards | Trade Secret | 2021 | 2021
20263-228838-01 | Xcel Energy | 85 | 13781 | IOU | 05202072 | 6.4 | Solar |  |  | Withdrawn | Trade Secret | Trade | SCL | SCL322 | Residential |  | Trade Secret | 2022
20263-228838-01 | Xcel Energy | 85 | 13781 | IOU | 06201892 | 24.888 | Solar |  |  | Active Application | Trade Secret | Trade | LAC | LAC062 | Commercial |  | Trade Secret | 2025
20263-228838-01 | Xcel Energy | 85 | 13781 | IOU | 06204210 | 3.774 | Solar |  |  | Interconnected | Trade Secret | Trade | CHE | CHE064 | Residential |  | Trade Secret | 2025 | 2025
20263-228838-01 | Xcel Energy | 85 | 13781 | IOU | 05686300 | 14.432 | Solar |  |  | Interconnected | Trade Secret | Trade | RAM | RAM071 | Residential |  | Trade Secret | 2024 | 2024
20263-228838-01 | Xcel Energy | 85 | 13781 | IOU | 03134313 | 39 | Solar |  |  | Interconnected | Trade Secret | Trade | TWL | TWL062 | Commercial | Made in Minnesota | Trade Secret | 2015 | 2015
20263-228838-01 | Xcel Energy | 85 | 13781 | IOU | OID2028545 | 15 | Solar |  |  | Withdrawn | Trade Secret | Trade | MEL | MEL074 | Commercial | Solar*Rewards | Trade Secret | 2014
20263-228838-01 | Xcel Energy | 85 | 13781 | IOU | 03131519 | 5 | Solar |  |  | Interconnected | Trade Secret | Trade | ALD | ALD072 | Residential | Made in Minnesota | Trade Secret | 2017 | 2018
20263-228838-01 | Xcel Energy | 85 | 13781 | IOU | 05938071 | 7.616 | Solar |  |  | Active Application | Trade Secret | Trade | HAS | HAS022 | Residential |  | Trade Secret | 2024
20263-228838-01 | Xcel Energy | 85 | 13781 | IOU | 04819290 | 3.77 | Solar |  |  | Withdrawn | Trade Secret | Trade | TWL | TWL075 | Residential | Solar*Rewards | Trade Secret | 2022
20263-228838-01 | Xcel Energy | 85 | 13781 | IOU | 06154343 | 3.49 | Solar |  |  | Interconnected | Trade Secret | Trade | TWL | TWL075 | Residential | Solar*Rewards | Trade Secret | 2025 | 2025
20263-228838-01 | Xcel Energy | 85 | 13781 | IOU | 05744136 | 9.84 | Solar |  |  | Interconnected | Trade Secret | Trade | CGR | CGR061 | Residential |  | Trade Secret | 2024 | 2024
20263-228838-01 | Xcel Energy | 85 | 13781 | IOU | 05732338 | 9.84 | Solar |  |  | Active Application | Trade Secret | Trade | CGR | CGR061 | Residential | Solar*Rewards | Trade Secret | 2024
20263-228838-01 | Xcel Energy | 85 | 13781 | IOU | 05795221 | 6.631 | Solar |  |  | Interconnected | Trade Secret | Trade | MPK | MPK063 | Residential | Solar*Rewards | Trade Secret | 2024 | 2024
20263-228838-01 | Xcel Energy | 85 | 13781 | IOU | 05959864 | 8.376 | Solar |  |  | Withdrawn | Trade Secret | Trade | MPK | MPK063 | Residential | Solar*Rewards | Trade Secret | 2024
20263-228838-01 | Xcel Energy | 85 | 13781 | IOU | 05614772 | 8.82 | Solar |  |  | Interconnected | Trade Secret | Trade | UPP | UPP082 | Residential |  | Trade Secret | 2023 | 2024
20263-228838-01 | Xcel Energy | 85 | 13781 | IOU | 05599085 | 8.82 | Solar |  |  | Withdrawn | Trade Secret | Trade | UPP | UPP082 | Residential | Solar*Rewards | Trade Secret | 2023
20263-228838-01 | Xcel Energy | 85 | 13781 | IOU | 04511560 | 6.38 | Solar |  |  | Interconnected | Trade Secret | Trade | SOU | SOU063 | Residential |  | Trade Secret | 2021 | 2021
20263-228838-01 | Xcel Energy | 85 | 13781 | IOU | 05003066 | 13.34 | Solar |  |  | Interconnected | Trade Secret | Trade | RPL | RPL061 | Residential |  | Trade Secret | 2022 | 2022
20263-228838-01 | Xcel Energy | 85 | 13781 | IOU | 03130341 | 5 | Solar |  |  | Interconnected | Trade Secret | Trade | WCR | WCR061 | Residential | Solar*Rewards | Trade Secret | 2019 | 2019
20263-228838-01 | Xcel Energy | 85 | 13781 | IOU | 05575844 | 15.08 | Solar |  |  | Interconnected | Trade Secret | Trade | DLO | DLO021 | Residential | Solar*Rewards | Trade Secret | 2023 | 2024
20263-228838-01 | Xcel Energy | 85 | 13781 | IOU | 03502272 | 39.998 | Solar |  |  | Active Application | Trade Secret | Trade | TWL | TWL065 | Commercial | Solar*Rewards | Trade Secret | 2019
20263-228838-01 | Xcel Energy | 85 | 13781 | IOU | 03519845 | 39.998 | Solar |  |  | Interconnected | Trade Secret | Trade | TWL | TWL065 | Commercial | Solar*Rewards | Trade Secret | 2020 | 2020
20263-228838-01 | Xcel Energy | 85 | 13781 | IOU | 05985861 | 11.766 | Solar |  |  | Interconnected | Trade Secret | Trade | ALK | ALK072 | Residential | Solar*Rewards | Trade Secret | 2024 | 2025
20263-228838-01 | Xcel Energy | 85 | 13781 | IOU | 06004348 | 3.49 | Solar |  |  | Interconnected | Trade Secret | Trade | HWW | HWW074 | Residential | Solar*Rewards | Trade Secret | 2024 | 2025
20263-228838-01 | Xcel Energy | 85 | 13781 | IOU | 05946098 | 5.052 | Solar |  |  | Withdrawn | Trade Secret | Trade | TLK | TLK061 | Residential |  | Trade Secret | 2024
20263-228838-01 | Xcel Energy | 85 | 13781 | IOU | 04420183 | 9.994 | Solar |  |  | Interconnected | Trade Secret | Trade | WAB | WAB021 | Residential | Solar*Rewards | Trade Secret | 2021 | 2021
20263-228838-01 | Xcel Energy | 85 | 13781 | IOU | 04239714 | 7.616 | Solar |  |  | Interconnected | Trade Secret | Trade | MOL | MOL073 | Residential | Solar*Rewards | Trade Secret | 2021 | 2021
20263-228838-01 | Xcel Energy | 85 | 13781 | IOU | 06011273 | 6.046 | Solar |  |  | Active Application | Trade Secret | Trade | TLK | TLK064 | Residential |  | Trade Secret | 2024
20263-228838-01 | Xcel Energy | 85 | 13781 | IOU | 04794849 | 3.12 | Solar |  |  | Interconnected | Trade Secret | Trade | OAD | OAD074 | Residential |  | Trade Secret | 2022 | 2022
20263-228838-01 | Xcel Energy | 85 | 13781 | IOU | 04773598 | 3.48 | Solar |  |  | Interconnected | Trade Secret | Trade | OAD | OAD074 | Residential |  | Trade Secret | 2022 | 2022
20263-228838-01 | Xcel Energy | 85 | 13781 | IOU | 03133152 | 4.56 | Solar |  |  | Interconnected | Trade Secret | Trade | WSG | WSG064 | Commercial | Solar*Rewards | Trade Secret | 2010 | 2010
20263-228838-01 | Xcel Energy | 85 | 13781 | IOU | 04689756 | 8.88 | Solar |  |  | Interconnected | Trade Secret | Trade | LEX | LEX073 | Residential |  | Trade Secret | 2021 | 2022
20263-228838-01 | Xcel Energy | 85 | 13781 | IOU | 06204926 | 5.584 | Solar |  |  | Withdrawn | Trade Secret | Trade | LEX | LEX075 | Residential | Solar*Rewards | Trade Secret | 2025
20263-228838-01 | Xcel Energy | 85 | 13781 | IOU | 06218479 | 5.584 | Solar |  |  | Interconnected | Trade Secret | Trade | LEX | LEX075 | Residential |  | Trade Secret | 2025 | 2025
20263-228838-01 | Xcel Energy | 85 | 13781 | IOU | 03130974 | 2.9 | Solar |  |  | Interconnected | Trade Secret | Trade | SHP | SHP062 | Residential |  | Trade Secret | 2009 | 2009
20263-228838-01 | Xcel Energy | 85 | 13781 | IOU | 06080688 | 5.904 | Solar |  |  | Interconnected | Trade Secret | Trade | WIL | WIL084 | Residential | Solar*Rewards | Trade Secret | 2025 | 2025
20263-228838-01 | Xcel Energy | 85 | 13781 | IOU | 06003454 | 9.994 | Solar |  |  | Active Application | Trade Secret | Trade | WCS | WCS064 | Residential | Solar*Rewards | Trade Secret | 2024
20263-228838-01 | Xcel Energy | 85 | 13781 | IOU | 05447471 | 7.56 | Solar |  |  | Interconnected | Trade Secret | Trade | RAM | RAM073 | Residential |  | Trade Secret | 2023 | 2023
20263-228838-01 | Xcel Energy | 85 | 13781 | IOU | 04347387 | 3.747 | Solar |  |  | Interconnected | Trade Secret | Trade | FRM | FRM062 | Residential | Solar*Rewards | Trade Secret | 2021 | 2021
20263-228838-01 | Xcel Energy | 85 | 13781 | IOU | 03134226 | 6 | Solar |  |  | Interconnected | Trade Secret | Trade | NOF | NOF071 | Residential | Solar*Rewards | Trade Secret | 2015 | 2015
20263-228838-01 | Xcel Energy | 85 | 13781 | IOU | OID3785713 | 2.962 | Solar |  |  | Withdrawn | Trade Secret | Trade | HSN | HSN321 | Residential | Solar*Rewards | Trade Secret | 2019
20263-228838-01 | Xcel Energy | 85 | 13781 | IOU | OID3851538 | 2.962 | Solar |  |  | Interconnected | Trade Secret | Trade | HSN | HSN321 | Residential | Solar*Rewards | Trade Secret | 2019 | 2020
20263-228838-01 | Xcel Energy | 85 | 13781 | IOU | 03131197 | 376 | Solar |  |  | Interconnected | Trade Secret | Trade | MPK | MPK065 | Commercial |  | Trade Secret | 2014 | 2016
20263-228838-01 |  |  |  |  | OID2806581 |  | Solar |  |  | Withdrawn | Trade Secret | Trade | MPK | MPK065 | Commercial |  |  | 2012
20263-228838-01 | Xcel Energy | 85 | 13781 | IOU | 03130359 | 13 | Wind |  |  | Active Application | Trade Secret | Trade | PIP | PIP090 | Residential |  | Trade Secret | 2016
20263-228838-01 |  |  |  |  | OID3116109 |  | Wind |  |  | Withdrawn | Trade Secret | Trade | PIP | PIP090 | Residential |  |  | 2017
20263-228838-01 |  |  |  |  | OID2766099 |  | Wind |  |  | Withdrawn | Trade Secret | Trade | PIP | PIP090 | Residential |  |  | 2016
20263-228838-01 | Xcel Energy | 85 | 13781 | IOU | 04414486 | 3.747 | Solar |  |  | Withdrawn | Trade Secret | Trade | IDA | IDA062 | Residential | Solar*Rewards | Trade Secret | 2021
20263-228838-01 | Xcel Energy | 85 | 13781 | IOU | 03709194 | 5.04 | Solar |  |  | Interconnected | Trade Secret | Trade | TWL | TWL075 | Residential | Solar*Rewards | Trade Secret | 2020 | 2020
20263-228838-01 | Xcel Energy | 85 | 13781 | IOU | 03131883 | 3.8 | Solar |  |  | Interconnected | Trade Secret | Trade | OAD | OAD064 | Residential | Solar*Rewards | Trade Secret | 2017 | 2017
20263-228838-01 | Xcel Energy | 85 | 13781 | IOU | 05812615 | 12.672 | Solar |  |  | Interconnected | Trade Secret | Trade | SLP | SLP082 | Residential | Solar*Rewards | Trade Secret | 2024 | 2024
20263-228838-01 | Xcel Energy | 85 | 13781 | IOU | 03130244 | 5 | Solar |  |  | Interconnected | Trade Secret | Trade | MPK | MPK063 | Residential | Solar*Rewards | Trade Secret | 2019 | 2019
20263-228838-01 | Xcel Energy | 85 | 13781 | IOU | 06235261 | 6.282 | Solar |  | X | Active Application | Trade Secret | Trade | HUG | HUG321 | Residential |  | Trade Secret | 2025
20263-228838-01 | Xcel Energy | 85 | 13781 | IOU | 04164107 | 6.96 | Solar |  |  | Interconnected | Trade Secret | Trade | UPP | UPP082 | Residential | Solar*Rewards | Trade Secret | 2021 | 2021
20263-228838-01 | Xcel Energy | 85 | 13781 | IOU | 05411070 | 5.525 | Solar |  |  | Withdrawn | Trade Secret | Trade | CNC | CNC073 | Residential | Solar*Rewards | Trade Secret | 2023
20263-228838-01 | Xcel Energy | 85 | 13781 | IOU | 05414701 | 7.15 | Solar |  |  | Interconnected | Trade Secret | Trade | CNC | CNC073 | Residential |  | Trade Secret | 2023 | 2023
20263-228838-01 | Xcel Energy | 85 | 13781 | IOU | 06040151 | 21.125 | Solar |  |  | Withdrawn | Trade Secret | Trade | HUG | HUG321 | Residential |  | Trade Secret | 2024
20263-228838-01 | Xcel Energy | 85 | 13781 | IOU | 05312560 | 5.8 | Solar |  |  | Interconnected | Trade Secret | Trade | RRK | RRK064 | Residential |  | Trade Secret | 2022 | 2023
20263-228838-01 | Xcel Energy | 85 | 13781 | IOU | 05275561 | 10 | Solar |  | X | Interconnected | Trade Secret | Trade | CEL | CEL064 | Residential |  | Trade Secret | 2022 | 2023
20263-228838-01 | Xcel Energy | 85 | 13781 | IOU | 05321068 | 5.22 | Solar |  |  | Interconnected | Trade Secret | Trade | DOC | DOC021 | Residential |  | Trade Secret | 2022 | 2023
20263-228838-01 | Xcel Energy | 85 | 13781 | IOU | 05565318 | 4.41 | Solar |  |  | Interconnected | Trade Secret | Trade | WDY | WDY311 | Residential | Solar*Rewards | Trade Secret | 2023 | 2023
20263-228838-01 | Xcel Energy | 85 | 13781 | IOU | 06086900 | 7.6 | Solar |  |  | Active Application | Trade Secret | Trade | CEL | CEL072 | Residential | Solar*Rewards | Trade Secret | 2025
20263-228838-01 | Xcel Energy | 85 | 13781 | IOU | 05606759 | 11.393 | Solar |  |  | Withdrawn | Trade Secret | Trade | LAP | LAP311 | Residential | Solar*Rewards | Trade Secret | 2023
20263-228838-01 | Xcel Energy | 85 | 13781 | IOU | 05711693 | 9.994 | Solar |  |  | Withdrawn | Trade Secret | Trade | LAP | LAP311 | Residential | Solar*Rewards | Trade Secret | 2024
20263-228838-01 | Xcel Energy | 85 | 13781 | IOU | 04024758 | 11.39 | Solar |  |  | Interconnected | Trade Secret | Trade | EDA | EDA067 | Residential | Solar*Rewards | Trade Secret | 2020 | 2021
20263-228838-01 | Xcel Energy | 85 | 13781 | IOU | 03131499 | 8.91 | Solar |  |  | Interconnected | Trade Secret | Trade | MPK | MPK082 | Residential | Made in Minnesota | Trade Secret | 2017 | 2017
20263-228838-01 | Xcel Energy | 85 | 13781 | IOU | 05977182 | 3.747 | Solar |  |  | Active Application | Trade Secret | Trade | CTF | CTF022 | Residential |  | Trade Secret | 2024
20263-228838-01 | Xcel Energy | 85 | 13781 | IOU | OID3705398 | 39.998 | Solar |  |  | Withdrawn | Trade Secret | Trade | HSN | HSN312 | Commercial | Solar*Rewards | Trade Secret | 2019
20263-228838-01 | Xcel Energy | 85 | 13781 | IOU | 05364704 | 4.886 | Solar |  |  | Interconnected | Trade Secret | Trade | IDA | IDA064 | Residential |  | Trade Secret | 2023 | 2023
20263-228838-01 | Xcel Energy | 85 | 13781 | IOU | 05843142 | 5.052 | Solar |  |  | Interconnected | Trade Secret | Trade | CTR | CTR021 | Residential |  | Trade Secret | 2024 | 2024
20263-228838-01 | Xcel Energy | 85 | 13781 | IOU | 05451080 | 11.52 | Solar |  |  | Interconnected | Trade Secret | Trade | WCR | WCR311 | Residential |  | Trade Secret | 2023 | 2023
20263-228838-01 | Xcel Energy | 85 | 13781 | IOU | 03133982 | 3.84 | Solar |  |  | Interconnected | Trade Secret | Trade | HYL | HYL064 | Residential | Solar*Rewards | Trade Secret | 2014 | 2015
20263-228838-01 | Xcel Energy | 85 | 13781 | IOU | 03133424 | 2.15 | Solar |  |  | Interconnected | Trade Secret | Trade | SLP | SLP092 | Residential | Solar*Rewards | Trade Secret | 2011 | 2011
20263-228838-01 | Xcel Energy | 85 | 13781 | IOU | 06250829 | 11.205 | Solar |  |  | Active Application | Trade Secret | Trade | ANN | ANN021 | Residential |  | Trade Secret | 2025
20263-228838-01 | Xcel Energy | 85 | 13781 | IOU | 04876210 | 4.64 | Solar |  | X | Interconnected | Trade Secret | Trade | RPO | RPO312 | Residential |  | Trade Secret | 2022 | 2022
20263-228838-01 |  |  |  |  | OID3997120 |  | Solar |  |  | Withdrawn | Trade Secret | Trade | SOU | SOU073 | Residential | Solar*Rewards |  | 2019
20263-228838-01 | Xcel Energy | 85 | 13781 | IOU | 04042863 | 3.6 | Solar |  |  | Interconnected | Trade Secret | Trade | SOU | SOU073 | Residential | Solar*Rewards | Trade Secret | 2020 | 2020
20263-228838-01 | Xcel Energy | 85 | 13781 | IOU | 05711694 | 5.04 | Solar |  |  | Interconnected | Trade Secret | Trade | HOL | HOL072 | Residential | Solar*Rewards | Trade Secret | 2024 | 2024
20263-228838-01 | Xcel Energy | 85 | 13781 | IOU | 05437616 | 12.6 | Solar |  |  | Interconnected | Trade Secret | Trade | GSL | GSL074 | Residential |  | Trade Secret | 2023 | 2023
20263-228838-01 | Xcel Energy | 85 | 13781 | IOU | SRO29856 | 40 | Solar |  |  | Withdrawn | Trade Secret | Trade | CGR | CGR074 | Commercial | Solar*Rewards | Trade Secret | 2013
20263-228838-01 | Xcel Energy | 85 | 13781 | IOU | OID3284647 | 19.999 | Solar |  |  | Withdrawn | Trade Secret | Trade | CGR | CGR074 | Commercial | Solar*Rewards | Trade Secret | 2018
20263-228838-01 | Xcel Energy | 85 | 13781 | IOU | OID3470152 | 39.998 | Solar |  |  | Withdrawn | Trade Secret | Trade | CGR | CGR074 | Commercial | Solar*Rewards | Trade Secret | 2018
20263-228838-01 | Xcel Energy | 85 | 13781 | IOU | 05594055 | 240 | Solar |  |  | Interconnected | Trade Secret | Trade | CGR | CGR074 | Commercial |  | Trade Secret | 2023 | 2025
20263-228838-01 | Xcel Energy | 85 | 13781 | IOU | 03135031 | 7 | Solar |  |  | Interconnected | Trade Secret | Trade | REW | REW023 | Residential | Made in Minnesota | Trade Secret | 2016 | 2016
20263-228838-01 | Xcel Energy | 85 | 13781 | IOU | 03130997 | 20 | Wind |  |  | Interconnected | Trade Secret | Trade | YAM | YAM021 | Residential |  | Trade Secret | 2009 | 2010
20263-228838-01 | Xcel Energy | 85 | 13781 | IOU | 04488628 | 7.616 | Solar |  |  | Active Application | Trade Secret | Trade | YAM | YAM021 | Residential | Solar*Rewards | Trade Secret | 2021
20263-228838-01 | Xcel Energy | 85 | 13781 | IOU | 04508204 | 20 | Solar |  |  | Interconnected | Trade Secret | Trade | YAM | YAM021 | Residential |  | Trade Secret | 2021 | 2023
20263-228838-01 | Xcel Energy | 85 | 13781 | IOU | OID2045070 | 10.8 | Solar |  |  | Withdrawn | Trade Secret | Trade | YAM | YAM021 | Residential | Solar*Rewards | Trade Secret | 2014
20263-228838-01 | Xcel Energy | 85 | 13781 | IOU | OID3857775 | 10 | Solar |  |  | Interconnected | Trade Secret | Trade | SOU | SOU064 | Residential | Solar*Rewards | Trade Secret | 2019 | 2019
20263-228838-01 | Xcel Energy | 85 | 13781 | IOU | 04789396 | 5 | Storage |  |  | Interconnected | Trade Secret | Trade | SOU | SOU064 | Residential |  | Trade Secret | 2022 | 2022
20263-228838-01 | Xcel Energy | 85 | 13781 | IOU | 04803076 | 8.12 | Solar |  |  | Withdrawn | Trade Secret | Trade | PAT | PAT312 | Residential | Solar*Rewards | Trade Secret | 2022
20263-228838-01 | Xcel Energy | 85 | 13781 | IOU | 03758414 | 6 | Solar |  |  | Interconnected | Trade Secret | Trade | LEX | LEX071 | Residential | Solar*Rewards | Trade Secret | 2020 | 2020
20263-228838-01 | Xcel Energy | 85 | 13781 | IOU | OID3666270 | 7.625 | Solar |  |  | Withdrawn | Trade Secret | Trade | ALB | ALB022 | Residential | Solar*Rewards | Trade Secret | 2018
20263-228838-01 | Xcel Energy | 85 | 13781 | IOU | 03130135 | 7.625 | Solar |  |  | Interconnected | Trade Secret | Trade | ALB | ALB022 | Residential | Solar*Rewards | Trade Secret | 2018 | 2019
20263-228838-01 | Xcel Energy | 85 | 13781 | IOU | 06227375 | 8.027 | Solar |  |  | Active Application | Trade Secret | Trade | APA | APA071 | Residential |  | Trade Secret | 2025
20263-228838-01 | Xcel Energy | 85 | 13781 | IOU | 04988347 | 12.47 | Solar |  |  | Interconnected | Trade Secret | Trade | GLK | GLK071 | Residential | Solar*Rewards | Trade Secret | 2022 | 2022
20263-228838-01 | Xcel Energy | 85 | 13781 | IOU | 03133139 | 4 | Solar |  |  | Interconnected | Trade Secret | Trade | RAM | RAM064 | Residential | Solar*Rewards | Trade Secret | 2010 | 2010
20263-228838-01 | Xcel Energy | 85 | 13781 | IOU | 05758858 | 4.725 | Solar |  |  | Interconnected | Trade Secret | Trade | HWW | HWW062 | Residential | Solar*Rewards | Trade Secret | 2024 | 2024
20263-228838-01 | Xcel Energy | 85 | 13781 | IOU | 06184260 | 9.109 | Solar |  | X | Interconnected | Trade Secret | Trade | SOU | SOU064 | Residential | Solar*Rewards | Trade Secret | 2025 | 2025
20263-228838-01 | Xcel Energy | 85 | 13781 | IOU | 05858551 | 3.84 | Solar |  |  | Interconnected | Trade Secret | Trade | STY | STY061 | Residential | Solar*Rewards | Trade Secret | 2024 | 2024
20263-228838-01 | Xcel Energy | 85 | 13781 | IOU | 03130908 | 0.8 | Solar |  |  | Interconnected | Trade Secret | Trade | SCL | SCL313 | Residential |  | Trade Secret | 2009 | 2010
20263-228838-01 | Xcel Energy | 85 | 13781 | IOU | 06072773 | 6.912 | Solar |  |  | Interconnected | Trade Secret | Trade | MOL | MOL063 | Residential | Solar*Rewards | Trade Secret | 2025 | 2025
20263-228838-01 | Xcel Energy | 85 | 13781 | IOU | 05938940 | 7.25 | Solar |  |  | Interconnected | Trade Secret | Trade | TWL | TWL062 | Residential | Solar*Rewards | Trade Secret | 2024 | 2024
20263-228838-01 | Xcel Energy | 85 | 13781 | IOU | 03132315 | 5 | Solar |  |  | Interconnected | Trade Secret | Trade | MHW | MHW311 | Residential | Solar*Rewards | Trade Secret | 2018 | 2018
20263-228838-01 | Xcel Energy | 85 | 13781 | IOU | OID3542315 | 36 | Solar |  |  | Withdrawn | Trade Secret | Trade |  |  | Residential | Solar*Rewards | Trade Secret | 2018
20263-228838-01 | Xcel Energy | 85 | 13781 | IOU | 03415642 | 7.616 | Solar |  |  | Interconnected | Trade Secret | Trade | MEL | MEL061 | Residential | Solar*Rewards | Trade Secret | 2019 | 2020
20263-228838-01 | Xcel Energy | 85 | 13781 | IOU | OID3892623 | 7.616 | Solar |  |  | Withdrawn | Trade Secret | Trade | MEL | MEL061 | Residential | Solar*Rewards | Trade Secret | 2019
20263-228838-01 |  |  |  |  | OID3991613 |  | Solar |  |  | Withdrawn | Trade Secret | Trade | MEL | MEL061 | Residential | Solar*Rewards |  | 2019
20263-228838-01 |  |  |  |  | OID3892622 |  | Solar |  |  | Withdrawn | Trade Secret | Trade | MEL | MEL061 | Residential | Solar*Rewards |  | 2019
20263-228838-01 | Xcel Energy | 85 | 13781 | IOU | 03133235 | 2.28 | Solar |  |  | Interconnected | Trade Secret | Trade | ALD | ALD084 | Residential | Solar*Rewards | Trade Secret | 2010 | 2010
20263-228838-01 | Xcel Energy | 85 | 13781 | IOU | 03132572 | 7.616 | Solar |  |  | Interconnected | Trade Secret | Trade | PKL | PKL085 | Residential | Solar*Rewards | Trade Secret | 2018 | 2018
20263-228838-01 | Xcel Energy | 85 | 13781 | IOU | 04609658 | 7.68 | Solar |  |  | Interconnected | Trade Secret | Trade | EDA | EDA073 | Residential |  | Trade Secret | 2021 | 2021
20263-228838-01 | Xcel Energy | 85 | 13781 | IOU | 03691158 | 3.747 | Solar |  |  | Interconnected | Trade Secret | Trade | MST | MST068 | Residential | Solar*Rewards | Trade Secret | 2020 | 2020
20263-228838-01 | Xcel Energy | 85 | 13781 | IOU | 03132499 | 6 | Solar |  |  | Interconnected | Trade Secret | Trade | EDA | EDA065 | Residential | Solar*Rewards | Trade Secret | 2018 | 2018
20263-228838-01 | Xcel Energy | 85 | 13781 | IOU | 05998359 | 11.393 | Solar |  |  | Interconnected | Trade Secret | Trade | BEL | BEL061 | Residential |  | Trade Secret | 2024 | 2025
20263-228838-01 | Xcel Energy | 85 | 13781 | IOU | 03133433 | 5 | Solar |  |  | Interconnected | Trade Secret | Trade | SLP | SLP086 | Commercial | Solar*Rewards | Trade Secret | 2011 | 2011
20263-228838-01 | Xcel Energy | 85 | 13781 | IOU | OID3791076 | 9.84 | Solar |  |  | Withdrawn | Trade Secret | Trade | WSG | WSG075 | Residential | Solar*Rewards | Trade Secret | 2019
20263-228838-01 | Xcel Energy | 85 | 13781 | IOU | 03140987 | 9.84 | Solar |  |  | Interconnected | Trade Secret | Trade | WSG | WSG075 | Residential | Solar*Rewards | Trade Secret | 2019 | 2019
20263-228838-01 | Xcel Energy | 85 | 13781 | IOU | 05368703 | 3.78 | Solar |  |  | Interconnected | Trade Secret | Trade | DPN | DPN072 | Residential |  | Trade Secret | 2023 | 2023
20263-228838-01 | Xcel Energy | 85 | 13781 | IOU | 06085634 | 3.49 | Solar |  |  | Withdrawn | Trade Secret | Trade | GPH | GPH062 | Residential | Solar*Rewards | Trade Secret | 2025
20263-228838-01 | Xcel Energy | 85 | 13781 | IOU | 03134537 | 3.8 | Solar |  |  | Interconnected | Trade Secret | Trade | TLK | TLK067 | Residential | Made in Minnesota | Trade Secret | 2015 | 2015
20263-228838-01 | Xcel Energy | 85 | 13781 | IOU | 05968252 | 3.839 | Solar |  |  | Interconnected | Trade Secret | Trade | IDA | IDA062 | Residential | Solar*Rewards | Trade Secret | 2024 | 2025
20263-228838-01 | Xcel Energy | 85 | 13781 | IOU | 06168220 | 12.209 | Solar |  |  | Interconnected | Trade Secret | Trade | EKO | EKO021 | Residential | Solar*Rewards | Trade Secret | 2025 | 2025
20263-228838-01 | Xcel Energy | 85 | 13781 | IOU | 05520967 | 7.54 | Solar |  |  | Interconnected | Trade Secret | Trade | BRP | BRP061 | Residential |  | Trade Secret | 2023 | 2023
20263-228838-01 | Xcel Energy | 85 | 13781 | IOU | 05569774 | 7.54 | Solar |  |  | Active Application | Trade Secret | Trade | BRP | BRP061 | Residential |  | Trade Secret | 2023
20263-228838-01 | Xcel Energy | 85 | 13781 | IOU | 03134495 | 10.01 | Solar |  |  | Interconnected | Trade Secret | Trade | OAD | OAD071 | Residential | Made in Minnesota | Trade Secret | 2015 | 2015
20263-228838-01 | Xcel Energy | 85 | 13781 | IOU | 05795731 | 3.747 | Solar |  |  | Interconnected | Trade Secret | Trade | BRP | BRP063 | Residential |  | Trade Secret | 2024 | 2024
20263-228838-01 | Xcel Energy | 85 | 13781 | IOU | 04492874 | 5.054 | Solar |  |  | Active Application | Trade Secret | Trade | PKL | PKL066 | Residential | Solar*Rewards | Trade Secret | 2021
20263-228838-01 | Xcel Energy | 85 | 13781 | IOU | 04213448 | 200 | Solar |  |  | Interconnected | Trade Secret | Trade | ALT | ALT021 | Commercial |  | Trade Secret | 2020 | 2024
20263-228838-01 | Xcel Energy | 85 | 13781 | IOU | 04213445 | 200 | Solar |  |  | Active Application | Trade Secret | Trade | ALT | ALT021 | Commercial | Solar*Rewards | Trade Secret | 2020
20263-228838-01 | Xcel Energy | 85 | 13781 | IOU | OID3093466 | 19.999 | Solar |  |  | Withdrawn | Trade Secret | Trade | TSS | TSS061 | Commercial | Solar*Rewards | Trade Secret | 2017
20263-228838-01 | Xcel Energy | 85 | 13781 | IOU | 03132790 | 39.998 | Solar |  |  | Interconnected | Trade Secret | Trade | TSS | TSS061 | Commercial | Solar*Rewards | Trade Secret | 2018 | 2018
20263-228838-01 | Xcel Energy | 85 | 13781 | IOU | 03132550 | 39.998 | Solar |  |  | Interconnected | Trade Secret | Trade | TSS | TSS061 | Commercial | Made in Minnesota | Trade Secret | 2018 | 2018
20263-228838-01 |  |  |  |  | OID3565488 |  | Solar |  |  | Withdrawn | Trade Secret | Trade | PAT | PAT312 | Commercial | Solar*Rewards |  | 2018
20263-228838-01 |  |  |  |  | OID3565486 |  | Solar |  |  | Withdrawn | Trade Secret | Trade | PAT | PAT312 | Commercial | Solar*Rewards |  | 2018
20263-228838-01 |  |  |  |  | OID3565485 |  | Solar |  |  | Withdrawn | Trade Secret | Trade | PAT | PAT312 | Commercial | Solar*Rewards |  | 2018
20263-228838-01 | Xcel Energy | 85 | 13781 | IOU | 03950330 | 3.77 | Solar |  |  | Interconnected | Trade Secret | Trade | SOU | SOU064 | Residential | Solar*Rewards | Trade Secret | 2020 | 2020
20263-228838-01 | Xcel Energy | 85 | 13781 | IOU | 03133859 | 36 | Solar |  |  | Interconnected | Trade Secret | Trade | WEB | WEB021 | Commercial | Made in Minnesota | Trade Secret | 2014 | 2014
20263-228838-01 |  |  |  |  | OID3807974 |  | Solar |  |  | Withdrawn | Trade Secret | Trade | HOW | HOW061 | Residential | Solar*Rewards |  | 2019
20263-228838-01 | Xcel Energy | 85 | 13781 | IOU | 03146250 | 7.625 | Solar |  |  | Interconnected | Trade Secret | Trade | HOW | HOW061 | Residential | Solar*Rewards | Trade Secret | 2019 | 2019
20263-228838-01 | Xcel Energy | 85 | 13781 | IOU | 03132483 | 7 | Solar |  |  | Interconnected | Trade Secret | Trade | LAC | LAC062 | Residential | Solar*Rewards | Trade Secret | 2018 | 2018
20263-228838-01 | Xcel Energy | 85 | 13781 | IOU | 05357212 | 5.052 | Solar |  |  | Interconnected | Trade Secret | Trade | LEX | LEX063 | Residential | Solar*Rewards | Trade Secret | 2023 | 2023
20263-228838-01 | Xcel Energy | 85 | 13781 | IOU | 04994536 | 11.6 | Solar |  |  | Interconnected | Trade Secret | Trade | ECK | ECK063 | Residential | Solar*Rewards | Trade Secret | 2022 | 2022
20263-228838-01 | Xcel Energy | 85 | 13781 | IOU | 05825118 | 4.992 | Solar |  |  | Interconnected | Trade Secret | Trade | WCR | WCR322 | Residential | Solar*Rewards | Trade Secret | 2024 | 2024
20263-228838-01 | Xcel Energy | 85 | 13781 | IOU | 05539153 | 9.984 | Solar |  |  | Interconnected | Trade Secret | Trade | CGR | CGR061 | Residential |  | Trade Secret | 2023 | 2023
20263-228838-01 | Xcel Energy | 85 | 13781 | IOU | 06099732 | 7.971 | Solar |  |  | Interconnected | Trade Secret | Trade | UPP | UPP063 | Residential |  | Trade Secret | 2025 | 2025
20263-228838-01 | Xcel Energy | 85 | 13781 | IOU | 05941405 | 6.046 | Solar |  |  | Active Application | Trade Secret | Trade | RLK | RLK073 | Residential |  | Trade Secret | 2024
20263-228838-01 | Xcel Energy | 85 | 13781 | IOU | 06229363 | 7.6 | Solar |  |  | Active Application | Trade Secret | Trade | VMR | VMR062 | Residential |  | Trade Secret | 2025
20263-228838-01 | Xcel Energy | 85 | 13781 | IOU | OID2250503 | 20 | Solar |  |  | Withdrawn | Trade Secret | Trade | WIN | WIN023 | Commercial | Solar*Rewards | Trade Secret | 2015
20263-228838-01 | Xcel Energy | 85 | 13781 | IOU | 06276295 | 7.329 | Solar |  |  | Withdrawn | Trade Secret | Trade | ALD | ALD085 | Residential |  | Trade Secret | 2025
20263-228838-01 | Xcel Energy | 85 | 13781 | IOU | 06322367 | 6.282 | Solar |  |  | Active Application | Trade Secret | Trade | ALD | ALD085 | Residential | Solar*Rewards | Trade Secret | 2026
20263-228838-01 | Xcel Energy | 85 | 13781 | IOU | 04596846 | 3.747 | Solar |  |  | Interconnected | Trade Secret | Trade | STY | STY065 | Residential |  | Trade Secret | 2021 | 2022
20263-228838-01 | Xcel Energy | 85 | 13781 | IOU | 06051242 | 39.99 | Solar |  |  | Withdrawn | Trade Secret | Trade | MEL | MEL089 | Commercial |  | Trade Secret | 2024
20263-228838-01 | Xcel Energy | 85 | 13781 | IOU | 03132365 | 7.625 | Solar |  |  | Interconnected | Trade Secret | Trade | SOU | SOU063 | Residential | Made in Minnesota | Trade Secret | 2018 | 2018
20263-228838-01 | Xcel Energy | 85 | 13781 | IOU | 03129659 | 4.384 | Solar |  |  | Interconnected | Trade Secret | Trade | ALD | ALD076 | Residential | Solar*Rewards | Trade Secret | 2019 | 2019
20263-228838-01 | Xcel Energy | 85 | 13781 | IOU | 05251967 | 5.51 | Solar |  |  | Interconnected | Trade Secret | Trade | SOU | SOU076 | Residential |  | Trade Secret | 2022 | 2023
20263-228838-01 | Xcel Energy | 85 | 13781 | IOU | 05850973 | 6.073 | Solar |  |  | Interconnected | Trade Secret | Trade | APA | APA075 | Residential | Solar*Rewards | Trade Secret | 2024 | 2024
20263-228838-01 | Xcel Energy | 85 | 13781 | IOU | 05526293 | 11.52 | Solar |  |  | Interconnected | Trade Secret | Trade | LEX | LEX333 | Residential | Solar*Rewards | Trade Secret | 2023 | 2024
20263-228838-01 | Xcel Energy | 85 | 13781 | IOU | 05855242 | 6.144 | Solar |  |  | Interconnected | Trade Secret | Trade | TWL | TWL063 | Residential | Solar*Rewards | Trade Secret | 2024 | 2024
20263-228838-01 | Xcel Energy | 85 | 13781 | IOU | 05851075 | 4.224 | Solar |  |  | Interconnected | Trade Secret | Trade | WCR | WCR321 | Residential | Solar*Rewards | Trade Secret | 2024 | 2024
20263-228838-01 | Xcel Energy | 85 | 13781 | IOU | 05803023 | 7.7 | Solar |  |  | Interconnected | Trade Secret | Trade | NOF | NOF072 | Residential | Solar*Rewards | Trade Secret | 2024 | 2024
20263-228838-01 | Xcel Energy | 85 | 13781 | IOU | 03131639 | 2.43 | Solar |  |  | Interconnected | Trade Secret | Trade | DBL | DBL068 | Residential | Made in Minnesota | Trade Secret | 2017 | 2017
20263-228838-01 | Xcel Energy | 85 | 13781 | IOU | 05733648 | 10.819 | Solar |  |  | Interconnected | Trade Secret | Trade | MEL | MEL072 | Residential | Solar*Rewards | Trade Secret | 2024 | 2024
20263-228838-01 | Xcel Energy | 85 | 13781 | IOU | 03131021 | 39 | Wind |  |  | Interconnected | Trade Secret | Trade | WEL | WEL021 | Residential |  | Trade Secret | 2010 | 2010
20263-228838-01 | Xcel Energy | 85 | 13781 | IOU | 05468744 | 3.84 | Solar |  |  | Interconnected | Trade Secret | Trade | CHE | CHE076 | Residential | Solar*Rewards | Trade Secret | 2023 | 2023
20263-228838-01 | Xcel Energy | 85 | 13781 | IOU | 04526593 | 2.094 | Solar |  |  | Active Application | Trade Secret | Trade | EDA | EDA067 | Residential | Solar*Rewards | Trade Secret | 2021
20263-228838-01 | Xcel Energy | 85 | 13781 | IOU | 05765443 | 5.76 | Solar |  |  | Interconnected | Trade Secret | Trade | GLK | GLK064 | Residential | Solar*Rewards | Trade Secret | 2024 | 2024
20263-228838-01 | Xcel Energy | 85 | 13781 | IOU | OID3787370 | 10.44 | Solar |  |  | Withdrawn | Trade Secret | Trade | RPO | RPO312 | Residential | Solar*Rewards | Trade Secret | 2019
20263-228838-01 | Xcel Energy | 85 | 13781 | IOU | OID3785757 | 10.44 | Solar |  |  | Withdrawn | Trade Secret | Trade | RPO | RPO312 | Residential | Solar*Rewards | Trade Secret | 2019
20263-228838-01 |  |  |  |  | OID3834893 |  | Solar |  |  | Withdrawn | Trade Secret | Trade | RPO | RPO312 | Residential | Solar*Rewards |  | 2019
20263-228838-01 | Xcel Energy | 85 | 13781 | IOU | 03140609 | 10.44 | Solar |  |  | Interconnected | Trade Secret | Trade | RPO | RPO312 | Residential | Solar*Rewards | Trade Secret | 2019 | 2019
20263-228838-01 | Xcel Energy | 85 | 13781 | IOU | 05502171 | 6.4 | Solar |  |  | Interconnected | Trade Secret | Trade | CHE | CHE065 | Residential | Solar*Rewards | Trade Secret | 2023 | 2023
20263-228838-01 | Xcel Energy | 85 | 13781 | IOU | 05273482 | 15.08 | Solar |  |  | Interconnected | Trade Secret | Trade | HSN | HSN322 | Residential |  | Trade Secret | 2022 | 2023
20263-228838-01 | Xcel Energy | 85 | 13781 | IOU | OID2019285 | 12 | Solar |  |  | Withdrawn | Trade Secret | Trade | TER | TER071 | Commercial | Solar*Rewards | Trade Secret | 2014
20263-228838-01 | Xcel Energy | 85 | 13781 | IOU | 03134621 | 10.01 | Solar |  |  | Interconnected | Trade Secret | Trade | SAR | SAR021 | Residential | Made in Minnesota | Trade Secret | 2015 | 2016
20263-228838-01 | Xcel Energy | 85 | 13781 | IOU | 05739061 | 8.505 | Solar |  |  | Interconnected | Trade Secret | Trade | SOU | SOU064 | Residential | Solar*Rewards | Trade Secret | 2024 | 2024
20263-228838-01 | Xcel Energy | 85 | 13781 | IOU | OID3340067 | 19.88 | Solar |  |  | Withdrawn | Trade Secret | Trade | MDT | MDT074 | Commercial | Solar*Rewards | Trade Secret | 2018
20263-228838-01 | Xcel Energy | 85 | 13781 | IOU | 06129718 | 4.188 | Solar |  |  | Interconnected | Trade Secret | Trade | OAD | OAD061 | Residential |  | Trade Secret | 2025 | 2025
20263-228838-01 | Xcel Energy | 85 | 13781 | IOU | 05818245 | 7.616 | Solar |  |  | Active Application | Trade Secret | Trade | RPL | RPL071 | Residential |  | Trade Secret | 2024
20263-228838-01 | Xcel Energy | 85 | 13781 | IOU | 06201528 | 6.832 | Solar |  |  | Active Application | Trade Secret | Trade | TER | TER062 | Residential | Solar*Rewards | Trade Secret | 2025
20263-228838-01 | Xcel Energy | 85 | 13781 | IOU | 03135147 | 7.63 | Solar |  |  | Interconnected | Trade Secret | Trade | WES | WES074 | Residential | Made in Minnesota | Trade Secret | 2016 | 2016
20263-228838-01 | Xcel Energy | 85 | 13781 | IOU | 05612764 | 12.66 | Solar |  | X | Interconnected | Trade Secret | Trade | REW | REW031 | Residential |  | Trade Secret | 2023 | 2024
20263-228838-01 | Xcel Energy | 85 | 13781 | IOU | 03758375 | 9.994 | Solar |  |  | Interconnected | Trade Secret | Trade | SOU | SOU081 | Residential | Solar*Rewards | Trade Secret | 2020 | 2020
20263-228838-01 | Xcel Energy | 85 | 13781 | IOU | 05939080 | 3.796 | Solar |  |  | Interconnected | Trade Secret | Trade | ALD | ALD092 | Residential | Solar*Rewards | Trade Secret | 2024 | 2024
20263-228838-01 | Xcel Energy | 85 | 13781 | IOU | 05006162 | 8.027 | Solar |  |  | Interconnected | Trade Secret | Trade | ALD | ALD092 | Residential |  | Trade Secret | 2022 | 2022
20263-228838-01 | Xcel Energy | 85 | 13781 | IOU | 06104104 | 12.288 | Solar |  |  | Interconnected | Trade Secret | Trade | MST | MST071 | Residential | Solar*Rewards | Trade Secret | 2025 | 2025
20263-228838-01 | Xcel Energy | 85 | 13781 | IOU | 03131841 | 3.8 | Solar |  |  | Interconnected | Trade Secret | Trade | MPK | MPK063 | Residential | Made in Minnesota | Trade Secret | 2017 | 2017
20263-228838-01 | Xcel Energy | 85 | 13781 | IOU | 05530306 | 2.205 | Solar |  |  | Interconnected | Trade Secret | Trade | MPK | MPK063 | Residential | Solar*Rewards | Trade Secret | 2023 | 2023
20263-228838-01 | Xcel Energy | 85 | 13781 | IOU | OID3610919 | 4.8 | Solar |  |  | Withdrawn | Trade Secret | Trade | WIL | WIL063 | Residential | Solar*Rewards | Trade Secret | 2018
20263-228838-01 | Xcel Energy | 85 | 13781 | IOU | 06243530 | 7.6 | Solar |  |  | Active Application | Trade Secret | Trade | HUG | HUG321 | Residential |  | Trade Secret | 2025
20263-228838-01 | Xcel Energy | 85 | 13781 | IOU | 06213268 | 7.6 | Solar |  |  | Withdrawn | Trade Secret | Trade | HUG | HUG321 | Residential | Solar*Rewards | Trade Secret | 2025
20263-228838-01 | Xcel Energy | 85 | 13781 | IOU | OID3284694 | 19.999 | Solar |  |  | Withdrawn | Trade Secret | Trade | OSS | OSS073 | Commercial | Solar*Rewards | Trade Secret | 2018
20263-228838-01 | Xcel Energy | 85 | 13781 | IOU | 03130337 | 6 | Solar |  |  | Interconnected | Trade Secret | Trade | SOU | SOU061 | Residential | Solar*Rewards | Trade Secret | 2019 | 2019
20263-228838-01 | Xcel Energy | 85 | 13781 | IOU | 06102488 | 4.592 | Solar |  |  | Interconnected | Trade Secret | Trade | MEL | MEL069 | Residential | Solar*Rewards | Trade Secret | 2025 | 2025
20263-228838-01 | Xcel Energy | 85 | 13781 | IOU | OID2281535 | 20 | Solar |  |  | Withdrawn | Trade Secret | Trade | TER | TER085 | Commercial | Solar*Rewards | Trade Secret | 2015
20263-228838-01 | Xcel Energy | 85 | 13781 | IOU | 05476023 | 5.12 | Solar |  |  | Interconnected | Trade Secret | Trade | BRP | BRP073 | Residential | Solar*Rewards | Trade Secret | 2023 | 2023
20263-228838-01 | Xcel Energy | 85 | 13781 | IOU | OID3783188 | 22.78 | Solar |  |  | Withdrawn | Trade Secret | Trade | TSS | TSS061 | Residential | Solar*Rewards | Trade Secret | 2019
20263-228838-01 | Xcel Energy | 85 | 13781 | IOU | OID3792078 | 22.78 | Solar |  |  | Withdrawn | Trade Secret | Trade | TSS | TSS061 | Residential | Solar*Rewards | Trade Secret | 2019
20263-228838-01 | Xcel Energy | 85 | 13781 | IOU | 03140390 | 22.78 | Solar |  |  | Interconnected | Trade Secret | Trade | TSS | TSS061 | Residential | Solar*Rewards | Trade Secret | 2019 | 2020
20263-228838-01 | Xcel Energy | 85 | 13781 | IOU | 06042444 | 7.616 | Solar |  |  | Active Application | Trade Secret | Trade | BEL | BEL062 | Residential |  | Trade Secret | 2024
20263-228838-01 | Xcel Energy | 85 | 13781 | IOU | 05525873 | 4.06 | Solar |  |  | Interconnected | Trade Secret | Trade | MDT | MDT062 | Residential | Solar*Rewards | Trade Secret | 2023 | 2024
20263-228838-01 | Xcel Energy | 85 | 13781 | IOU | SRO19153 | 34.2 | Solar |  |  | Withdrawn | Trade Secret | Trade | ALK | ALK072 | Commercial | Solar*Rewards | Trade Secret | 2011
20263-228838-01 | Xcel Energy | 85 | 13781 | IOU | 03134743 | 7.63 | Solar |  |  | Interconnected | Trade Secret | Trade | EXC | EXC062 | Residential | Made in Minnesota | Trade Secret | 2016 | 2016
20263-228838-01 | Xcel Energy | 85 | 13781 | IOU | 05576090 | 11.52 | Solar |  |  | Interconnected | Trade Secret | Trade | AFT | AFT322 | Residential |  | Trade Secret | 2023 | 2023
20263-228838-01 | Xcel Energy | 85 | 13781 | IOU | 03132201 | 0.003 | Solar |  |  | Interconnected | Trade Secret | Trade | UPP | UPP082 | Residential | Solar*Rewards | Trade Secret | 2018 | 2018
20263-228838-01 | Xcel Energy | 85 | 13781 | IOU | 05302773 | 4.06 | Solar |  |  | Interconnected | Trade Secret | Trade | MOL | MOL078 | Residential |  | Trade Secret | 2022 | 2023
20263-228838-01 | Xcel Energy | 85 | 13781 | IOU | 04303822 | 6.028 | Solar |  |  | Interconnected | Trade Secret | Trade | WCS | WCS064 | Residential | Solar*Rewards | Trade Secret | 2021 | 2021
20263-228838-01 | Xcel Energy | 85 | 13781 | IOU | 03132967 | 11.55 | Solar |  |  | Interconnected | Trade Secret | Trade | LAP | LAP311 | Residential | Solar*Rewards | Trade Secret | 2018 | 2019
20263-228838-01 | Xcel Energy | 85 | 13781 | IOU | 06322373 | 4.537 | Solar |  |  | Active Application | Trade Secret | Trade | WIL | WIL076 | Residential | Solar*Rewards | Trade Secret | 2026
20263-228838-01 | Xcel Energy | 85 | 13781 | IOU | 06298953 | 8.32 | Solar |  |  | Active Application | Trade Secret | Trade | HOL | HOL061 | Residential |  | Trade Secret | 2025
20263-228838-01 | Xcel Energy | 85 | 13781 | IOU | 04545288 | 38.02 | Solar |  |  | Interconnected | Trade Secret | Trade | SLP | SLP083 | Commercial |  | Trade Secret | 2021 | 2021
20263-228838-01 | Xcel Energy | 85 | 13781 | IOU | 04398535 | 5 | Solar |  |  | Interconnected | Trade Secret | Trade | WSG | WSG066 | Residential | Solar*Rewards | Trade Secret | 2021 | 2021
20263-228838-01 | Xcel Energy | 85 | 13781 | IOU | 03132422 | 43.53 | Solar |  |  | Interconnected | Trade Secret | Trade | MDT | MDT071 | Commercial | Made in Minnesota | Trade Secret | 2018 | 2018
20263-228838-01 |  |  |  |  | OID3165504 |  | Solar |  |  | Withdrawn | Trade Secret | Trade | MDT | MDT071 | Commercial | Made in Minnesota |  | 2017
20263-228838-01 |  |  |  |  | OID3169747 |  | Solar |  |  | Withdrawn | Trade Secret | Trade | MDT | MDT071 | Commercial | Made in Minnesota |  | 2017
20263-228838-01 | Xcel Energy | 85 | 13781 | IOU | 03506516 | 33.3 | Solar |  |  | Active Application | Trade Secret | Trade | RPL | RPL074 | Commercial | Solar*Rewards | Trade Secret | 2019
20263-228838-01 | Xcel Energy | 85 | 13781 | IOU | 05764728 | 8.376 | Solar |  |  | Interconnected | Trade Secret | Trade | HUG | HUG312 | Residential |  | Trade Secret | 2024 | 2024
20263-228838-01 | Xcel Energy | 85 | 13781 | IOU | 05768077 | 8.027 | Solar |  |  | Active Application | Trade Secret | Trade | HUG | HUG312 | Residential | Solar*Rewards | Trade Secret | 2024
20263-228838-01 | Xcel Energy | 85 | 13781 | IOU | 03131699 | 9.94 | Solar |  |  | Interconnected | Trade Secret | Trade | GSL | GSL076 | Residential | Made in Minnesota | Trade Secret | 2017 | 2017
20263-228838-01 | Xcel Energy | 85 | 13781 | IOU | 05796919 | 3.796 | Solar |  |  | Interconnected | Trade Secret | Trade | SOU | SOU077 | Residential | Solar*Rewards | Trade Secret | 2024 | 2024
20263-228838-01 | Xcel Energy | 85 | 13781 | IOU | 04424752 | 4.886 | Solar |  |  | Interconnected | Trade Secret | Trade | WES | WES076 | Residential | Solar*Rewards | Trade Secret | 2021 | 2021
20263-228838-01 | Xcel Energy | 85 | 13781 | IOU | 04347440 | 9.994 | Solar |  |  | Interconnected | Trade Secret | Trade | OSS | OSS064 | Residential |  | Trade Secret | 2021 | 2022
20263-228838-01 | Xcel Energy | 85 | 13781 | IOU | 03130735 | 4 | Solar |  |  | Interconnected | Trade Secret | Trade | ALD | ALD098 | Commercial |  | Trade Secret | 2005 | 2006
20263-228838-01 | Xcel Energy | 85 | 13781 | IOU | 04395635 | 39.999 | Solar |  |  | Interconnected | Trade Secret | Trade | LNS | LNS032 | Commercial | Solar*Rewards | Trade Secret | 2021 | 2021
20263-228838-01 | Xcel Energy | 85 | 13781 | IOU | 06036949 | 6.453 | Solar |  |  | Interconnected | Trade Secret | Trade | STY | STY062 | Residential | Solar*Rewards | Trade Secret | 2024 | 2025
20263-228838-01 |  |  |  |  | OID2558330 |  | Solar |  |  | Withdrawn | Trade Secret | Trade | UPP | UPP084 | Residential | Solar*Rewards |  | 2016
20263-228838-01 | Xcel Energy | 85 | 13781 | IOU | 06013684 | 4.175 | Solar |  |  | Interconnected | Trade Secret | Trade | OAD | OAD075 | Residential |  | Trade Secret | 2024 | 2025
20263-228838-01 | Xcel Energy | 85 | 13781 | IOU | 06132362 | 10.628 | Solar |  | X | Interconnected | Trade Secret | Trade | BRP | BRP071 | Residential | Solar*Rewards | Trade Secret | 2025 | 2025
20263-228838-01 | Xcel Energy | 85 | 13781 | IOU | 04794011 | 9.94 | Solar |  |  | Interconnected | Trade Secret | Trade | SLP | SLP082 | Residential | Solar*Rewards | Trade Secret | 2022 | 2022
20263-228838-01 | Xcel Energy | 85 | 13781 | IOU | 05870109 | 9.994 | Solar |  |  | Interconnected | Trade Secret | Trade | MPK | MPK074 | Residential | Solar*Rewards | Trade Secret | 2024 | 2024
20263-228838-01 | Xcel Energy | 85 | 13781 | IOU | 06324640 | 4.188 | Solar |  |  | Active Application | Trade Secret | Trade | RIV | RIV076 | Residential | Solar*Rewards | Trade Secret | 2026
20263-228838-01 | Xcel Energy | 85 | 13781 | IOU | 05555732 | 5.8 | Solar |  |  | Interconnected | Trade Secret | Trade | HSN | HSN321 | Residential |  | Trade Secret | 2023 | 2023
20263-228838-01 | Xcel Energy | 85 | 13781 | IOU | OID3846528 | 5 | Solar |  |  | Interconnected | Trade Secret | Trade | SOU | SOU079 | Residential | Solar*Rewards | Trade Secret | 2019 | 2019
20263-228838-01 | Xcel Energy | 85 | 13781 | IOU | 03132781 | 19.999 | Solar |  |  | Interconnected | Trade Secret | Trade | RWD | RWD062 | Commercial | Solar*Rewards | Trade Secret | 2018 | 2019
20263-228838-01 | Xcel Energy | 85 | 13781 | IOU | 03132095 | 39.998 | Solar |  |  | Interconnected | Trade Secret | Trade | RWD | RWD062 | Commercial | Made in Minnesota | Trade Secret | 2017 | 2018
20263-228838-01 | Xcel Energy | 85 | 13781 | IOU | 03130367 | 19.999 | Solar |  |  | Interconnected | Trade Secret | Trade | RWD | RWD062 | Commercial | Solar*Rewards | Trade Secret | 2017 | 2018
20263-228838-01 | Xcel Energy | 85 | 13781 | IOU | 05357186 | 8.45 | Solar |  |  | Interconnected | Trade Secret | Trade | WSG | WSG061 | Residential | Solar*Rewards | Trade Secret | 2023 | 2023
20263-228838-01 | Xcel Energy | 85 | 13781 | IOU | 05807469 | 4.592 | Solar |  |  | Interconnected | Trade Secret | Trade | PKL | PKL085 | Residential |  | Trade Secret | 2024 | 2024
20263-228838-01 | Xcel Energy | 85 | 13781 | IOU | 06057035 | 4.94 | Solar |  |  | Interconnected | Trade Secret | Trade | TWL | TWL074 | Residential | Solar*Rewards | Trade Secret | 2025 | 2025
20263-228838-01 | Xcel Energy | 85 | 13781 | IOU | OID3284625 | 19.999 | Solar |  |  | Withdrawn | Trade Secret | Trade | RIV | RIV064 | Commercial | Solar*Rewards | Trade Secret | 2018
20263-228838-01 | Xcel Energy | 85 | 13781 | IOU | OID2923113 | 39.998 | Solar |  |  | Withdrawn | Trade Secret | Trade | RIV | RIV064 | Commercial | Solar*Rewards | Trade Secret | 2017
20263-228838-01 | Xcel Energy | 85 | 13781 | IOU | 06148955 | 15.2 | Solar |  |  | Active Application | Trade Secret | Trade | AFT | AFT314 | Residential | Solar*Rewards | Trade Secret | 2025
20263-228838-01 | Xcel Energy | 85 | 13781 | IOU | 03948085 | 6.631 | Solar |  |  | Interconnected | Trade Secret | Trade | IDA | IDA064 | Residential | Solar*Rewards | Trade Secret | 2020 | 2021
20263-228838-01 | Xcel Energy | 85 | 13781 | IOU | 06248539 | 8.448 | Solar |  |  | Active Application | Trade Secret | Trade | DHL | DHL061 | Residential |  | Trade Secret | 2025
20263-228838-01 | Xcel Energy | 85 | 13781 | IOU | 04416805 | 6.05 | Solar |  |  | Interconnected | Trade Secret | Trade | CHE | CHE064 | Residential | Solar*Rewards | Trade Secret | 2021 | 2021
20263-228838-01 | Xcel Energy | 85 | 13781 | IOU | 05809488 | 9.423 | Solar |  |  | Interconnected | Trade Secret | Trade | SOU | SOU072 | Residential | Solar*Rewards | Trade Secret | 2024 | 2024
20263-228838-01 | Xcel Energy | 85 | 13781 | IOU | 06058612 | 3.796 | Solar |  |  | Interconnected | Trade Secret | Trade | SOU | SOU069 | Residential | Solar*Rewards | Trade Secret | 2025 | 2025
20263-228838-01 | Xcel Energy | 85 | 13781 | IOU | 04262930 | 6.028 | Solar |  |  | Interconnected | Trade Secret | Trade | APA | APA075 | Residential | Solar*Rewards | Trade Secret | 2021 | 2021
20263-228838-01 | Xcel Energy | 85 | 13781 | IOU | 03134428 | 31.2 | Solar |  |  | Interconnected | Trade Secret | Trade | AFT | AFT314 | Commercial | Made in Minnesota | Trade Secret | 2015 | 2015
20263-228838-01 | Xcel Energy | 85 | 13781 | IOU | 05589154 | 10.752 | Solar |  |  | Interconnected | Trade Secret | Trade | MAZ | MAZ021 | Residential |  | Trade Secret | 2023 | 2024
20263-228838-01 | Xcel Energy | 85 | 13781 | IOU | 05594004 | 10.08 | Solar |  |  | Active Application | Trade Secret | Trade | MAZ | MAZ021 | Residential | Solar*Rewards | Trade Secret | 2023
20263-228838-01 | Xcel Energy | 85 | 13781 | IOU | OID2780454 | 3.8 | Solar |  |  | Withdrawn | Trade Secret | Trade | HWW | HWW062 | Residential | Solar*Rewards | Trade Secret | 2016
20263-228838-01 | Xcel Energy | 85 | 13781 | IOU | OID3006093 | 1.89 | Solar |  |  | Withdrawn | Trade Secret | Trade | HWW | HWW062 | Residential | Solar*Rewards | Trade Secret | 2017
20263-228838-01 | Xcel Energy | 85 | 13781 | IOU | 06215921 | 13.63 | Solar |  |  | Interconnected | Trade Secret | Trade | WCR | WCR063 | Residential |  | Trade Secret | 2025 | 2025
20263-228838-01 | Xcel Energy | 85 | 13781 | IOU | 03129958 | 5 | Solar |  |  | Interconnected | Trade Secret | Trade | NOF | NOF071 | Residential | Solar*Rewards | Trade Secret | 2018 | 2019
20263-228838-01 | Xcel Energy | 85 | 13781 | IOU | 03134941 | 5 | Solar |  |  | Interconnected | Trade Secret | Trade | WIL | WIL061 | Residential | Solar*Rewards | Trade Secret | 2016 | 2016
20263-228838-01 | Xcel Energy | 85 | 13781 | IOU | 04910828 | 7.329 | Solar |  |  | Interconnected | Trade Secret | Trade | EDA | EDA084 | Residential | Solar*Rewards | Trade Secret | 2022 | 2022
20263-228838-01 | Xcel Energy | 85 | 13781 | IOU | 04389799 | 34.6 | Solar |  |  | Interconnected | Trade Secret | Trade | ALD | ALD085 | Commercial | Solar*Rewards | Trade Secret | 2021 | 2024
20263-228838-01 | Xcel Energy | 85 | 13781 | IOU | 06208165 | 6.073 | Solar |  |  | Interconnected | Trade Secret | Trade | MND | MND061 | Residential | Solar*Rewards | Trade Secret | 2025 | 2025
20263-228838-01 | Xcel Energy | 85 | 13781 | IOU | 04057721 | 5 | Solar |  |  | Interconnected | Trade Secret | Trade | TLK | TLK067 | Residential | Solar*Rewards | Trade Secret | 2020 | 2021
20263-228838-01 | Xcel Energy | 85 | 13781 | IOU | 05814942 | 3.84 | Solar |  |  | Interconnected | Trade Secret | Trade | LOK | LOK062 | Residential | Solar*Rewards | Trade Secret | 2024 | 2025
20263-228838-01 | Xcel Energy | 85 | 13781 | IOU | 05851090 | 7.616 | Solar |  |  | Interconnected | Trade Secret | Trade | WES | WES075 | Residential |  | Trade Secret | 2024 | 2025
20263-228838-01 | Xcel Energy | 85 | 13781 | IOU | 04201967 | 14.4 | Solar |  |  | Interconnected | Trade Secret | Trade | ZUM | ZUM022 | Residential | Solar*Rewards | Trade Secret | 2020 | 2021
20263-228838-01 | Xcel Energy | 85 | 13781 | IOU | 05465529 | 12.285 | Solar |  |  | Interconnected | Trade Secret | Trade | OPK | OPK077 | Residential |  | Trade Secret | 2023 | 2023
20263-228838-01 | Xcel Energy | 85 | 13781 | IOU | 04373651 | 3.77 | Solar |  |  | Interconnected | Trade Secret | Trade | PKL | PKL085 | Residential | Solar*Rewards | Trade Secret | 2021 | 2021
20263-228838-01 | Xcel Energy | 85 | 13781 | IOU | 03130740 | 1.2 | Solar |  |  | Interconnected | Trade Secret | Trade | RIV | RIV062 | Residential |  | Trade Secret | 2005 | 2004
20263-228838-01 | Xcel Energy | 85 | 13781 | IOU | OID2096307 | 3.6 | Solar |  |  | Withdrawn | Trade Secret | Trade | MPK | MPK063 | Residential | Solar*Rewards | Trade Secret | 2014
20263-228838-01 | Xcel Energy | 85 | 13781 | IOU | 06206695 | 3.936 | Solar |  |  | Withdrawn | Trade Secret | Trade | STY | STY061 | Residential | Solar*Rewards | Trade Secret | 2025
20263-228838-01 | Xcel Energy | 85 | 13781 | IOU | 06235570 | 3.936 | Solar |  |  | Interconnected | Trade Secret | Trade | STY | STY061 | Residential |  | Trade Secret | 2025 | 2026
20263-228838-01 | Xcel Energy | 85 | 13781 | IOU | 03130893 | 500 | Other |  |  | Interconnected | Trade Secret | Trade | ECK | ECK322 | Commercial |  | Trade Secret | 2008 | 2009
20263-228838-01 | Xcel Energy | 85 | 13781 | IOU | 03133161 | 4.18 | Solar |  |  | Interconnected | Trade Secret | Trade | GVW | GVW023 | Residential | Solar*Rewards | Trade Secret | 2010 | 2010
20263-228838-01 | Xcel Energy | 85 | 13781 | IOU | OID3894606 | 3.77 | Solar |  |  | Withdrawn | Trade Secret | Trade | GVW | GVW023 | Residential | Solar*Rewards | Trade Secret | 2019
20263-228838-01 | Xcel Energy | 85 | 13781 | IOU | 03135076 | 9.5 | Solar |  |  | Interconnected | Trade Secret | Trade | LAC | LAC063 | Residential | Made in Minnesota | Trade Secret | 2016 | 2016
20263-228838-01 | Xcel Energy | 85 | 13781 | IOU | 05600467 | 4.48 | Solar |  |  | Interconnected | Trade Secret | Trade | ALD | ALD088 | Residential |  | Trade Secret | 2023 | 2024
20263-228838-01 | Xcel Energy | 85 | 13781 | IOU | 05596264 | 4.48 | Solar |  |  | Withdrawn | Trade Secret | Trade | ALD | ALD088 | Residential | Solar*Rewards | Trade Secret | 2023
20263-228838-01 | Xcel Energy | 85 | 13781 | IOU | 06175842 | 10.47 | Solar |  |  | Withdrawn | Trade Secret | Trade | KOL | KOL063 | Residential | Solar*Rewards | Trade Secret | 2025
20263-228838-01 | Xcel Energy | 85 | 13781 | IOU | 06024264 | 3.747 | Solar |  |  | Interconnected | Trade Secret | Trade | MPK | MPK065 | Residential |  | Trade Secret | 2024 | 2025
20263-228838-01 | Xcel Energy | 85 | 13781 | IOU | 03129815 | 5 | Solar |  |  | Interconnected | Trade Secret | Trade | SOU | SOU072 | Residential | Solar*Rewards | Trade Secret | 2018 | 2018
20263-228838-01 | Xcel Energy | 85 | 13781 | IOU | 04243777 | 6 | Solar |  |  | Withdrawn | Trade Secret | Trade | SOU | SOU072 | Residential | Solar*Rewards | Trade Secret | 2021
20263-228838-01 | Xcel Energy | 85 | 13781 | IOU | 04403808 | 6 | Solar |  |  | Interconnected | Trade Secret | Trade | SOU | SOU072 | Residential | Solar*Rewards | Trade Secret | 2021 | 2021
20263-228838-01 | Xcel Energy | 85 | 13781 | IOU | 06018695 | 16.5 | Storage |  |  | Interconnected | Trade Secret | Trade | SOU | SOU072 | Residential |  | Trade Secret | 2024 | 2025
20263-228838-01 | Xcel Energy | 85 | 13781 | IOU | 03609722 | 6.96 | Solar |  |  | Interconnected | Trade Secret | Trade | AFT | AFT314 | Residential | Solar*Rewards | Trade Secret | 2020 | 2020
20263-228838-01 | Xcel Energy | 85 | 13781 | IOU | 05613660 | 12.8 | Solar |  |  | Interconnected | Trade Secret | Trade | EDA | EDA065 | Residential |  | Trade Secret | 2023 | 2024
20263-228838-01 | Xcel Energy | 85 | 13781 | IOU | 04113874 | 7.616 | Solar |  |  | Interconnected | Trade Secret | Trade | WTN | WTN062 | Residential | Solar*Rewards | Trade Secret | 2020 | 2021
20263-228838-01 | Xcel Energy | 85 | 13781 | IOU | 04690356 | 5 | Solar |  |  | Interconnected | Trade Secret | Trade | RLK | RLK066 | Residential |  | Trade Secret | 2021 | 2022
20263-228838-01 | Xcel Energy | 85 | 13781 | IOU | 04625079 | 17.61 | Solar |  |  | Interconnected | Trade Secret | Trade | APA | APA073 | Residential |  | Trade Secret | 2021 | 2021
20263-228838-01 | Xcel Energy | 85 | 13781 | IOU | 05758154 | 3.78 | Solar |  |  | Interconnected | Trade Secret | Trade | TWL | TWL061 | Residential | Solar*Rewards | Trade Secret | 2024 | 2024
20263-228838-01 | Xcel Energy | 85 | 13781 | IOU | 05601418 | 7.56 | Solar |  |  | Active Application | Trade Secret | Trade | IDA | IDA071 | Residential | Solar*Rewards | Trade Secret | 2023
20263-228838-01 | Xcel Energy | 85 | 13781 | IOU | 05711697 | 7.56 | Solar |  |  | Active Application | Trade Secret | Trade | IDA | IDA071 | Residential | Solar*Rewards | Trade Secret | 2024
20263-228838-01 | Xcel Energy | 85 | 13781 | IOU | 05741190 | 5.904 | Solar |  |  | Interconnected | Trade Secret | Trade | RMT | RMT321 | Residential | Solar*Rewards | Trade Secret | 2024 | 2024
20263-228838-01 | Xcel Energy | 85 | 13781 | IOU | 03129708 | 39.998 | Solar |  |  | Interconnected | Trade Secret | Trade | OSS | OSS072 | Commercial | Solar*Rewards | Trade Secret | 2018 | 2020
20263-228838-01 | Xcel Energy | 85 | 13781 | IOU | OID3284681 | 19.999 | Solar |  |  | Withdrawn | Trade Secret | Trade | OSS | OSS072 | Commercial | Solar*Rewards | Trade Secret | 2018
20263-228838-01 | Xcel Energy | 85 | 13781 | IOU | 03131169 | 500 | Other |  |  | Interconnected | Trade Secret | Trade | OSS | OSS072 | Commercial |  | Trade Secret | 2013 | 2013
20263-228838-01 | Xcel Energy | 85 | 13781 | IOU | 03793554 | 366.6 | Solar |  |  | Interconnected | Trade Secret | Trade | OSS | OSS072 | Commercial |  | Trade Secret | 2020 | 2021
20263-228838-01 | Xcel Energy | 85 | 13781 | IOU | 03133370 | 15 | Solar |  |  | Interconnected | Trade Secret | Trade | GPH | GPH062 | Commercial | Solar*Rewards | Trade Secret | 2011 | 2011
20263-228838-01 | Xcel Energy | 85 | 13781 | IOU | 03133684 | 15 | Solar |  |  | Interconnected | Trade Secret | Trade | REW | REW031 | Commercial | Solar*Rewards | Trade Secret | 2012 | 2015
20263-228838-01 | Xcel Energy | 85 | 13781 | IOU | 05443686 | 6.09 | Solar |  |  | Interconnected | Trade Secret | Trade | WCR | WCR322 | Residential |  | Trade Secret | 2023 | 2023
20263-228838-01 | Xcel Energy | 85 | 13781 | IOU | 03131222 | 288 | Solar |  |  | Interconnected | Trade Secret | Trade | WYO | WYO033 | Commercial |  | Trade Secret | 2015 | 2016
20263-228838-01 | Xcel Energy | 85 | 13781 | IOU | 05345769 | 5.8 | Solar |  |  | Interconnected | Trade Secret | Trade | RIV | RIV063 | Residential |  | Trade Secret | 2023 | 2023
20263-228838-01 | Xcel Energy | 85 | 13781 | IOU | 04102039 | 11 | Solar |  |  | Interconnected | Trade Secret | Trade | MPK | MPK063 | Residential | Solar*Rewards | Trade Secret | 2020 | 2021
20263-228838-01 | Xcel Energy | 85 | 13781 | IOU | OID3705928 | 39.998 | Solar |  |  | Withdrawn | Trade Secret | Trade | TWL | TWL081 | Commercial | Solar*Rewards | Trade Secret | 2019
20263-228838-01 | Xcel Energy | 85 | 13781 | IOU | OID3851218 | 39.998 | Solar |  |  | Withdrawn | Trade Secret | Trade | TWL | TWL081 | Commercial | Solar*Rewards | Trade Secret | 2019
20263-228838-01 | Xcel Energy | 85 | 13781 | IOU | 03159026 | 39.998 | Solar |  |  | Interconnected | Trade Secret | Trade | TWL | TWL081 | Commercial | Solar*Rewards | Trade Secret | 2019 | 2020
20263-228838-01 | Xcel Energy | 85 | 13781 | IOU | 03260902 | 7.616 | Solar |  |  | Interconnected | Trade Secret | Trade | WSG | WSG352 | Residential | Solar*Rewards | Trade Secret | 2019 | 2020
20263-228838-01 | Xcel Energy | 85 | 13781 | IOU | 05942520 | 6.5 | Solar |  |  | Withdrawn | Trade Secret | Trade | SLP | SLP092 | Residential | Solar*Rewards | Trade Secret | 2024
20263-228838-01 | Xcel Energy | 85 | 13781 | IOU | 05961103 | 6.5 | Solar |  |  | Interconnected | Trade Secret | Trade | SLP | SLP092 | Residential | Solar*Rewards | Trade Secret | 2024 | 2024
20263-228838-01 | Xcel Energy | 85 | 13781 | IOU | 05909723 | 6.5 | Solar |  |  | Withdrawn | Trade Secret | Trade | SLP | SLP092 | Residential |  | Trade Secret | 2024
20263-228838-01 | Xcel Energy | 85 | 13781 | IOU | 03275685 | 6.09 | Solar |  |  | Interconnected | Trade Secret | Trade | LLK | LLK061 | Residential | Solar*Rewards | Trade Secret | 2019 | 2020
20263-228838-01 | Xcel Energy | 85 | 13781 | IOU | 05748666 | 7.56 | Solar |  |  | Interconnected | Trade Secret | Trade | RAM | RAM077 | Residential |  | Trade Secret | 2024 | 2024
20263-228838-01 | Xcel Energy | 85 | 13781 | IOU | 05741732 | 6.93 | Solar |  |  | Withdrawn | Trade Secret | Trade | RAM | RAM077 | Residential | Solar*Rewards | Trade Secret | 2024
20263-228838-01 | Xcel Energy | 85 | 13781 | IOU | 05294477 | 17.11 | Solar |  |  | Interconnected | Trade Secret | Trade | RPL | RPL074 | Residential |  | Trade Secret | 2022 | 2023
20263-228838-01 | Xcel Energy | 85 | 13781 | IOU | 05852523 | 6.046 | Solar |  |  | Active Application | Trade Secret | Trade | OAD | OAD072 | Residential |  | Trade Secret | 2024
20263-228838-01 | Xcel Energy | 85 | 13781 | IOU | 04509545 | 3.747 | Solar |  |  | Interconnected | Trade Secret | Trade | RRK | RRK064 | Residential |  | Trade Secret | 2021 | 2022
20263-228838-01 | Xcel Energy | 85 | 13781 | IOU | 04181929 | 12.5 | Solar |  |  | Active Application | Trade Secret | Trade | BIS | BIS001 | Residential | Solar*Rewards | Trade Secret | 2020
20263-228838-01 | Xcel Energy | 85 | 13781 | IOU | 04527702 | 13.34 | Solar |  |  | Interconnected | Trade Secret | Trade | LAP | LAP311 | Residential |  | Trade Secret | 2021 | 2022
20263-228838-01 | Xcel Energy | 85 | 13781 | IOU | 05712635 | 4.592 | Solar |  |  | Active Application | Trade Secret | Trade | RIV | RIV063 | Residential | Solar*Rewards | Trade Secret | 2024
20263-228838-01 | Xcel Energy | 85 | 13781 | IOU | 04799140 | 4.886 | Solar |  |  | Withdrawn | Trade Secret | Trade | RIV | RIV063 | Residential | Solar*Rewards | Trade Secret | 2022
20263-228838-01 | Xcel Energy | 85 | 13781 | IOU | 05843351 | 21.504 | Solar |  |  | Interconnected | Trade Secret | Trade | WSG | WSG071 | Residential | Solar*Rewards | Trade Secret | 2024 | 2025
20263-228838-01 | Xcel Energy | 85 | 13781 | IOU | 03130709 | 4 | Solar |  |  | Interconnected | Trade Secret | Trade | ALD | ALD093 | Residential |  | Trade Secret | 2004 | 2005
20263-228838-01 | Xcel Energy | 85 | 13781 | IOU | 03134543 | 3.5 | Solar |  |  | Interconnected | Trade Secret | Trade | HWW | HWW073 | Residential | Made in Minnesota | Trade Secret | 2015 | 2015
20263-228838-01 | Xcel Energy | 85 | 13781 | IOU | 03131094 | 3.6 | Solar |  |  | Interconnected | Trade Secret | Trade | ALT | ALT021 | Residential |  | Trade Secret | 2012 | 2012
20263-228838-01 | Xcel Energy | 85 | 13781 | IOU | 05356472 | 9.994 | Solar |  |  | Interconnected | Trade Secret | Trade | OAD | OAD063 | Residential | Solar*Rewards | Trade Secret | 2023 | 2023
20263-228838-01 | Xcel Energy | 85 | 13781 | IOU | 04445229 | 7.54 | Solar |  |  | Interconnected | Trade Secret | Trade | WCR | WCR322 | Residential | Solar*Rewards | Trade Secret | 2021 | 2021
20263-228838-01 | Xcel Energy | 85 | 13781 | IOU | 03403668 | 5 | Solar |  |  | Interconnected | Trade Secret | Trade | MND | MND062 | Residential | Solar*Rewards | Trade Secret | 2019 | 2020
20263-228838-01 | Xcel Energy | 85 | 13781 | IOU | 05409093 | 6.4 | Solar |  |  | Interconnected | Trade Secret | Trade | AFT | AFT321 | Residential | Solar*Rewards | Trade Secret | 2023 | 2023
20263-228838-01 | Xcel Energy | 85 | 13781 | IOU | OID2079487 | 36 | Solar |  |  | Withdrawn | Trade Secret | Trade | DOC | DOC031 | Commercial | Made in Minnesota | Trade Secret | 2014
20263-228838-01 | Xcel Energy | 85 | 13781 | IOU | SRO30002 | 15 | Solar |  |  | Withdrawn | Trade Secret | Trade | DOC | DOC031 | Commercial | Solar*Rewards | Trade Secret | 2013
20263-228838-01 | Xcel Energy | 85 | 13781 | IOU | 03130409 | 7.616 | Solar |  |  | Interconnected | Trade Secret | Trade | AFT | AFT322 | Residential | Solar*Rewards | Trade Secret | 2018 | 2019
20263-228838-01 | Xcel Energy | 85 | 13781 | IOU | 03512426 | 3.48 | Solar |  |  | Interconnected | Trade Secret | Trade | SLP | SLP082 | Residential | Solar*Rewards | Trade Secret | 2019 | 2020
20263-228838-01 |  |  |  |  | OID3314965 |  | Solar |  |  | Withdrawn | Trade Secret | Trade | MPK | MPK063 | Residential | Solar*Rewards |  | 2018
20263-228838-01 | Xcel Energy | 85 | 13781 | IOU | 03658723 | 12 | Solar |  | X | Active Application | Trade Secret | Trade | KOL | KOL063 | Residential | Solar*Rewards | Trade Secret | 2020
20263-228838-01 | Xcel Energy | 85 | 13781 | IOU | 04880889 | 8.027 | Solar |  |  | Interconnected | Trade Secret | Trade | SOU | SOU082 | Residential | Solar*Rewards | Trade Secret | 2022 | 2023
20263-228838-01 | Xcel Energy | 85 | 13781 | IOU | 04661500 | 7.616 | Solar |  |  | Interconnected | Trade Secret | Trade | TWL | TWL062 | Residential |  | Trade Secret | 2021 | 2022
20263-228838-01 | Xcel Energy | 85 | 13781 | IOU | 03152809 | 5 | Solar |  |  | Interconnected | Trade Secret | Trade | BYT | BYT061 | Residential | Solar*Rewards | Trade Secret | 2019 | 2019
20263-228838-01 | Xcel Energy | 85 | 13781 | IOU | 06151500 | 5.693 | Solar |  |  | Interconnected | Trade Secret | Trade | TLK | TLK066 | Residential |  | Trade Secret | 2025 | 2025
20263-228838-01 | Xcel Energy | 85 | 13781 | IOU | 03130653 | 3.8 | Solar |  |  | Interconnected | Trade Secret | Trade | WES | WES062 | Residential | Solar*Rewards | Trade Secret | 2016 | 2017
20263-228838-01 | Xcel Energy | 85 | 13781 | IOU | 04192047 | 5 | Solar |  |  | Withdrawn | Trade Secret | Trade | WAT | WAT081 | Residential |  | Trade Secret | 2021
20263-228838-01 | Xcel Energy | 85 | 13781 | IOU | 06219175 | 3.774 | Solar |  |  | Interconnected | Trade Secret | Trade | MOL | MOL072 | Residential |  | Trade Secret | 2025 | 2025
20263-228838-01 | Xcel Energy | 85 | 13781 | IOU | 06217168 | 3.774 | Solar |  |  | Active Application | Trade Secret | Trade | MOL | MOL072 | Residential | Solar*Rewards | Trade Secret | 2025
20263-228838-01 | Xcel Energy | 85 | 13781 | IOU | 05783176 | 4.188 | Solar |  |  | Interconnected | Trade Secret | Trade | MPK | MPK076 | Residential | Solar*Rewards | Trade Secret | 2024 | 2024
20263-228838-01 | Xcel Energy | 85 | 13781 | IOU | 06210395 | 4.064 | Solar |  |  | Interconnected | Trade Secret | Trade | TLK | TLK077 | Residential |  | Trade Secret | 2025 | 2025
20263-228838-01 | Xcel Energy | 85 | 13781 | IOU | 03132417 | 5.88 | Solar |  |  | Interconnected | Trade Secret | Trade | MEL | MEL071 | Residential | Solar*Rewards | Trade Secret | 2018 | 2018
20263-228838-01 | Xcel Energy | 85 | 13781 | IOU | 03131039 | 13.8 | Solar |  |  | Interconnected | Trade Secret | Trade | TSS | TSS061 | Commercial |  | Trade Secret | 2010 | 2010
20263-228838-01 |  |  |  |  | 04174799 |  | Solar |  |  | Active Application | Trade Secret | Trade | BYT | BYT061 | Residential | Solar*Rewards |  | 2020
20263-228838-01 | Xcel Energy | 85 | 13781 | IOU | 03137699 | 6 | Solar |  |  | Interconnected | Trade Secret | Trade | BYT | BYT061 | Residential | Made in Minnesota | Trade Secret | 2017 | 2018
20263-228838-01 | Xcel Energy | 85 | 13781 | IOU | 04031720 | 6.24 | Solar |  |  | Interconnected | Trade Secret | Trade | SLW | SLW062 | Residential |  | Trade Secret | 2020 | 2021
20263-228838-01 | Xcel Energy | 85 | 13781 | IOU | 04995602 | 7.616 | Solar |  |  | Interconnected | Trade Secret | Trade | APA | APA061 | Residential |  | Trade Secret | 2022 | 2023
20263-228838-01 | Xcel Energy | 85 | 13781 | IOU | 03133402 | 35 | Solar |  |  | Interconnected | Trade Secret | Trade | MPK | MPK067 | Commercial | Solar*Rewards | Trade Secret | 2011 | 2011
20263-228838-01 | Xcel Energy | 85 | 13781 | IOU | OID4034366 | 15.232 | Solar |  |  | Withdrawn | Trade Secret | Trade | MEL | MEL073 | Commercial | Solar*Rewards | Trade Secret | 2019
20263-228838-01 | Xcel Energy | 85 | 13781 | IOU | OID3093492 | 19.999 | Solar |  |  | Withdrawn | Trade Secret | Trade | SHP | SHP062 | Commercial | Solar*Rewards | Trade Secret | 2017
20263-228838-01 | Xcel Energy | 85 | 13781 | IOU | 04225810 | 4.64 | Solar |  |  | Interconnected | Trade Secret | Trade | HUG | HUG322 | Residential | Solar*Rewards | Trade Secret | 2021 | 2021
20263-228838-01 | Xcel Energy | 85 | 13781 | IOU | 03131549 | 9.94 | Solar |  |  | Interconnected | Trade Secret | Trade | MOL | MOL079 | Residential | Made in Minnesota | Trade Secret | 2017 | 2017
20263-228838-01 | Xcel Energy | 85 | 13781 | IOU | 06110480 | 6.453 | Solar |  |  | Active Application | Trade Secret | Trade | IDA | IDA073 | Residential |  | Trade Secret | 2025
20263-228838-01 | Xcel Energy | 85 | 13781 | IOU | 06105852 | 6.453 | Solar |  |  | Withdrawn | Trade Secret | Trade | IDA | IDA073 | Residential | Solar*Rewards | Trade Secret | 2025
20263-228838-01 | Xcel Energy | 85 | 13781 | IOU | 03130369 | 3 | Solar |  |  | Interconnected | Trade Secret | Trade | TWL | TWL063 | Residential |  | Trade Secret | 2017 | 2017
20263-228838-01 | Xcel Energy | 85 | 13781 | IOU | 05800685 | 6.144 | Solar |  |  | Interconnected | Trade Secret | Trade | WAS | WAS092 | Residential |  | Trade Secret | 2024 | 2025
20263-228838-01 | Xcel Energy | 85 | 13781 | IOU | 05737099 | 6.528 | Solar |  |  | Interconnected | Trade Secret | Trade | TWL | TWL071 | Residential | Solar*Rewards | Trade Secret | 2024 | 2024
20263-228838-01 | Xcel Energy | 85 | 13781 | IOU | 04945763 | 3.747 | Solar |  |  | Interconnected | Trade Secret | Trade | TLK | TLK062 | Residential |  | Trade Secret | 2022 | 2022
20263-228838-01 | Xcel Energy | 85 | 13781 | IOU | 05396957 | 9.6 | Solar |  |  | Interconnected | Trade Secret | Trade | EWI | EWI022 | Commercial |  | Trade Secret | 2023 | 2024
20263-228838-01 | Xcel Energy | 85 | 13781 | IOU | OID3847807 | 5 | Solar |  |  | Interconnected | Trade Secret | Trade | EWI | EWI022 | Commercial | Solar*Rewards | Trade Secret | 2019 | 2019
20263-228838-01 | Xcel Energy | 85 | 13781 | IOU | OID3764423 | 5 | Solar |  |  | Withdrawn | Trade Secret | Trade | EWI | EWI022 | Commercial | Solar*Rewards | Trade Secret | 2019
20263-228838-01 | Xcel Energy | 85 | 13781 | IOU | OID3762864 | 5.5 | Solar |  |  | Withdrawn | Trade Secret | Trade | EWI | EWI022 | Residential | Solar*Rewards | Trade Secret | 2019
20263-228838-01 | Xcel Energy | 85 | 13781 | IOU | 06114040 | 11.52 | Solar |  | X | Active Application | Trade Secret | Trade | REW | REW023 | Residential | Solar*Rewards | Trade Secret | 2025
20263-228838-01 | Xcel Energy | 85 | 13781 | IOU | 03132309 | 3.36 | Solar |  |  | Interconnected | Trade Secret | Trade | GSL | GSL342 | Residential | Solar*Rewards | Trade Secret | 2018 | 2018
20263-228838-01 | Xcel Energy | 85 | 13781 | IOU | 06214115 | 6.144 | Solar |  |  | Interconnected | Trade Secret | Trade | UPP | UPP085 | Residential |  | Trade Secret | 2025 | 2025
20263-228838-01 | Xcel Energy | 85 | 13781 | IOU | 03460586 | 8.12 | Solar |  |  | Interconnected | Trade Secret | Trade | SOU | SOU075 | Residential | Solar*Rewards | Trade Secret | 2019 | 2020
20263-228838-01 | Xcel Energy | 85 | 13781 | IOU | 05705090 | 99.999 | Solar |  |  | Withdrawn | Trade Secret | Trade | UPP | UPP081 | Commercial |  | Trade Secret | 2024
20263-228838-01 | Xcel Energy | 85 | 13781 | IOU | 04802997 | 5.22 | Solar |  |  | Withdrawn | Trade Secret | Trade | MPK | MPK086 | Residential | Solar*Rewards | Trade Secret | 2022
20263-228838-01 | Xcel Energy | 85 | 13781 | IOU | 05936557 | 5.25 | Solar |  |  | Interconnected | Trade Secret | Trade | OSS | OSS065 | Residential |  | Trade Secret | 2024 | 2025
20263-228838-01 | Xcel Energy | 85 | 13781 | IOU | 05829984 | 6.528 | Solar |  |  | Withdrawn | Trade Secret | Trade | OSS | OSS065 | Residential |  | Trade Secret | 2024
20263-228838-01 | Xcel Energy | 85 | 13781 | IOU | SRO13470 | 1.9 | Solar |  |  | Withdrawn | Trade Secret | Trade | WSG | WSG076 | Residential | Solar*Rewards | Trade Secret | 2010
20263-228838-01 |  |  |  |  | 04607006 |  | Solar |  |  | Active Application | Trade Secret | Trade | LOK | LOK081 | Residential | Solar*Rewards |  | 2021
20263-228838-01 | Xcel Energy | 85 | 13781 | IOU | 04381024 | 10.44 | Solar |  |  | Interconnected | Trade Secret | Trade | LLK | LLK061 | Residential | Solar*Rewards | Trade Secret | 2021 | 2021
20263-228838-01 | Xcel Energy | 85 | 13781 | IOU | 05413835 | 6.98 | Solar |  |  | Active Application | Trade Secret | Trade | SOU | SOU069 | Residential | Solar*Rewards | Trade Secret | 2023
20263-228838-01 | Xcel Energy | 85 | 13781 | IOU | 06208199 | 5.584 | Solar |  |  | Active Application | Trade Secret | Trade | SOU | SOU069 | Residential | Solar*Rewards | Trade Secret | 2025
20263-228838-01 | Xcel Energy | 85 | 13781 | IOU | 03133875 | 36 | Solar |  |  | Interconnected | Trade Secret | Trade | TWL | TWL066 | Commercial | Made in Minnesota | Trade Secret | 2014 | 2014
20263-228838-01 | Xcel Energy | 85 | 13781 | IOU | 06195892 | 3.774 | Solar |  |  | Active Application | Trade Secret | Trade | WES | WES073 | Residential | Solar*Rewards | Trade Secret | 2025
20263-228838-01 | Xcel Energy | 85 | 13781 | IOU | 03339718 | 9.994 | Solar |  |  | Interconnected | Trade Secret | Trade | PAT | PAT313 | Residential | Solar*Rewards | Trade Secret | 2019 | 2020
20263-228838-01 | Xcel Energy | 85 | 13781 | IOU | 05613991 | 5.12 | Solar |  |  | Interconnected | Trade Secret | Trade | CRL | CRL065 | Residential |  | Trade Secret | 2023 | 2024
20263-228838-01 | Xcel Energy | 85 | 13781 | IOU | 04956656 | 199.8 | Solar |  |  | Interconnected | Trade Secret | Trade | SLP | SLP073 | Commercial |  | Trade Secret | 2022 | 2023
20263-228838-01 | Xcel Energy | 85 | 13781 | IOU | 05967350 | 7.616 | Solar |  |  | Interconnected | Trade Secret | Trade | TLK | TLK061 | Residential |  | Trade Secret | 2024 | 2025
20263-228838-01 | Xcel Energy | 85 | 13781 | IOU | 04918487 | 7.678 | Solar |  |  | Active Application | Trade Secret | Trade | VMR | VMR062 | Residential | Solar*Rewards | Trade Secret | 2022
20263-228838-01 | Xcel Energy | 85 | 13781 | IOU | 03134505 | 3.8 | Solar |  |  | Interconnected | Trade Secret | Trade | DBL | DBL068 | Residential | Made in Minnesota | Trade Secret | 2015 | 2015
20263-228838-01 | Xcel Energy | 85 | 13781 | IOU | 04449089 | 9.57 | Solar |  |  | Active Application | Trade Secret | Trade | AHI | AHI021 | Residential | Solar*Rewards | Trade Secret | 2021
20263-228838-01 | Xcel Energy | 85 | 13781 | IOU | 05984602 | 5.76 | Solar |  |  | Interconnected | Trade Secret | Trade | HUG | HUG312 | Residential | Solar*Rewards | Trade Secret | 2024 | 2025
20263-228838-01 | Xcel Energy | 85 | 13781 | IOU | 05522876 | 9.765 | Solar |  |  | Interconnected | Trade Secret | Trade | SLP | SLP083 | Residential | Solar*Rewards | Trade Secret | 2023 | 2023
20263-228838-01 | Xcel Energy | 85 | 13781 | IOU | 04914956 | 12.76 | Solar |  |  | Active Application | Trade Secret | Trade | HSN | HSN322 | Residential |  | Trade Secret | 2022
20263-228838-01 | Xcel Energy | 85 | 13781 | IOU | 06002975 | 6.073 | Solar |  |  | Interconnected | Trade Secret | Trade | SLP | SLP073 | Residential |  | Trade Secret | 2024 | 2025
20263-228838-01 |  |  |  |  | OID3507261 |  | Solar |  |  | Withdrawn | Trade Secret | Trade | FAP | FAP061 | Residential | Solar*Rewards |  | 2018
20263-228838-01 | Xcel Energy | 85 | 13781 | IOU | 03134876 | 3.8 | Solar |  |  | Interconnected | Trade Secret | Trade | FAP | FAP061 | Residential | Made in Minnesota | Trade Secret | 2016 | 2017
20263-228838-01 | Xcel Energy | 85 | 13781 | IOU | 05604914 | 3.19 | Solar |  |  | Interconnected | Trade Secret | Trade | APA | APA073 | Residential |  | Trade Secret | 2023 | 2024
20263-228838-01 | Xcel Energy | 85 | 13781 | IOU | OID3406594 | 3.8 | Solar |  |  | Withdrawn | Trade Secret | Trade | RWD | RWD081 | Residential | Solar*Rewards | Trade Secret | 2018
20263-228838-01 | Xcel Energy | 85 | 13781 | IOU | OID3022091 | 5 | Solar |  |  | Withdrawn | Trade Secret | Trade | RWD | RWD081 | Residential | Solar*Rewards | Trade Secret | 2017
20263-228838-01 |  |  |  |  | OID2992882 |  | Solar |  |  | Withdrawn | Trade Secret | Trade | RWD | RWD081 | Residential | Solar*Rewards |  | 2017
20263-228838-01 | Xcel Energy | 85 | 13781 | IOU | 05390357 | 4.35 | Solar |  |  | Interconnected | Trade Secret | Trade | SLP | SLP082 | Residential |  | Trade Secret | 2023 | 2023
20263-228838-01 | Xcel Energy | 85 | 13781 | IOU | 04746210 | 6 | Solar |  |  | Interconnected | Trade Secret | Trade | WES | WES073 | Residential |  | Trade Secret | 2021 | 2022
20263-228838-01 | Xcel Energy | 85 | 13781 | IOU | 04269170 | 8.12 | Solar |  |  | Active Application | Trade Secret | Trade | SLP | SLP082 | Residential | Solar*Rewards | Trade Secret | 2020
20263-228838-01 | Xcel Energy | 85 | 13781 | IOU | 06165120 | 4.934 | Solar |  |  | Active Application | Trade Secret | Trade | WRR | WRR064 | Residential |  | Trade Secret | 2025
20263-228838-01 | Xcel Energy | 85 | 13781 | IOU | 03132882 | 14.5 | Solar |  |  | Interconnected | Trade Secret | Trade | WCR | WCR321 | Residential | Solar*Rewards | Trade Secret | 2018 | 2019
20263-228838-01 | Xcel Energy | 85 | 13781 | IOU | 06324662 | 3.49 | Solar |  |  | Active Application | Trade Secret | Trade | TWL | TWL063 | Residential | Solar*Rewards | Trade Secret | 2026
20263-228838-01 | Xcel Energy | 85 | 13781 | IOU | 06273285 | 350 | Solar |  |  | Active Application | Trade Secret | Trade | SAK | SAK321 | Commercial |  | Trade Secret | 2025
20263-228838-01 | Xcel Energy | 85 | 13781 | IOU | 06322862 | 39.75 | Solar |  |  | Active Application | Trade Secret | Trade | SAK | SAK321 | Commercial | Solar*Rewards | Trade Secret | 2026
20263-228838-01 | Xcel Energy | 85 | 13781 | IOU | OID3284773 | 19.999 | Solar |  |  | Withdrawn | Trade Secret | Trade | MPK | MPK062 | Commercial | Solar*Rewards | Trade Secret | 2018
20263-228838-01 | Xcel Energy | 85 | 13781 | IOU | 04794963 | 7.124 | Solar |  |  | Interconnected | Trade Secret | Trade | PBE | PBE061 | Residential | Solar*Rewards | Trade Secret | 2022 | 2022
20263-228838-01 | Xcel Energy | 85 | 13781 | IOU | 05261777 | 8.41 | Solar |  |  | Interconnected | Trade Secret | Trade | LEX | LEX332 | Residential |  | Trade Secret | 2022 | 2023
20263-228838-01 | Xcel Energy | 85 | 13781 | IOU | 04827595 | 17.11 | Solar |  |  | Interconnected | Trade Secret | Trade | WRR | WRR075 | Commercial | Solar*Rewards | Trade Secret | 2022 | 2022
20263-228838-01 | Xcel Energy | 85 | 13781 | IOU | 03241990 | 9.28 | Solar |  |  | Interconnected | Trade Secret | Trade | APA | APA071 | Residential | Solar*Rewards | Trade Secret | 2019 | 2020
20263-228838-01 | Xcel Energy | 85 | 13781 | IOU | 04950935 | 4.768 | Solar |  |  | Interconnected | Trade Secret | Trade | PKL | PKL065 | Residential | Solar*Rewards | Trade Secret | 2022 | 2022
20263-228838-01 | Xcel Energy | 85 | 13781 | IOU | 04997078 | 26.46 | Solar |  | X | Interconnected | Trade Secret | Trade | WSG | WSG061 | Residential | Solar*Rewards | Trade Secret | 2022 | 2022
20263-228838-01 | Xcel Energy | 85 | 13781 | IOU | 04023171 | 3.747 | Solar |  |  | Interconnected | Trade Secret | Trade | RPO | RPO312 | Residential | Solar*Rewards | Trade Secret | 2020 | 2021
20263-228838-01 | Xcel Energy | 85 | 13781 | IOU | 06096639 | 5.32 | Solar |  |  | Withdrawn | Trade Secret | Trade | SAV | SAV071 | Residential | Solar*Rewards | Trade Secret | 2025
20263-228838-01 | Xcel Energy | 85 | 13781 | IOU | 04213581 | 38.02 | Solar |  |  | Active Application | Trade Secret | Trade | MPK | MPK075 | Commercial | Solar*Rewards | Trade Secret | 2020
20263-228838-01 | Xcel Energy | 85 | 13781 | IOU | 03134850 | 5.28 | Solar |  |  | Interconnected | Trade Secret | Trade | WES | WES062 | Residential | Made in Minnesota | Trade Secret | 2016 | 2016
20263-228838-01 | Xcel Energy | 85 | 13781 | IOU | OID2432467 | 3 | Solar |  |  | Withdrawn | Trade Secret | Trade | WES | WES062 | Residential | Solar*Rewards | Trade Secret | 2015
20263-228838-01 | Xcel Energy | 85 | 13781 | IOU | 06268531 | 4.802 | Solar |  |  | Active Application | Trade Secret | Trade | TWL | TWL079 | Residential |  | Trade Secret | 2025
20263-228838-01 |  |  |  |  | 06322156 |  | Solar |  |  | Active Application | Trade Secret | Trade | APA | APA064 | Residential | Solar*Rewards |  | 2026
20263-228838-01 | Xcel Energy | 85 | 13781 | IOU | 05207067 | 7.68 | Solar |  |  | Interconnected | Trade Secret | Trade | STO | STO002 | Residential |  | Trade Secret | 2022 | 2023
20263-228838-01 | Xcel Energy | 85 | 13781 | IOU | 05383437 | 6.825 | Solar |  |  | Interconnected | Trade Secret | Trade | AFT | AFT314 | Residential |  | Trade Secret | 2023 | 2023
20263-228838-01 | Xcel Energy | 85 | 13781 | IOU | 03907639 | 3.747 | Solar |  |  | Active Application | Trade Secret | Trade | MDT | MDT071 | Residential | Solar*Rewards | Trade Secret | 2020
20263-228838-01 | Xcel Energy | 85 | 13781 | IOU | 03985353 | 3.747 | Solar |  |  | Active Application | Trade Secret | Trade | MDT | MDT071 | Residential | Solar*Rewards | Trade Secret | 2020
20263-228838-01 | Xcel Energy | 85 | 13781 | IOU | 03958946 | 3.747 | Solar |  |  | Active Application | Trade Secret | Trade | MDT | MDT071 | Residential | Solar*Rewards | Trade Secret | 2020
20263-228838-01 | Xcel Energy | 85 | 13781 | IOU | 03989318 | 3.747 | Solar |  |  | Interconnected | Trade Secret | Trade | MDT | MDT071 | Residential | Solar*Rewards | Trade Secret | 2020 | 2021
20263-228838-01 | Xcel Energy | 85 | 13781 | IOU | 06112578 | 4.886 | Solar |  |  | Interconnected | Trade Secret | Trade | MPK | MPK071 | Residential | Solar*Rewards | Trade Secret | 2025 | 2025
20263-228838-01 | Xcel Energy | 85 | 13781 | IOU | 04402580 | 5.22 | Solar |  |  | Interconnected | Trade Secret | Trade | APA | APA075 | Residential | Solar*Rewards | Trade Secret | 2021 | 2021
20263-228838-01 | Xcel Energy | 85 | 13781 | IOU | 05308708 | 3.77 | Solar |  |  | Active Application | Trade Secret | Trade | TWL | TWL063 | Residential |  | Trade Secret | 2022
20263-228838-01 | Xcel Energy | 85 | 13781 | IOU | 06162688 | 7.494 | Solar |  |  | Interconnected | Trade Secret | Trade | STY | STY061 | Residential |  | Trade Secret | 2025 | 2026
20263-228838-01 | Xcel Energy | 85 | 13781 | IOU | 05507064 | 2000 | Natural Gas |  |  | Active Application | Trade Secret | Trade | UPP | UPP081 | Commercial |  | Trade Secret | 2023
20263-228838-01 | Xcel Energy | 85 | 13781 | IOU | 06137452 | 3.747 | Solar |  |  | Active Application | Trade Secret | Trade | WES | WES061 | Residential |  | Trade Secret | 2025
20263-228838-01 | Xcel Energy | 85 | 13781 | IOU | 04550110 | 6 | Solar |  |  | Active Application | Trade Secret | Trade | HWW | HWW062 | Residential |  | Trade Secret | 2021
20263-228838-01 | Xcel Energy | 85 | 13781 | IOU | 05181739 | 12.65 | Solar |  |  | Interconnected | Trade Secret | Trade | FSL | FSL311 | Residential |  | Trade Secret | 2022 | 2023
20263-228838-01 | Xcel Energy | 85 | 13781 | IOU | 05519731 | 7.268 | Solar |  |  | Withdrawn | Trade Secret | Trade | ALD | ALD076 | Residential |  | Trade Secret | 2023
20263-228838-01 | Xcel Energy | 85 | 13781 | IOU | 05823095 | 18.048 | Solar |  |  | Withdrawn | Trade Secret | Trade | AFT | AFT315 | Residential | Solar*Rewards | Trade Secret | 2024
20263-228838-01 | Xcel Energy | 85 | 13781 | IOU | 05932151 | 16.512 | Solar |  |  | Interconnected | Trade Secret | Trade | AFT | AFT315 | Residential | Solar*Rewards | Trade Secret | 2024 | 2024
20263-228838-01 | Xcel Energy | 85 | 13781 | IOU | 05870206 | 16.512 | Solar |  |  | Withdrawn | Trade Secret | Trade | AFT | AFT315 | Residential | Solar*Rewards | Trade Secret | 2024
20263-228838-01 | Xcel Energy | 85 | 13781 | IOU | 06026109 | 10.819 | Solar |  |  | Interconnected | Trade Secret | Trade | AFT | AFT322 | Residential | Solar*Rewards | Trade Secret | 2024 | 2025
20263-228838-01 | Xcel Energy | 85 | 13781 | IOU | 06188140 | 3.484 | Solar |  |  | Active Application | Trade Secret | Trade | LEX | LEX063 | Residential | Solar*Rewards | Trade Secret | 2025
20263-228838-01 | Xcel Energy | 85 | 13781 | IOU | 05516338 | 8.32 | Solar |  |  | Interconnected | Trade Secret | Trade | VMR | VMR062 | Residential | Solar*Rewards | Trade Secret | 2023 | 2023
20263-228838-01 | Xcel Energy | 85 | 13781 | IOU | 03781618 | 8.25 | Solar |  |  | Interconnected | Trade Secret | Trade | SLP | SLP071 | Residential | Solar*Rewards | Trade Secret | 2020 | 2020
20263-228838-01 | Xcel Energy | 85 | 13781 | IOU | 04982422 | 11.02 | Solar |  |  | Interconnected | Trade Secret | Trade | EXC | EXC061 | Residential | Solar*Rewards | Trade Secret | 2022 | 2022
20263-228838-01 | Xcel Energy | 85 | 13781 | IOU | 05957284 | 11.5 | Solar |  | X | Withdrawn | Trade Secret | Trade | MOL | MOL068 | Residential | Solar*Rewards | Trade Secret | 2024
20263-228838-01 | Xcel Energy | 85 | 13781 | IOU | 06018022 | 11.5 | Solar |  | X | Interconnected | Trade Secret | Trade | MOL | MOL068 | Residential | Solar*Rewards | Trade Secret | 2024 | 2025
20263-228838-01 | Xcel Energy | 85 | 13781 | IOU | 03131684 | 38.5 | Solar |  |  | Interconnected | Trade Secret | Trade | WAB | WAB031 | Commercial | Made in Minnesota | Trade Secret | 2017 | 2018
20263-228838-01 | Xcel Energy | 85 | 13781 | IOU | OID2250562 | 20 | Solar |  |  | Withdrawn | Trade Secret | Trade | WAB | WAB031 | Commercial | Solar*Rewards | Trade Secret | 2015
20263-228838-01 | Xcel Energy | 85 | 13781 | IOU | SRO31442 | 45 | Solar |  |  | Withdrawn | Trade Secret | Trade | TER | TER075 | Commercial | Solar*Rewards | Trade Secret | 2013
20263-228838-01 | Xcel Energy | 85 | 13781 | IOU | 04783441 | 3.747 | Solar |  |  | Interconnected | Trade Secret | Trade | WIL | WIL079 | Residential |  | Trade Secret | 2022 | 2022
20263-228838-01 | Xcel Energy | 85 | 13781 | IOU | 05005310 | 3.49 | Solar |  |  | Withdrawn | Trade Secret | Trade | MDT | MDT074 | Residential | Solar*Rewards | Trade Secret | 2022
20263-228838-01 | Xcel Energy | 85 | 13781 | IOU | 05713691 | 3.84 | Solar |  |  | Interconnected | Trade Secret | Trade | MDT | MDT074 | Residential | Solar*Rewards | Trade Secret | 2024 | 2025
20263-228838-01 | Xcel Energy | 85 | 13781 | IOU | 04347968 | 13.05 | Solar |  |  | Active Application | Trade Secret | Trade | NOF | NOF061 | Residential | Solar*Rewards | Trade Secret | 2021
20263-228838-01 | Xcel Energy | 85 | 13781 | IOU | 03133536 | 4.3 | Solar |  |  | Interconnected | Trade Secret | Trade | DPN | DPN073 | Residential | Solar*Rewards | Trade Secret | 2011 | 2012
20263-228838-01 | Xcel Energy | 85 | 13781 | IOU | 04882839 | 9.994 | Solar |  |  | Interconnected | Trade Secret | Trade | BYT | BYT061 | Residential |  | Trade Secret | 2022 | 2022
20263-228838-01 | Xcel Energy | 85 | 13781 | IOU | 03425078 | 8.7 | Solar |  |  | Interconnected | Trade Secret | Trade | APA | APA076 | Residential | Solar*Rewards | Trade Secret | 2019 | 2020
20263-228838-01 | Xcel Energy | 85 | 13781 | IOU | 05356762 | 6.615 | Solar |  |  | Interconnected | Trade Secret | Trade | WDY | WDY322 | Residential | Solar*Rewards | Trade Secret | 2023 | 2023
20263-228838-01 | Xcel Energy | 85 | 13781 | IOU | OID3640327 | 7.63 | Solar |  |  | Withdrawn | Trade Secret | Trade | OAD | OAD072 | Residential | Solar*Rewards | Trade Secret | 2018
20263-228838-01 | Xcel Energy | 85 | 13781 | IOU | 03130096 | 7.616 | Solar |  |  | Interconnected | Trade Secret | Trade | OAD | OAD072 | Residential | Solar*Rewards | Trade Secret | 2018 | 2019
20263-228838-01 | Xcel Energy | 85 | 13781 | IOU | 05735238 | 8.99 | Solar |  |  | Interconnected | Trade Secret | Trade | ALD | ALD088 | Residential | Solar*Rewards | Trade Secret | 2024 | 2024
20263-228838-01 | Xcel Energy | 85 | 13781 | IOU | 06275661 | 6.98 | Solar |  | X | Active Application | Trade Secret | Trade | SOU | SOU086 | Residential |  | Trade Secret | 2025
20263-228838-01 | Xcel Energy | 85 | 13781 | IOU | 03131291 | 15.26 | Solar |  |  | Interconnected | Trade Secret | Trade | BRO | BRO021 | Residential | Solar*Rewards | Trade Secret | 2016 | 2017
20263-228838-01 | Xcel Energy | 85 | 13781 | IOU | 04962417 | 7.616 | Solar |  | X | Interconnected | Trade Secret | Trade | MND | MND063 | Residential | Solar*Rewards | Trade Secret | 2022 | 2022
20263-228838-01 | Xcel Energy | 85 | 13781 | IOU | 06202619 | 7.6 | Solar |  |  | Active Application | Trade Secret | Trade | HUG | HUG322 | Residential | Solar*Rewards | Trade Secret | 2025
20263-228838-01 | Xcel Energy | 85 | 13781 | IOU | 03130046 | 7.616 | Solar |  |  | Interconnected | Trade Secret | Trade | AFT | AFT321 | Residential | Solar*Rewards | Trade Secret | 2018 | 2019
20263-228838-01 | Xcel Energy | 85 | 13781 | IOU | 05256821 | 5.51 | Solar |  |  | Interconnected | Trade Secret | Trade | HOL | HOL071 | Residential |  | Trade Secret | 2022 | 2023
20263-228838-01 | Xcel Energy | 85 | 13781 | IOU | 04896053 | 4.537 | Solar |  |  | Interconnected | Trade Secret | Trade | SOU | SOU087 | Residential | Solar*Rewards | Trade Secret | 2022 | 2022
20263-228838-01 | Xcel Energy | 85 | 13781 | IOU | 03214697 | 11.39 | Solar |  |  | Interconnected | Trade Secret | Trade | LAP | LAP311 | Residential | Solar*Rewards | Trade Secret | 2019 | 2020
20263-228838-01 | Xcel Energy | 85 | 13781 | IOU | OID3831377 | 11.39 | Solar |  |  | Withdrawn | Trade Secret | Trade | LAP | LAP311 | Residential | Solar*Rewards | Trade Secret | 2019
20263-228838-01 |  |  |  |  | OID3831376 |  | Solar |  |  | Withdrawn | Trade Secret | Trade | LAP | LAP311 | Residential | Solar*Rewards |  | 2019
20263-228838-01 | Xcel Energy | 85 | 13781 | IOU | 04430061 | 3.77 | Solar |  |  | Interconnected | Trade Secret | Trade | NMC | NMC083 | Residential | Solar*Rewards | Trade Secret | 2021 | 2021
20263-228838-01 | Xcel Energy | 85 | 13781 | IOU | 05384046 | 4.48 | Solar |  |  | Interconnected | Trade Secret | Trade | RLK | RLK072 | Residential | Solar*Rewards | Trade Secret | 2023 | 2023
20263-228838-01 | Xcel Energy | 85 | 13781 | IOU | 03132301 | 9.94 | Solar |  |  | Interconnected | Trade Secret | Trade | LOK | LOK062 | Residential | Solar*Rewards | Trade Secret | 2018 | 2018
20263-228838-01 | Xcel Energy | 85 | 13781 | IOU | 03131534 | 5 | Solar |  |  | Interconnected | Trade Secret | Trade | MPK | MPK063 | Residential | Made in Minnesota | Trade Secret | 2017 | 2017
20263-228838-01 | Xcel Energy | 85 | 13781 | IOU | 05438801 | 10.47 | Solar |  |  | Interconnected | Trade Secret | Trade | GRC | GRC312 | Residential |  | Trade Secret | 2023 | 2023
20263-228838-01 | Xcel Energy | 85 | 13781 | IOU | 03133743 | 27 | Solar |  |  | Interconnected | Trade Secret | Trade | MST | MST066 | Commercial | Solar*Rewards | Trade Secret | 2013 | 2015
20263-228838-01 | Xcel Energy | 85 | 13781 | IOU | SRO13195 | 4 | Solar |  |  | Withdrawn | Trade Secret | Trade | MTV | MTV021 | Residential | Solar*Rewards | Trade Secret | 2010
20263-228838-01 | Xcel Energy | 85 | 13781 | IOU | 03131568 | 19.999 | Solar |  |  | Interconnected | Trade Secret | Trade | WSG | WSG071 | Commercial | Solar*Rewards | Trade Secret | 2017 | 2018
20263-228838-01 | Xcel Energy | 85 | 13781 | IOU | 03132787 | 19.999 | Solar |  |  | Interconnected | Trade Secret | Trade | WSG | WSG071 | Commercial | Solar*Rewards | Trade Secret | 2018 | 2019
20263-228838-01 | Xcel Energy | 85 | 13781 | IOU | 03132113 | 39.998 | Solar |  |  | Interconnected | Trade Secret | Trade | WSG | WSG071 | Commercial | Made in Minnesota | Trade Secret | 2017 | 2018
20263-228838-01 | Xcel Energy | 85 | 13781 | IOU | 06228560 | 7.6 | Solar |  |  | Active Application | Trade Secret | Trade | ALK | ALK063 | Residential |  | Trade Secret | 2025
20263-228838-01 | Xcel Energy | 85 | 13781 | IOU | 03515661 | 7.009 | Solar |  |  | Interconnected | Trade Secret | Trade | EBL | EBL084 | Residential | Solar*Rewards | Trade Secret | 2019 | 2020
20263-228838-01 | Xcel Energy | 85 | 13781 | IOU | 04857437 | 5.8 | Solar |  |  | Interconnected | Trade Secret | Trade | ALD | ALD093 | Residential | Solar*Rewards | Trade Secret | 2022 | 2022
20263-228838-01 | Xcel Energy | 85 | 13781 | IOU | 06183499 | 5.052 | Solar |  |  | Interconnected | Trade Secret | Trade | CRL | CRL031 | Residential | Solar*Rewards | Trade Secret | 2025 | 2025
20263-228838-01 | Xcel Energy | 85 | 13781 | IOU | 05517165 | 7.9 | Solar |  |  | Interconnected | Trade Secret | Trade | WSG | WSG362 | Residential |  | Trade Secret | 2023 | 2023
20263-228838-01 | Xcel Energy | 85 | 13781 | IOU | 06201434 | 15 | Solar |  | X | Interconnected | Trade Secret | Trade | MEL | MEL069 | Residential |  | Trade Secret | 2025 | 2025
20263-228838-01 | Xcel Energy | 85 | 13781 | IOU | 05241370 | 12.564 | Solar |  | X | Interconnected | Trade Secret | Trade | AFT | AFT322 | Residential |  | Trade Secret | 2022 | 2022
20263-228838-01 | Xcel Energy | 85 | 13781 | IOU | 05123103 | 5.052 | Solar |  |  | Interconnected | Trade Secret | Trade | SCL | SCL313 | Residential |  | Trade Secret | 2022 | 2022
20263-228838-01 | Xcel Energy | 85 | 13781 | IOU | 04504597 | 5 | Solar |  |  | Active Application | Trade Secret | Trade | SCL | SCL313 | Residential | Solar*Rewards | Trade Secret | 2021
20263-228838-01 | Xcel Energy | 85 | 13781 | IOU | 05670994 | 5.12 | Solar |  |  | Interconnected | Trade Secret | Trade | SAV | SAV063 | Residential |  | Trade Secret | 2023 | 2024
20263-228838-01 | Xcel Energy | 85 | 13781 | IOU | 05937660 | 5.052 | Solar |  |  | Interconnected | Trade Secret | Trade | SOU | SOU065 | Residential |  | Trade Secret | 2024 | 2025
20263-228838-01 | Xcel Energy | 85 | 13781 | IOU | 04323292 | 3.747 | Solar |  |  | Interconnected | Trade Secret | Trade | SCL | SCL312 | Residential | Solar*Rewards | Trade Secret | 2021 | 2021
20263-228838-01 | Xcel Energy | 85 | 13781 | IOU | 06246392 | 5.248 | Solar |  |  | Interconnected | Trade Secret | Trade | NMC | NMC083 | Residential |  | Trade Secret | 2025 | 2025
20263-228838-01 | Xcel Energy | 85 | 13781 | IOU | 05602611 | 8.96 | Solar |  |  | Interconnected | Trade Secret | Trade | FSL | FSL312 | Residential |  | Trade Secret | 2023 | 2024
20263-228838-01 | Xcel Energy | 85 | 13781 | IOU | 05590223 | 5.04 | Solar |  |  | Interconnected | Trade Secret | Trade | AFT | AFT322 | Residential |  | Trade Secret | 2023 | 2023
20263-228838-01 | Xcel Energy | 85 | 13781 | IOU | OID2019315 | 18 | Solar |  |  | Withdrawn | Trade Secret | Trade | MEL | MEL077 | Commercial | Solar*Rewards | Trade Secret | 2014
20263-228838-01 | Xcel Energy | 85 | 13781 | IOU | 05956996 | 5.904 | Solar |  |  | Withdrawn | Trade Secret | Trade | APA | APA076 | Residential | Solar*Rewards | Trade Secret | 2024
20263-228838-01 | Xcel Energy | 85 | 13781 | IOU | 03130939 | 1.8 | Solar |  |  | Interconnected | Trade Secret | Trade | PIL | PIL021 | Residential |  | Trade Secret | 2008 | 2008
20263-228838-01 | Xcel Energy | 85 | 13781 | IOU | OID3798202 | 3.747 | Solar |  |  | Withdrawn | Trade Secret | Trade |  |  | Residential | Solar*Rewards | Trade Secret | 2019
20263-228838-01 | Xcel Energy | 85 | 13781 | IOU | 03135131 | 9.94 | Solar |  |  | Interconnected | Trade Secret | Trade | OAD | OAD074 | Residential | Solar*Rewards | Trade Secret | 2016 | 2017
20263-228838-01 | Xcel Energy | 85 | 13781 | IOU | 06017854 | 11.5 | Solar |  |  | Withdrawn | Trade Secret | Trade | BRP | BRP071 | Residential | Solar*Rewards | Trade Secret | 2024
20263-228838-01 | Xcel Energy | 85 | 13781 | IOU | 06028243 | 11.5 | Solar |  | X | Interconnected | Trade Secret | Trade | BRP | BRP071 | Residential |  | Trade Secret | 2024 | 2025
20263-228838-01 | Xcel Energy | 85 | 13781 | IOU | 05614812 | 1.89 | Solar |  |  | Interconnected | Trade Secret | Trade | MPK | MPK074 | Residential |  | Trade Secret | 2023 | 2023
20263-228838-01 | Xcel Energy | 85 | 13781 | IOU | 05761776 | 15.232 | Solar |  |  | Active Application | Trade Secret | Trade | MEL | MEL075 | Residential |  | Trade Secret | 2024
20263-228838-01 | Xcel Energy | 85 | 13781 | IOU | OID3241630 | 0.003 | Solar |  |  | Withdrawn | Trade Secret | Trade | MPK | MPK076 | Residential | Made in Minnesota | Trade Secret | 2017
20263-228838-01 | Xcel Energy | 85 | 13781 | IOU | 03741218 | 4.188 | Solar |  |  | Interconnected | Trade Secret | Trade | MPK | MPK076 | Residential | Solar*Rewards | Trade Secret | 2020 | 2020
20263-228838-01 | Xcel Energy | 85 | 13781 | IOU | 03134561 | 5.76 | Solar |  |  | Interconnected | Trade Secret | Trade | BLH | BLH061 | Residential | Made in Minnesota | Trade Secret | 2015 | 2015
20263-228838-01 | Xcel Energy | 85 | 13781 | IOU | OID2020731 | 6.72 | Solar |  |  | Withdrawn | Trade Secret | Trade | BLH | BLH061 | Residential | Solar*Rewards | Trade Secret | 2014
20263-228838-01 | Xcel Energy | 85 | 13781 | IOU | 05357173 | 11.517 | Solar |  |  | Interconnected | Trade Secret | Trade | ECK | ECK062 | Residential | Solar*Rewards | Trade Secret | 2023 | 2023
20263-228838-01 | Xcel Energy | 85 | 13781 | IOU | OID2568253 | 34.17 | Solar |  |  | Withdrawn | Trade Secret | Trade | RIV | RIV073 | Commercial | Made in Minnesota | Trade Secret | 2016
20263-228838-01 |  |  |  |  | 06145519 |  | Solar |  |  | Active Application | Trade Secret | Trade | LIN | LIN022 | Commercial | Solar*Rewards |  | 2025
20263-228838-01 | Xcel Energy | 85 | 13781 | IOU | 05949109 | 5.933 | Solar |  |  | Withdrawn | Trade Secret | Trade | XRD | XRD076 | Residential | Solar*Rewards | Trade Secret | 2024
20263-228838-01 | Xcel Energy | 85 | 13781 | IOU | 05955031 | 5.933 | Solar |  |  | Withdrawn | Trade Secret | Trade | XRD | XRD076 | Residential |  | Trade Secret | 2024
20263-228838-01 | Xcel Energy | 85 | 13781 | IOU | 05232439 | 4.886 | Solar |  |  | Active Application | Trade Secret | Trade | SOU | SOU065 | Residential |  | Trade Secret | 2022
20263-228838-01 | Xcel Energy | 85 | 13781 | IOU | 04922310 | 7.7 | Solar |  |  | Interconnected | Trade Secret | Trade | HSN | HSN321 | Residential | Solar*Rewards | Trade Secret | 2022 | 2022
20263-228838-01 | Xcel Energy | 85 | 13781 | IOU | 03745916 | 52.2 | Solar |  |  | Active Application | Trade Secret | Trade | IDA | IDA073 | Commercial |  | Trade Secret | 2020
20263-228838-01 | Xcel Energy | 85 | 13781 | IOU | 05517261 | 7.15 | Solar |  |  | Interconnected | Trade Secret | Trade | DBL | DBL063 | Residential |  | Trade Secret | 2023 | 2024
20263-228838-01 | Xcel Energy | 85 | 13781 | IOU | 05985262 | 3.84 | Solar |  |  | Interconnected | Trade Secret | Trade | GRC | GRC312 | Residential | Solar*Rewards | Trade Secret | 2024 | 2025
20263-228838-01 | Xcel Energy | 85 | 13781 | IOU | 03859820 | 7.25 | Solar |  |  | Interconnected | Trade Secret | Trade | WSG | WSG066 | Residential | Solar*Rewards | Trade Secret | 2020 | 2021
20263-228838-01 |  |  |  |  | OID2806507 |  | Solar |  |  | Withdrawn | Trade Secret | Trade | LEX | LEX332 | Commercial |  |  | 2011
20263-228838-01 |  |  |  |  | OID3820608 |  | Solar |  |  | Withdrawn | Trade Secret | Trade | YAM | YAM021 | Residential | Solar*Rewards |  | 2019
20263-228838-01 | Xcel Energy | 85 | 13781 | IOU | OID3857492 | 18 | Solar |  |  | Interconnected | Trade Secret | Trade | YAM | YAM021 | Residential | Solar*Rewards | Trade Secret | 2019 | 2019
20263-228838-01 | Xcel Energy | 85 | 13781 | IOU | 04051207 | 3.19 | Solar |  |  | Interconnected | Trade Secret | Trade | SOU | SOU072 | Residential | Solar*Rewards | Trade Secret | 2020 | 2020
20263-228838-01 | Xcel Energy | 85 | 13781 | IOU | 06189939 | 8.376 | Solar |  |  | Interconnected | Trade Secret | Trade | SLP | SLP083 | Residential | Solar*Rewards | Trade Secret | 2025 | 2025
20263-228838-01 | Xcel Energy | 85 | 13781 | IOU | 03131386 | 12 | Solar |  |  | Interconnected | Trade Secret | Trade | MTR | MTR021 | Residential | Solar*Rewards | Trade Secret | 2017 | 2017
20263-228838-01 | Xcel Energy | 85 | 13781 | IOU | 06297754 | 7.216 | Solar |  |  | Active Application | Trade Secret | Trade | CGR | CGR072 | Residential |  | Trade Secret | 2025
20263-228838-01 | Xcel Energy | 85 | 13781 | IOU | 04336781 | 6 | Solar |  |  | Withdrawn | Trade Secret | Trade | GNL | GNL071 | Residential |  | Trade Secret | 2021
20263-228838-01 | Xcel Energy | 85 | 13781 | IOU | 05901237 | 7.616 | Solar |  |  | Interconnected | Trade Secret | Trade | HSN | HSN321 | Residential |  | Trade Secret | 2024 | 2025
20263-228838-01 | Xcel Energy | 85 | 13781 | IOU | 05711798 | 6.96 | Solar |  |  | Interconnected | Trade Secret | Trade | WSG | WSG064 | Residential | Solar*Rewards | Trade Secret | 2024 | 2024
20263-228838-01 | Xcel Energy | 85 | 13781 | IOU | 04794001 | 5.054 | Solar |  |  | Interconnected | Trade Secret | Trade | ALD | ALD083 | Residential | Solar*Rewards | Trade Secret | 2022 | 2022
20263-228838-01 | Xcel Energy | 85 | 13781 | IOU | 05423610 | 140 | Solar |  |  | Interconnected | Trade Secret | Trade | EDA | EDA089 | Commercial |  | Trade Secret | 2023 | 2023
20263-228838-01 | Xcel Energy | 85 | 13781 | IOU | SRO19151 | 34.2 | Solar |  |  | Withdrawn | Trade Secret | Trade | WYO | WYO032 | Commercial | Solar*Rewards | Trade Secret | 2011
20263-228838-01 | Xcel Energy | 85 | 13781 | IOU | 06106572 | 10.628 | Solar |  |  | Interconnected | Trade Secret | Trade | RMT | RMT321 | Residential | Solar*Rewards | Trade Secret | 2025 | 2025
20263-228838-01 | Xcel Energy | 85 | 13781 | IOU | 03131571 | 19.999 | Solar |  |  | Interconnected | Trade Secret | Trade | WSG | WSG352 | Commercial | Solar*Rewards | Trade Secret | 2017 | 2018
20263-228838-01 | Xcel Energy | 85 | 13781 | IOU | 03132093 | 39.998 | Solar |  |  | Interconnected | Trade Secret | Trade | WSG | WSG352 | Commercial | Made in Minnesota | Trade Secret | 2017 | 2018
20263-228838-01 | Xcel Energy | 85 | 13781 | IOU | 04654495 | 8.99 | Solar |  |  | Interconnected | Trade Secret | Trade | SHP | SHP061 | Residential |  | Trade Secret | 2021 | 2022
20263-228838-01 | Xcel Energy | 85 | 13781 | IOU | 05576595 | 13.056 | Solar |  | X | Interconnected | Trade Secret | Trade | LEX | LEX331 | Residential | Solar*Rewards | Trade Secret | 2023 | 2024
20263-228838-01 | Xcel Energy | 85 | 13781 | IOU | 06179781 | 7.591 | Solar |  |  | Active Application | Trade Secret | Trade | CHI | CHI311 | Residential | Solar*Rewards | Trade Secret | 2025
20263-228838-01 | Xcel Energy | 85 | 13781 | IOU | 04442031 | 7.616 | Solar |  |  | Active Application | Trade Secret | Trade | LIN | LIN031 | Residential | Solar*Rewards | Trade Secret | 2021
20263-228838-01 | Xcel Energy | 85 | 13781 | IOU | 04579109 | 6.09 | Solar |  |  | Interconnected | Trade Secret | Trade | LIN | LIN031 | Residential |  | Trade Secret | 2021 | 2023
20263-228838-01 | Xcel Energy | 85 | 13781 | IOU | 03131898 | 43.53 | Solar |  |  | Interconnected | Trade Secret | Trade | HWW | HWW075 | Commercial | Made in Minnesota | Trade Secret | 2017 | 2017
20263-228838-01 | Xcel Energy | 85 | 13781 | IOU | 05476099 | 9.994 | Solar |  |  | Interconnected | Trade Secret | Trade | UPP | UPP086 | Residential | Solar*Rewards | Trade Secret | 2023 | 2023
20263-228838-01 | Xcel Energy | 85 | 13781 | IOU | SRO29951 | 5 | Solar |  |  | Withdrawn | Trade Secret | Trade | ALD | ALD072 | Residential | Solar*Rewards | Trade Secret | 2013
20263-228838-01 | Xcel Energy | 85 | 13781 | IOU | 04793701 | 5.22 | Solar |  |  | Withdrawn | Trade Secret | Trade | HWW | HWW072 | Residential | Solar*Rewards | Trade Secret | 2022
20263-228838-01 | Xcel Energy | 85 | 13781 | IOU | 06322599 | 6.98 | Solar |  |  | Active Application | Trade Secret | Trade | RRK | RRK064 | Residential | Solar*Rewards | Trade Secret | 2026
20263-228838-01 | Xcel Energy | 85 | 13781 | IOU | OID3866457 | 7.616 | Solar |  |  | Withdrawn | Trade Secret | Trade | SCL | SCL322 | Residential | Solar*Rewards | Trade Secret | 2019
20263-228838-01 | Xcel Energy | 85 | 13781 | IOU | OID3866513 | 7.616 | Solar |  |  | Withdrawn | Trade Secret | Trade | SCL | SCL322 | Residential | Solar*Rewards | Trade Secret | 2019
20263-228838-01 | Xcel Energy | 85 | 13781 | IOU | OID3862959 | 7.616 | Solar |  |  | Withdrawn | Trade Secret | Trade | SCL | SCL322 | Residential | Solar*Rewards | Trade Secret | 2019
20263-228838-01 | Xcel Energy | 85 | 13781 | IOU | 03677893 | 4.93 | Solar |  |  | Interconnected | Trade Secret | Trade | WSG | WSG076 | Residential | Solar*Rewards | Trade Secret | 2020 | 2021
20263-228838-01 | Xcel Energy | 85 | 13781 | IOU | 06233678 | 7.6 | Solar |  |  | Interconnected | Trade Secret | Trade | ESW | ESW081 | Residential |  | Trade Secret | 2025 | 2025
20263-228838-01 | Xcel Energy | 85 | 13781 | IOU | 05232222 | 5.76 | Solar |  |  | Interconnected | Trade Secret | Trade | WIL | WIL091 | Residential |  | Trade Secret | 2022 | 2023
20263-228838-01 | Xcel Energy | 85 | 13781 | IOU | 04836502 | 5.22 | Solar |  |  | Interconnected | Trade Secret | Trade | MEL | MEL065 | Residential |  | Trade Secret | 2022 | 2022
20263-228838-01 | Xcel Energy | 85 | 13781 | IOU | 06257145 | 11.904 | Solar |  |  | Active Application | Trade Secret | Trade | WES | WES073 | Residential |  | Trade Secret | 2025
20263-228838-01 | Xcel Energy | 85 | 13781 | IOU | 05460288 | 5.12 | Solar |  |  | Interconnected | Trade Secret | Trade | WCR | WCR322 | Residential | Solar*Rewards | Trade Secret | 2023 | 2023
20263-228838-01 | Xcel Energy | 85 | 13781 | IOU | 05808874 | 3.8 | Solar |  |  | Interconnected | Trade Secret | Trade | ALD | ALD085 | Residential |  | Trade Secret | 2024 | 2024
20263-228838-01 | Xcel Energy | 85 | 13781 | IOU | 04274641 | 8.99 | Solar |  |  | Interconnected | Trade Secret | Trade | UPP | UPP063 | Residential | Solar*Rewards | Trade Secret | 2021 | 2021
20263-228838-01 | Xcel Energy | 85 | 13781 | IOU | 05276232 | 4.64 | Solar |  |  | Withdrawn | Trade Secret | Trade | SCL | SCL322 | Residential |  | Trade Secret | 2022
20263-228838-01 | Xcel Energy | 85 | 13781 | IOU | 05487971 | 13.44 | Solar |  |  | Active Application | Trade Secret | Trade | SCL | SCL322 | Residential | Solar*Rewards | Trade Secret | 2023
20263-228838-01 | Xcel Energy | 85 | 13781 | IOU | 04836050 | 6.576 | Solar |  |  | Interconnected | Trade Secret | Trade | AFT | AFT321 | Residential | Solar*Rewards | Trade Secret | 2022 | 2022
20263-228838-01 | Xcel Energy | 85 | 13781 | IOU | 05785232 | 3.15 | Solar |  |  | Interconnected | Trade Secret | Trade | TER | TER081 | Residential |  | Trade Secret | 2024 | 2024
20263-228838-01 | Xcel Energy | 85 | 13781 | IOU | 04793921 | 11.31 | Solar |  |  | Interconnected | Trade Secret | Trade | MEL | MEL061 | Residential | Solar*Rewards | Trade Secret | 2022 | 2022
20263-228838-01 | Xcel Energy | 85 | 13781 | IOU | OID3285057 | 6 | Solar |  |  | Withdrawn | Trade Secret | Trade | HWW | HWW062 | Residential | Solar*Rewards | Trade Secret | 2018
20263-228838-01 |  |  |  |  | OID3989368 |  | Solar |  |  | Withdrawn | Trade Secret | Trade | NOF | NOF071 | Residential | Solar*Rewards |  | 2019
20263-228838-01 | Xcel Energy | 85 | 13781 | IOU | 03424594 | 3.747 | Solar |  |  | Interconnected | Trade Secret | Trade | NOF | NOF071 | Residential | Solar*Rewards | Trade Secret | 2019 | 2020
20263-228838-01 | Xcel Energy | 85 | 13781 | IOU | 03132863 | 6 | Solar |  |  | Interconnected | Trade Secret | Trade | MOL | MOL068 | Residential | Solar*Rewards | Trade Secret | 2018 | 2018
20263-228838-01 | Xcel Energy | 85 | 13781 | IOU | 04975999 | 6.282 | Solar |  |  | Interconnected | Trade Secret | Trade | OAD | OAD063 | Residential | Solar*Rewards | Trade Secret | 2022 | 2023
20263-228838-01 | Xcel Energy | 85 | 13781 | IOU | 03397867 | 9.994 | Solar |  |  | Interconnected | Trade Secret | Trade | ALD | ALD084 | Residential | Solar*Rewards | Trade Secret | 2019 | 2020
20263-228838-01 | Xcel Energy | 85 | 13781 | IOU | 06284495 | 9.216 | Solar |  |  | Withdrawn | Trade Secret | Trade | WSG | WSG063 | Residential |  | Trade Secret | 2025
20263-228838-01 | Xcel Energy | 85 | 13781 | IOU | 06240007 | 9.216 | Solar |  |  | Active Application | Trade Secret | Trade | WSG | WSG063 | Residential |  | Trade Secret | 2025
20263-228838-01 | Xcel Energy | 85 | 13781 | IOU | 06341712 | 9.216 | Solar |  |  | Active Application | Trade Secret | Trade | WSG | WSG063 | Residential | Solar*Rewards | Trade Secret | 2026
20263-228838-01 | Xcel Energy | 85 | 13781 | IOU | 04191678 | 16.39 | Solar |  |  | Interconnected | Trade Secret | Trade | WIL | WIL097 | Residential | Solar*Rewards | Trade Secret | 2020 | 2021
20263-228838-01 | Xcel Energy | 85 | 13781 | IOU | 03131252 | 6 | Solar |  |  | Interconnected | Trade Secret | Trade | UPP | UPP085 | Residential | Solar*Rewards | Trade Secret | 2016 | 2017
20263-228838-01 | Xcel Energy | 85 | 13781 | IOU | 06204305 | 8.376 | Solar |  |  | Interconnected | Trade Secret | Trade | HYL | HYL072 | Residential | Solar*Rewards | Trade Secret | 2025 | 2025
20263-228838-01 | Xcel Energy | 85 | 13781 | IOU | 03134800 | 3 | Solar |  |  | Interconnected | Trade Secret | Trade | UPP | UPP082 | Residential | Made in Minnesota | Trade Secret | 2016 | 2016
20263-228838-01 | Xcel Energy | 85 | 13781 | IOU | 05495677 | 2.61 | Solar |  |  | Interconnected | Trade Secret | Trade | BRP | BRP071 | Residential |  | Trade Secret | 2023 | 2023
20263-228838-01 | Xcel Energy | 85 | 13781 | IOU | 04899697 | 3.19 | Solar |  |  | Withdrawn | Trade Secret | Trade | MOL | MOL078 | Residential | Solar*Rewards | Trade Secret | 2022
20263-228838-01 | Xcel Energy | 85 | 13781 | IOU | 05863719 | 7.616 | Solar |  |  | Active Application | Trade Secret | Trade | TLK | TLK061 | Residential |  | Trade Secret | 2024
20263-228838-01 | Xcel Energy | 85 | 13781 | IOU | 04387030 | 9.074 | Solar |  |  | Interconnected | Trade Secret | Trade | WCS | WCS062 | Residential | Solar*Rewards | Trade Secret | 2021 | 2021
20263-228838-01 | Xcel Energy | 85 | 13781 | IOU | 03133828 | 36 | Solar |  |  | Interconnected | Trade Secret | Trade | WDY | WDY321 | Commercial | Solar*Rewards | Trade Secret | 2013 | 2015
20263-228838-01 | Xcel Energy | 85 | 13781 | IOU | 05363359 | 8.12 | Solar |  |  | Interconnected | Trade Secret | Trade | TER | TER071 | Residential |  | Trade Secret | 2023 | 2023
20263-228838-01 | Xcel Energy | 85 | 13781 | IOU | 05128082 | 400 | Solar |  |  | Interconnected | Trade Secret | Trade | STY | STY065 | Commercial |  | Trade Secret | 2023 | 2024
20263-228838-01 | Xcel Energy | 85 | 13781 | IOU | 05711769 | 11.34 | Solar |  |  | Interconnected | Trade Secret | Trade | TWL | TWL064 | Residential | Solar*Rewards | Trade Secret | 2024 | 2024
20263-228838-01 | Xcel Energy | 85 | 13781 | IOU | 06182746 | 11.5 | Storage |  |  | Interconnected | Trade Secret | Trade | TWL | TWL064 | Residential |  | Trade Secret | 2025 | 2025
20263-228838-01 | Xcel Energy | 85 | 13781 | IOU | 04274587 | 8.99 | Solar |  |  | Interconnected | Trade Secret | Trade | MPK | MPK074 | Residential | Solar*Rewards | Trade Secret | 2021 | 2021
20263-228838-01 | Xcel Energy | 85 | 13781 | IOU | 06225117 | 15.562 | Solar |  |  | Interconnected | Trade Secret | Trade | BCR | BCR063 | Residential |  | Trade Secret | 2025 | 2026
20263-228838-01 | Xcel Energy | 85 | 13781 | IOU | 03134501 | 6 | Solar |  |  | Interconnected | Trade Secret | Trade | NOF | NOF072 | Residential | Solar*Rewards | Trade Secret | 2015 | 2015
20263-228838-01 | Xcel Energy | 85 | 13781 | IOU | 06209501 | 6.528 | Solar |  |  | Interconnected | Trade Secret | Trade | HSN | HSN311 | Residential |  | Trade Secret | 2025 | 2025
20263-228838-01 | Xcel Energy | 85 | 13781 | IOU | 05347331 | 6.67 | Solar |  |  | Interconnected | Trade Secret | Trade | UPP | UPP066 | Residential |  | Trade Secret | 2023 | 2023
20263-228838-01 | Xcel Energy | 85 | 13781 | IOU | 03133014 | 7.616 | Solar |  |  | Interconnected | Trade Secret | Trade | SOU | SOU087 | Residential | Solar*Rewards | Trade Secret | 2018 | 2019
20263-228838-01 | Xcel Energy | 85 | 13781 | IOU | 05831134 | 3.747 | Solar |  |  | Interconnected | Trade Secret | Trade | TER | TER071 | Residential |  | Trade Secret | 2024 | 2025
20263-228838-01 | Xcel Energy | 85 | 13781 | IOU | 04548649 | 16.054 | Solar |  |  | Interconnected | Trade Secret | Trade | LLK | LLK071 | Residential |  | Trade Secret | 2021 | 2022
20263-228838-01 | Xcel Energy | 85 | 13781 | IOU | 06239887 | 8.376 | Solar |  |  | Interconnected | Trade Secret | Trade | GVW | GVW022 | Residential |  | Trade Secret | 2025 | 2026
20263-228838-01 | Xcel Energy | 85 | 13781 | IOU | 03914141 | 7.616 | Solar |  |  | Interconnected | Trade Secret | Trade | PRR | PRR062 | Residential | Solar*Rewards | Trade Secret | 2020 | 2021
20263-228838-01 | Xcel Energy | 85 | 13781 | IOU | 05512586 | 39.76 | Solar |  |  | Withdrawn | Trade Secret | Trade | RRK | RRK064 | Residential | Solar*Rewards | Trade Secret | 2023
20263-228838-01 | Xcel Energy | 85 | 13781 | IOU | 05512778 | 39.76 | Solar |  |  | Withdrawn | Trade Secret | Trade | RRK | RRK064 | Residential |  | Trade Secret | 2023
20263-228838-01 | Xcel Energy | 85 | 13781 | IOU | 03132466 | 9.994 | Solar |  |  | Interconnected | Trade Secret | Trade | TER | TER071 | Residential | Solar*Rewards | Trade Secret | 2018 | 2018
20263-228838-01 | Xcel Energy | 85 | 13781 | IOU | OID3565879 | 133.2 | Solar |  |  | Withdrawn | Trade Secret | Trade | OSS | OSS071 | Commercial |  | Trade Secret | 2018
20263-228838-01 | Xcel Energy | 85 | 13781 | IOU | OID3565257 | 133.2 | Solar |  |  | Withdrawn | Trade Secret | Trade | OSS | OSS071 | Commercial | Solar*Rewards | Trade Secret | 2018
20263-228838-01 | Xcel Energy | 85 | 13781 | IOU | 03129901 | 133.2 | Solar |  |  | Interconnected | Trade Secret | Trade | OSS | OSS071 | Commercial |  | Trade Secret | 2018 | 2019
20263-228838-01 | Xcel Energy | 85 | 13781 | IOU | 05974242 | 11.933 | Solar |  |  | Active Application | Trade Secret | Trade | MND | MND071 | Residential | Solar*Rewards | Trade Secret | 2024
20263-228838-01 | Xcel Energy | 85 | 13781 | IOU | 05552995 | 8.448 | Solar |  |  | Interconnected | Trade Secret | Trade | TLK | TLK075 | Residential |  | Trade Secret | 2023 | 2025
20263-228838-01 | Xcel Energy | 85 | 13781 | IOU | 03131295 | 7.63 | Solar |  |  | Interconnected | Trade Secret | Trade | CTF | CTF022 | Residential | Solar*Rewards | Trade Secret | 2016 | 2017
20263-228838-01 | Xcel Energy | 85 | 13781 | IOU | 04794681 | 5.054 | Solar |  |  | Interconnected | Trade Secret | Trade | HWW | HWW074 | Residential | Solar*Rewards | Trade Secret | 2022 | 2022
20263-228838-01 | Xcel Energy | 85 | 13781 | IOU | 05360539 | 7.56 | Solar |  |  | Interconnected | Trade Secret | Trade | SHP | SHP062 | Residential | Solar*Rewards | Trade Secret | 2023 | 2023
20263-228838-01 | Xcel Energy | 85 | 13781 | IOU | 05817707 | 6.912 | Solar |  |  | Interconnected | Trade Secret | Trade | OAD | OAD071 | Residential |  | Trade Secret | 2024 | 2024
20263-228838-01 | Xcel Energy | 85 | 13781 | IOU | 03130093 | 4.06 | Solar |  |  | Interconnected | Trade Secret | Trade | SCA | SCA021 | Residential | Solar*Rewards | Trade Secret | 2018 | 2019
20263-228838-01 | Xcel Energy | 85 | 13781 | IOU | 04439841 | 13.92 | Solar |  |  | Interconnected | Trade Secret | Trade | HSN | HSN321 | Residential | Solar*Rewards | Trade Secret | 2021 | 2022
20263-228838-01 | Xcel Energy | 85 | 13781 | IOU | 04319148 | 6.96 | Solar |  |  | Interconnected | Trade Secret | Trade | HAS | HAS021 | Residential | Solar*Rewards | Trade Secret | 2021 | 2021
20263-228838-01 | Xcel Energy | 85 | 13781 | IOU | 05870037 | 4.934 | Solar |  |  | Interconnected | Trade Secret | Trade | SOU | SOU069 | Residential | Solar*Rewards | Trade Secret | 2024 | 2024
20263-228838-01 | Xcel Energy | 85 | 13781 | IOU | 03512246 | 14.994 | Solar |  |  | Interconnected | Trade Secret | Trade | SLP | SLP082 | Residential | Solar*Rewards | Trade Secret | 2019 | 2020
20263-228838-01 | Xcel Energy | 85 | 13781 | IOU | 03304638 | 4.8 | Solar |  |  | Interconnected | Trade Secret | Trade | GNL | GNL072 | Residential | Solar*Rewards | Trade Secret | 2019 | 2020
20263-228838-01 | Xcel Energy | 85 | 13781 | IOU | 03130224 | 2.88 | Solar |  |  | Interconnected | Trade Secret | Trade | DGC | DGC061 | Residential | Solar*Rewards | Trade Secret | 2019 | 2019
20263-228838-01 | Xcel Energy | 85 | 13781 | IOU | SRO29980 | 10 | Solar |  |  | Withdrawn | Trade Secret | Trade |  |  | Residential | Solar*Rewards | Trade Secret | 2013
20263-228838-01 | Xcel Energy | 85 | 13781 | IOU | 05604491 | 18.048 | Solar |  |  | Interconnected | Trade Secret | Trade | CGR | CGR071 | Residential |  | Trade Secret | 2023 | 2023
20263-228838-01 | Xcel Energy | 85 | 13781 | IOU | 04301923 | 600 | Solar |  |  | Interconnected | Trade Secret | Trade | ESW | ESW063 | Commercial |  | Trade Secret | 2021 | 2022
20263-228838-01 | Xcel Energy | 85 | 13781 | IOU | OID2782475 | 3 | Solar |  |  | Withdrawn | Trade Secret | Trade | SCA | SCA021 | Residential | Solar*Rewards | Trade Secret | 2016
20263-228838-01 | Xcel Energy | 85 | 13781 | IOU | 03131190 | 3.6 | Solar |  |  | Interconnected | Trade Secret | Trade | SCA | SCA021 | Residential |  | Trade Secret | 2013 | 2013
20263-228838-01 | Xcel Energy | 85 | 13781 | IOU | 03131189 | 6 | Natural Gas |  |  | Interconnected | Trade Secret | Trade | SCA | SCA021 | Residential |  | Trade Secret | 2013 | 2013
20263-228838-01 | Xcel Energy | 85 | 13781 | IOU | 03131191 | 1 | Wind |  |  | Interconnected | Trade Secret | Trade | SCA | SCA021 | Residential |  | Trade Secret | 2013 | 2013
20263-228838-01 | Xcel Energy | 85 | 13781 | IOU | 03131908 | 9.94 | Solar |  |  | Interconnected | Trade Secret | Trade | RPO | RPO312 | Residential | Solar*Rewards | Trade Secret | 2017 | 2018
20263-228838-01 | Xcel Energy | 85 | 13781 | IOU | 04834904 | 7.616 | Solar |  |  | Withdrawn | Trade Secret | Trade | LOK | LOK093 | Residential |  | Trade Secret | 2022
20263-228838-01 | Xcel Energy | 85 | 13781 | IOU | 03130311 | 5 | Solar |  |  | Interconnected | Trade Secret | Trade | NOF | NOF061 | Residential | Solar*Rewards | Trade Secret | 2019 | 2019
20263-228838-01 | Xcel Energy | 85 | 13781 | IOU | 04723920 | 11.168 | Solar |  |  | Interconnected | Trade Secret | Trade | HYL | HYL074 | Residential |  | Trade Secret | 2021 | 2022
20263-228838-01 | Xcel Energy | 85 | 13781 | IOU | 05572774 | 6.615 | Solar |  |  | Interconnected | Trade Secret | Trade | BYT | BYT061 | Residential | Solar*Rewards | Trade Secret | 2023 | 2023
20263-228838-01 | Xcel Energy | 85 | 13781 | IOU | 06017891 | 18.115 | Storage |  |  | Interconnected | Trade Secret | Trade | BYT | BYT061 | Residential |  | Trade Secret | 2024 | 2025
20263-228838-01 | Xcel Energy | 85 | 13781 | IOU | 06197734 | 15000 | Other |  |  | Active Application | Trade Secret | Trade | ESW | ESW063 | Commercial |  | Trade Secret | 2025
20263-228838-01 | Xcel Energy | 85 | 13781 | IOU | 03131228 | 100 | Solar |  |  | Interconnected | Trade Secret | Trade | DBL | DBL082 | Commercial |  | Trade Secret | 2015 | 2016
20263-228838-01 | Xcel Energy | 85 | 13781 | IOU | 03131204 | 250 | Other |  |  | Interconnected | Trade Secret | Trade | DBL | DBL082 | Commercial |  | Trade Secret | 2015 | 2015
20263-228838-01 | Xcel Energy | 85 | 13781 | IOU | 03130199 | 5.8 | Solar |  |  | Interconnected | Trade Secret | Trade | RIV | RIV075 | Residential | Solar*Rewards | Trade Secret | 2019 | 2019
20263-228838-01 |  |  |  |  | OID2806613 |  | Solar |  |  | Withdrawn | Trade Secret | Trade | LOO | LOOK1991 | Residential |  |  | 2013
20263-228838-01 |  |  |  |  | OID3584199 |  | Solar |  |  | Withdrawn | Trade Secret | Trade |  |  | Residential | Solar*Rewards |  | 2018
20263-228838-01 | Xcel Energy | 85 | 13781 | IOU | 03132129 | 39.998 | Solar |  |  | Interconnected | Trade Secret | Trade | STY | STY063 | Commercial | Made in Minnesota | Trade Secret | 2017 | 2018
20263-228838-01 | Xcel Energy | 85 | 13781 | IOU | 04806609 | 10.73 | Solar |  |  | Interconnected | Trade Secret | Trade | HUG | HUG311 | Residential |  | Trade Secret | 2022 | 2022
20263-228838-01 | Xcel Energy | 85 | 13781 | IOU | 03134737 | 14 | Solar |  |  | Interconnected | Trade Secret | Trade | DBL | DBL065 | Commercial | Solar*Rewards | Trade Secret | 2015 | 2016
20263-228838-01 | Xcel Energy | 85 | 13781 | IOU | 05964578 | 29.45 | Solar |  |  | Active Application | Trade Secret | Trade | OPK | OPK077 | Commercial |  | Trade Secret | 2024
20263-228838-01 | Xcel Energy | 85 | 13781 | IOU | 05552174 | 7.68 | Solar |  |  | Interconnected | Trade Secret | Trade | DND | DND071 | Residential | Solar*Rewards | Trade Secret | 2023 | 2023
20263-228838-01 | Xcel Energy | 85 | 13781 | IOU | OID3322106 | 328.02 | Solar |  |  | Withdrawn | Trade Secret | Trade | ALB | ALB022 | Residential | Solar*Rewards | Trade Secret | 2018
20263-228838-01 | Xcel Energy | 85 | 13781 | IOU | 03129827 | 11.39 | Solar |  |  | Interconnected | Trade Secret | Trade | ALB | ALB022 | Residential | Solar*Rewards | Trade Secret | 2018 | 2019
20263-228838-01 |  |  |  |  | 06340039 |  |  |  |  | Active Application | Trade Secret | Trade | ALB | ALB022 | Residential |  |  | 2026
20263-228838-01 | Xcel Energy | 85 | 13781 | IOU | 05574046 | 5.8 | Solar |  |  | Interconnected | Trade Secret | Trade | GSL | GSL341 | Residential | Solar*Rewards | Trade Secret | 2023 | 2023
20263-228838-01 | Xcel Energy | 85 | 13781 | IOU | 04804202 | 5.8 | Solar |  |  | Withdrawn | Trade Secret | Trade | GSL | GSL341 | Residential | Solar*Rewards | Trade Secret | 2022
20263-228838-01 | Xcel Energy | 85 | 13781 | IOU | 05952743 | 5.8 | Solar |  |  | Interconnected | Trade Secret | Trade | HWW | HWW061 | Residential | Solar*Rewards | Trade Secret | 2024 | 2025
20263-228838-01 | Xcel Energy | 85 | 13781 | IOU | 05804328 | 9.135 | Solar |  |  | Interconnected | Trade Secret | Trade | AFT | AFT322 | Residential |  | Trade Secret | 2024 | 2024
20263-228838-01 | Xcel Energy | 85 | 13781 | IOU | 05740337 | 8.125 | Solar |  |  | Interconnected | Trade Secret | Trade | HOL | HOL071 | Residential | Solar*Rewards | Trade Secret | 2024 | 2024
20263-228838-01 | Xcel Energy | 85 | 13781 | IOU | 03131397 | 53.399 | Solar |  |  | Interconnected | Trade Secret | Trade | SAK | SAK312 | Commercial |  | Trade Secret | 2017 | 2017
20263-228838-01 | Xcel Energy | 85 | 13781 | IOU | 03131387 | 19.999 | Solar |  |  | Interconnected | Trade Secret | Trade | SAK | SAK312 | Commercial | Solar*Rewards | Trade Secret | 2017 | 2017
20263-228838-01 | Xcel Energy | 85 | 13781 | IOU | 04614439 | 15.08 | Solar |  | X | Interconnected | Trade Secret | Trade | SLP | SLP095 | Residential |  | Trade Secret | 2021 | 2021
20263-228838-01 | Xcel Energy | 85 | 13781 | IOU | 06047628 | 60 | Solar |  |  | Interconnected | Trade Secret | Trade | RIV | RIV072 | Commercial |  | Trade Secret | 2025 | 2026
20263-228838-01 | Xcel Energy | 85 | 13781 | IOU | 06047690 | 150 | Solar |  |  | Interconnected | Trade Secret | Trade | RIV | RIV072 | Commercial |  | Trade Secret | 2025 | 2025
20263-228838-01 | Xcel Energy | 85 | 13781 | IOU | 06136250 | 440 | Solar |  |  | Active Application | Trade Secret | Trade | RVA | RVA062 | Commercial |  | Trade Secret | 2025
20263-228838-01 | Xcel Energy | 85 | 13781 | IOU | 06025780 | 4.555 | Solar |  |  | Interconnected | Trade Secret | Trade | RMT | RMT321 | Residential |  | Trade Secret | 2024 | 2025
20263-228838-01 | Xcel Energy | 85 | 13781 | IOU | 03592325 | 999.9 | Solar |  |  | Active Application | Trade Secret | Trade | PAT | PAT312 | LMI | Solar*Rewards Community | Trade Secret | 2022
20263-228838-01 | Xcel Energy | 85 | 13781 | IOU | 05991551 | 5000 | Solar |  |  | Active Application | Trade Secret | Trade | MRN | MRN021 | LMI | Solar*Rewards Community | Trade Secret | 2024
20263-228838-01 | Xcel Energy | 85 | 13781 | IOU | SRC042385 | 1000 | Solar |  |  | Withdrawn | Trade Secret | Trade | FRM | FRM071 | Community Solar Garden | Solar*Rewards Community | Trade Secret | 2015
20263-228838-01 |  |  |  |  | 04421701 |  | Solar |  |  | Active Application | Trade Secret | Trade |  |  | Residential | Solar*Rewards |  | 2021
20263-228838-01 |  |  |  |  | 05002626 |  | Solar |  |  | Active Application | Trade Secret | Trade |  |  | Residential | Solar*Rewards |  | 2022
20263-228838-01 |  |  |  |  | 04273521 |  |  |  |  | Active Application | Trade Secret | Trade |  |  | Residential |  |  | 2020
20263-228838-01 | Xcel Energy | 85 | 13781 | IOU | SRC039306 | 1000 | Solar |  |  | Withdrawn | Trade Secret | Trade |  |  | Community Solar Garden | Solar*Rewards Community | Trade Secret | 2015
20263-228838-01 | Xcel Energy | 85 | 13781 | IOU | 03126068 | 250 | Solar |  |  | Interconnected | Hastings | Trade | CGR | CGR063 | Community Solar Garden | Solar*Rewards Community | Trade Secret | 2015 | 2018
20263-228838-01 | Xcel Energy | 85 | 13781 | IOU | 03331199 | 5 | Solar |  |  | Active Application | Trade Secret | Trade |  |  | Residential | Solar*Rewards | Trade Secret | 2019
20263-228838-01 | Xcel Energy | 85 | 13781 | IOU | SRC042735 | 950 | Solar |  |  | Withdrawn | Trade Secret | Trade | SMT | SMT072 | Community Solar Garden | Solar*Rewards Community | Trade Secret | 2015
20263-228838-01 | Xcel Energy | 85 | 13781 | IOU | SRC040759 | 950 | Solar |  |  | Withdrawn | Trade Secret | Trade |  |  | Community Solar Garden | Solar*Rewards Community | Trade Secret | 2015
20263-228838-01 | Xcel Energy | 85 | 13781 | IOU | 03127492 | 1000 | Solar |  |  | Interconnected | Stacy | Trade | CHI | CHI311 | Community Solar Garden | Solar*Rewards Community | Trade Secret | 2017 | 2018
20263-228838-01 | Xcel Energy | 85 | 13781 | IOU | SRC038552 | 1000 | Solar |  |  | Withdrawn | Trade Secret | Trade |  |  | Community Solar Garden | Solar*Rewards Community | Trade Secret | 2014
20263-228838-01 | Xcel Energy | 85 | 13781 | IOU | SRC039283 | 1000 | Solar |  |  | Withdrawn | Trade Secret | Trade | MEI | MEI021 | Community Solar Garden | Solar*Rewards Community | Trade Secret | 2015
20263-228838-01 | Xcel Energy | 85 | 13781 | IOU | SRC073040 | 1000 | Solar |  |  | Withdrawn | Trade Secret | Trade |  |  | Community Solar Garden | Solar*Rewards Community | Trade Secret | 2019
20263-228838-01 | Xcel Energy | 85 | 13781 | IOU | SRC042737 | 950 | Solar |  |  | Withdrawn | Trade Secret | Trade | SMT | SMT072 | Community Solar Garden | Solar*Rewards Community | Trade Secret | 2015
20263-228838-01 | Xcel Energy | 85 | 13781 | IOU | 04306586 | 1000 | Solar |  |  | Active Application | Trade Secret | Trade |  |  | Community Solar Garden | Solar*Rewards Community | Trade Secret | 2021
20263-228838-01 | Xcel Energy | 85 | 13781 | IOU | 05612420 | 1000 | Solar |  |  | Withdrawn | Trade Secret | Trade | FRA | FRA211 | Community Solar Garden | Solar*Rewards Community | Trade Secret | 2023
20263-228838-01 | Xcel Energy | 85 | 13781 | IOU | SRC038553 | 1000 | Solar |  |  | Withdrawn | Trade Secret | Trade | HAS | HAS021 | Community Solar Garden | Solar*Rewards Community | Trade Secret | 2014
20263-228838-01 | Xcel Energy | 85 | 13781 | IOU | SRC039308 | 1000 | Solar |  |  | Withdrawn | Trade Secret | Trade |  |  | Community Solar Garden | Solar*Rewards Community | Trade Secret | 2015
20263-228838-01 | Xcel Energy | 85 | 13781 | IOU | SRC038763 | 1000 | Solar |  |  | Withdrawn | Trade Secret | Trade | LNS | LNS033 | Community Solar Garden | Solar*Rewards Community | Trade Secret | 2014
20263-228838-01 | Xcel Energy | 85 | 13781 | IOU | SRC038466 | 1000 | Solar |  |  | Withdrawn | Trade Secret | Trade | LOW | LOW021 | Community Solar Garden | Solar*Rewards Community | Trade Secret | 2014
20263-228838-01 | Xcel Energy | 85 | 13781 | IOU | SRC040100 | 1000 | Solar |  |  | Withdrawn | Trade Secret | Trade | BEL | BEL062 | Community Solar Garden | Solar*Rewards Community | Trade Secret | 2015
20263-228838-01 | Xcel Energy | 85 | 13781 | IOU | 03127377 | 1000 | Solar |  |  | Interconnected | Saint Cloud | Trade | SCL | SCL322 | Community Solar Garden | Solar*Rewards Community | Trade Secret | 2015 | 2018
20263-228838-01 |  |  |  |  | SRO17166 |  | Solar |  |  | Withdrawn | Trade Secret | Trade |  |  |  | Solar*Rewards |  | 2011
20263-228838-01 | Xcel Energy | 85 | 13781 | IOU | SRC039881 | 1000 | Solar |  |  | Withdrawn | Trade Secret | Trade | SMT | SMT072 | Community Solar Garden | Solar*Rewards Community | Trade Secret | 2015
20263-228838-01 | Xcel Energy | 85 | 13781 | IOU | SRC038769 | 1000 | Solar |  |  | Withdrawn | Trade Secret | Trade | LNS | LNS033 | Community Solar Garden | Solar*Rewards Community | Trade Secret | 2014
20263-228838-01 | Xcel Energy | 85 | 13781 | IOU | 03126724 | 1000 | Solar |  |  | Interconnected | Taylors Falls | Trade | LCR | LCR311 | Community Solar Garden | Solar*Rewards Community | Trade Secret | 2015 | 2018
20263-228838-01 | Xcel Energy | 85 | 13781 | IOU | 03123344 | 1000 | Solar |  |  | Interconnected | Freeport | Trade | WOB | WOB021 | Community Solar Garden | Solar*Rewards Community | Trade Secret | 2015 | 2017
20263-228838-01 |  |  |  |  | 05798213 |  |  |  |  | Active Application | Trade Secret | Trade |  |  | Residential |  |  | 2024
20263-228838-01 | Xcel Energy | 85 | 13781 | IOU | 05601931 | 1000 | Solar |  |  | Withdrawn | Trade Secret | Trade | GRC | GRC312 | Community Solar Garden | Solar*Rewards Community | Trade Secret | 2023
20263-228838-01 | Xcel Energy | 85 | 13781 | IOU | 05601928 | 1000 | Solar |  |  | Withdrawn | Trade Secret | Trade | GRC | GRC312 | Community Solar Garden | Solar*Rewards Community | Trade Secret | 2023
20263-228838-01 | Xcel Energy | 85 | 13781 | IOU | 05602007 | 1000 | Solar |  |  | Active Application | Trade Secret | Trade |  |  | Community Solar Garden | Solar*Rewards Community | Trade Secret | 2023
20263-228838-01 |  |  |  |  | 05277605 |  |  |  |  | Active Application | Trade Secret | Trade |  |  | Residential |  |  | 2022
20263-228838-01 | Xcel Energy | 85 | 13781 | IOU | SRC039445 | 1000 | Solar |  |  | Withdrawn | Trade Secret | Trade | RMT | RMT311 | Community Solar Garden | Solar*Rewards Community | Trade Secret | 2015
20263-228838-01 |  |  |  |  | 06326903 |  | Solar |  |  | Active Application | Trade Secret | Trade |  |  | Residential | Solar*Rewards |  | 2026
20263-228838-01 | Xcel Energy | 85 | 13781 | IOU | 05367269 | 39 | Solar |  |  | Withdrawn | Trade Secret | Trade |  |  | Residential | Other | Trade Secret | 2023
20263-228838-01 | Xcel Energy | 85 | 13781 | IOU | SRC042570 | 1000 | Solar |  |  | Withdrawn | Trade Secret | Trade | AFT | AFT322 | Community Solar Garden | Solar*Rewards Community | Trade Secret | 2015
20263-228838-01 | Xcel Energy | 85 | 13781 | IOU | SRC041396 | 36 | Solar |  |  | Withdrawn | Trade Secret | Trade | MST | MST076 | Community Solar Garden | Solar*Rewards Community | Trade Secret | 2015
20263-228838-01 | Xcel Energy | 85 | 13781 | IOU | SRC042519 | 950 | Solar |  |  | Withdrawn | Trade Secret | Trade | HSN | HSN312 | Community Solar Garden | Solar*Rewards Community | Trade Secret | 2015
20263-228838-01 | Xcel Energy | 85 | 13781 | IOU | SRC042705 | 950 | Solar |  |  | Withdrawn | Trade Secret | Trade |  |  | Community Solar Garden | Solar*Rewards Community | Trade Secret | 2015
20263-228838-01 | Xcel Energy | 85 | 13781 | IOU | SRC039297 | 1000 | Solar |  |  | Withdrawn | Trade Secret | Trade |  |  | Community Solar Garden | Solar*Rewards Community | Trade Secret | 2015
20263-228838-01 |  |  |  |  | 03835500 |  | Solar |  |  | Active Application | Trade Secret | Trade |  |  | Residential | Solar*Rewards |  | 2020
20263-228838-01 | Xcel Energy | 85 | 13781 | IOU | SRC038770 | 1000 | Solar |  |  | Withdrawn | Trade Secret | Trade | LNS | LNS033 | Community Solar Garden | Solar*Rewards Community | Trade Secret | 2014
20263-228838-01 | Xcel Energy | 85 | 13781 | IOU | 03127230 | 1000 | Solar |  |  | Interconnected | Clear Lake | Trade | SDX | SDX311 | Community Solar Garden | Solar*Rewards Community | Trade Secret | 2018 | 2020
20263-228838-01 | Xcel Energy | 85 | 13781 | IOU | SRC040001 | 1000 | Solar |  |  | Withdrawn | Trade Secret | Trade | WAK | WAK321 | Community Solar Garden | Solar*Rewards Community | Trade Secret | 2015
20263-228838-01 | Xcel Energy | 85 | 13781 | IOU | 03123357 | 1000 | Solar |  |  | Interconnected | Zumbrota | Trade | ZUM | ZUM022 | Community Solar Garden | Solar*Rewards Community | Trade Secret | 2016 | 2018
20263-228838-01 |  |  |  |  | 04258533 |  | Solar |  |  | Active Application | Trade Secret | Trade |  |  | Residential | Solar*Rewards |  | 2020
20263-228838-01 | Xcel Energy | 85 | 13781 | IOU | SRC040447 | 250 | Solar |  |  | Withdrawn | Trade Secret | Trade | SAV | SAV071 | Community Solar Garden | Solar*Rewards Community | Trade Secret | 2015
20263-228838-01 | Xcel Energy | 85 | 13781 | IOU | 03128429 | 1000 | Solar |  |  | Interconnected | Lindstrom | Trade | SCA | SCA021 | Community Solar Garden | Solar*Rewards Community | Trade Secret | 2015 | 2018
20263-228838-01 | Xcel Energy | 85 | 13781 | IOU | 04971516 | 17.3 | Solar |  |  | Active Application | Trade Secret | Trade | NOF | NOF061 | Commercial | Solar*Rewards | Trade Secret | 2022
20263-228838-01 | Xcel Energy | 85 | 13781 | IOU | 03295051 | 7.616 | Solar |  |  | Interconnected | Trade Secret | Trade | RPO | RPO311 | Residential | Solar*Rewards | Trade Secret | 2019 | 2020
20263-228838-01 | Xcel Energy | 85 | 13781 | IOU | OID3994209 | 5 | Solar |  |  | Withdrawn | Trade Secret | Trade | ALB | ALB022 | Residential | Solar*Rewards | Trade Secret | 2020
20263-228838-01 | Xcel Energy | 85 | 13781 | IOU | 03132922 | 6.67 | Solar |  |  | Interconnected | Trade Secret | Trade | RPO | RPO311 | Residential | Solar*Rewards | Trade Secret | 2018 | 2019
20263-228838-01 | Xcel Energy | 85 | 13781 | IOU | 06014866 | 3.84 | Solar |  |  | Interconnected | Trade Secret | Trade | GSL | GSL341 | Residential | Solar*Rewards | Trade Secret | 2024 | 2025
20263-228838-01 | Xcel Energy | 85 | 13781 | IOU | 03229141 | 29.985 | Solar |  |  | Interconnected | Trade Secret | Trade | HWW | HWW074 | Commercial | Solar*Rewards | Trade Secret | 2019 | 2020
20263-228838-01 |  |  |  |  | OID3895265 |  | Solar |  |  | Withdrawn | Trade Secret | Trade | HWW | HWW074 | Commercial |  |  | 2019
20263-228838-01 | Xcel Energy | 85 | 13781 | IOU | 05974961 | 3.747 | Solar |  |  | Active Application | Trade Secret | Trade | ZUM | ZUM021 | Residential |  | Trade Secret | 2024
20263-228838-01 | Xcel Energy | 85 | 13781 | IOU | 04364278 | 7.25 | Solar |  |  | Interconnected | Trade Secret | Trade | HAS | HAS021 | Residential | Solar*Rewards | Trade Secret | 2021 | 2021
20263-228838-01 | Xcel Energy | 85 | 13781 | IOU | 03146472 | 7.616 | Solar |  |  | Interconnected | Trade Secret | Trade | SOU | SOU065 | Residential | Solar*Rewards | Trade Secret | 2019 | 2019
20263-228838-01 | Xcel Energy | 85 | 13781 | IOU | 05123793 | 4.06 | Solar |  |  | Interconnected | Trade Secret | Trade | WWK | WWK321 | Residential |  | Trade Secret | 2022 | 2022
20263-228838-01 | Xcel Energy | 85 | 13781 | IOU | 04922232 | 5.48 | Solar |  |  | Interconnected | Trade Secret | Trade | ALK | ALK072 | Residential | Solar*Rewards | Trade Secret | 2022 | 2022
20263-228838-01 | Xcel Energy | 85 | 13781 | IOU | 05571510 | 5.355 | Solar |  |  | Interconnected | Trade Secret | Trade | CGR | CGR072 | Residential |  | Trade Secret | 2023 | 2023
20263-228838-01 | Xcel Energy | 85 | 13781 | IOU | 05581763 | 4.41 | Solar |  |  | Interconnected | Trade Secret | Trade | CGR | CGR072 | Residential |  | Trade Secret | 2023 | 2023
20263-228838-01 | Xcel Energy | 85 | 13781 | IOU | 06080910 | 36.579 | Solar |  |  | Active Application | Trade Secret | Trade | CTF | CTF022 | Residential |  | Trade Secret | 2025
20263-228838-01 | Xcel Energy | 85 | 13781 | IOU | 05478663 | 4.41 | Solar |  |  | Interconnected | Trade Secret | Trade | HUG | HUG311 | Residential |  | Trade Secret | 2023 | 2023
20263-228838-01 | Xcel Energy | 85 | 13781 | IOU | 04982100 | 5.48 | Solar |  |  | Interconnected | Trade Secret | Trade | RMT | RMT321 | Residential | Solar*Rewards | Trade Secret | 2022 | 2022
20263-228838-01 | Xcel Energy | 85 | 13781 | IOU | 05411037 | 50 | Solar |  |  | Interconnected | Trade Secret | Trade | FSL | FSL311 | Commercial |  | Trade Secret | 2023 | 2024
20263-228838-01 | Xcel Energy | 85 | 13781 | IOU | 05988922 | 5.76 | Solar |  |  | Interconnected | Trade Secret | Trade | WTN | WTN062 | Residential | Solar*Rewards | Trade Secret | 2024 | 2025
20263-228838-01 | Xcel Energy | 85 | 13781 | IOU | 04832679 | 25.432 | Solar |  |  | Interconnected | Trade Secret | Trade | DND | DND061 | Commercial |  | Trade Secret | 2023 | 2024
20263-228838-01 | Xcel Energy | 85 | 13781 | IOU | 04019825 | 1000 | Solar |  |  | Interconnected | Bird Island | Trade | BIS | BIS001 | Community Solar Garden | Solar*Rewards Community | Trade Secret | 2021 | 2023
20263-228838-01 | Xcel Energy | 85 | 13781 | IOU | 06018489 | 34.79 | Storage |  |  | Interconnected | Trade Secret | Trade | SLP | SLP092 | Residential |  | Trade Secret | 2024 | 2025
20263-228838-01 | Xcel Energy | 85 | 13781 | IOU | 04976299 | 22.47 | Solar |  | X | Interconnected | Trade Secret | Trade | SLP | SLP092 | Residential |  | Trade Secret | 2022 | 2023
20263-228838-01 | Xcel Energy | 85 | 13781 | IOU | 05366464 | 12.564 | Solar |  |  | Interconnected | Trade Secret | Trade | GRI | GRI001 | Residential |  | Trade Secret | 2023 | 2023
20263-228838-01 | Xcel Energy | 85 | 13781 | IOU | 03870200 | 1000 | Solar |  |  | Interconnected | Mankato | Trade | RAP | RAP081 | Community Solar Garden | Solar*Rewards Community | Trade Secret | 2021 | 2022
20263-228838-01 | Xcel Energy | 85 | 13781 | IOU | 05357000 | 13.23 | Solar |  |  | Interconnected | Trade Secret | Trade | RAM | RAM071 | Residential |  | Trade Secret | 2023 | 2024
20263-228838-01 | Xcel Energy | 85 | 13781 | IOU | 03796066 | 1000 | Solar |  |  | Interconnected | Mazeppa | Trade | MAZ | MAZ021 | Community Solar Garden | Solar*Rewards Community | Trade Secret | 2022 | 2024
20263-228838-01 | Xcel Energy | 85 | 13781 | IOU | 03520221 | 1000 | Solar |  |  | Active Application | Trade Secret | Trade | AVN | AVN021 | LMI | Solar*Rewards Community | Trade Secret | 2021
20263-228838-01 | Xcel Energy | 85 | 13781 | IOU | 06201751 | 4.537 | Solar |  |  | Interconnected | Trade Secret | Trade | LLK | LLK061 | Residential | Solar*Rewards | Trade Secret | 2025 | 2025
20263-228838-01 | Xcel Energy | 85 | 13781 | IOU | 06006405 | 8.35 | Solar |  |  | Interconnected | Trade Secret | Trade | WTN | WTN062 | Residential | Solar*Rewards | Trade Secret | 2024 | 2025
20263-228838-01 | Xcel Energy | 85 | 13781 | IOU | 06018154 | 31.36 | Storage |  |  | Interconnected | Trade Secret | Trade | WTN | WTN062 | Residential |  | Trade Secret | 2024 | 2025
20263-228838-01 | Xcel Energy | 85 | 13781 | IOU | 03133229 | 4.2 | Solar |  |  | Interconnected | Trade Secret | Trade | HYL | HYL064 | Residential | Solar*Rewards | Trade Secret | 2010 | 2010
20263-228838-01 | Xcel Energy | 85 | 13781 | IOU | 03133172 | 4.18 | Solar |  |  | Interconnected | Trade Secret | Trade | GVW | GVW021 | Residential | Solar*Rewards | Trade Secret | 2010 | 2010
20263-228838-01 | Xcel Energy | 85 | 13781 | IOU | 03133517 | 1.29 | Solar |  |  | Interconnected | Trade Secret | Trade | GVW | GVW021 | Residential | Solar*Rewards | Trade Secret | 2011 | 2010
20263-228838-01 | Xcel Energy | 85 | 13781 | IOU | 04005933 | 5.51 | Solar |  |  | Interconnected | Trade Secret | Trade | IDA | IDA072 | Residential | Solar*Rewards | Trade Secret | 2021 | 2021
20263-228838-01 | Xcel Energy | 85 | 13781 | IOU | 03130668 | 5 | Solar |  |  | Interconnected | Trade Secret | Trade | OSS | OSS073 | Residential | Solar*Rewards | Trade Secret | 2016 | 2017
20263-228838-01 | Xcel Energy | 85 | 13781 | IOU | 05473250 | 8.96 | Solar |  |  | Interconnected | Trade Secret | Trade | CHE | CHE076 | Residential | Solar*Rewards | Trade Secret | 2023 | 2023
20263-228838-01 | Xcel Energy | 85 | 13781 | IOU | 05698065 | 3.15 | Solar |  |  | Interconnected | Trade Secret | Trade | SOU | SOU064 | Residential |  | Trade Secret | 2024 | 2024
20263-228838-01 | Xcel Energy | 85 | 13781 | IOU | 06022686 | 18.75 | Storage |  |  | Interconnected | Trade Secret | Trade | WSG | WSG352 | Residential |  | Trade Secret | 2024 | 2025
20263-228838-01 | Xcel Energy | 85 | 13781 | IOU | 04193279 | 7.25 | Solar |  |  | Interconnected | Trade Secret | Trade | WSG | WSG352 | Residential | Solar*Rewards | Trade Secret | 2021 | 2021
20263-228838-01 | Xcel Energy | 85 | 13781 | IOU | 05490138 | 17.6 | Solar |  | X | Interconnected | Trade Secret | Trade | HOL | HOL071 | Residential | Solar*Rewards | Trade Secret | 2023 | 2023
20263-228838-01 | Xcel Energy | 85 | 13781 | IOU | 04975962 | 3.48 | Solar |  |  | Interconnected | Trade Secret | Trade | AFT | AFT321 | Residential | Solar*Rewards | Trade Secret | 2022 | 2022
20263-228838-01 | Xcel Energy | 85 | 13781 | IOU | OID3934521 | 1.92 | Solar |  |  | Interconnected | Trade Secret | Trade | AFT | AFT321 | Residential | Solar*Rewards | Trade Secret | 2019 | 2020
20263-228838-01 | Xcel Energy | 85 | 13781 | IOU | 03793536 | 12 | Solar |  |  | Interconnected | Trade Secret | Trade | HSN | HSN321 | Residential | Solar*Rewards | Trade Secret | 2020 | 2021
20263-228838-01 | Xcel Energy | 85 | 13781 | IOU | 03578148 | 3.8 | Solar |  |  | Interconnected | Trade Secret | Trade | SLP | SLP096 | Residential | Solar*Rewards | Trade Secret | 2020 | 2020
20263-228838-01 | Xcel Energy | 85 | 13781 | IOU | 05623886 | 7.68 | Solar |  |  | Interconnected | Trade Secret | Trade | MEL | MEL088 | Residential |  | Trade Secret | 2023 | 2024
20263-228838-01 | Xcel Energy | 85 | 13781 | IOU | OID3666838 | 9.995 | Solar |  |  | Withdrawn | Trade Secret | Trade | EGL | EGL022 | Residential | Solar*Rewards | Trade Secret | 2018
20263-228838-01 | Xcel Energy | 85 | 13781 | IOU | 05711743 | 5.052 | Solar |  |  | Interconnected | Trade Secret | Trade | DBL | DBL067 | Residential | Solar*Rewards | Trade Secret | 2024 | 2024
20263-228838-01 | Xcel Energy | 85 | 13781 | IOU | 04442405 | 10.121 | Solar |  |  | Interconnected | Trade Secret | Trade | GSL | GSL341 | Residential | Solar*Rewards | Trade Secret | 2021 | 2022
20263-228838-01 | Xcel Energy | 85 | 13781 | IOU | 06201929 | 3.484 | Solar |  |  | Active Application | Trade Secret | Trade | CGR | CGR064 | Residential |  | Trade Secret | 2025
20263-228838-01 | Xcel Energy | 85 | 13781 | IOU | 05804393 | 4.175 | Solar |  |  | Interconnected | Trade Secret | Trade | DBL | DBL073 | Residential | Solar*Rewards | Trade Secret | 2024 | 2024
20263-228838-01 |  |  |  |  | 06254475 |  |  |  |  | Active Application | Trade Secret | Trade | IDA | IDA073 | Residential |  |  | 2025
20263-228838-01 | Xcel Energy | 85 | 13781 | IOU | 03749655 | 6.98 | Solar |  |  | Interconnected | Trade Secret | Trade | WWK | WWK311 | Residential | Solar*Rewards | Trade Secret | 2020 | 2020
20263-228838-01 | Xcel Energy | 85 | 13781 | IOU | 04445729 | 4.64 | Solar |  |  | Interconnected | Trade Secret | Trade | APA | APA075 | Residential | Solar*Rewards | Trade Secret | 2022 | 2023
20263-228838-01 | Xcel Energy | 85 | 13781 | IOU | 06321943 | 7.6 | Solar |  |  | Active Application | Trade Secret | Trade | APA | APA075 | Residential | Solar*Rewards | Trade Secret | 2026
20263-228838-01 | Xcel Energy | 85 | 13781 | IOU | 03131719 | 3.78 | Solar |  |  | Interconnected | Trade Secret | Trade | WIL | WIL063 | Residential | Made in Minnesota | Trade Secret | 2017 | 2018
20263-228838-01 | Xcel Energy | 85 | 13781 | IOU | OID2331421 | 3.8 | Solar |  |  | Withdrawn | Trade Secret | Trade | WIL | WIL063 | Residential | Solar*Rewards | Trade Secret | 2015
20263-228838-01 | Xcel Energy | 85 | 13781 | IOU | 04823523 | 7.54 | Solar |  |  | Interconnected | Trade Secret | Trade | HYL | HYL064 | Residential | Solar*Rewards | Trade Secret | 2022 | 2022
20263-228838-01 | Xcel Energy | 85 | 13781 | IOU | 03135087 | 5 | Solar |  |  | Interconnected | Trade Secret | Trade | MDT | MDT062 | Residential | Solar*Rewards | Trade Secret | 2016 | 2016
20263-228838-01 |  |  |  |  | OID2747236 |  | Solar |  |  | Withdrawn | Trade Secret | Trade | MDT | MDT062 | Residential | Solar*Rewards |  | 2016
20263-228838-01 |  |  |  |  | OID2687288 |  | Solar |  |  | Withdrawn | Trade Secret | Trade | MDT | MDT062 | Residential | Solar*Rewards |  | 2016
20263-228838-01 | Xcel Energy | 85 | 13781 | IOU | 05315566 | 11.02 | Solar |  |  | Interconnected | Trade Secret | Trade | RRK | RRK063 | Residential |  | Trade Secret | 2022 | 2023
20263-228838-01 | Xcel Energy | 85 | 13781 | IOU | 04380738 | 7.124 | Solar |  |  | Interconnected | Trade Secret | Trade | PBE | PBE061 | Residential | Solar*Rewards | Trade Secret | 2021 | 2021
20263-228838-01 | Xcel Energy | 85 | 13781 | IOU | 05850970 | 6.046 | Solar |  |  | Interconnected | Trade Secret | Trade | WDY | WDY311 | Residential |  | Trade Secret | 2024 | 2025
20263-228838-01 | Xcel Energy | 85 | 13781 | IOU | 03133775 | 2.15 | Solar |  |  | Interconnected | Trade Secret | Trade | SLP | SLP084 | Residential | Solar*Rewards | Trade Secret | 2013 | 2013
20263-228838-01 | Xcel Energy | 85 | 13781 | IOU | 06035019 | 15.296 | Solar |  | X | Interconnected | Trade Secret | Trade | AFT | AFT314 | Residential | Solar*Rewards | Trade Secret | 2024 | 2025
20263-228838-01 | Xcel Energy | 85 | 13781 | IOU | OID3472964 | 39.998 | Solar |  |  | Withdrawn | Trade Secret | Trade | WSG | WSG361 | Commercial | Solar*Rewards | Trade Secret | 2018
20263-228838-01 | Xcel Energy | 85 | 13781 | IOU | 05001962 | 69.2 | Solar |  |  | Interconnected | Trade Secret | Trade | LOK | LOK083 | Commercial |  | Trade Secret | 2022 | 2023
20263-228838-01 | Xcel Energy | 85 | 13781 | IOU | 03132713 | 7.616 | Solar |  |  | Interconnected | Trade Secret | Trade | APA | APA065 | Residential | Solar*Rewards | Trade Secret | 2018 | 2018
20263-228838-01 | Xcel Energy | 85 | 13781 | IOU | 06260806 | 8.376 | Solar |  | X | Active Application | Trade Secret | Trade | WSG | WSG362 | Residential |  | Trade Secret | 2025
20263-228838-01 | Xcel Energy | 85 | 13781 | IOU | 03131835 | 19.999 | Solar |  |  | Interconnected | Trade Secret | Trade | MOL | MOL073 | Commercial | Solar*Rewards | Trade Secret | 2017 | 2018
20263-228838-01 | Xcel Energy | 85 | 13781 | IOU | OID3873735 | 19.999 | Solar |  |  | Withdrawn | Trade Secret | Trade | MOL | MOL073 | Commercial | Solar*Rewards | Trade Secret | 2019
20263-228838-01 | Xcel Energy | 85 | 13781 | IOU | OID3950680 | 19.999 | Solar |  |  | Withdrawn | Trade Secret | Trade | MOL | MOL073 | Commercial | Solar*Rewards | Trade Secret | 2019
20263-228838-01 | Xcel Energy | 85 | 13781 | IOU | OID3470303 | 19.999 | Solar |  |  | Withdrawn | Trade Secret | Trade | MOL | MOL073 | Commercial | Solar*Rewards | Trade Secret | 2018
20263-228838-01 | Xcel Energy | 85 | 13781 | IOU | 03132111 | 39.998 | Solar |  |  | Interconnected | Trade Secret | Trade | MOL | MOL073 | Commercial | Made in Minnesota | Trade Secret | 2017 | 2018
20263-228838-01 | Xcel Energy | 85 | 13781 | IOU | 03593992 | 19.999 | Solar |  |  | Interconnected | Trade Secret | Trade | MOL | MOL073 | Commercial | Solar*Rewards | Trade Secret | 2020 | 2020
20263-228838-01 | Xcel Energy | 85 | 13781 | IOU | 06197947 | 4.934 | Solar |  |  | Interconnected | Trade Secret | Trade | MOL | MOL078 | Residential | Solar*Rewards | Trade Secret | 2025 | 2025
20263-228838-01 | Xcel Energy | 85 | 13781 | IOU | 05651321 | 5.22 | Solar |  |  | Interconnected | Trade Secret | Trade | WSG | WSG076 | Residential |  | Trade Secret | 2023 | 2024
20263-228838-01 | Xcel Energy | 85 | 13781 | IOU | 05533236 | 8.19 | Solar |  |  | Interconnected | Trade Secret | Trade | SOU | SOU064 | Residential | Solar*Rewards | Trade Secret | 2023 | 2023
20263-228838-01 | Xcel Energy | 85 | 13781 | IOU | 06237697 | 8.376 | Solar |  |  | Interconnected | Trade Secret | Trade | HOL | HOL072 | Residential |  | Trade Secret | 2025 | 2026
20263-228838-01 | Xcel Energy | 85 | 13781 | IOU | 04840038 | 7.38 | Solar |  |  | Withdrawn | Trade Secret | Trade | WAB | WAB031 | Residential | Solar*Rewards | Trade Secret | 2022
20263-228838-01 | Xcel Energy | 85 | 13781 | IOU | 05250894 | 8.41 | Solar |  |  | Interconnected | Trade Secret | Trade | RAM | RAM064 | Residential |  | Trade Secret | 2022 | 2023
20263-228838-01 | Xcel Energy | 85 | 13781 | IOU | 03132258 | 5 | Solar |  |  | Interconnected | Trade Secret | Trade | MDT | MDT062 | Residential | Solar*Rewards | Trade Secret | 2018 | 2018
20263-228838-01 | Xcel Energy | 85 | 13781 | IOU | 03133421 | 3.01 | Solar |  |  | Interconnected | Trade Secret | Trade | MND | MND061 | Residential | Solar*Rewards | Trade Secret | 2011 | 2011
20263-228838-01 | Xcel Energy | 85 | 13781 | IOU | 05452297 | 6 | Solar |  |  | Active Application | Trade Secret | Trade | WES | WES061 | Residential |  | Trade Secret | 2023
20263-228838-01 | Xcel Energy | 85 | 13781 | IOU | 05436251 | 7.04 | Solar |  |  | Interconnected | Trade Secret | Trade | WES | WES061 | Residential |  | Trade Secret | 2023 | 2023
20263-228838-01 | Xcel Energy | 85 | 13781 | IOU | 03132509 | 19.88 | Solar |  |  | Interconnected | Trade Secret | Trade | SLW | SLW061 | Commercial | Made in Minnesota | Trade Secret | 2018 | 2018
20263-228838-01 | Xcel Energy | 85 | 13781 | IOU | 05972339 | 5.76 | Solar |  |  | Interconnected | Trade Secret | Trade | WCS | WCS071 | Residential | Solar*Rewards | Trade Secret | 2024 | 2025
20263-228838-01 | Xcel Energy | 85 | 13781 | IOU | 05855289 | 9.869 | Solar |  |  | Interconnected | Trade Secret | Trade | ALD | ALD076 | Residential | Solar*Rewards | Trade Secret | 2024 | 2025
20263-228838-01 | Xcel Energy | 85 | 13781 | IOU | 03132388 | 27.496 | Solar |  |  | Interconnected | Trade Secret | Trade | DLO | DLO021 | Residential | Solar*Rewards | Trade Secret | 2018 | 2018
20263-228838-01 | Xcel Energy | 85 | 13781 | IOU | 04238937 | 7.25 | Solar |  |  | Interconnected | Trade Secret | Trade | UPP | UPP085 | Residential | Solar*Rewards | Trade Secret | 2020 | 2021
20263-228838-01 | Xcel Energy | 85 | 13781 | IOU | 06233479 | 10.368 | Solar |  |  | Active Application | Trade Secret | Trade | MHW | MHW311 | Residential |  | Trade Secret | 2025
20263-228838-01 | Xcel Energy | 85 | 13781 | IOU | 05713771 | 3.84 | Solar |  |  | Interconnected | Trade Secret | Trade | MDT | MDT074 | Residential | Solar*Rewards | Trade Secret | 2024 | 2025
20263-228838-01 | Xcel Energy | 85 | 13781 | IOU | 04998697 | 4.886 | Solar |  |  | Withdrawn | Trade Secret | Trade | MDT | MDT074 | Residential | Solar*Rewards | Trade Secret | 2022
20263-228838-01 | Xcel Energy | 85 | 13781 | IOU | 03133607 | 8.8 | Solar |  |  | Interconnected | Trade Secret | Trade | ALD | ALD088 | Residential | Solar*Rewards | Trade Secret | 2012 | 2012
20263-228838-01 | Xcel Energy | 85 | 13781 | IOU | 05225298 | 5.584 | Solar |  |  | Interconnected | Trade Secret | Trade | MPK | MPK085 | Residential |  | Trade Secret | 2022 | 2022
20263-228838-01 | Xcel Energy | 85 | 13781 | IOU | 05315831 | 3.75 | Solar |  |  | Interconnected | Trade Secret | Trade | WCR | WCR322 | Residential |  | Trade Secret | 2022 | 2023
20263-228838-01 | Xcel Energy | 85 | 13781 | IOU | 04641219 | 6 | Solar |  |  | Active Application | Trade Secret | Trade | RPL | RPL061 | Residential |  | Trade Secret | 2021
20263-228838-01 | Xcel Energy | 85 | 13781 | IOU | 05332468 | 8.12 | Solar |  |  | Interconnected | Trade Secret | Trade | MDT | MDT062 | Residential |  | Trade Secret | 2022 | 2023
20263-228838-01 | Xcel Energy | 85 | 13781 | IOU | 05987003 | 3.747 | Solar |  |  | Withdrawn | Trade Secret | Trade | ESW | ESW062 | Residential |  | Trade Secret | 2024
20263-228838-01 | Xcel Energy | 85 | 13781 | IOU | 04095054 | 5.054 | Solar |  |  | Interconnected | Trade Secret | Trade | TER | TER071 | Residential |  | Trade Secret | 2020 | 2021
20263-228838-01 | Xcel Energy | 85 | 13781 | IOU | OID3743379 | 7.616 | Solar |  |  | Withdrawn | Trade Secret | Trade | RPL | RPL064 | Residential | Solar*Rewards | Trade Secret | 2019
20263-228838-01 | Xcel Energy | 85 | 13781 | IOU | 05592811 | 7.5 | Solar |  |  | Active Application | Trade Secret | Trade | WAS | WAS092 | Residential |  | Trade Secret | 2023
20263-228838-01 | Xcel Energy | 85 | 13781 | IOU | 04961998 | 7.616 | Solar |  |  | Interconnected | Trade Secret | Trade | APA | APA068 | Residential |  | Trade Secret | 2022 | 2023
20263-228838-01 | Xcel Energy | 85 | 13781 | IOU | 05226388 | 80 | Solar |  |  | Interconnected | Trade Secret | Trade | TER | TER061 | Commercial |  | Trade Secret | 2022 | 2023
20263-228838-01 | Xcel Energy | 85 | 13781 | IOU | 03133148 | 2.7 | Solar |  |  | Interconnected | Trade Secret | Trade | AHI | AHI063 | Residential | Solar*Rewards | Trade Secret | 2010 | 2010
20263-228838-01 | Xcel Energy | 85 | 13781 | IOU | 05828148 | 12.672 | Solar |  |  | Interconnected | Trade Secret | Trade | STY | STY065 | Residential | Solar*Rewards | Trade Secret | 2024 | 2024
20263-228838-01 | Xcel Energy | 85 | 13781 | IOU | 06220969 | 5.584 | Solar |  |  | Interconnected | Trade Secret | Trade | SOU | SOU069 | Residential |  | Trade Secret | 2025 | 2026
20263-228838-01 | Xcel Energy | 85 | 13781 | IOU | 06211972 | 5.584 | Solar |  |  | Withdrawn | Trade Secret | Trade | SOU | SOU069 | Residential | Solar*Rewards | Trade Secret | 2025
20263-228838-01 | Xcel Energy | 85 | 13781 | IOU | 03132304 | 9.94 | Solar |  |  | Interconnected | Trade Secret | Trade | APA | APA071 | Residential | Solar*Rewards | Trade Secret | 2018 | 2018
20263-228838-01 | Xcel Energy | 85 | 13781 | IOU | OID3284888 | 9.94 | Solar |  |  | Withdrawn | Trade Secret | Trade | APA | APA071 | Residential | Solar*Rewards | Trade Secret | 2018
20263-228838-01 | Xcel Energy | 85 | 13781 | IOU | OID2531637 | 20 | Solar |  |  | Withdrawn | Trade Secret | Trade | ECK | ECK322 | Residential | Solar*Rewards | Trade Secret | 2016
20263-228838-01 | Xcel Energy | 85 | 13781 | IOU | 06006457 | 4.188 | Solar |  |  | Interconnected | Trade Secret | Trade | SLP | SLP082 | Residential | Solar*Rewards | Trade Secret | 2024 | 2025
20263-228838-01 | Xcel Energy | 85 | 13781 | IOU | 04336395 | 7.83 | Solar |  |  | Interconnected | Trade Secret | Trade | CGR | CGR074 | Residential | Solar*Rewards | Trade Secret | 2021 | 2021
20263-228838-01 | Xcel Energy | 85 | 13781 | IOU | 03131081 | 75 | Natural Gas |  |  | Interconnected | Trade Secret | Trade | PIP | PIP061 | Commercial |  | Trade Secret | 2011 | 2011
20263-228838-01 | Xcel Energy | 85 | 13781 | IOU | 05303129 | 4.93 |  |  |  | Active Application | Trade Secret | Trade | SLP | SLP082 | Residential |  | Trade Secret | 2022
20263-228838-01 | Xcel Energy | 85 | 13781 | IOU | 05250980 | 4.93 | Solar |  |  | Interconnected | Trade Secret | Trade | SLP | SLP082 | Residential |  | Trade Secret | 2022 | 2023
20263-228838-01 | Xcel Energy | 85 | 13781 | IOU | 04896717 | 16.53 | Solar |  |  | Active Application | Trade Secret | Trade | LCR | LCR311 | Residential |  | Trade Secret | 2022
20263-228838-01 | Xcel Energy | 85 | 13781 | IOU | 04795342 | 2.9 | Solar |  |  | Interconnected | Trade Secret | Trade | DBL | DBL068 | Residential | Solar*Rewards | Trade Secret | 2022 | 2022
20263-228838-01 | Xcel Energy | 85 | 13781 | IOU | 03130817 | 5.1 | Solar |  |  | Interconnected | Trade Secret | Trade | LLK | LLK071 | Commercial |  | Trade Secret | 2007 | 2007
20263-228838-01 | Xcel Energy | 85 | 13781 | IOU | 03130816 | 5.1 | Solar |  |  | Interconnected | Trade Secret | Trade | LLK | LLK071 | Commercial |  | Trade Secret | 2007 | 2007
20263-228838-01 | Xcel Energy | 85 | 13781 | IOU | 05432536 | 39.98 | Solar |  |  | Interconnected | Trade Secret | Trade | LLK | LLK071 | Commercial |  | Trade Secret | 2023 | 2024
20263-228838-01 | Xcel Energy | 85 | 13781 | IOU | 05847545 | 9.994 | Solar |  |  | Active Application | Trade Secret | Trade | WIL | WIL082 | Residential |  | Trade Secret | 2024
20263-228838-01 | Xcel Energy | 85 | 13781 | IOU | 03131718 | 19.999 | Solar |  |  | Interconnected | Trade Secret | Trade | STY | STY075 | Commercial | Solar*Rewards | Trade Secret | 2017 | 2018
20263-228838-01 | Xcel Energy | 85 | 13781 | IOU | 03131720 | 39.998 | Solar |  |  | Interconnected | Trade Secret | Trade | STY | STY075 | Commercial | Made in Minnesota | Trade Secret | 2017 | 2018
20263-228838-01 | Xcel Energy | 85 | 13781 | IOU | OID3470376 | 19.999 | Solar |  |  | Withdrawn | Trade Secret | Trade | STY | STY075 | Commercial | Solar*Rewards | Trade Secret | 2018
20263-228838-01 | Xcel Energy | 85 | 13781 | IOU | 05796398 | 2.323 | Solar |  |  | Interconnected | Trade Secret | Trade | ALD | ALD082 | Residential |  | Trade Secret | 2024 | 2024
20263-228838-01 | Xcel Energy | 85 | 13781 | IOU | 06263101 | 6.68 | Solar |  |  | Interconnected | Trade Secret | Trade | ESW | ESW081 | Residential |  | Trade Secret | 2025 | 2026
20263-228838-01 | Xcel Energy | 85 | 13781 | IOU | 04503272 | 6.38 | Solar |  |  | Interconnected | Trade Secret | Trade | WDY | WDY311 | Residential |  | Trade Secret | 2021 | 2021
20263-228838-01 | Xcel Energy | 85 | 13781 | IOU | 04464955 | 6.38 | Solar |  |  | Active Application | Trade Secret | Trade | WDY | WDY311 | Residential | Solar*Rewards | Trade Secret | 2021
20263-228838-01 | Xcel Energy | 85 | 13781 | IOU | 04793793 | 6.09 | Solar |  |  | Interconnected | Trade Secret | Trade | EDA | EDA089 | Residential | Solar*Rewards | Trade Secret | 2022 | 2022
20263-228838-01 | Xcel Energy | 85 | 13781 | IOU | 05442311 | 4.35 | Solar |  |  | Interconnected | Trade Secret | Trade | WES | WES071 | Residential |  | Trade Secret | 2023 | 2023
20263-228838-01 | Xcel Energy | 85 | 13781 | IOU | 04139542 | 7.616 | Solar |  |  | Interconnected | Trade Secret | Trade | BLC | BLC062 | Residential | Solar*Rewards | Trade Secret | 2020 | 2021
20263-228838-01 | Xcel Energy | 85 | 13781 | IOU | 03209899 | 9.994 | Solar |  |  | Interconnected | Trade Secret | Trade | APA | APA061 | Residential | Solar*Rewards | Trade Secret | 2019 | 2019
20263-228838-01 | Xcel Energy | 85 | 13781 | IOU | 04935322 | 5.052 | Solar |  |  | Interconnected | Trade Secret | Trade | LAB | LAB311 | Residential |  | Trade Secret | 2022 | 2022
20263-228838-01 | Xcel Energy | 85 | 13781 | IOU | 05250975 | 5.51 | Solar |  |  | Interconnected | Trade Secret | Trade | IDA | IDA073 | Residential |  | Trade Secret | 2022 | 2023
20263-228838-01 | Xcel Energy | 85 | 13781 | IOU | 03135004 | 17.57 | Solar |  |  | Interconnected | Trade Secret | Trade | SLP | SLP096 | Commercial | Solar*Rewards | Trade Secret | 2016 | 2016
20263-228838-01 | Xcel Energy | 85 | 13781 | IOU | 05513106 | 9.423 | Solar |  |  | Interconnected | Trade Secret | Trade | LAC | LAC062 | Residential | Solar*Rewards | Trade Secret | 2023 | 2023
20263-228838-01 | Xcel Energy | 85 | 13781 | IOU | 05591192 | 9.994 | Solar |  |  | Interconnected | Trade Secret | Trade | MPK | MPK087 | Residential | Solar*Rewards | Trade Secret | 2023 | 2023
20263-228838-01 | Xcel Energy | 85 | 13781 | IOU | 03135111 | 7.2 | Solar |  |  | Interconnected | Trade Secret | Trade | MHW | MHW311 | Residential | Made in Minnesota | Trade Secret | 2016 | 2016
20263-228838-01 | Xcel Energy | 85 | 13781 | IOU | 06216311 | 10.819 | Solar |  |  | Interconnected | Trade Secret | Trade | WIL | WIL063 | Residential |  | Trade Secret | 2025 | 2025
20263-228838-01 | Xcel Energy | 85 | 13781 | IOU | 06179803 | 8.725 | Solar |  |  | Withdrawn | Trade Secret | Trade | WIL | WIL063 | Residential | Solar*Rewards | Trade Secret | 2025
20263-228838-01 | Xcel Energy | 85 | 13781 | IOU | 05963715 | 3.747 | Solar |  |  | Interconnected | Trade Secret | Trade | CRL | CRL033 | Residential |  | Trade Secret | 2024 | 2025
20263-228838-01 | Xcel Energy | 85 | 13781 | IOU | 04421340 | 3.48 | Solar |  |  | Interconnected | Trade Secret | Trade | SOU | SOU064 | Residential | Solar*Rewards | Trade Secret | 2021 | 2021
20263-228838-01 | Xcel Energy | 85 | 13781 | IOU | 06322141 | 5.933 | Solar |  |  | Active Application | Trade Secret | Trade | CHE | CHE064 | Residential | Solar*Rewards | Trade Secret | 2026
20263-228838-01 | Xcel Energy | 85 | 13781 | IOU | 03872394 | 8.99 | Solar |  |  | Interconnected | Trade Secret | Trade | STY | STY071 | Residential | Solar*Rewards | Trade Secret | 2020 | 2020
20263-228838-01 |  |  |  |  | OID3579544 |  | Solar |  |  | Withdrawn | Trade Secret | Trade | MOL | MOL068 | Residential | Solar*Rewards |  | 2018
20263-228838-01 | Xcel Energy | 85 | 13781 | IOU | 03133977 | 3.36 | Solar |  |  | Interconnected | Trade Secret | Trade | MOL | MOL068 | Residential | Solar*Rewards | Trade Secret | 2014 | 2015
20263-228838-01 | Xcel Energy | 85 | 13781 | IOU | 03132880 | 7.616 | Solar |  |  | Interconnected | Trade Secret | Trade | LAC | LAC062 | Residential | Solar*Rewards | Trade Secret | 2018 | 2018
20263-228838-01 | Xcel Energy | 85 | 13781 | IOU | 05338312 | 6.96 | Solar |  |  | Interconnected | Trade Secret | Trade | CHE | CHE076 | Residential |  | Trade Secret | 2022 | 2023
20263-228838-01 | Xcel Energy | 85 | 13781 | IOU | 06216737 | 13.899 | Solar |  |  | Active Application | Trade Secret | Trade | SOU | SOU075 | Residential |  | Trade Secret | 2025
20263-228838-01 | Xcel Energy | 85 | 13781 | IOU | 03131260 | 7.63 | Solar |  |  | Interconnected | Trade Secret | Trade | DPN | DPN063 | Residential | Solar*Rewards | Trade Secret | 2016 | 2017
20263-228838-01 |  |  |  |  | OID2756106 |  | Solar |  |  | Withdrawn | Trade Secret | Trade | DPN | DPN063 | Residential | Solar*Rewards |  | 2016
20263-228838-01 | Xcel Energy | 85 | 13781 | IOU | 05292596 | 14.21 | Solar |  |  | Interconnected | Trade Secret | Trade | WIL | WIL073 | Residential |  | Trade Secret | 2023 | 2023
20263-228838-01 | Xcel Energy | 85 | 13781 | IOU | 04056328 | 6 | Solar |  |  | Active Application | Trade Secret | Trade | GLK | GLK074 | Residential | Solar*Rewards | Trade Secret | 2020
20263-228838-01 | Xcel Energy | 85 | 13781 | IOU | 04040799 | 6.6 | Solar |  |  | Interconnected | Trade Secret | Trade | FRM | FRM062 | Residential | Solar*Rewards | Trade Secret | 2020 | 2021
20263-228838-01 | Xcel Energy | 85 | 13781 | IOU | 04642561 | 9.994 | Solar |  |  | Interconnected | Trade Secret | Trade | MEL | MEL077 | Residential |  | Trade Secret | 2021 | 2022
20263-228838-01 | Xcel Energy | 85 | 13781 | IOU | 03131540 | 9.94 | Solar |  |  | Interconnected | Trade Secret | Trade | LIN | LIN022 | Residential | Made in Minnesota | Trade Secret | 2017 | 2017
20263-228838-01 | Xcel Energy | 85 | 13781 | IOU | OID2559514 | 6.48 | Solar |  |  | Withdrawn | Trade Secret | Trade | LIN | LIN022 | Residential | Solar*Rewards | Trade Secret | 2016
20263-228838-01 | Xcel Energy | 85 | 13781 | IOU | OID2890985 | 6 | Solar |  |  | Withdrawn | Trade Secret | Trade | LIN | LIN022 | Residential | Solar*Rewards | Trade Secret | 2016
20263-228838-01 | Xcel Energy | 85 | 13781 | IOU | 05227025 | 18.96 | Solar |  | X | Interconnected | Trade Secret | Trade | CHE | CHE076 | Residential |  | Trade Secret | 2022 | 2023
20263-228838-01 | Xcel Energy | 85 | 13781 | IOU | 04975988 | 11.98 | Solar |  | X | Interconnected | Trade Secret | Trade | GNL | GNL062 | Residential | Solar*Rewards | Trade Secret | 2022 | 2022
20263-228838-01 | Xcel Energy | 85 | 13781 | IOU | 06130196 | 7.68 | Solar |  |  | Interconnected | Trade Secret | Trade | WIL | WIL089 | Residential |  | Trade Secret | 2025 | 2025
20263-228838-01 | Xcel Energy | 85 | 13781 | IOU | 06130171 | 7.68 | Solar |  |  | Withdrawn | Trade Secret | Trade | WIL | WIL089 | Residential | Solar*Rewards | Trade Secret | 2025
20263-228838-01 | Xcel Energy | 85 | 13781 | IOU | 05438677 | 3.78 | Solar |  |  | Interconnected | Trade Secret | Trade | TER | TER071 | Residential | Solar*Rewards | Trade Secret | 2023 | 2023
20263-228838-01 | Xcel Energy | 85 | 13781 | IOU | 03130041 | 16.24 | Solar |  |  | Interconnected | Trade Secret | Trade | ALB | ALB021 | Residential | Solar*Rewards | Trade Secret | 2018 | 2019
20263-228838-01 | Xcel Energy | 85 | 13781 | IOU | 03132947 | 7.616 | Solar |  |  | Interconnected | Trade Secret | Trade | MST | MST071 | Residential | Solar*Rewards | Trade Secret | 2018 | 2018
20263-228838-01 | Xcel Energy | 85 | 13781 | IOU | 03134311 | 36 | Solar |  |  | Interconnected | Trade Secret | Trade | RIV | RIV073 | Commercial | Made in Minnesota | Trade Secret | 2015 | 2014
20263-228838-01 | Xcel Energy | 85 | 13781 | IOU | 03133869 | 36 | Solar |  |  | Interconnected | Trade Secret | Trade | RIV | RIV073 | Commercial | Made in Minnesota | Trade Secret | 2014 | 2014
20263-228838-01 | Xcel Energy | 85 | 13781 | IOU | OID2912118 | 155.4 | Solar |  |  | Withdrawn | Trade Secret | Trade | RIV | RIV073 | Commercial |  | Trade Secret | 2017
20263-228838-01 | Xcel Energy | 85 | 13781 | IOU | 03132353 | 219.799 | Solar |  |  | Interconnected | Trade Secret | Trade | RIV | RIV073 | Commercial |  | Trade Secret | 2018 | 2018
20263-228838-01 | Xcel Energy | 85 | 13781 | IOU | SRO29893 | 10 | Solar |  |  | Withdrawn | Trade Secret | Trade | ELP | ELP062 | Commercial | Solar*Rewards | Trade Secret | 2013
20263-228838-01 | Xcel Energy | 85 | 13781 | IOU | 03132453 | 8.22 | Solar |  |  | Interconnected | Trade Secret | Trade | GVW | GVW023 | Residential | Made in Minnesota | Trade Secret | 2018 | 2018
20263-228838-01 | Xcel Energy | 85 | 13781 | IOU | OID3024963 | 40 | Solar |  |  | Withdrawn | Trade Secret | Trade | CTF | CTF021 | Commercial | Solar*Rewards | Trade Secret | 2017
20263-228838-01 |  |  |  |  | OID3024954 |  | Solar |  |  | Withdrawn | Trade Secret | Trade | CTF | CTF021 | Commercial |  |  | 2017
20263-228838-01 | Xcel Energy | 85 | 13781 | IOU | 06243252 | 9.216 | Solar |  |  | Withdrawn | Trade Secret | Trade | MOL | MOL063 | Residential |  | Trade Secret | 2025
20263-228838-01 | Xcel Energy | 85 | 13781 | IOU | 03131795 | 9.94 | Solar |  |  | Interconnected | Trade Secret | Trade | CRL | CRL027 | Residential | Solar*Rewards | Trade Secret | 2017 | 2017
20263-228838-01 | Xcel Energy | 85 | 13781 | IOU | 04793527 | 11.39 | Solar |  |  | Withdrawn | Trade Secret | Trade | SCA | SCA021 | Residential | Solar*Rewards | Trade Secret | 2022
20263-228838-01 | Xcel Energy | 85 | 13781 | IOU | 05992989 | 2.657 | Solar |  |  | Active Application | Trade Secret | Trade | SOU | SOU075 | Residential |  | Trade Secret | 2024
20263-228838-01 | Xcel Energy | 85 | 13781 | IOU | 05332369 | 12.902 | Solar |  |  | Active Application | Trade Secret | Trade | LCR | LCR311 | Commercial |  | Trade Secret | 2022
20263-228838-01 | Xcel Energy | 85 | 13781 | IOU | 06304327 | 4.592 | Solar |  |  | Active Application | Trade Secret | Trade | SOU | SOU083 | Residential |  | Trade Secret | 2025
20263-228838-01 | Xcel Energy | 85 | 13781 | IOU | 05719793 | 3.49 | Solar |  |  | Interconnected | Trade Secret | Trade | RAM | RAM062 | Residential |  | Trade Secret | 2024 | 2024
20263-228838-01 | Xcel Energy | 85 | 13781 | IOU | 06005745 | 10.248 | Solar |  |  | Interconnected | Trade Secret | Trade | UPP | UPP084 | Residential | Solar*Rewards | Trade Secret | 2024 | 2025
20263-228838-01 | Xcel Energy | 85 | 13781 | IOU | 05460314 | 5.76 | Solar |  |  | Interconnected | Trade Secret | Trade | WCR | WCR322 | Residential | Solar*Rewards | Trade Secret | 2023 | 2023
20263-228838-01 | Xcel Energy | 85 | 13781 | IOU | 04445643 | 4.93 | Solar |  |  | Interconnected | Trade Secret | Trade | HWW | HWW073 | Residential | Solar*Rewards | Trade Secret | 2021 | 2022
20263-228838-01 | Xcel Energy | 85 | 13781 | IOU | 03133492 | 1.72 | Solar |  |  | Interconnected | Trade Secret | Trade | WSG | WSG063 | Residential | Solar*Rewards | Trade Secret | 2011 | 2011
20263-228838-01 | Xcel Energy | 85 | 13781 | IOU | 03133395 | 5.16 | Solar |  |  | Interconnected | Trade Secret | Trade | WSG | WSG063 | Residential | Solar*Rewards | Trade Secret | 2011 | 2011
20263-228838-01 | Xcel Energy | 85 | 13781 | IOU | 04793677 | 2.61 | Solar |  |  | Interconnected | Trade Secret | Trade | ESW | ESW073 | Residential | Solar*Rewards | Trade Secret | 2022 | 2023
20263-228838-01 | Xcel Energy | 85 | 13781 | IOU | 04793968 | 11.89 | Solar |  |  | Interconnected | Trade Secret | Trade | WAB | WAB031 | Commercial | Solar*Rewards | Trade Secret | 2022 | 2022
20263-228838-01 | Xcel Energy | 85 | 13781 | IOU | 03135025 | 6.72 | Solar |  |  | Interconnected | Trade Secret | Trade | ALD | ALD088 | Residential | Solar*Rewards | Trade Secret | 2016 | 2017
20263-228838-01 | Xcel Energy | 85 | 13781 | IOU | 04820460 | 299.7 | Solar |  |  | Interconnected | Trade Secret | Trade | ECK | ECK322 | Commercial |  | Trade Secret | 2022 | 2022
20263-228838-01 | Xcel Energy | 85 | 13781 | IOU | 04261946 | 40 | Solar |  |  | Interconnected | Trade Secret | Trade | ECK | ECK322 | Commercial | Solar*Rewards | Trade Secret | 2021 | 2021
20263-228838-01 | Xcel Energy | 85 | 13781 | IOU | 05411082 | 5.2 | Solar |  |  | Interconnected | Trade Secret | Trade | SLP | SLP084 | Residential | Solar*Rewards | Trade Secret | 2023 | 2023
20263-228838-01 | Xcel Energy | 85 | 13781 | IOU | 03132564 | 6.48 | Solar |  |  | Interconnected | Trade Secret | Trade | VMR | VMR062 | Residential | Solar*Rewards | Trade Secret | 2018 | 2018
20263-228838-01 | Xcel Energy | 85 | 13781 | IOU | 03132436 | 9.94 | Solar |  |  | Interconnected | Trade Secret | Trade | HUG | HUG321 | Residential | Solar*Rewards | Trade Secret | 2018 | 2018
20263-228838-01 | Xcel Energy | 85 | 13781 | IOU | 06018040 | 11.5 | Storage |  |  | Interconnected | Trade Secret | Trade | HUG | HUG321 | Residential |  | Trade Secret | 2024 | 2025
20263-228838-01 | Xcel Energy | 85 | 13781 | IOU | 06104114 | 5.052 | Solar |  |  | Active Application | Trade Secret | Trade | CHI | CHI311 | Residential |  | Trade Secret | 2025
20263-228838-01 | Xcel Energy | 85 | 13781 | IOU | 03129828 | 34.44 | Solar |  |  | Interconnected | Trade Secret | Trade | MEL | MEL061 | Commercial | Solar*Rewards | Trade Secret | 2018 | 2019
20263-228838-01 | Xcel Energy | 85 | 13781 | IOU | 03132020 | 2.88 | Solar |  |  | Interconnected | Trade Secret | Trade | SOU | SOU064 | Residential | Solar*Rewards | Trade Secret | 2017 | 2017
20263-228838-01 | Xcel Energy | 85 | 13781 | IOU | OID2289800 | 7.63 | Solar |  |  | Withdrawn | Trade Secret | Trade | AFT | AFT322 | Residential | Solar*Rewards | Trade Secret | 2015
20263-228838-01 | Xcel Energy | 85 | 13781 | IOU | 03134345 | 7.63 | Solar |  |  | Interconnected | Trade Secret | Trade | AFT | AFT322 | Residential | Solar*Rewards | Trade Secret | 2015 | 2015
20263-228838-01 | Xcel Energy | 85 | 13781 | IOU | 06210630 | 8.448 | Solar |  |  | Withdrawn | Trade Secret | Trade | ALD | ALD093 | Residential |  | Trade Secret | 2025
20263-228838-01 | Xcel Energy | 85 | 13781 | IOU | 04403826 | 7.616 | Solar |  |  | Interconnected | Trade Secret | Trade | CRL | CRL033 | Residential | Solar*Rewards | Trade Secret | 2021 | 2021
20263-228838-01 | Xcel Energy | 85 | 13781 | IOU | 03130476 | 6.72 | Solar |  |  | Interconnected | Trade Secret | Trade | HOL | HOL071 | Residential | Solar*Rewards | Trade Secret | 2018 | 2019
20263-228838-01 | Xcel Energy | 85 | 13781 | IOU | 04407969 | 6 | Solar |  |  | Active Application | Trade Secret | Trade | WCS | WCS064 | Commercial | Solar*Rewards | Trade Secret | 2021
20263-228838-01 | Xcel Energy | 85 | 13781 | IOU | 05591890 | 4.41 | Solar |  |  | Interconnected | Trade Secret | Trade | WIL | WIL086 | Residential | Solar*Rewards | Trade Secret | 2023 | 2023
20263-228838-01 | Xcel Energy | 85 | 13781 | IOU | 05517085 | 9.1 | Solar |  |  | Interconnected | Trade Secret | Trade | MPK | MPK087 | Residential | Solar*Rewards | Trade Secret | 2023 | 2023
20263-228838-01 | Xcel Energy | 85 | 13781 | IOU | OID3864182 | 6 | Solar |  |  | Interconnected | Trade Secret | Trade | ALD | ALD082 | Residential | Solar*Rewards | Trade Secret | 2019 | 2019
20263-228838-01 | Xcel Energy | 85 | 13781 | IOU | SRO29836 | 6.45 | Solar |  |  | Withdrawn | Trade Secret | Trade | TER | TER071 | Residential | Solar*Rewards | Trade Secret | 2013
20263-228838-01 | Xcel Energy | 85 | 13781 | IOU | SRO27176 | 6.45 | Solar |  |  | Withdrawn | Trade Secret | Trade | TER | TER071 | Residential | Solar*Rewards | Trade Secret | 2012
20263-228838-01 | Xcel Energy | 85 | 13781 | IOU | 03133910 | 6.5 | Solar |  |  | Interconnected | Trade Secret | Trade | TER | TER071 | Residential | Made in Minnesota | Trade Secret | 2014 | 2014
20263-228838-01 | Xcel Energy | 85 | 13781 | IOU | 03133224 | 10.64 | Solar |  |  | Interconnected | Trade Secret | Trade | EDA | EDA063 | Residential | Solar*Rewards | Trade Secret | 2010 | 2016
20263-228838-01 | Xcel Energy | 85 | 13781 | IOU | 03129767 | 30 | Wind |  |  | Interconnected | Trade Secret | Trade | ROC | ROC090 | Commercial |  | Trade Secret | 2014 | 2015
20263-228838-01 | Xcel Energy | 85 | 13781 | IOU | 05808903 | 3.747 | Solar |  |  | Active Application | Trade Secret | Trade | STY | STY075 | Residential |  | Trade Secret | 2024
20263-228838-01 | Xcel Energy | 85 | 13781 | IOU | 04296296 | 6 | Solar |  |  | Active Application | Trade Secret | Trade | MHW | MHW311 | Residential | Solar*Rewards | Trade Secret | 2021
20263-228838-01 | Xcel Energy | 85 | 13781 | IOU | 05216076 | 4.188 | Solar |  |  | Interconnected | Trade Secret | Trade | TER | TER071 | Residential |  | Trade Secret | 2022 | 2023
20263-228838-01 | Xcel Energy | 85 | 13781 | IOU | 05445931 | 9.994 | Solar |  |  | Interconnected | Trade Secret | Trade | WES | WES076 | Residential | Solar*Rewards | Trade Secret | 2023 | 2023
20263-228838-01 | Xcel Energy | 85 | 13781 | IOU | 04868540 | 5.48 | Solar |  |  | Interconnected | Trade Secret | Trade | FSL | FSL312 | Residential | Solar*Rewards | Trade Secret | 2022 | 2022
20263-228838-01 | Xcel Energy | 85 | 13781 | IOU | 06013675 | 3.84 | Solar |  |  | Interconnected | Trade Secret | Trade | HSN | HSN322 | Residential | Solar*Rewards | Trade Secret | 2024 | 2025
20263-228838-01 | Xcel Energy | 85 | 13781 | IOU | 05311993 | 9.6 |  |  |  | Active Application | Trade Secret | Trade | PKL | PKL085 | Residential |  | Trade Secret | 2022
20263-228838-01 | Xcel Energy | 85 | 13781 | IOU | 04508538 | 10.45 | Solar |  |  | Interconnected | Trade Secret | Trade | PKL | PKL085 | Residential |  | Trade Secret | 2022 | 2022
20263-228838-01 | Xcel Energy | 85 | 13781 | IOU | 05820262 | 5.904 | Solar |  |  | Interconnected | Trade Secret | Trade | OAD | OAD071 | Residential | Solar*Rewards | Trade Secret | 2024 | 2024
20263-228838-01 | Xcel Energy | 85 | 13781 | IOU | 03134468 | 5.5 | Solar |  |  | Interconnected | Trade Secret | Trade | GVW | GVW023 | Residential | Made in Minnesota | Trade Secret | 2015 | 2015
20263-228838-01 |  |  |  |  | OID2028464 |  | Solar |  |  | Withdrawn | Trade Secret | Trade | GVW | GVW023 | Residential | Made in Minnesota |  | 2014
20263-228838-01 | Xcel Energy | 85 | 13781 | IOU | OID2246605 | 6.5 | Solar |  |  | Withdrawn | Trade Secret | Trade | GVW | GVW023 | Residential | Solar*Rewards | Trade Secret | 2015
20263-228838-01 | Xcel Energy | 85 | 13781 | IOU | 05793307 | 7.56 | Solar |  |  | Interconnected | Trade Secret | Trade | ALD | ALD084 | Residential | Solar*Rewards | Trade Secret | 2024 | 2024
20263-228838-01 | Xcel Energy | 85 | 13781 | IOU | OID3827336 | 29.985 | Solar |  |  | Withdrawn | Trade Secret | Trade | FIC | FIC021 | Residential | Solar*Rewards | Trade Secret | 2019
20263-228838-01 | Xcel Energy | 85 | 13781 | IOU | 05166314 | 7.616 | Solar |  |  | Interconnected | Trade Secret | Trade | UPP | UPP082 | Residential |  | Trade Secret | 2022 | 2024
20263-228838-01 | Xcel Energy | 85 | 13781 | IOU | 04528700 | 7.616 | Solar |  |  | Withdrawn | Trade Secret | Trade | UPP | UPP082 | Residential |  | Trade Secret | 2021
20263-228838-01 | Xcel Energy | 85 | 13781 | IOU | 04793495 | 11.866 | Solar |  |  | Interconnected | Trade Secret | Trade | VMR | VMR062 | Residential | Solar*Rewards | Trade Secret | 2022 | 2022
20263-228838-01 | Xcel Energy | 85 | 13781 | IOU | 05413019 | 17.46 | Solar |  | X | Interconnected | Trade Secret | Trade | UPP | UPP068 | Residential |  | Trade Secret | 2023 | 2019
20263-228838-01 | Xcel Energy | 85 | 13781 | IOU | OID3064257 | 9.94 | Solar |  |  | Withdrawn | Trade Secret | Trade | UPP | UPP068 | Residential | Solar*Rewards | Trade Secret | 2017
20263-228838-01 | Xcel Energy | 85 | 13781 | IOU | 03132835 | 6.48 | Solar |  |  | Interconnected | Trade Secret | Trade | UPP | UPP068 | Residential | Solar*Rewards | Trade Secret | 2018 | 2019
20263-228838-01 | Xcel Energy | 85 | 13781 | IOU | 04794416 | 7.678 | Solar |  |  | Interconnected | Trade Secret | Trade | ECK | ECK321 | Residential | Solar*Rewards | Trade Secret | 2022 | 2023
20263-228838-01 | Xcel Energy | 85 | 13781 | IOU | 04549810 | 11.168 | Solar |  |  | Interconnected | Trade Secret | Trade | LAP | LAP311 | Residential |  | Trade Secret | 2021 | 2022
20263-228838-01 | Xcel Energy | 85 | 13781 | IOU | 05367980 | 7.68 | Solar |  |  | Interconnected | Trade Secret | Trade | WIL | WIL082 | Residential | Solar*Rewards | Trade Secret | 2023 | 2023
20263-228838-01 | Xcel Energy | 85 | 13781 | IOU | 04005859 | 7.616 | Solar |  |  | Interconnected | Trade Secret | Trade | BCR | BCR082 | Residential | Solar*Rewards | Trade Secret | 2020 | 2020
20263-228838-01 | Xcel Energy | 85 | 13781 | IOU | 03130829 | 1.2 | Solar |  |  | Interconnected | Trade Secret | Trade | CRL | CRL065 | Residential |  | Trade Secret | 2007 | 2008
20263-228838-01 | Xcel Energy | 85 | 13781 | IOU | 03133268 | 2.52 | Solar |  |  | Interconnected | Trade Secret | Trade | CRL | CRL065 | Residential | Solar*Rewards | Trade Secret | 2010 | 2008
20263-228838-01 | Xcel Energy | 85 | 13781 | IOU | 06323291 | 11.5 | Solar |  | X | Active Application | Trade Secret | Trade | CRL | CRL065 | Residential | Solar*Rewards | Trade Secret | 2026
20263-228838-01 | Xcel Energy | 85 | 13781 | IOU | 05502127 | 10.24 | Solar |  |  | Interconnected | Trade Secret | Trade | WCR | WCR322 | Residential | Solar*Rewards | Trade Secret | 2023 | 2023
20263-228838-01 | Xcel Energy | 85 | 13781 | IOU | 05354003 | 7.54 |  |  |  | Active Application | Trade Secret | Trade | RRK | RRK064 | Residential |  | Trade Secret | 2022
20263-228838-01 | Xcel Energy | 85 | 13781 | IOU | 05123105 | 7.54 | Solar |  |  | Interconnected | Trade Secret | Trade | RRK | RRK064 | Residential |  | Trade Secret | 2022 | 2023
20263-228838-01 | Xcel Energy | 85 | 13781 | IOU | 06291702 | 4.225 | Solar |  |  | Active Application | Trade Secret | Trade | WIL | WIL061 | Residential |  | Trade Secret | 2025
20263-228838-01 | Xcel Energy | 85 | 13781 | IOU | 06119834 | 2.792 | Solar |  |  | Interconnected | Trade Secret | Trade | HWW | HWW062 | Residential | Solar*Rewards | Trade Secret | 2025 | 2025
20263-228838-01 | Xcel Energy | 85 | 13781 | IOU | 03133777 | 35 | Solar |  |  | Interconnected | Trade Secret | Trade | KOL | KOL062 | Commercial | Solar*Rewards | Trade Secret | 2013 | 2013
20263-228838-01 | Xcel Energy | 85 | 13781 | IOU | 05275008 | 25.37 | Solar |  | X | Interconnected | Trade Secret | Trade | AFT | AFT315 | Residential |  | Trade Secret | 2023 | 2023
20263-228838-01 | Xcel Energy | 85 | 13781 | IOU | OID3876007 | 4.08 | Solar |  |  | Withdrawn | Trade Secret | Trade | IDA | IDA062 | Residential | Solar*Rewards | Trade Secret | 2019
20263-228838-01 | Xcel Energy | 85 | 13781 | IOU | 03134667 | 3.8 | Solar |  |  | Interconnected | Trade Secret | Trade | NOF | NOF061 | Residential | Made in Minnesota | Trade Secret | 2015 | 2016
20263-228838-01 | Xcel Energy | 85 | 13781 | IOU | 04377621 | 10.44 | Solar |  |  | Interconnected | Trade Secret | Trade | EDA | EDA067 | Residential | Solar*Rewards | Trade Secret | 2021 | 2021
20263-228838-01 | Xcel Energy | 85 | 13781 | IOU | 06018148 | 17.52 | Storage |  |  | Interconnected | Trade Secret | Trade | SLP | SLP092 | Residential |  | Trade Secret | 2024 | 2025
20263-228838-01 | Xcel Energy | 85 | 13781 | IOU | 03133461 | 6.02 | Solar |  |  | Interconnected | Trade Secret | Trade | SLP | SLP092 | Residential | Solar*Rewards | Trade Secret | 2011 | 2011
20263-228838-01 | Xcel Energy | 85 | 13781 | IOU | 03216733 | 4.8 | Solar |  |  | Interconnected | Trade Secret | Trade | OSS | OSS077 | Residential | Solar*Rewards | Trade Secret | 2019 | 2021
20263-228838-01 | Xcel Energy | 85 | 13781 | IOU | 04794263 | 3.747 | Solar |  |  | Interconnected | Trade Secret | Trade | SOU | SOU069 | Residential | Solar*Rewards | Trade Secret | 2022 | 2022
20263-228838-01 | Xcel Energy | 85 | 13781 | IOU | 04423566 | 7.44 | Solar |  |  | Active Application | Trade Secret | Trade | CHI | CHI311 | Residential | Solar*Rewards | Trade Secret | 2021
20263-228838-01 | Xcel Energy | 85 | 13781 | IOU | 05331107 | 5.22 | Solar |  |  | Interconnected | Trade Secret | Trade | KOL | KOL062 | Residential |  | Trade Secret | 2022 | 2023
20263-228838-01 | Xcel Energy | 85 | 13781 | IOU | 05960097 | 5.76 | Solar |  |  | Interconnected | Trade Secret | Trade | MPK | MPK065 | Residential | Solar*Rewards | Trade Secret | 2024 | 2025
20263-228838-01 | Xcel Energy | 85 | 13781 | IOU | 05764858 | 84.6 | Solar |  |  | Interconnected | Trade Secret | Trade | SLP | SLP083 | Commercial |  | Trade Secret | 2024 | 2024
20263-228838-01 | Xcel Energy | 85 | 13781 | IOU | 04883414 | 3.49 | Solar |  |  | Interconnected | Trade Secret | Trade | MDT | MDT071 | Residential | Solar*Rewards | Trade Secret | 2022 | 2023
20263-228838-01 | Xcel Energy | 85 | 13781 | IOU | 03131324 | 9.94 | Solar |  |  | Interconnected | Trade Secret | Trade | ALB | ALB021 | Residential | Made in Minnesota | Trade Secret | 2017 | 2017
20263-228838-01 | Xcel Energy | 85 | 13781 | IOU | 05931438 | 74.4 | Solar |  |  | Active Application | Trade Secret | Trade | MST | MST080 | Commercial |  | Trade Secret | 2024
20263-228838-01 | Xcel Energy | 85 | 13781 | IOU | 05585022 | 6.4 | Solar |  |  | Interconnected | Trade Secret | Trade | SLP | SLP087 | Residential | Solar*Rewards | Trade Secret | 2023 | 2023
20263-228838-01 | Xcel Energy | 85 | 13781 | IOU | 03131538 | 5 | Solar |  |  | Interconnected | Trade Secret | Trade | SOU | SOU069 | Residential | Made in Minnesota | Trade Secret | 2017 | 2018
20263-228838-01 | Xcel Energy | 85 | 13781 | IOU | SRO30033 | 5 | Solar |  |  | Withdrawn | Trade Secret | Trade | HOW | HOW061 | Residential | Solar*Rewards | Trade Secret | 2013
20263-228838-01 |  |  |  |  | SRO29953 |  | Solar |  |  | Withdrawn | Trade Secret | Trade | HOW | HOW061 | Residential | Solar*Rewards |  | 2013
20263-228838-01 | Xcel Energy | 85 | 13781 | IOU | 05582433 | 10.368 | Solar |  |  | Interconnected | Trade Secret | Trade | SOU | SOU075 | Commercial |  | Trade Secret | 2023 | 2023
20263-228838-01 | Xcel Energy | 85 | 13781 | IOU | 04793816 | 6.96 | Solar |  |  | Interconnected | Trade Secret | Trade | AFT | AFT314 | Residential | Solar*Rewards | Trade Secret | 2022 | 2022
20263-228838-01 | Xcel Energy | 85 | 13781 | IOU | 06262628 | 11.5 | Storage |  |  | Interconnected | Trade Secret | Trade | AFT | AFT314 | Residential |  | Trade Secret | 2025 | 2026
20263-228838-01 | Xcel Energy | 85 | 13781 | IOU | 05734974 | 5.04 | Solar |  |  | Interconnected | Trade Secret | Trade | BRP | BRP061 | Residential |  | Trade Secret | 2024 | 2024
20263-228838-01 | Xcel Energy | 85 | 13781 | IOU | 06248837 | 10.752 | Solar |  |  | Active Application | Trade Secret | Trade | WES | WES076 | Residential |  | Trade Secret | 2025
20263-228838-01 | Xcel Energy | 85 | 13781 | IOU | 06053581 | 6.046 | Solar |  |  | Interconnected | Trade Secret | Trade | AFT | AFT321 | Residential |  | Trade Secret | 2025 | 2025
20263-228838-01 | Xcel Energy | 85 | 13781 | IOU | 03130038 | 4.32 | Solar |  |  | Interconnected | Trade Secret | Trade | APA | APA073 | Residential | Solar*Rewards | Trade Secret | 2018 | 2019
20263-228838-01 | Xcel Energy | 85 | 13781 | IOU | OID3812325 | 5.52 | Solar |  |  | Withdrawn | Trade Secret | Trade | WYO | WYO022 | Residential | Solar*Rewards | Trade Secret | 2019
20263-228838-01 | Xcel Energy | 85 | 13781 | IOU | 03154961 | 5.76 | Solar |  |  | Interconnected | Trade Secret | Trade | WYO | WYO022 | Residential | Solar*Rewards | Trade Secret | 2019 | 2020
20263-228838-01 | Xcel Energy | 85 | 13781 | IOU | 05358513 | 6.96 | Solar |  |  | Interconnected | Trade Secret | Trade | RAM | RAM077 | Residential |  | Trade Secret | 2023 | 2023
20263-228838-01 | Xcel Energy | 85 | 13781 | IOU | 04772954 | 9.994 | Solar |  |  | Withdrawn | Trade Secret | Trade | SHP | SHP061 | Residential |  | Trade Secret | 2021
20263-228838-01 | Xcel Energy | 85 | 13781 | IOU | 03132533 | 5 | Solar |  |  | Interconnected | Trade Secret | Trade | HUG | HUG312 | Residential | Solar*Rewards | Trade Secret | 2018 | 2018
20263-228838-01 | Xcel Energy | 85 | 13781 | IOU | 05233453 | 7.875 | Solar |  |  | Interconnected | Trade Secret | Trade | MPK | MPK071 | Residential |  | Trade Secret | 2022 | 2024
20263-228838-01 | Xcel Energy | 85 | 13781 | IOU | 05758934 | 3.747 | Solar |  |  | Interconnected | Trade Secret | Trade | APA | APA072 | Residential | Solar*Rewards | Trade Secret | 2024 | 2024
20263-228838-01 | Xcel Energy | 85 | 13781 | IOU | OID3836010 | 4.8 | Solar |  |  | Withdrawn | Trade Secret | Trade | WCR | WCR062 | Residential | Solar*Rewards | Trade Secret | 2019
20263-228838-01 | Xcel Energy | 85 | 13781 | IOU | 03130294 | 3.48 | Solar |  |  | Interconnected | Trade Secret | Trade | WES | WES074 | Residential | Solar*Rewards | Trade Secret | 2019 | 2019
20263-228838-01 | Xcel Energy | 85 | 13781 | IOU | 04242804 | 7.25 | Solar |  | X | Withdrawn | Trade Secret | Trade | MST | MST080 | Residential | Solar*Rewards | Trade Secret | 2021
20263-228838-01 | Xcel Energy | 85 | 13781 | IOU | 04123147 | 2.61 | Solar |  |  | Interconnected | Trade Secret | Trade | MPK | MPK082 | Residential | Solar*Rewards | Trade Secret | 2020 | 2021
20263-228838-01 | Xcel Energy | 85 | 13781 | IOU | 06056342 | 840 | Solar |  |  | Interconnected | Trade Secret | Trade | GLK | GLK072 | Commercial |  | Trade Secret | 2025 | 2026
20263-228838-01 | Xcel Energy | 85 | 13781 | IOU | OID3093519 | 19.999 | Solar |  |  | Withdrawn | Trade Secret | Trade | GLK | GLK072 | Commercial | Solar*Rewards | Trade Secret | 2017
20263-228838-01 | Xcel Energy | 85 | 13781 | IOU | 05232186 | 5.22 | Solar |  |  | Interconnected | Trade Secret | Trade | DBL | DBL068 | Residential |  | Trade Secret | 2022 | 2023
20263-228838-01 | Xcel Energy | 85 | 13781 | IOU | 05862641 | 11.393 | Solar |  |  | Interconnected | Trade Secret | Trade | LEX | LEX332 | Residential |  | Trade Secret | 2024 | 2025
20263-228838-01 | Xcel Energy | 85 | 13781 | IOU | 06253605 | 3.49 | Solar |  |  | Active Application | Trade Secret | Trade | WES | WES076 | Residential |  | Trade Secret | 2025
20263-228838-01 | Xcel Energy | 85 | 13781 | IOU | 03130464 | 7.2 | Solar |  |  | Interconnected | Trade Secret | Trade | ECK | ECK322 | Residential | Solar*Rewards | Trade Secret | 2018 | 2019
20263-228838-01 | Xcel Energy | 85 | 13781 | IOU | 06027464 | 2.792 | Solar |  |  | Interconnected | Trade Secret | Trade | SOU | SOU069 | Residential | Solar*Rewards | Trade Secret | 2024 | 2025
20263-228838-01 | Xcel Energy | 85 | 13781 | IOU | SRO24475 | 7.5 | Solar |  |  | Withdrawn | Trade Secret | Trade | STY | STY071 | Residential | Solar*Rewards | Trade Secret | 2012
20263-228838-01 | Xcel Energy | 85 | 13781 | IOU | 03133809 | 7.6 | Solar |  |  | Interconnected | Trade Secret | Trade | STY | STY071 | Residential | Solar*Rewards | Trade Secret | 2013 | 2013
20263-228838-01 | Xcel Energy | 85 | 13781 | IOU | OID2518119 | 7.63 | Solar |  |  | Withdrawn | Trade Secret | Trade | WIL | WIL073 | Residential | Solar*Rewards | Trade Secret | 2015
20263-228838-01 | Xcel Energy | 85 | 13781 | IOU | 03134712 | 4.32 | Solar |  |  | Interconnected | Trade Secret | Trade | SIP | SIP072 | Residential | Solar*Rewards | Trade Secret | 2015 | 2016
20263-228838-01 | Xcel Energy | 85 | 13781 | IOU | 04192577 | 6 | Solar |  |  | Interconnected | Trade Secret | Trade | RAM | RAM064 | Residential |  | Trade Secret | 2020 | 2021
20263-228838-01 | Xcel Energy | 85 | 13781 | IOU | 05657226 | 10.26 | Solar |  |  | Interconnected | Trade Secret | Trade | WCS | WCS064 | Residential |  | Trade Secret | 2024 | 2024
20263-228838-01 | Xcel Energy | 85 | 13781 | IOU | 05124208 | 5.052 | Solar |  |  | Interconnected | Trade Secret | Trade | HYL | HYL062 | Residential |  | Trade Secret | 2022 | 2022
20263-228838-01 | Xcel Energy | 85 | 13781 | IOU | 06228542 | 10.47 | Solar |  |  | Active Application | Trade Secret | Trade | MND | MND061 | Residential |  | Trade Secret | 2025
20263-228838-01 | Xcel Energy | 85 | 13781 | IOU | 04717195 | 7.25 | Solar |  |  | Interconnected | Trade Secret | Trade | SOU | SOU082 | Residential |  | Trade Secret | 2021 | 2022
20263-228838-01 | Xcel Energy | 85 | 13781 | IOU | 06221093 | 9.216 | Solar |  |  | Active Application | Trade Secret | Trade | HWW | HWW062 | Residential |  | Trade Secret | 2025
20263-228838-01 | Xcel Energy | 85 | 13781 | IOU | 03134222 | 10.5 | Solar |  |  | Interconnected | Trade Secret | Trade | RPL | RPL063 | Residential | Made in Minnesota | Trade Secret | 2015 | 2015
20263-228838-01 | Xcel Energy | 85 | 13781 | IOU | SRO29985 | 10 | Solar |  |  | Withdrawn | Trade Secret | Trade | RPL | RPL063 | Residential | Solar*Rewards | Trade Secret | 2013
20263-228838-01 | Xcel Energy | 85 | 13781 | IOU | 03131820 | 14.51 | Solar |  |  | Interconnected | Trade Secret | Trade | WIN | WIN023 | Commercial | Made in Minnesota | Trade Secret | 2017 | 2017
20263-228838-01 | Xcel Energy | 85 | 13781 | IOU | 03131258 | 6 | Solar |  |  | Interconnected | Trade Secret | Trade | HYL | HYL073 | Residential | Solar*Rewards | Trade Secret | 2016 | 2017
20263-228838-01 |  |  |  |  | OID2715125 |  | Solar |  |  | Withdrawn | Trade Secret | Trade | HYL | HYL073 | Residential | Solar*Rewards |  | 2016
20263-228838-01 | Xcel Energy | 85 | 13781 | IOU | 04699707 | 22.78 | Solar |  |  | Interconnected | Trade Secret | Trade | IDA | IDA073 | Commercial |  | Trade Secret | 2021 | 2022
20263-228838-01 | Xcel Energy | 85 | 13781 | IOU | 05864880 | 11.9 | Solar |  |  | Interconnected | Trade Secret | Trade | ECK | ECK063 | Residential | Solar*Rewards | Trade Secret | 2024 | 2025
20263-228838-01 | Xcel Energy | 85 | 13781 | IOU | 06149608 | 5.76 | Solar |  |  | Interconnected | Trade Secret | Trade | BYT | BYT061 | Residential |  | Trade Secret | 2025 | 2025
20263-228838-01 | Xcel Energy | 85 | 13781 | IOU | SRO29906 | 4.3 | Solar |  |  | Withdrawn | Trade Secret | Trade | SCL | SCL322 | Residential | Solar*Rewards | Trade Secret | 2013
20263-228838-01 | Xcel Energy | 85 | 13781 | IOU | 03131405 | 19.86 | Solar |  |  | Interconnected | Trade Secret | Trade | HWW | HWW072 | Commercial | Made in Minnesota | Trade Secret | 2017 | 2017
20263-228838-01 |  |  |  |  | OID2984018 |  | Solar |  |  | Withdrawn | Trade Secret | Trade | HWW | HWW072 | Commercial | Made in Minnesota |  | 2017
20263-228838-01 | Xcel Energy | 85 | 13781 | IOU | 05937104 | 9.869 | Solar |  |  | Interconnected | Trade Secret | Trade | UPP | UPP063 | Residential |  | Trade Secret | 2024 | 2024
20263-228838-01 | Xcel Energy | 85 | 13781 | IOU | 05936999 | 9.869 | Solar |  |  | Withdrawn | Trade Secret | Trade | UPP | UPP063 | Residential | Solar*Rewards | Trade Secret | 2024
20263-228838-01 | Xcel Energy | 85 | 13781 | IOU | 05960460 | 3.747 | Solar |  |  | Interconnected | Trade Secret | Trade | SHP | SHP072 | Residential |  | Trade Secret | 2024 | 2025
20263-228838-01 | Xcel Energy | 85 | 13781 | IOU | 03132122 | 9.5 | Solar |  |  | Interconnected | Trade Secret | Trade | LAC | LAC063 | Residential | Made in Minnesota | Trade Secret | 2017 | 2017
20263-228838-01 | Xcel Energy | 85 | 13781 | IOU | 06226510 | 6.677 | Solar |  |  | Interconnected | Trade Secret | Trade | MOL | MOL063 | Residential |  | Trade Secret | 2025 | 2025
20263-228838-01 | Xcel Energy | 85 | 13781 | IOU | 04185681 | 4.95 | Solar |  |  | Active Application | Trade Secret | Trade | VMR | VMR062 | Residential | Solar*Rewards | Trade Secret | 2020
20263-228838-01 | Xcel Energy | 85 | 13781 | IOU | 03955045 | 4.95 | Solar |  |  | Interconnected | Trade Secret | Trade | VMR | VMR062 | Residential | Solar*Rewards | Trade Secret | 2020 | 2020
20263-228838-01 | Xcel Energy | 85 | 13781 | IOU | 03132742 | 6.16 | Solar |  |  | Interconnected | Trade Secret | Trade | DBL | DBL068 | Residential | Solar*Rewards | Trade Secret | 2018 | 2019
20263-228838-01 | Xcel Energy | 85 | 13781 | IOU | 05396782 | 8.775 | Solar |  |  | Interconnected | Trade Secret | Trade | KOL | KOL061 | Residential |  | Trade Secret | 2023 | 2023
20263-228838-01 | Xcel Energy | 85 | 13781 | IOU | 04797047 | 5.054 | Solar |  |  | Interconnected | Trade Secret | Trade | DPN | DPN071 | Residential |  | Trade Secret | 2022 | 2022
20263-228838-01 |  |  |  |  | OID2019199 |  | Solar |  |  | Withdrawn | Trade Secret | Trade | HYL | HYL075 | Residential | Solar*Rewards |  | 2014
20263-228838-01 | Xcel Energy | 85 | 13781 | IOU | 03134004 | 6.35 | Solar |  |  | Interconnected | Trade Secret | Trade | HYL | HYL075 | Residential | Solar*Rewards | Trade Secret | 2014 | 2015
20263-228838-01 | Xcel Energy | 85 | 13781 | IOU | 04946665 | 7.678 | Solar |  |  | Interconnected | Trade Secret | Trade | SIP | SIP073 | Residential | Solar*Rewards | Trade Secret | 2022 | 2022
20263-228838-01 | Xcel Energy | 85 | 13781 | IOU | 05531721 | 4.515 | Solar |  |  | Interconnected | Trade Secret | Trade | GNL | GNL072 | Residential | Solar*Rewards | Trade Secret | 2023 | 2024
20263-228838-01 | Xcel Energy | 85 | 13781 | IOU | SRO29763 | 4.515 | Solar |  |  | Withdrawn | Trade Secret | Trade | GNL | GNL072 | Residential | Solar*Rewards | Trade Secret | 2013
20263-228838-01 | Xcel Energy | 85 | 13781 | IOU | 05358492 | 10.44 | Solar |  |  | Active Application | Trade Secret | Trade | AFT | AFT322 | Residential |  | Trade Secret | 2023
20263-228838-01 | Xcel Energy | 85 | 13781 | IOU | 05315227 | 10.44 | Solar |  |  | Interconnected | Trade Secret | Trade | AFT | AFT322 | Residential |  | Trade Secret | 2022 | 2023
20263-228838-01 | Xcel Energy | 85 | 13781 | IOU | 05353944 | 10.44 | Solar |  |  | Active Application | Trade Secret | Trade | AFT | AFT322 | Residential |  | Trade Secret | 2022
20263-228838-01 | Xcel Energy | 85 | 13781 | IOU | 04847357 | 4.537 | Solar |  |  | Interconnected | Trade Secret | Trade | ECK | ECK321 | Residential | Solar*Rewards | Trade Secret | 2022 | 2022
20263-228838-01 | Xcel Energy | 85 | 13781 | IOU | 03134687 | 3.01 | Solar |  |  | Interconnected | Trade Secret | Trade | IDA | IDA072 | Residential | Solar*Rewards | Trade Secret | 2015 | 2016
20263-228838-01 | Xcel Energy | 85 | 13781 | IOU | 03134372 | 8.4 | Solar |  |  | Interconnected | Trade Secret | Trade | ZUF | ZUF021 | Commercial | Made in Minnesota | Trade Secret | 2015 | 2015
20263-228838-01 | Xcel Energy | 85 | 13781 | IOU | 04860681 | 6.96 | Solar |  |  | Interconnected | Trade Secret | Trade | GSL | GSL341 | Residential | Solar*Rewards | Trade Secret | 2022 | 2022
20263-228838-01 | Xcel Energy | 85 | 13781 | IOU | 03134181 | 36 | Solar |  |  | Interconnected | Trade Secret | Trade | ECK | ECK082 | Commercial | Made in Minnesota | Trade Secret | 2015 | 2017
20263-228838-01 | Xcel Energy | 85 | 13781 | IOU | 03131250 | 33.4 | Solar |  |  | Interconnected | Trade Secret | Trade | ECK | ECK082 | Commercial |  | Trade Secret | 2016 | 2017
20263-228838-01 | Xcel Energy | 85 | 13781 | IOU | 06223866 | 6.282 | Solar |  |  | Interconnected | Trade Secret | Trade | GSL | GSL341 | Residential |  | Trade Secret | 2025 | 2025
20263-228838-01 | Xcel Energy | 85 | 13781 | IOU | 05279593 | 11.02 | Solar |  |  | Interconnected | Trade Secret | Trade | HUG | HUG311 | Residential |  | Trade Secret | 2023 | 2022
20263-228838-01 | Xcel Energy | 85 | 13781 | IOU | 04442047 | 11.559 | Solar |  |  | Active Application | Trade Secret | Trade | RMT | RMT321 | Residential | Solar*Rewards | Trade Secret | 2021
20263-228838-01 | Xcel Energy | 85 | 13781 | IOU | 05975718 | 23 | Solar |  | X | Interconnected | Trade Secret | Trade | RMT | RMT321 | Residential |  | Trade Secret | 2024 | 2025
20263-228838-01 | Xcel Energy | 85 | 13781 | IOU | 03132716 | 9.86 | Solar |  |  | Interconnected | Trade Secret | Trade | CGR | CGR063 | Residential | Solar*Rewards | Trade Secret | 2018 | 2019
20263-228838-01 | Xcel Energy | 85 | 13781 | IOU | 06123236 | 4.188 | Solar |  |  | Interconnected | Trade Secret | Trade | RAM | RAM071 | Residential | Solar*Rewards | Trade Secret | 2025 | 2025
20263-228838-01 | Xcel Energy | 85 | 13781 | IOU | 05251966 | 7.25 | Solar |  |  | Interconnected | Trade Secret | Trade | RPO | RPO311 | Residential |  | Trade Secret | 2022 | 2023
20263-228838-01 |  |  |  |  | 05240809 |  |  |  |  | Active Application | Trade Secret | Trade | RPO | RPO311 | Residential |  |  | 2022
20263-228838-01 | Xcel Energy | 85 | 13781 | IOU | 04219865 | 975 | Solar |  |  | Active Application | Trade Secret | Trade | AFT | AFT322 | LMI | Solar*Rewards Community | Trade Secret | 2022
20263-228838-01 | Xcel Energy | 85 | 13781 | IOU | 05847250 | 4.555 | Solar |  |  | Interconnected | Trade Secret | Trade | MPK | MPK084 | Residential | Solar*Rewards | Trade Secret | 2024 | 2024
20263-228838-01 | Xcel Energy | 85 | 13781 | IOU | 05829620 | 4.188 | Solar |  |  | Interconnected | Trade Secret | Trade | SLP | SLP082 | Residential | Solar*Rewards | Trade Secret | 2024 | 2024
20263-228838-01 | Xcel Energy | 85 | 13781 | IOU | 06321931 | 11.5 | Solar |  | X | Active Application | Trade Secret | Trade | AFT | AFT314 | Residential | Solar*Rewards | Trade Secret | 2026
20263-228838-01 |  |  |  |  | 06236700 |  |  |  |  | Active Application | Trade Secret | Trade |  |  | Residential |  |  | 2025
20263-228838-01 |  |  |  |  | 06183089 |  | Solar |  |  | Withdrawn | Trade Secret | Trade |  |  | Residential | Solar*Rewards |  | 2025
20263-228838-01 | Xcel Energy | 85 | 13781 | IOU | SRC039435 | 1000 | Solar |  |  | Withdrawn | Trade Secret | Trade | NOF | NOF071 | Community Solar Garden | Solar*Rewards Community | Trade Secret | 2015
20263-228838-01 | Xcel Energy | 85 | 13781 | IOU | SRC042695 | 950 | Solar |  |  | Withdrawn | Trade Secret | Trade | GRC | GRC311 | Community Solar Garden | Solar*Rewards Community | Trade Secret | 2015
20263-228838-01 | Xcel Energy | 85 | 13781 | IOU | 03121335 | 1000 | Solar |  |  | Interconnected | Woodbury | Trade | RRK | RRK064 | Community Solar Garden | Solar*Rewards Community | Trade Secret | 2015 | 2020
20263-228838-01 | Xcel Energy | 85 | 13781 | IOU | 03124857 | 1000 | Solar |  |  | Interconnected | New Richland | Trade | WAS | WAS092 | Community Solar Garden | Solar*Rewards Community | Trade Secret | 2016 | 2019
20263-228838-01 | Xcel Energy | 85 | 13781 | IOU | 05472813 | 1000 | Solar |  |  | Withdrawn | Trade Secret | Trade | GAY | GAY002 | Community Solar Garden | Solar*Rewards Community | Trade Secret | 2023
20263-228838-01 |  |  |  |  | 06134751 |  |  |  |  | Active Application | Trade Secret | Trade |  |  | Residential |  |  | 2025
20263-228838-01 |  |  |  |  | 06090640 |  |  |  |  | Active Application | Trade Secret | Trade |  |  | Residential |  |  | 2025
20263-228838-01 | Xcel Energy | 85 | 13781 | IOU | SRC063297 | 500 | Solar |  |  | Withdrawn | Trade Secret | Trade | ROC | ROC090 | Community Solar Garden | Solar*Rewards Community | Trade Secret | 2017
20263-228838-01 |  |  |  |  | 05181830 |  |  |  |  | Active Application | Trade Secret | Trade |  |  | Residential |  |  | 2022
20263-228838-01 |  |  |  |  | 05554204 |  | Solar |  |  | Active Application | Trade Secret | Trade |  |  | Residential | Solar*Rewards |  | 2023
20263-228838-01 |  |  |  |  | 04100139 |  |  |  |  | Active Application | Trade Secret | Trade |  |  | Residential |  |  | 2020
20263-228838-01 |  |  |  |  | 05202984 |  |  |  |  | Active Application | Trade Secret | Trade |  |  | Residential |  |  | 2022
20263-228838-01 | Xcel Energy | 85 | 13781 | IOU | SRC052710 | 1000 | Solar |  |  | Withdrawn | Trade Secret | Trade | ALB | ALB022 | Community Solar Garden | Solar*Rewards Community | Trade Secret | 2016
20263-228838-01 | Xcel Energy | 85 | 13781 | IOU | SRC039212 | 1000 | Solar |  |  | Withdrawn | Trade Secret | Trade |  |  | Community Solar Garden | Solar*Rewards Community | Trade Secret | 2015
20263-228838-01 | Xcel Energy | 85 | 13781 | IOU | SRC086480 | 1000 | Solar |  |  | Withdrawn | Trade Secret | Trade | KAN | KAN031 | Community Solar Garden | Solar*Rewards Community | Trade Secret | 2022
20263-228838-01 | Xcel Energy | 85 | 13781 | IOU | SRC042618 | 950 | Solar |  |  | Withdrawn | Trade Secret | Trade |  |  | Community Solar Garden | Solar*Rewards Community | Trade Secret | 2015
20263-228838-01 | Xcel Energy | 85 | 13781 | IOU | 03121352 | 972 | Solar |  |  | Interconnected | Center City | Trade | LCR | LCR311 | Community Solar Garden | Solar*Rewards Community | Trade Secret | 2015 | 2017
20263-228838-01 | Xcel Energy | 85 | 13781 | IOU | 03126780 | 1000 | Solar |  |  | Interconnected | Scandia | Trade | HUG | HUG321 | Community Solar Garden | Solar*Rewards Community | Trade Secret | 2015 | 2017
20263-228838-01 |  |  |  |  | 05798757 |  |  |  |  | Withdrawn | Trade Secret | Trade |  |  | Residential |  |  | 2024
20263-228838-01 |  |  |  |  | 05798756 |  |  |  |  | Withdrawn | Trade Secret | Trade |  |  | Residential |  |  | 2024
20263-228838-01 | Xcel Energy | 85 | 13781 | IOU | SRC052291 | 1000 | Solar |  |  | Withdrawn | Trade Secret | Trade |  |  | Community Solar Garden | Solar*Rewards Community | Trade Secret | 2016
20263-228838-01 | Xcel Energy | 85 | 13781 | IOU | 03127279 | 1000 | Solar |  |  | Interconnected | Faribault | Trade | FAB | FAB063 | Community Solar Garden | Solar*Rewards Community | Trade Secret | 2018 | 2020
20263-228838-01 | Xcel Energy | 85 | 13781 | IOU | 03128457 | 1000 | Solar |  |  | Interconnected | Waterville | Trade | WAT | WAT081 | Community Solar Garden | Solar*Rewards Community | Trade Secret | 2015 | 2018
20263-228838-01 | Xcel Energy | 85 | 13781 | IOU | 03126069 | 250 | Solar |  |  | Interconnected | Hastings | Trade | CGR | CGR063 | Community Solar Garden | Solar*Rewards Community | Trade Secret | 2015 | 2018
20263-228838-01 | Xcel Energy | 85 | 13781 | IOU | 03128410 | 1000 | Solar |  |  | Interconnected | Taylors Falls | Trade | LCR | LCR311 | Community Solar Garden | Solar*Rewards Community | Trade Secret | 2015 | 2017
20263-228838-01 |  |  |  |  | 03902992 |  | Solar |  |  | Active Application | Trade Secret | Trade |  |  | Residential | Solar*Rewards |  | 2020
20263-228838-01 |  |  |  |  | 06001967 |  | Solar |  |  | Withdrawn | Trade Secret | Trade |  |  | Residential | Solar*Rewards |  | 2024
20263-228838-01 |  |  |  |  | 06004779 |  |  |  |  | Active Application | Trade Secret | Trade |  |  | Residential |  |  | 2024
20263-228838-01 | Xcel Energy | 85 | 13781 | IOU | SRC042633 | 950 | Solar |  |  | Withdrawn | Trade Secret | Trade | FRA | FRA211 | Community Solar Garden | Solar*Rewards Community | Trade Secret | 2015
20263-228838-01 | Xcel Energy | 85 | 13781 | IOU | SRC042403 | 1000 | Solar |  |  | Withdrawn | Trade Secret | Trade | MTV | MTV022 | Community Solar Garden | Solar*Rewards Community | Trade Secret | 2015
20263-228838-01 | Xcel Energy | 85 | 13781 | IOU | 03123435 | 1000 | Solar |  |  | Interconnected | Waseca | Trade | WAS | WAS091 | Community Solar Garden | Solar*Rewards Community | Trade Secret | 2018 | 2020
20263-228838-01 | Xcel Energy | 85 | 13781 | IOU | SRO26485 | 22.8 | Solar |  |  | Withdrawn | Trade Secret | Trade |  |  |  | Solar*Rewards | Trade Secret | 2012
20263-228838-01 | Xcel Energy | 85 | 13781 | IOU | 03129249 | 39.998 | Solar |  |  | Withdrawn | Trade Secret | Trade | LAC | LAC062 | Residential | Solar*Rewards | Trade Secret | 2018
20263-228838-01 |  |  |  |  | 04377645 |  |  |  |  | Active Application | Trade Secret | Trade |  |  | Residential |  |  | 2021
20263-228838-01 |  |  |  |  | 04536346 |  | Solar |  |  | Active Application | Trade Secret | Trade |  |  | Residential | Solar*Rewards |  | 2021
20263-228838-01 | Xcel Energy | 85 | 13781 | IOU | 05692437 | 5000 | Solar |  |  | Withdrawn | Trade Secret | Trade |  |  | Commercial | Other | Trade Secret | 2024
20263-228838-01 | Xcel Energy | 85 | 13781 | IOU | 04095024 | 1000 | Solar |  |  | Active Application | Trade Secret | Trade | MHW | MHW311 | Community Solar Garden | Solar*Rewards Community | Trade Secret | 2021
20263-228838-01 | Xcel Energy | 85 | 13781 | IOU | 03805927 | 1000 | Solar |  |  | Withdrawn | Trade Secret | Trade | YLM | YLM212 | Community Solar Garden | Solar*Rewards Community | Trade Secret | 2020
20263-228838-01 |  |  |  |  | 04785257 |  | Solar |  |  | Active Application | Trade Secret | Trade |  |  | Community Solar Garden | Solar*Rewards Community |  | 2021
20263-228838-01 | Xcel Energy | 85 | 13781 | IOU | 04050500 | 1000 | Solar |  |  | Withdrawn | Trade Secret | Trade | FAB | FAB063 | Community Solar Garden | Solar*Rewards Community | Trade Secret | 2020
20263-228838-01 |  |  |  |  | 05733654 |  | Solar |  |  | Active Application | Trade Secret | Trade |  |  | Residential | Solar*Rewards |  | 2024
20263-228838-01 | Xcel Energy | 85 | 13781 | IOU | SRC038696 | 1000 | Solar |  |  | Withdrawn | Trade Secret | Trade | VMR | VMR061 | Community Solar Garden | Solar*Rewards Community | Trade Secret | 2014
20263-228838-01 | Xcel Energy | 85 | 13781 | IOU | 03128290 | 10000 | Solar |  |  | Interconnected | Trade Secret | Trade | PAT | PAT313 | Utility |  | Trade Secret | 2016 | 2017
20263-228838-01 | Xcel Energy | 85 | 13781 | IOU | 03129631 | 16.4 | Solar |  |  | Withdrawn | Trade Secret | Trade | MDT | MDT067 | Residential | Solar*Rewards | Trade Secret | 2018
20263-228838-01 |  |  |  |  | 05230700 |  |  |  |  | Active Application | Trade Secret | Trade |  |  | Residential |  |  | 2022
20263-228838-01 |  |  |  |  | 05271160 |  |  |  |  | Active Application | Trade Secret | Trade |  |  | Residential |  |  | 2022
20263-228838-01 |  |  |  |  | 05346343 |  |  |  |  | Active Application | Trade Secret | Trade |  |  | Residential |  |  | 2022
20263-228838-01 |  |  |  |  | 05941006 |  |  |  |  | Active Application | Trade Secret | Trade |  |  | Residential |  |  | 2024
20263-228838-01 |  |  |  |  | 06161115 |  |  |  |  | Withdrawn | Trade Secret | Trade |  |  | Residential |  |  | 2025
20263-228838-01 |  |  |  |  | 05433627 |  | Solar |  |  | Withdrawn | Trade Secret | Trade |  |  | Residential | Solar*Rewards |  | 2023
20263-228838-01 | Xcel Energy | 85 | 13781 | IOU | SRC038730 | 1000 | Solar |  |  | Withdrawn | Trade Secret | Trade | VMR | VMR061 | Community Solar Garden | Solar*Rewards Community | Trade Secret | 2014
20263-228838-01 | Xcel Energy | 85 | 13781 | IOU | 03127629 | 1000 | Solar |  |  | Interconnected | Starbuck | Trade | LOW | LOW021 | Community Solar Garden | Solar*Rewards Community | Trade Secret | 2014 | 2018
20263-228838-01 | Xcel Energy | 85 | 13781 | IOU | SRC039104 | 1000 | Solar |  |  | Withdrawn | Trade Secret | Trade | WTN | WTN062 | Community Solar Garden | Solar*Rewards Community | Trade Secret | 2015
20263-228838-01 | Xcel Energy | 85 | 13781 | IOU | SRC073051 | 1000 | Solar |  |  | Withdrawn | Trade Secret | Trade |  |  | Community Solar Garden | Solar*Rewards Community | Trade Secret | 2019
20263-228838-01 |  |  |  |  | SRO29518 |  | Solar |  |  | Withdrawn | Trade Secret | Trade |  |  |  | Other |  | 2013
20263-228838-01 |  |  |  |  | SRO29070 |  | Solar |  |  | Withdrawn | Trade Secret | Trade |  |  |  | Other |  | 2013
20263-228838-01 | Xcel Energy | 85 | 13781 | IOU | 05520990 | 210 | Solar |  |  | Withdrawn | Trade Secret | Trade | KOL | KOL071 | Community Solar Garden | Solar*Rewards Community | Trade Secret | 2023
20263-228838-01 |  |  |  |  | 05760455 |  | Solar |  |  | Active Application | Trade Secret | Trade |  |  | Residential | Solar*Rewards |  | 2024
20263-228838-01 |  |  |  |  | 05398929 |  |  |  |  | Active Application | Trade Secret | Trade |  |  | Residential |  |  | 2023
20263-228838-01 |  |  |  |  | 03616326 |  |  |  |  | Active Application | Trade Secret | Trade |  |  | Residential |  |  | 2020
20263-228838-01 |  |  |  |  | 06287735 |  |  |  |  | Withdrawn | Trade Secret | Trade |  |  | Residential |  |  | 2025
20263-228838-01 |  |  |  |  | 06023494 |  | Solar |  |  | Withdrawn | Trade Secret | Trade |  |  | Residential | Solar*Rewards |  | 2024
20263-228838-01 |  |  |  |  | 06125302 |  | Solar |  |  | Active Application | Trade Secret | Trade |  |  | Residential | Solar*Rewards |  | 2025
20263-228838-01 |  |  |  |  | 05766328 |  |  |  |  | Active Application | Trade Secret | Trade |  |  | Residential |  |  | 2024
20263-228838-01 | Xcel Energy | 85 | 13781 | IOU | SRC038753 | 1000 | Solar |  |  | Withdrawn | Trade Secret | Trade | LNS | LNS033 | Community Solar Garden | Solar*Rewards Community | Trade Secret | 2014
20263-228838-01 | Xcel Energy | 85 | 13781 | IOU | 03121342 | 1000 | Solar |  |  | Interconnected | Red Wing | Trade | BUR | BUR032 | Community Solar Garden | Solar*Rewards Community | Trade Secret | 2015 | 2018
20263-228838-01 | Xcel Energy | 85 | 13781 | IOU | SRC039919 | 1000 | Solar |  |  | Withdrawn | Trade Secret | Trade | CHE | CHE063 | Community Solar Garden | Solar*Rewards Community | Trade Secret | 2015
20263-228838-01 |  |  |  |  | 04377979 |  |  |  |  | Active Application | Trade Secret | Trade |  |  | Residential |  |  | 2021
20263-228838-01 | Xcel Energy | 85 | 13781 | IOU | 05496813 | 1000 | Solar |  |  | Withdrawn | Trade Secret | Trade | CLC | CLC022 | Community Solar Garden | Solar*Rewards Community | Trade Secret | 2023
20263-228838-01 |  |  |  |  | 05781837 |  |  |  |  | Active Application | Trade Secret | Trade |  |  | Residential |  |  | 2024
20263-228838-01 | Xcel Energy | 85 | 13781 | IOU | 05660843 | 1000 | Solar |  |  | Active Application | Trade Secret | Trade |  |  | Community Solar Garden | Solar*Rewards Community | Trade Secret | 2023
20263-228838-01 | Xcel Energy | 85 | 13781 | IOU | 05660763 | 1000 | Solar |  |  | Withdrawn | Trade Secret | Trade | MTV | MTV021 | Community Solar Garden | Solar*Rewards Community | Trade Secret | 2023
20263-228838-01 | Xcel Energy | 85 | 13781 | IOU | SRC040707 | 950 | Solar |  |  | Withdrawn | Trade Secret | Trade |  |  | Community Solar Garden | Solar*Rewards Community | Trade Secret | 2015
20263-228838-01 |  |  |  |  | SRO29444 |  | Solar |  |  | Withdrawn | Trade Secret | Trade |  |  |  | Other |  | 2013
20263-228838-01 | Xcel Energy | 85 | 13781 | IOU | 03129618 | 39.998 | Solar |  |  | Withdrawn | Trade Secret | Trade | DBL | DBL069 | Residential | Solar*Rewards | Trade Secret | 2018
20263-228838-01 |  |  |  |  | 03632303 |  | Solar |  |  | Active Application | Trade Secret | Trade |  |  | Residential | Solar*Rewards |  | 2020
20263-228838-01 |  |  |  |  | 04508456 |  |  |  |  | Active Application | Trade Secret | Trade |  |  | Residential |  |  | 2021
20263-228838-01 |  |  |  |  | 05385508 |  |  |  |  | Active Application | Trade Secret | Trade |  |  | Residential |  |  | 2023
20263-228838-01 |  |  |  |  | 05316074 |  |  |  |  | Active Application | Trade Secret | Trade |  |  | Residential |  |  | 2022
20263-228838-01 |  |  |  |  | 05849127 |  | Solar |  |  | Active Application | Trade Secret | Trade |  |  | Residential | Solar*Rewards |  | 2024
20263-228838-01 |  |  |  |  | 05130604 |  |  |  |  | Active Application | Trade Secret | Trade |  |  | Residential |  |  | 2022
20263-228838-01 | Xcel Energy | 85 | 13781 | IOU | 05530404 | 5000 | Solar |  |  | Withdrawn | Trade Secret | Trade |  |  | Commercial | Other | Trade Secret | 2023
20263-228838-01 | Xcel Energy | 85 | 13781 | IOU | SRC042443 | 1000 | Solar |  |  | Withdrawn | Trade Secret | Trade | WWK | WWK321 | Community Solar Garden | Solar*Rewards Community | Trade Secret | 2015
20263-228838-01 | Xcel Energy | 85 | 13781 | IOU | SRC040934 | 1000 | Solar |  |  | Withdrawn | Trade Secret | Trade | ORO | ORO061 | Community Solar Garden | Solar*Rewards Community | Trade Secret | 2015
20263-228838-01 | Xcel Energy | 85 | 13781 | IOU | 03124836 | 1000 | Solar |  |  | Interconnected | Sauk Rapids | Trade | MHW | MHW311 | Community Solar Garden | Solar*Rewards Community | Trade Secret | 2015 | 2017
20263-228838-01 |  |  |  |  | SRO29252 |  | Solar |  |  | Withdrawn | Trade Secret | Trade |  |  |  | Other |  | 2013
20263-228838-01 | Xcel Energy | 85 | 13781 | IOU | 03376282 | 1500 | Wind |  |  | Interconnected | Trade Secret | Trade | ALT | ALT021 | Commercial |  | Trade Secret | 2019 | 2021
20263-228838-01 |  |  |  |  | 04030013 |  |  |  |  | Active Application | Trade Secret | Trade |  |  | Residential |  |  | 2020
20263-228838-01 | Xcel Energy | 85 | 13781 | IOU | SRC042181 | 1000 | Solar |  |  | Withdrawn | Trade Secret | Trade |  |  | Community Solar Garden | Solar*Rewards Community | Trade Secret | 2015
20263-228838-01 | Xcel Energy | 85 | 13781 | IOU | SRC039882 | 1000 | Solar |  |  | Withdrawn | Trade Secret | Trade | SMT | SMT072 | Community Solar Garden | Solar*Rewards Community | Trade Secret | 2015
20263-228838-01 |  |  |  |  | 05412369 |  |  |  |  | Withdrawn | Trade Secret | Trade |  |  | Residential |  |  | 2023
20263-228838-01 | Xcel Energy | 85 | 13781 | IOU | SRC038526 | 1000 | Solar |  |  | Withdrawn | Trade Secret | Trade |  |  | Community Solar Garden | Solar*Rewards Community | Trade Secret | 2014
20263-228838-01 | Xcel Energy | 85 | 13781 | IOU | SRC038413 | 1000 | Solar |  |  | Withdrawn | Trade Secret | Trade | RMT | RMT311 | Community Solar Garden | Solar*Rewards Community | Trade Secret | 2014
20263-228838-01 | Xcel Energy | 85 | 13781 | IOU | 03128028 | 1000 | Solar |  |  | Interconnected | Sartell | Trade | MHW | MHW312 | Community Solar Garden | Solar*Rewards Community | Trade Secret | 2015 | 2019
20263-228838-01 |  |  |  |  | SRO29401 |  | Solar |  |  | Withdrawn | Trade Secret | Trade |  |  |  | Other |  | 2013
20263-228838-01 | Xcel Energy | 85 | 13781 | IOU | 03127660 | 1000 | Solar |  |  | Interconnected | Cold Spring | Trade | BLH | BLH061 | Community Solar Garden | Solar*Rewards Community | Trade Secret | 2014 | 2017
20263-228838-01 | Xcel Energy | 85 | 13781 | IOU | 03126892 | 1000 | Solar |  |  | Interconnected | South Saint Paul | Trade | STY | STY063 | Community Solar Garden | Solar*Rewards Community | Trade Secret | 2018 | 2020
20263-228838-01 |  |  |  |  | SRO27729 |  | Solar |  |  | Withdrawn | Trade Secret | Trade |  |  |  | Other |  | 2012
20263-228838-01 | Xcel Energy | 85 | 13781 | IOU | 04051104 | 1000 | Solar |  |  | Withdrawn | Trade Secret | Trade | ZUM | ZUM021 | Community Solar Garden | Solar*Rewards Community | Trade Secret | 2020
20263-228838-01 | Xcel Energy | 85 | 13781 | IOU | 05331041 | 1000 | Solar |  |  | Active Application | Trade Secret | Trade |  |  | Community Solar Garden | Solar*Rewards Community | Trade Secret | 2022
20263-228838-01 | Xcel Energy | 85 | 13781 | IOU | SRC074193 | 1000 | Solar |  |  | Withdrawn | Trade Secret | Trade |  |  | Community Solar Garden | Solar*Rewards Community | Trade Secret | 2019
20263-228838-01 |  |  |  |  | SRC042889 |  | Solar |  |  | Withdrawn | Trade Secret | Trade |  |  | Community Solar Garden | Solar*Rewards Community |  | 2015
20263-228838-01 | Xcel Energy | 85 | 13781 | IOU | 03128470 | 1000 | Solar |  |  | Interconnected | Center City | Trade | CHI | CHI311 | Community Solar Garden | Solar*Rewards Community | Trade Secret | 2018 | 2021
20263-228838-01 | Xcel Energy | 85 | 13781 | IOU | 05331880 | 1000 | Solar |  |  | Active Application | Trade Secret | Trade |  |  | Community Solar Garden | Solar*Rewards Community | Trade Secret | 2022
20263-228838-01 | Xcel Energy | 85 | 13781 | IOU | 05652670 | 1000 | Solar |  |  | Withdrawn | Trade Secret | Trade | CHE | CHE075 | Community Solar Garden | Solar*Rewards Community | Trade Secret | 2023
20263-228838-01 | Xcel Energy | 85 | 13781 | IOU | 05601925 | 1000 | Solar |  |  | Withdrawn | Trade Secret | Trade | GRC | GRC312 | Community Solar Garden | Solar*Rewards Community | Trade Secret | 2023
20263-228838-01 |  |  |  |  | 05402665 |  | Solar |  |  | Withdrawn | Trade Secret | Trade |  |  | Residential | Solar*Rewards |  | 2023
20263-228838-01 |  |  |  |  | 06056794 |  | Solar |  |  | Withdrawn | Trade Secret | Trade |  |  | Residential | Solar*Rewards |  | 2025
20263-228838-01 | Xcel Energy | 85 | 13781 | IOU | SRC040658 | 1000 | Solar |  |  | Withdrawn | Trade Secret | Trade | CGR | CGR063 | Community Solar Garden | Solar*Rewards Community | Trade Secret | 2015
20263-228838-01 | Xcel Energy | 85 | 13781 | IOU | OID2806404 | 10 | Wind |  |  | Interconnected | Trade Secret | Trade |  |  | Residential |  | Trade Secret | 2010 | 2012
20263-228838-01 |  |  |  |  | 06213170 |  | Solar |  |  | Active Application | Trade Secret | Trade |  |  | Residential | Solar*Rewards |  | 2025
20263-228838-01 | Xcel Energy | 85 | 13781 | IOU | SRC039315 | 1000 | Solar |  |  | Withdrawn | Trade Secret | Trade |  |  | Community Solar Garden | Solar*Rewards Community | Trade Secret | 2015
20263-228838-01 | Xcel Energy | 85 | 13781 | IOU | SRC040797 | 1000 | Solar |  |  | Withdrawn | Trade Secret | Trade | HUG | HUG321 | Community Solar Garden | Solar*Rewards Community | Trade Secret | 2015
20263-228838-01 | Xcel Energy | 85 | 13781 | IOU | SRC040753 | 1000 | Solar |  |  | Withdrawn | Trade Secret | Trade | SCL | SCL322 | Community Solar Garden | Solar*Rewards Community | Trade Secret | 2015
20263-228838-01 | Xcel Energy | 85 | 13781 | IOU | SRC042620 | 950 | Solar |  |  | Withdrawn | Trade Secret | Trade | SAK | SAK311 | Community Solar Garden | Solar*Rewards Community | Trade Secret | 2015
20263-228838-01 | Xcel Energy | 85 | 13781 | IOU | 03127737 | 1000 | Solar |  |  | Interconnected | Brooten | Trade | BRO | BRO021 | Community Solar Garden | Solar*Rewards Community | Trade Secret | 2017 | 2019
20263-228838-01 | Xcel Energy | 85 | 13781 | IOU | 03582426 | 888.889 | Solar |  |  | Interconnected | Maynard | Trade | MYN | MYN021 | Community Solar Garden | Solar*Rewards Community | Trade Secret | 2021 | 2023
20263-228838-01 |  |  |  |  | 05405370 |  | Solar |  |  | Withdrawn | Trade Secret | Trade |  |  | Residential | Solar*Rewards |  | 2023
20263-228838-01 | Xcel Energy | 85 | 13781 | IOU | 05711564 | 5000 | Solar |  |  | Withdrawn | Trade Secret | Trade |  |  | Commercial | Other | Trade Secret | 2024
20263-228838-01 | Xcel Energy | 85 | 13781 | IOU | 05940944 | 3000 | Solar |  |  | Withdrawn | Trade Secret | Trade |  |  | Commercial | Other | Trade Secret | 2024
20263-228838-01 | Xcel Energy | 85 | 13781 | IOU | SRC038670 | 950 | Solar |  |  | Withdrawn | Trade Secret | Trade |  |  | Community Solar Garden | Solar*Rewards Community | Trade Secret | 2014
20263-228838-01 | Xcel Energy | 85 | 13781 | IOU | SRC040931 | 1000 | Solar |  |  | Withdrawn | Trade Secret | Trade | ORO | ORO061 | Community Solar Garden | Solar*Rewards Community | Trade Secret | 2015
20263-228838-01 | Xcel Energy | 85 | 13781 | IOU | 03128245 | 1000 | Solar |  |  | Interconnected | Hayfield | Trade | DOC | DOC211 | Community Solar Garden | Solar*Rewards Community | Trade Secret | 2019 | 2022
20263-228838-01 | Xcel Energy | 85 | 13781 | IOU | 03125976 | 250 | Solar |  |  | Interconnected | Mayer | Trade | WCS | WCS064 | Community Solar Garden | Solar*Rewards Community | Trade Secret | 2015 | 2018
20263-228838-01 | Xcel Energy | 85 | 13781 | IOU | 03127062 | 1000 | Solar |  |  | Interconnected | Zumbrota | Trade | ZUM | ZUM022 | Community Solar Garden | Solar*Rewards Community | Trade Secret | 2016 | 2018
20263-228838-01 |  |  |  |  | SRO29490 |  | Solar |  |  | Withdrawn | Trade Secret | Trade |  |  |  | Other |  | 2013
20263-228838-01 | Xcel Energy | 85 | 13781 | IOU | 03130956 | 2000 | Natural Gas |  |  | Interconnected | Trade Secret | Trade | SIP | SIP061 | Commercial |  | Trade Secret | 2005 | 2005
20263-228838-01 | Xcel Energy | 85 | 13781 | IOU | 03128533 | 1000 | Solar |  |  | Interconnected | Waterville | Trade | WAT | WAT081 | Community Solar Garden | Solar*Rewards Community | Trade Secret | 2015 | 2018
20263-228838-01 | Xcel Energy | 85 | 13781 | IOU | SRC038644 | 950 | Solar |  |  | Withdrawn | Trade Secret | Trade |  |  | Community Solar Garden | Solar*Rewards Community | Trade Secret | 2014
20263-228838-01 | Xcel Energy | 85 | 13781 | IOU | SRC038441 | 984 | Solar |  |  | Withdrawn | Trade Secret | Trade | RMT | RMT312 | Community Solar Garden | Solar*Rewards Community | Trade Secret | 2014
20263-228838-01 | Xcel Energy | 85 | 13781 | IOU | SRC040639 | 950 | Solar |  |  | Withdrawn | Trade Secret | Trade |  |  | Community Solar Garden | Solar*Rewards Community | Trade Secret | 2015
20263-228838-01 |  |  |  |  | 06116021 |  |  |  |  | Withdrawn | Trade Secret | Trade |  |  | Residential |  |  | 2025
20263-228838-01 | Xcel Energy | 85 | 13781 | IOU | 05117785 | 560 | Solar |  |  | Withdrawn | Trade Secret | Trade |  |  | Community Solar Garden | Solar*Rewards Community | Trade Secret | 2023
20263-228838-01 | Xcel Energy | 85 | 13781 | IOU | SRC039906 | 1000 | Solar |  |  | Withdrawn | Trade Secret | Trade |  |  | Community Solar Garden | Solar*Rewards Community | Trade Secret | 2015
20263-228838-01 | Xcel Energy | 85 | 13781 | IOU | SRC040664 | 1000 | Solar |  |  | Withdrawn | Trade Secret | Trade | SCA | SCA021 | Community Solar Garden | Solar*Rewards Community | Trade Secret | 2015
20263-228838-01 | Xcel Energy | 85 | 13781 | IOU | 03128609 | 1000 | Solar |  |  | Interconnected | Osakis | Trade | DGC | DGC061 | Community Solar Garden | Solar*Rewards Community | Trade Secret | 2015 | 2018
20263-228838-01 | Xcel Energy | 85 | 13781 | IOU | 03126750 | 1000 | Solar |  |  | Interconnected | Frontenac | Trade | FRO | FRO021 | Community Solar Garden | Solar*Rewards Community | Trade Secret | 2015 | 2019
20263-228838-01 | Xcel Energy | 85 | 13781 | IOU | 06330997 | 5000 | Solar |  |  | Withdrawn | Trade Secret | Trade |  |  | Commercial | Other | Trade Secret | 2026
20263-228838-01 | Xcel Energy | 85 | 13781 | IOU | SRC040023 | 1000 | Solar |  |  | Withdrawn | Trade Secret | Trade |  |  | Community Solar Garden | Solar*Rewards Community | Trade Secret | 2015
20263-228838-01 | Xcel Energy | 85 | 13781 | IOU | SRC043882 | 950 | Solar |  |  | Withdrawn | Trade Secret | Trade |  |  | Community Solar Garden | Solar*Rewards Community | Trade Secret | 2015
20263-228838-01 | Xcel Energy | 85 | 13781 | IOU | SRC051595 | 1000 | Solar |  |  | Withdrawn | Trade Secret | Trade | SCA | SCA021 | Community Solar Garden | Solar*Rewards Community | Trade Secret | 2016
20263-228838-01 |  |  |  |  | SRC042890 |  | Solar |  |  | Withdrawn | Trade Secret | Trade |  |  | Community Solar Garden | Solar*Rewards Community |  | 2015
20263-228838-01 |  |  |  |  | OID2806264 |  | Solar |  |  | Withdrawn | Trade Secret | Trade | [5 empty] | 2008
20263-228838-01 | Xcel Energy | 85 | 13781 | IOU | 03276862 | 4.56 | Solar |  |  | Active Application | Trade Secret | Trade |  |  | Residential | Solar*Rewards | Trade Secret | 2019
20263-228838-01 | Xcel Energy | 85 | 13781 | IOU | SRC038664 | 950 | Solar |  |  | Withdrawn | Trade Secret | Trade |  |  | Community Solar Garden | Solar*Rewards Community | Trade Secret | 2014
20263-228838-01 | Xcel Energy | 85 | 13781 | IOU | SRC041450 | 1000 | Solar |  |  | Withdrawn | Trade Secret | Trade | LAE | LAE061 | Community Solar Garden | Solar*Rewards Community | Trade Secret | 2015
20263-228838-01 | Xcel Energy | 85 | 13781 | IOU | SRC052779 | 125 | Solar |  |  | Withdrawn | Trade Secret | Trade |  |  | Community Solar Garden | Solar*Rewards Community | Trade Secret | 2017
20263-228838-01 | Xcel Energy | 85 | 13781 | IOU | SRC040713 | 950 | Solar |  |  | Withdrawn | Trade Secret | Trade | DGC | DGC061 | Community Solar Garden | Solar*Rewards Community | Trade Secret | 2015
20263-228838-01 | Xcel Energy | 85 | 13781 | IOU | SRC039442 | 1000 | Solar |  |  | Withdrawn | Trade Secret | Trade | RMT | RMT311 | Community Solar Garden | Solar*Rewards Community | Trade Secret | 2015
20263-228838-01 | Xcel Energy | 85 | 13781 | IOU | SRC041628 | 972 | Solar |  |  | Withdrawn | Trade Secret | Trade | SOH | SOH001 | Community Solar Garden | Solar*Rewards Community | Trade Secret | 2015
20263-228838-01 |  |  |  |  | 04509198 |  | Solar |  |  | Active Application | Trade Secret | Trade |  |  | Residential | Solar*Rewards |  | 2021
20263-228838-01 | Xcel Energy | 85 | 13781 | IOU | SRC038764 | 1000 | Solar |  |  | Withdrawn | Trade Secret | Trade | LNS | LNS033 | Community Solar Garden | Solar*Rewards Community | Trade Secret | 2014
20263-228838-01 | Xcel Energy | 85 | 13781 | IOU | SRC042186 | 1000 | Solar |  |  | Withdrawn | Trade Secret | Trade |  |  | Community Solar Garden | Solar*Rewards Community | Trade Secret | 2015
20263-228838-01 | Xcel Energy | 85 | 13781 | IOU | 03121410 | 1000 | Solar |  |  | Interconnected | Winsted | Trade | WSD | WSD061 | Community Solar Garden | Solar*Rewards Community | Trade Secret | 2015 | 2019
20263-228838-01 | Xcel Energy | 85 | 13781 | IOU | 03127436 | 1000 | Solar |  |  | Interconnected | Starbuck | Trade | LOW | LOW021 | Community Solar Garden | Solar*Rewards Community | Trade Secret | 2018 | 2020
20263-228838-01 | Xcel Energy | 85 | 13781 | IOU | 03125962 | 1000 | Solar |  |  | Interconnected | Maynard | Trade | MYN | MYN021 | Community Solar Garden | Solar*Rewards Community | Trade Secret | 2015 | 2017
20263-228838-01 | Xcel Energy | 85 | 13781 | IOU | 03259792 | 6.96 | Solar |  |  | Withdrawn | Trade Secret | Trade |  |  | Residential | Solar*Rewards | Trade Secret | 2019
20263-228838-01 | Xcel Energy | 85 | 13781 | IOU | SRC041220 | 1000 | Solar |  |  | Withdrawn | Trade Secret | Trade | WTN | WTN062 | Community Solar Garden | Solar*Rewards Community | Trade Secret | 2015
20263-228838-01 |  |  |  |  | 04426567 |  | Solar |  |  | Active Application | Trade Secret | Trade |  |  | Residential | Solar*Rewards |  | 2021
20263-228838-01 |  |  |  |  | 06013767 |  | Solar |  |  | Active Application | Trade Secret | Trade |  |  | Residential |  |  | 2024
20263-228838-01 | Xcel Energy | 85 | 13781 | IOU | 05657289 | 1000 | Solar |  |  | Withdrawn | Trade Secret | Trade | BRO | BRO021 | Community Solar Garden | Solar*Rewards Community | Trade Secret | 2023
20263-228838-01 | Xcel Energy | 85 | 13781 | IOU | 04063305 | 1000 | Solar |  |  | Withdrawn | Trade Secret | Trade | MHW | MHW311 | Community Solar Garden | Solar*Rewards Community | Trade Secret | 2021
20263-228838-01 | Xcel Energy | 85 | 13781 | IOU | SRC040790 | 1000 | Solar |  |  | Withdrawn | Trade Secret | Trade | HUG | HUG321 | Community Solar Garden | Solar*Rewards Community | Trade Secret | 2015
20263-228838-01 | Xcel Energy | 85 | 13781 | IOU | SRC039298 | 1000 | Solar |  |  | Withdrawn | Trade Secret | Trade |  |  | Community Solar Garden | Solar*Rewards Community | Trade Secret | 2015
20263-228838-01 | Xcel Energy | 85 | 13781 | IOU | 03124711 | 1000 | Solar |  |  | Interconnected | Rosemount | Trade | RMT | RMT311 | Community Solar Garden | Solar*Rewards Community | Trade Secret | 2015 | 2017
20263-228838-01 | Xcel Energy | 85 | 13781 | IOU | 05508988 | 660 | Solar |  |  | Active Application | Trade Secret | Trade | EDA | EDA061 | LMI | Solar*Rewards Community | Trade Secret | 2023
20263-228838-01 | Xcel Energy | 85 | 13781 | IOU | 03126894 | 1000 | Solar |  |  | Interconnected | Renville | Trade | RNV | RNV021 | Community Solar Garden | Solar*Rewards Community | Trade Secret | 2018 | 2020
20263-228838-01 |  |  |  |  | 03823829 |  | Solar |  |  | Active Application | Trade Secret | Trade |  |  | Residential | Solar*Rewards |  | 2020
20263-228838-01 | Xcel Energy | 85 | 13781 | IOU | 04755889 | 1000 | Solar |  |  | Withdrawn | Trade Secret | Trade |  |  | Community Solar Garden | Solar*Rewards Community | Trade Secret | 2021
20263-228838-01 | Xcel Energy | 85 | 13781 | IOU | 03123400 | 1000 | Solar |  |  | Interconnected | Byron | Trade | WEB | WEB021 | Community Solar Garden | Solar*Rewards Community | Trade Secret | 2018 | 2020
20263-228838-01 |  |  |  |  | OID2806399 |  | Other |  |  | Withdrawn | Trade Secret | Trade | [5 empty] | 2010
20263-228838-01 | Xcel Energy | 85 | 13781 | IOU | 03129968 | 34.17 | Solar |  |  | Withdrawn | Trade Secret | Trade | APA | APA064 | Residential | Solar*Rewards | Trade Secret | 2018
20263-228838-01 |  |  |  |  | SRO29465 |  | Solar |  |  | Withdrawn | Trade Secret | Trade |  |  |  | Other |  | 2013
20263-228838-01 | Xcel Energy | 85 | 13781 | IOU | SRC040932 | 1000 | Solar |  |  | Withdrawn | Trade Secret | Trade | ORO | ORO061 | Community Solar Garden | Solar*Rewards Community | Trade Secret | 2015
20263-228838-01 |  |  |  |  | OID2806658 |  | Solar |  |  | Withdrawn | Trade Secret | Trade | [5 empty] | 2014
20263-228838-01 | Xcel Energy | 85 | 13781 | IOU | 06044551 | 11.5 | Storage |  |  | Interconnected | Trade Secret | Trade | HUG | HUG321 | Residential |  | Trade Secret | 2025 | 2025
20263-228838-01 | Xcel Energy | 85 | 13781 | IOU | 04088164 | 12.18 | Solar |  |  | Interconnected | Trade Secret | Trade | HUG | HUG321 | Residential |  | Trade Secret | 2020 | 2021
20263-228838-01 | Xcel Energy | 85 | 13781 | IOU | 06026173 | 27.222 | Solar |  | X | Withdrawn | Trade Secret | Trade | WCS | WCS072 | Residential | Solar*Rewards | Trade Secret | 2024
20263-228838-01 | Xcel Energy | 85 | 13781 | IOU | 06077741 | 34.5 | Solar |  | X | Interconnected | Trade Secret | Trade | WCS | WCS072 | Residential |  | Trade Secret | 2025 | 2026
20263-228838-01 | Xcel Energy | 85 | 13781 | IOU | 04493214 | 6.576 | Solar |  |  | Interconnected | Trade Secret | Trade | LAB | LAB311 | Residential |  | Trade Secret | 2021 | 2021
20263-228838-01 | Xcel Energy | 85 | 13781 | IOU | 04407694 | 4.4 | Solar |  |  | Interconnected | Trade Secret | Trade | CGR | CGR063 | Residential |  | Trade Secret | 2021 | 2021
20263-228838-01 | Xcel Energy | 85 | 13781 | IOU | 03131440 | 6 | Solar |  |  | Interconnected | Trade Secret | Trade | MEL | MEL061 | Residential | Solar*Rewards | Trade Secret | 2017 | 2018
20263-228838-01 | Xcel Energy | 85 | 13781 | IOU | 03132938 | 29.02 | Solar |  |  | Interconnected | Trade Secret | Trade | HWW | HWW074 | Commercial | Solar*Rewards | Trade Secret | 2018 | 2019
20263-228838-01 |  |  |  |  | 04009050 |  | Solar |  |  | Active Application | Trade Secret | Trade | HWW | HWW074 | Commercial | Solar*Rewards |  | 2020
20263-228838-01 | Xcel Energy | 85 | 13781 | IOU | 05712630 | 9.135 | Solar |  |  | Interconnected | Trade Secret | Trade | FSL | FSL311 | Residential |  | Trade Secret | 2024 | 2024
20263-228838-01 | Xcel Energy | 85 | 13781 | IOU | 05967337 | 11.393 | Solar |  |  | Interconnected | Trade Secret | Trade | CAF | CAF022 | Residential |  | Trade Secret | 2024 | 2025
20263-228838-01 | Xcel Energy | 85 | 13781 | IOU | 04395283 | 15.232 | Solar |  |  | Active Application | Trade Secret | Trade | AFT | AFT315 | Residential | Solar*Rewards | Trade Secret | 2021
20263-228838-01 | Xcel Energy | 85 | 13781 | IOU | 04888136 | 20.94 | Solar |  |  | Withdrawn | Trade Secret | Trade | AFT | AFT315 | Residential | Solar*Rewards | Trade Secret | 2022
20263-228838-01 | Xcel Energy | 85 | 13781 | IOU | 06298115 | 7.36 | Solar |  |  | Active Application | Trade Secret | Trade | ALD | ALD083 | Residential |  | Trade Secret | 2025
20263-228838-01 | Xcel Energy | 85 | 13781 | IOU | 03739630 | 9 | Solar |  |  | Withdrawn | Trade Secret | Trade | IDA | IDA072 | Commercial | Solar*Rewards | Trade Secret | 2020
20263-228838-01 | Xcel Energy | 85 | 13781 | IOU | 04183849 | 38.02 | Solar |  |  | Interconnected | Trade Secret | Trade | IDA | IDA072 | Commercial | Solar*Rewards | Trade Secret | 2021 | 2023
20263-228838-01 | Xcel Energy | 85 | 13781 | IOU | 04636767 | 43.53 | Solar |  |  | Interconnected | Trade Secret | Trade | IDA | IDA072 | Commercial |  | Trade Secret | 2021 | 2023
20263-228838-01 | Xcel Energy | 85 | 13781 | IOU | 05593795 | 10.24 | Solar |  |  | Interconnected | Trade Secret | Trade | FSL | FSL312 | Residential | Solar*Rewards | Trade Secret | 2023 | 2023
20263-228838-01 | Xcel Energy | 85 | 13781 | IOU | 03132079 | 15.26 | Solar |  |  | Interconnected | Trade Secret | Trade | HWW | HWW071 | Commercial | Solar*Rewards | Trade Secret | 2017 | 2019
20263-228838-01 | Xcel Energy | 85 | 13781 | IOU | 04794005 | 8.725 | Solar |  |  | Interconnected | Trade Secret | Trade | TWL | TWL066 | Residential | Solar*Rewards | Trade Secret | 2022 | 2022
20263-228838-01 | Xcel Energy | 85 | 13781 | IOU | 06020372 | 11.393 | Solar |  |  | Interconnected | Trade Secret | Trade | HSN | HSN321 | Residential | Solar*Rewards | Trade Secret | 2024 | 2025
20263-228838-01 | Xcel Energy | 85 | 13781 | IOU | 06020285 | 11.393 | Solar |  |  | Withdrawn | Trade Secret | Trade | HSN | HSN321 | Residential | Solar*Rewards | Trade Secret | 2024
20263-228838-01 | Xcel Energy | 85 | 13781 | IOU | 03131434 | 3.747 | Solar |  |  | Interconnected | Trade Secret | Trade | MEL | MEL061 | Residential | Solar*Rewards | Trade Secret | 2017 | 2018
20263-228838-01 | Xcel Energy | 85 | 13781 | IOU | 06174347 | 5.76 | Solar |  |  | Active Application | Trade Secret | Trade | PAT | PAT313 | Commercial |  | Trade Secret | 2025
20263-228838-01 | Xcel Energy | 85 | 13781 | IOU | 05569296 | 13.44 | Solar |  |  | Interconnected | Trade Secret | Trade | PAT | PAT313 | Residential | Solar*Rewards | Trade Secret | 2023 | 2023
20263-228838-01 | Xcel Energy | 85 | 13781 | IOU | 06188647 | 5.76 | Solar |  |  | Active Application | Trade Secret | Trade | PAT | PAT313 | Residential | Solar*Rewards | Trade Secret | 2025
20263-228838-01 | Xcel Energy | 85 | 13781 | IOU | 03130487 | 7.2 | Solar |  |  | Interconnected | Trade Secret | Trade | SOU | SOU079 | Residential | Solar*Rewards | Trade Secret | 2018 | 2019
20263-228838-01 | Xcel Energy | 85 | 13781 | IOU | 04431810 | 5.933 | Solar |  |  | Interconnected | Trade Secret | Trade | WYO | WYO021 | Residential | Solar*Rewards | Trade Secret | 2021 | 2021
20263-228838-01 | Xcel Energy | 85 | 13781 | IOU | 05004271 | 7.7 | Solar |  |  | Interconnected | Trade Secret | Trade | LEX | LEX332 | Residential |  | Trade Secret | 2022 | 2022
20263-228838-01 | Xcel Energy | 85 | 13781 | IOU | 04060460 | 9.994 | Solar |  |  | Interconnected | Trade Secret | Trade | APA | APA075 | Residential | Solar*Rewards | Trade Secret | 2020 | 2020
20263-228838-01 | Xcel Energy | 85 | 13781 | IOU | 05459348 | 13.05 | Solar |  |  | Interconnected | Trade Secret | Trade | GLK | GLK074 | Residential |  | Trade Secret | 2023 | 2023
20263-228838-01 | Xcel Energy | 85 | 13781 | IOU | 04928402 | 7.15 | Solar |  |  | Interconnected | Trade Secret | Trade | ALK | ALK072 | Residential | Solar*Rewards | Trade Secret | 2022 | 2022
20263-228838-01 | Xcel Energy | 85 | 13781 | IOU | 05601712 | 6.4 | Solar |  |  | Interconnected | Trade Secret | Trade | ECK | ECK322 | Residential |  | Trade Secret | 2023 | 2024
20263-228838-01 | Xcel Energy | 85 | 13781 | IOU | 03128503 | 960 | Solar |  |  | Interconnected | Faribault | Trade | FAB | FAB063 | Community Solar Garden | Solar*Rewards Community | Trade Secret | 2017 | 2020
20263-228838-01 | Xcel Energy | 85 | 13781 | IOU | 04950773 | 7.748 | Solar |  |  | Interconnected | Trade Secret | Trade | RMT | RMT321 | Residential | Solar*Rewards | Trade Secret | 2022 | 2022
20263-228838-01 | Xcel Energy | 85 | 13781 | IOU | 04987828 | 9.28 | Solar |  | X | Interconnected | Trade Secret | Trade | AFT | AFT314 | Residential | Solar*Rewards | Trade Secret | 2022 | 2023
20263-228838-01 | Xcel Energy | 85 | 13781 | IOU | 05244524 | 8.41 | Solar |  |  | Interconnected | Trade Secret | Trade | HSN | HSN322 | Residential |  | Trade Secret | 2022 | 2023
20263-228838-01 | Xcel Energy | 85 | 13781 | IOU | 04110896 | 4.06 | Solar |  |  | Interconnected | Trade Secret | Trade | NOF | NOF061 | Residential | Solar*Rewards | Trade Secret | 2020 | 2021
20263-228838-01 | Xcel Energy | 85 | 13781 | IOU | 04824281 | 7.616 | Solar |  |  | Interconnected | Trade Secret | Trade | HUG | HUG311 | Residential |  | Trade Secret | 2022 | 2022
20263-228838-01 | Xcel Energy | 85 | 13781 | IOU | 04194276 | 23.51 | Solar |  |  | Interconnected | Trade Secret | Trade | WES | WES071 | Commercial | Solar*Rewards | Trade Secret | 2021 | 2021
20263-228838-01 | Xcel Energy | 85 | 13781 | IOU | 06146084 | 7.6 | Solar |  |  | Interconnected | Trade Secret | Trade | AFT | AFT314 | Residential | Solar*Rewards | Trade Secret | 2025 | 2025
20263-228838-01 | Xcel Energy | 85 | 13781 | IOU | 05662162 | 4.725 | Solar |  |  | Interconnected | Trade Secret | Trade | RMT | RMT321 | Residential |  | Trade Secret | 2023 | 2024
20263-228838-01 | Xcel Energy | 85 | 13781 | IOU | 05831189 | 3.747 | Solar |  |  | Withdrawn | Trade Secret | Trade | RMT | RMT321 | Residential |  | Trade Secret | 2024
20263-228838-01 | Xcel Energy | 85 | 13781 | IOU | 05936740 | 3.747 | Solar |  |  | Interconnected | Trade Secret | Trade | RMT | RMT321 | Residential |  | Trade Secret | 2024 | 2024
20263-228838-01 | Xcel Energy | 85 | 13781 | IOU | 05418424 | 6.67 | Solar |  |  | Withdrawn | Trade Secret | Trade | HSN | HSN321 | Residential | Solar*Rewards | Trade Secret | 2023
20263-228838-01 | Xcel Energy | 85 | 13781 | IOU | 05442003 | 8.99 | Solar |  |  | Interconnected | Trade Secret | Trade | HSN | HSN321 | Residential |  | Trade Secret | 2023 | 2023
20263-228838-01 | Xcel Energy | 85 | 13781 | IOU | 04424389 | 3.288 | Solar |  |  | Interconnected | Trade Secret | Trade | RPO | RPO311 | Residential |  | Trade Secret | 2021 | 2021
20263-228838-01 | Xcel Energy | 85 | 13781 | IOU | 05712339 | 6.282 | Solar |  |  | Active Application | Trade Secret | Trade | CHI | CHI311 | Residential | Solar*Rewards | Trade Secret | 2024
20263-228838-01 | Xcel Energy | 85 | 13781 | IOU | 05711822 | 20.52 | Solar |  |  | Active Application | Trade Secret | Trade | CHI | CHI311 | Residential |  | Trade Secret | 2024
20263-228838-01 | Xcel Energy | 85 | 13781 | IOU | 04420481 | 6.028 | Solar |  |  | Interconnected | Trade Secret | Trade | RPO | RPO311 | Residential |  | Trade Secret | 2021 | 2021
20263-228838-01 | Xcel Energy | 85 | 13781 | IOU | 05635960 | 7.68 | Solar |  |  | Withdrawn | Trade Secret | Trade | TWL | TWL089 | Residential |  | Trade Secret | 2023
20263-228838-01 | Xcel Energy | 85 | 13781 | IOU | 05988674 | 3.84 | Solar |  |  | Interconnected | Trade Secret | Trade | WTN | WTN062 | Residential | Solar*Rewards | Trade Secret | 2024 | 2025
20263-228838-01 | Xcel Energy | 85 | 13781 | IOU | 05429827 | 11.904 | Solar |  |  | Interconnected | Trade Secret | Trade | AFT | AFT314 | Residential |  | Trade Secret | 2023 | 2023
20263-228838-01 | Xcel Energy | 85 | 13781 | IOU | 03812470 | 1000 | Solar |  |  | Interconnected | Bird Island | Trade | BIS | BIS001 | Community Solar Garden | Solar*Rewards Community | Trade Secret | 2021 | 2022
20263-228838-01 | Xcel Energy | 85 | 13781 | IOU | 06254746 | 4.17 | Solar |  |  | Active Application | Trade Secret | Trade | FSL | FSL312 | Residential |  | Trade Secret | 2025
20263-228838-01 | Xcel Energy | 85 | 13781 | IOU | 04794163 | 7.54 | Solar |  |  | Interconnected | Trade Secret | Trade | HUG | HUG321 | Residential | Solar*Rewards | Trade Secret | 2022 | 2022
20263-228838-01 | Xcel Energy | 85 | 13781 | IOU | 06207783 | 6.631 | Solar |  | X | Interconnected | Trade Secret | Trade | HSN | HSN321 | Residential | Solar*Rewards | Trade Secret | 2025 | 2025
20263-228838-01 | Xcel Energy | 85 | 13781 | IOU | 05951189 | 7.212 | Solar |  |  | Interconnected | Trade Secret | Trade | EKO | EKO021 | Residential | Solar*Rewards | Trade Secret | 2024 | 2025
20263-228838-01 | Xcel Energy | 85 | 13781 | IOU | 05356722 | 8.99 | Solar |  |  | Interconnected | Trade Secret | Trade | RPO | RPO311 | Residential | Solar*Rewards | Trade Secret | 2023 | 2023
20263-228838-01 | Xcel Energy | 85 | 13781 | IOU | 06002133 | 7.616 | Solar |  |  | Interconnected | Trade Secret | Trade | LAB | LAB312 | Residential |  | Trade Secret | 2024 | 2025
20263-228838-01 | Xcel Energy | 85 | 13781 | IOU | 05358579 | 9.423 | Solar |  |  | Interconnected | Trade Secret | Trade | DHL | DHL061 | Residential |  | Trade Secret | 2023 | 2023
20263-228838-01 | Xcel Energy | 85 | 13781 | IOU | 06015472 | 8.832 | Solar |  |  | Interconnected | Trade Secret | Trade | AFT | AFT314 | Residential | Solar*Rewards | Trade Secret | 2024 | 2025
20263-228838-01 | Xcel Energy | 85 | 13781 | IOU | 05618335 | 3.84 | Solar |  |  | Interconnected | Trade Secret | Trade | FSL | FSL312 | Residential |  | Trade Secret | 2023 | 2024
20263-228838-01 | Xcel Energy | 85 | 13781 | IOU | 05680827 | 7.872 | Solar |  |  | Interconnected | Trade Secret | Trade | RPO | RPO311 | Residential |  | Trade Secret | 2024 | 2024
20263-228838-01 | Xcel Energy | 85 | 13781 | IOU | 05825663 | 4.645 | Solar |  |  | Interconnected | Trade Secret | Trade | RPO | RPO311 | Residential | Solar*Rewards | Trade Secret | 2024 | 2024
20263-228838-01 | Xcel Energy | 85 | 13781 | IOU | 06233731 | 6.723 | Solar |  |  | Interconnected | Trade Secret | Trade | PBE | PBE061 | Residential |  | Trade Secret | 2025 | 2025
20263-228838-01 | Xcel Energy | 85 | 13781 | IOU | 04915394 | 34.6 | Solar |  |  | Interconnected | Trade Secret | Trade | TWL | TWL079 | Commercial | Solar*Rewards | Trade Secret | 2022 | 2023
20263-228838-01 | Xcel Energy | 85 | 13781 | IOU | 05548350 | 4.93 | Solar |  |  | Interconnected | Trade Secret | Trade | RPO | RPO311 | Residential |  | Trade Secret | 2023 | 2023
20263-228838-01 | Xcel Energy | 85 | 13781 | IOU | 05730720 | 8.36 | Solar |  |  | Interconnected | Trade Secret | Trade | CGR | CGR072 | Residential | Solar*Rewards | Trade Secret | 2024 | 2024
20263-228838-01 | Xcel Energy | 85 | 13781 | IOU | 05711612 | 12.92 | Solar |  |  | Withdrawn | Trade Secret | Trade | CGR | CGR072 | Residential |  | Trade Secret | 2024
20263-228838-01 | Xcel Energy | 85 | 13781 | IOU | 05805434 | 5.516 | Solar |  |  | Interconnected | Trade Secret | Trade | ECK | ECK322 | Residential |  | Trade Secret | 2024 | 2024
20263-228838-01 | Xcel Energy | 85 | 13781 | IOU | 05942607 | 99.999 | Solar |  |  | Interconnected | Trade Secret | Trade | EDA | EDA079 | Commercial |  | Trade Secret | 2024 | 2025
20263-228838-01 | Xcel Energy | 85 | 13781 | IOU | 06153258 | 16.128 | Solar |  |  | Interconnected | Trade Secret | Trade | HUG | HUG321 | Residential | Solar*Rewards | Trade Secret | 2025 | 2025
20263-228838-01 | Xcel Energy | 85 | 13781 | IOU | 06238308 | 12 | Storage |  |  | Active Application | Trade Secret | Trade | HUG | HUG321 | Residential |  | Trade Secret | 2025
20263-228838-01 | Xcel Energy | 85 | 13781 | IOU | 06048114 | 10.752 | Solar |  |  | Interconnected | Trade Secret | Trade | WSG | WSG362 | Residential | Solar*Rewards | Trade Secret | 2025 | 2025
20263-228838-01 | Xcel Energy | 85 | 13781 | IOU | 06236775 | 7.6 | Solar |  |  | Interconnected | Trade Secret | Trade | WDY | WDY312 | Residential |  | Trade Secret | 2025 | 2025
20263-228838-01 | Xcel Energy | 85 | 13781 | IOU | 06212373 | 7.212 | Solar |  |  | Interconnected | Trade Secret | Trade | HWW | HWW074 | Residential |  | Trade Secret | 2025 | 2025
20263-228838-01 | Xcel Energy | 85 | 13781 | IOU | 05765674 | 11.97 | Solar |  |  | Interconnected | Trade Secret | Trade | RLK | RLK071 | Residential | Solar*Rewards | Trade Secret | 2024 | 2024
20263-228838-01 | Xcel Energy | 85 | 13781 | IOU | 05712595 | 6.677 | Solar |  |  | Interconnected | Trade Secret | Trade | IDA | IDA072 | Residential | Solar*Rewards | Trade Secret | 2024 | 2024
20263-228838-01 | Xcel Energy | 85 | 13781 | IOU | 05800664 | 10.725 | Solar |  |  | Interconnected | Trade Secret | Trade | EDP | EDP073 | Residential | Solar*Rewards | Trade Secret | 2024 | 2024
20263-228838-01 | Xcel Energy | 85 | 13781 | IOU | 06170409 | 2.323 | Solar |  |  | Interconnected | Trade Secret | Trade | RPO | RPO311 | Residential | Solar*Rewards | Trade Secret | 2025 | 2026
20263-228838-01 | Xcel Energy | 85 | 13781 | IOU | 05754981 | 11.136 | Solar |  |  | Interconnected | Trade Secret | Trade | RPO | RPO311 | Residential |  | Trade Secret | 2024 | 2024
20263-228838-01 | Xcel Energy | 85 | 13781 | IOU | OID3284591 | 19.999 | Solar |  |  | Withdrawn | Trade Secret | Trade | LAC | LAC062 | Commercial | Solar*Rewards | Trade Secret | 2018
20263-228838-01 | Xcel Energy | 85 | 13781 | IOU | 03129947 | 39.998 | Solar |  |  | Interconnected | Trade Secret | Trade | LAC | LAC062 | Commercial | Solar*Rewards | Trade Secret | 2018 | 2019
20263-228838-01 | Xcel Energy | 85 | 13781 | IOU | 03636269 | 7.616 | Solar |  |  | Active Application | Trade Secret | Trade | MDT | MDT073 | Commercial | Solar*Rewards | Trade Secret | 2020
20263-228838-01 | Xcel Energy | 85 | 13781 | IOU | 03133816 | 36 | Solar |  |  | Interconnected | Trade Secret | Trade | WAT | WAT021 | Commercial | Solar*Rewards | Trade Secret | 2013 | 2013
20263-228838-01 | Xcel Energy | 85 | 13781 | IOU | 04268355 | 3.48 | Solar |  |  | Interconnected | Trade Secret | Trade | FRA | FRA211 | Commercial | Solar*Rewards | Trade Secret | 2021 | 2021
20263-228838-01 | Xcel Energy | 85 | 13781 | IOU | 05368203 | 4.93 | Solar |  |  | Interconnected | Trade Secret | Trade | SOU | SOU081 | Residential | Solar*Rewards | Trade Secret | 2023 | 2023
20263-228838-01 | Xcel Energy | 85 | 13781 | IOU | 06202363 | 5.314 | Solar |  |  | Interconnected | Trade Secret | Trade | STY | STY062 | Residential | Solar*Rewards | Trade Secret | 2025 | 2026
20263-228838-01 | Xcel Energy | 85 | 13781 | IOU | 06004344 | 7.591 | Solar |  |  | Interconnected | Trade Secret | Trade | AFT | AFT314 | Residential | Solar*Rewards | Trade Secret | 2024 | 2025
20263-228838-01 | Xcel Energy | 85 | 13781 | IOU | 06229945 | 2.443 | Solar |  |  | Withdrawn | Trade Secret | Trade | SOU | SOU069 | Residential |  | Trade Secret | 2025
20263-228838-01 | Xcel Energy | 85 | 13781 | IOU | 06253564 | 2.792 | Solar |  |  | Active Application | Trade Secret | Trade | SOU | SOU069 | Residential |  | Trade Secret | 2025
20263-228838-01 | Xcel Energy | 85 | 13781 | IOU | 03134768 | 3.8 | Solar |  |  | Interconnected | Trade Secret | Trade | SOU | SOU069 | Residential | Solar*Rewards | Trade Secret | 2016 | 2016
20263-228838-01 | Xcel Energy | 85 | 13781 | IOU | 05645876 | 2.835 | Solar |  |  | Interconnected | Trade Secret | Trade | WCR | WCR321 | Residential |  | Trade Secret | 2023 | 2024
20263-228838-01 | Xcel Energy | 85 | 13781 | IOU | 06228858 | 99.999 | Solar |  |  | Active Application | Trade Secret | Trade | MEL | MEL062 | Commercial |  | Trade Secret | 2025
20263-228838-01 | Xcel Energy | 85 | 13781 | IOU | 03133587 | 34.185 | Solar |  |  | Interconnected | Trade Secret | Trade | HWW | HWW063 | Commercial | Solar*Rewards | Trade Secret | 2011 | 2012
20263-228838-01 | Xcel Energy | 85 | 13781 | IOU | 06081072 | 50 | Solar |  |  | Interconnected | Trade Secret | Trade | HWW | HWW063 | Commercial |  | Trade Secret | 2025 | 2026
20263-228838-01 |  |  |  |  | OID1946210 |  | Solar |  |  | Withdrawn | Trade Secret | Trade | TWL | TWL066 | Residential | Made in Minnesota |  | 2014
20263-228838-01 | Xcel Energy | 85 | 13781 | IOU | 05747300 | 320 | Solar |  |  | Withdrawn | Trade Secret | Trade | HUG | HUG312 | Commercial |  | Trade Secret | 2024
20263-228838-01 | Xcel Energy | 85 | 13781 | IOU | 06100945 | 5.235 | Solar |  |  | Interconnected | Trade Secret | Trade | APA | APA067 | Residential | Solar*Rewards | Trade Secret | 2025 | 2025
20263-228838-01 | Xcel Energy | 85 | 13781 | IOU | 04083600 | 19.999 | Solar |  |  | Interconnected | Trade Secret | Trade | SAR | SAR021 | Commercial | Solar*Rewards | Trade Secret | 2020 | 2021
20263-228838-01 | Xcel Energy | 85 | 13781 | IOU | 06080133 | 6.08 | Solar |  |  | Active Application | Trade Secret | Trade | BRP | BRP071 | Residential | Solar*Rewards | Trade Secret | 2025
20263-228838-01 | Xcel Energy | 85 | 13781 | IOU | 06321928 | 4.561 | Solar |  |  | Active Application | Trade Secret | Trade | BRP | BRP071 | Residential | Solar*Rewards | Trade Secret | 2026
20263-228838-01 | Xcel Energy | 85 | 13781 | IOU | 05849624 | 5.76 | Solar |  |  | Active Application | Trade Secret | Trade | SMT | SMT061 | Residential | Solar*Rewards | Trade Secret | 2024
20263-228838-01 | Xcel Energy | 85 | 13781 | IOU | 03133283 | 6.46 | Solar |  |  | Interconnected | Trade Secret | Trade | RIV | RIV063 | Commercial | Solar*Rewards | Trade Secret | 2010 | 2011
20263-228838-01 | Xcel Energy | 85 | 13781 | IOU | 05714231 | 7.98 | Solar |  |  | Interconnected | Trade Secret | Trade | WDY | WDY311 | Residential | Solar*Rewards | Trade Secret | 2024 | 2024
20263-228838-01 | Xcel Energy | 85 | 13781 | IOU | 03921914 | 6.98 | Solar |  |  | Interconnected | Trade Secret | Trade | TER | TER062 | Residential | Solar*Rewards | Trade Secret | 2020 | 2020
20263-228838-01 | Xcel Energy | 85 | 13781 | IOU | 05863249 | 5.933 | Solar |  |  | Withdrawn | Trade Secret | Trade | BRP | BRP072 | Residential |  | Trade Secret | 2024
20263-228838-01 | Xcel Energy | 85 | 13781 | IOU | 03129985 | 9.6 | Solar |  |  | Interconnected | Trade Secret | Trade | SCA | SCA021 | Residential | Solar*Rewards | Trade Secret | 2018 | 2019
20263-228838-01 | Xcel Energy | 85 | 13781 | IOU | OID1907174 | 1000 | Solar |  |  | Withdrawn | Trade Secret | Trade | GVW | GVW022 | Commercial | Solar*Rewards | Trade Secret | 2014
20263-228838-01 | Xcel Energy | 85 | 13781 | IOU | 03136306 | 17.6 | Solar |  |  | Withdrawn | Trade Secret | Trade | GVW | GVW022 | Residential | Solar*Rewards | Trade Secret | 2014
20263-228838-01 | Xcel Energy | 85 | 13781 | IOU | 03631542 | 3.36 | Solar |  |  | Interconnected | Trade Secret | Trade | WES | WES073 | Residential | Solar*Rewards | Trade Secret | 2020 | 2020
20263-228838-01 | Xcel Energy | 85 | 13781 | IOU | 06204233 | 4.935 | Solar |  |  | Active Application | Trade Secret | Trade | CGR | CGR064 | Residential | Solar*Rewards | Trade Secret | 2025
20263-228838-01 | Xcel Energy | 85 | 13781 | IOU | 04794114 | 23.51 | Solar |  |  | Interconnected | Trade Secret | Trade | ALK | ALK063 | Commercial | Solar*Rewards | Trade Secret | 2022 | 2023
20263-228838-01 | Xcel Energy | 85 | 13781 | IOU | 04425419 | 4.4 | Solar |  |  | Interconnected | Trade Secret | Trade | WDY | WDY311 | Residential |  | Trade Secret | 2021 | 2021
20263-228838-01 | Xcel Energy | 85 | 13781 | IOU | OID3162846 | 19.88 | Solar |  |  | Withdrawn | Trade Secret | Trade | SIP | SIP073 | Commercial |  | Trade Secret | 2017
20263-228838-01 | Xcel Energy | 85 | 13781 | IOU | 03132204 | 19.88 | Solar |  |  | Interconnected | Trade Secret | Trade | SIP | SIP073 | Commercial | Solar*Rewards | Trade Secret | 2018 | 2018
20263-228838-01 | Xcel Energy | 85 | 13781 | IOU | 06100540 | 6.144 | Solar |  |  | Active Application | Trade Secret | Trade | OAD | OAD071 | Residential |  | Trade Secret | 2025
20263-228838-01 | Xcel Energy | 85 | 13781 | IOU | 06005339 | 3.747 | Solar |  |  | Interconnected | Trade Secret | Trade | SLP | SLP081 | Residential | Solar*Rewards | Trade Secret | 2024 | 2025
20263-228838-01 | Xcel Energy | 85 | 13781 | IOU | 04615109 | 15.232 | Solar |  |  | Interconnected | Trade Secret | Trade | LLK | LLK071 | Commercial |  | Trade Secret | 2021 | 2022
20263-228838-01 | Xcel Energy | 85 | 13781 | IOU | 05639651 | 14.592 | Solar |  |  | Interconnected | Trade Secret | Trade | WTN | WTN062 | Residential |  | Trade Secret | 2024 | 2024
20263-228838-01 | Xcel Energy | 85 | 13781 | IOU | 04998188 | 13 | Solar |  |  | Interconnected | Trade Secret | Trade | MOL | MOL061 | Residential |  | Trade Secret | 2022 | 2022
20263-228838-01 | Xcel Energy | 85 | 13781 | IOU | 06221311 | 8.027 | Solar |  |  | Interconnected | Trade Secret | Trade | MEL | MEL075 | Residential |  | Trade Secret | 2025 | 2026
20263-228838-01 | Xcel Energy | 85 | 13781 | IOU | 03130059 | 4.08 | Solar |  |  | Interconnected | Trade Secret | Trade | TER | TER062 | Residential | Solar*Rewards | Trade Secret | 2018 | 2019
20263-228838-01 | Xcel Energy | 85 | 13781 | IOU | 04883392 | 3.49 | Solar |  |  | Interconnected | Trade Secret | Trade | MDT | MDT071 | Residential | Solar*Rewards | Trade Secret | 2022 | 2023
20263-228838-01 | Xcel Energy | 85 | 13781 | IOU | 03134246 | 10 | Solar |  |  | Interconnected | Trade Secret | Trade | LSP | LSP022 | Residential | Solar*Rewards | Trade Secret | 2015 | 2016
20263-228838-01 | Xcel Energy | 85 | 13781 | IOU | 06195524 | 6.097 | Solar |  |  | Interconnected | Trade Secret | Trade | CHE | CHE064 | Residential | Solar*Rewards | Trade Secret | 2025 | 2025
20263-228838-01 | Xcel Energy | 85 | 13781 | IOU | 04041206 | 6.6 | Solar |  |  | Interconnected | Trade Secret | Trade | FRM | FRM062 | Residential | Solar*Rewards | Trade Secret | 2020 | 2021
20263-228838-01 | Xcel Energy | 85 | 13781 | IOU | 03964617 | 6.6 | Solar |  |  | Active Application | Trade Secret | Trade | FRM | FRM062 | Residential | Solar*Rewards | Trade Secret | 2020
20263-228838-01 | Xcel Energy | 85 | 13781 | IOU | 06080165 | 7.971 | Solar |  |  | Interconnected | Trade Secret | Trade | MOL | MOL078 | Residential | Solar*Rewards | Trade Secret | 2025 | 2025
20263-228838-01 | Xcel Energy | 85 | 13781 | IOU | 03130669 | 6 | Solar |  |  | Interconnected | Trade Secret | Trade | SOU | SOU072 | Residential | Solar*Rewards | Trade Secret | 2016 | 2017
20263-228838-01 | Xcel Energy | 85 | 13781 | IOU | 05250985 | 15.66 | Solar |  |  | Active Application | Trade Secret | Trade | EDA | EDA074 | Residential |  | Trade Secret | 2022
20263-228838-01 | Xcel Energy | 85 | 13781 | IOU | 04050248 | 6 | Solar |  |  | Active Application | Trade Secret | Trade | ECK | ECK081 | Commercial | Solar*Rewards | Trade Secret | 2020
20263-228838-01 | Xcel Energy | 85 | 13781 | IOU | 04923788 | 6.98 | Solar |  | X | Active Application | Trade Secret | Trade | SCA | SCA021 | Residential | Solar*Rewards | Trade Secret | 2022
20263-228838-01 | Xcel Energy | 85 | 13781 | IOU | 04793732 | 29.02 | Solar |  |  | Withdrawn | Trade Secret | Trade | CGR | CGR064 | Commercial | Solar*Rewards | Trade Secret | 2022
20263-228838-01 | Xcel Energy | 85 | 13781 | IOU | 05330076 | 12.6 | Solar |  | X | Interconnected | Trade Secret | Trade | FSL | FSL311 | Residential |  | Trade Secret | 2023 | 2023
20263-228838-01 | Xcel Energy | 85 | 13781 | IOU | 04991904 | 7.68 | Solar |  |  | Interconnected | Trade Secret | Trade | FSL | FSL311 | Residential | Solar*Rewards | Trade Secret | 2022 | 2022
20263-228838-01 | Xcel Energy | 85 | 13781 | IOU | 04879420 | 5.584 | Solar |  |  | Interconnected | Trade Secret | Trade | GNL | GNL063 | Residential | Solar*Rewards | Trade Secret | 2022 | 2023
20263-228838-01 | Xcel Energy | 85 | 13781 | IOU | 04041708 | 3.3 | Solar |  |  | Interconnected | Trade Secret | Trade | RMT | RMT321 | Residential |  | Trade Secret | 2020 | 2021
20263-228838-01 | Xcel Energy | 85 | 13781 | IOU | 05246587 | 19.14 | Solar |  |  | Interconnected | Trade Secret | Trade | ALK | ALK063 | Residential |  | Trade Secret | 2022 | 2023
20263-228838-01 | Xcel Energy | 85 | 13781 | IOU | 03886066 | 11.39 | Solar |  |  | Interconnected | Trade Secret | Trade | MTW | MTW021 | Residential | Solar*Rewards | Trade Secret | 2020 | 2021
20263-228838-01 |  |  |  |  | 04759186 |  | Solar |  |  | Active Application | Trade Secret | Trade | EKO | EKO021 | Residential | Solar*Rewards |  | 2021
20263-228838-01 | Xcel Energy | 85 | 13781 | IOU | 03133883 | 9.1 | Solar |  |  | Interconnected | Trade Secret | Trade | EXC | EXC062 | Residential | Made in Minnesota | Trade Secret | 2014 | 2014
20263-228838-01 | Xcel Energy | 85 | 13781 | IOU | 05515372 | 10.752 | Solar |  |  | Interconnected | Trade Secret | Trade | LOK | LOK093 | Residential |  | Trade Secret | 2023 | 2023
20263-228838-01 | Xcel Energy | 85 | 13781 | IOU | OID2094366 | 10.08 | Solar |  |  | Withdrawn | Trade Secret | Trade | DPN | DPN073 | Residential | Solar*Rewards | Trade Secret | 2014
20263-228838-01 | Xcel Energy | 85 | 13781 | IOU | 06199684 | 11.5 | Storage |  |  | Interconnected | Trade Secret | Trade | DPN | DPN073 | Residential |  | Trade Secret | 2025 | 2026
20263-228838-01 | Xcel Energy | 85 | 13781 | IOU | 03134266 | 0.24 | Solar |  |  | Interconnected | Trade Secret | Trade | DPN | DPN073 | Residential | Made in Minnesota | Trade Secret | 2015 | 2015
20263-228838-01 | Xcel Energy | 85 | 13781 | IOU | 03132183 | 3.747 | Solar |  |  | Interconnected | Trade Secret | Trade | TER | TER071 | Residential | Solar*Rewards | Trade Secret | 2018 | 2018
20263-228838-01 | Xcel Energy | 85 | 13781 | IOU | 03134235 | 3.8 | Solar |  |  | Interconnected | Trade Secret | Trade | HWW | HWW062 | Residential | Made in Minnesota | Trade Secret | 2015 | 2015
20263-228838-01 | Xcel Energy | 85 | 13781 | IOU | 05227330 | 8.376 | Solar |  |  | Interconnected | Trade Secret | Trade | HOL | HOL061 | Residential |  | Trade Secret | 2022 | 2018
20263-228838-01 | Xcel Energy | 85 | 13781 | IOU | 05381413 | 2.9 | Solar |  |  | Interconnected | Trade Secret | Trade | DPN | DPN061 | Residential |  | Trade Secret | 2023 | 2023
20263-228838-01 | Xcel Energy | 85 | 13781 | IOU | 05251503 | 13.63 | Solar |  |  | Interconnected | Trade Secret | Trade | MPK | MPK074 | Residential |  | Trade Secret | 2022 | 2023
20263-228838-01 | Xcel Energy | 85 | 13781 | IOU | 05356672 | 6.3 | Solar |  |  | Interconnected | Trade Secret | Trade | MPK | MPK074 | Residential | Solar*Rewards | Trade Secret | 2023 | 2023
20263-228838-01 | Xcel Energy | 85 | 13781 | IOU | 04830725 | 13.96 | Solar |  |  | Active Application | Trade Secret | Trade | LCR | LCR311 | Residential | Solar*Rewards | Trade Secret | 2022
20263-228838-01 | Xcel Energy | 85 | 13781 | IOU | 04454118 | 13.96 | Solar |  |  | Active Application | Trade Secret | Trade | LCR | LCR311 | Residential | Solar*Rewards | Trade Secret | 2021
20263-228838-01 | Xcel Energy | 85 | 13781 | IOU | 04802781 | 6.282 | Solar |  |  | Interconnected | Trade Secret | Trade | SHP | SHP062 | Residential | Solar*Rewards | Trade Secret | 2022 | 2022
20263-228838-01 | Xcel Energy | 85 | 13781 | IOU | 05937084 | 5.76 | Solar |  |  | Withdrawn | Trade Secret | Trade | PAT | PAT313 | Residential |  | Trade Secret | 2024
20263-228838-01 | Xcel Energy | 85 | 13781 | IOU | 03134998 | 39.76 | Solar |  |  | Interconnected | Trade Secret | Trade | WTN | WTN061 | Commercial | Made in Minnesota | Trade Secret | 2016 | 2016
20263-228838-01 |  |  |  |  | 03129786 |  | Solar |  |  | Active Application | Trade Secret | Trade | WTN | WTN061 | Commercial |  |  | 2015
20263-228838-01 | Xcel Energy | 85 | 13781 | IOU | 04302359 | 8.41 | Solar |  |  | Active Application | Trade Secret | Trade | HSN | HSN311 | Residential | Solar*Rewards | Trade Secret | 2021
20263-228838-01 | Xcel Energy | 85 | 13781 | IOU | 03129692 | 27.59 | Solar |  |  | Interconnected | Trade Secret | Trade | RNV | RNV021 | Residential | Solar*Rewards | Trade Secret | 2018 | 2020
20263-228838-01 | Xcel Energy | 85 | 13781 | IOU | OID3327956 | 27.59 | Solar |  |  | Withdrawn | Trade Secret | Trade | RNV | RNV021 | Residential | Solar*Rewards | Trade Secret | 2018
20263-228838-01 | Xcel Energy | 85 | 13781 | IOU | OID3437979 | 19.99 | Solar |  |  | Withdrawn | Trade Secret | Trade | RNV | RNV021 | Residential |  | Trade Secret | 2018
20263-228838-01 | Xcel Energy | 85 | 13781 | IOU | OID3489530 | 29.985 | Solar |  |  | Withdrawn | Trade Secret | Trade | RNV | RNV021 | Residential | Solar*Rewards | Trade Secret | 2018
20263-228838-01 | Xcel Energy | 85 | 13781 | IOU | OID3490241 | 39.98 | Solar |  |  | Withdrawn | Trade Secret | Trade | RNV | RNV021 | Residential |  | Trade Secret | 2018
20263-228838-01 | Xcel Energy | 85 | 13781 | IOU | 06099895 | 77.3 | Solar |  |  | Active Application | Trade Secret | Trade | DBL | DBL064 | Commercial |  | Trade Secret | 2025
20263-228838-01 | Xcel Energy | 85 | 13781 | IOU | SRO27329 | 9.46 | Solar |  |  | Withdrawn | Trade Secret | Trade | RAM | RAM064 | Residential | Solar*Rewards | Trade Secret | 2012
20263-228838-01 | Xcel Energy | 85 | 13781 | IOU | 03133797 | 9.245 | Solar |  |  | Interconnected | Trade Secret | Trade | RAM | RAM064 | Residential | Solar*Rewards | Trade Secret | 2013 | 2013
20263-228838-01 | Xcel Energy | 85 | 13781 | IOU | OID3284876 | 9.94 | Solar |  |  | Withdrawn | Trade Secret | Trade | LEX | LEX075 | Residential | Solar*Rewards | Trade Secret | 2018
20263-228838-01 | Xcel Energy | 85 | 13781 | IOU | 05720748 | 11.34 | Solar |  |  | Interconnected | Trade Secret | Trade | RAM | RAM071 | Residential |  | Trade Secret | 2024 | 2024
20263-228838-01 | Xcel Energy | 85 | 13781 | IOU | 04899380 | 39.99 | Solar |  |  | Interconnected | Trade Secret | Trade | MPK | MPK075 | Commercial |  | Trade Secret | 2022 | 2023
20263-228838-01 | Xcel Energy | 85 | 13781 | IOU | 06043395 | 11.393 | Solar |  |  | Interconnected | Trade Secret | Trade | GNL | GNL061 | Residential |  | Trade Secret | 2024 | 2025
20263-228838-01 | Xcel Energy | 85 | 13781 | IOU | 04794258 | 5.51 | Solar |  |  | Interconnected | Trade Secret | Trade | WIL | WIL061 | Residential | Solar*Rewards | Trade Secret | 2022 | 2022
20263-228838-01 | Xcel Energy | 85 | 13781 | IOU | 04552060 | 7.25 | Solar |  | X | Interconnected | Trade Secret | Trade | TWL | TWL073 | Residential |  | Trade Secret | 2021 | 2021
20263-228838-01 | Xcel Energy | 85 | 13781 | IOU | 06142720 | 17.28 | Solar |  |  | Interconnected | Trade Secret | Trade | HUG | HUG321 | Residential | Solar*Rewards | Trade Secret | 2025 | 2025
20263-228838-01 | Xcel Energy | 85 | 13781 | IOU | 06298479 | 14.3 | Storage |  |  | Active Application | Trade Secret | Trade | HUG | HUG321 | Residential |  | Trade Secret | 2025
20263-228838-01 | Xcel Energy | 85 | 13781 | IOU | 03131495 | 3.8 | Solar |  |  | Interconnected | Trade Secret | Trade | SLP | SLP085 | Residential | Solar*Rewards | Trade Secret | 2017 | 2017
20263-228838-01 | Xcel Energy | 85 | 13781 | IOU | 06322053 | 9.12 | Solar |  |  | Active Application | Trade Secret | Trade | ECK | ECK322 | Residential | Solar*Rewards | Trade Secret | 2026
20263-228838-01 | Xcel Energy | 85 | 13781 | IOU | 06155372 | 7.6 | Solar |  |  | Withdrawn | Trade Secret | Trade | VMR | VMR062 | Residential | Solar*Rewards | Trade Secret | 2025
20263-228838-01 | Xcel Energy | 85 | 13781 | IOU | 06182247 | 7.6 | Solar |  |  | Interconnected | Trade Secret | Trade | ESW | ESW081 | Residential | Solar*Rewards | Trade Secret | 2025 | 2025
20263-228838-01 | Xcel Energy | 85 | 13781 | IOU | 04873606 | 8.41 | Solar |  |  | Interconnected | Trade Secret | Trade | WCR | WCR311 | Residential | Solar*Rewards | Trade Secret | 2022 | 2023
20263-228838-01 | Xcel Energy | 85 | 13781 | IOU | 05766269 | 250 | Solar |  |  | Active Application | Trade Secret | Trade | HAS | HAS023 | Commercial |  | Trade Secret | 2024
20263-228838-01 | Xcel Energy | 85 | 13781 | IOU | 03132846 | 5 | Solar |  |  | Interconnected | Trade Secret | Trade | SOU | SOU083 | Residential | Solar*Rewards | Trade Secret | 2018 | 2018
20263-228838-01 | Xcel Energy | 85 | 13781 | IOU | 03134463 | 10.01 | Solar |  |  | Interconnected | Trade Secret | Trade | NOF | NOF061 | Residential | Solar*Rewards | Trade Secret | 2015 | 2015
20263-228838-01 | Xcel Energy | 85 | 13781 | IOU | 05357454 | 10.15 | Solar |  |  | Interconnected | Trade Secret | Trade | GLK | GLK074 | Residential | Solar*Rewards | Trade Secret | 2023 | 2023
20263-228838-01 | Xcel Energy | 85 | 13781 | IOU | 05963315 | 7.22 | Solar |  |  | Active Application | Trade Secret | Trade | IDA | IDA062 | Residential | Solar*Rewards | Trade Secret | 2025
20263-228838-01 | Xcel Energy | 85 | 13781 | IOU | 06321873 | 4.561 | Solar |  |  | Active Application | Trade Secret | Trade | IDA | IDA062 | Residential | Solar*Rewards | Trade Secret | 2026
20263-228838-01 | Xcel Energy | 85 | 13781 | IOU | 05507828 | 14.852 | Solar |  |  | Interconnected | Trade Secret | Trade | CGR | CGR063 | Residential | Solar*Rewards | Trade Secret | 2023 | 2023
20263-228838-01 | Xcel Energy | 85 | 13781 | IOU | 03130426 | 19.999 | Solar |  |  | Interconnected | Trade Secret | Trade | CDV | CDV072 | Commercial | Solar*Rewards | Trade Secret | 2018 | 2019
20263-228838-01 | Xcel Energy | 85 | 13781 | IOU | 03131617 | 19.999 | Solar |  |  | Interconnected | Trade Secret | Trade | CDV | CDV072 | Commercial | Solar*Rewards | Trade Secret | 2017 | 2018
20263-228838-01 | Xcel Energy | 85 | 13781 | IOU | 05191478 | 8.32 | Solar |  |  | Withdrawn | Trade Secret | Trade | MHW | MHW311 | Residential |  | Trade Secret | 2022
20263-228838-01 | Xcel Energy | 85 | 13781 | IOU | 03134437 | 3.84 | Solar |  |  | Interconnected | Trade Secret | Trade | HWW | HWW072 | Residential | Made in Minnesota | Trade Secret | 2015 | 2015
20263-228838-01 | Xcel Energy | 85 | 13781 | IOU | OID2290256 | 60.8 | Solar |  |  | Withdrawn | Trade Secret | Trade | HWW | HWW072 | Residential | Solar*Rewards | Trade Secret | 2015
20263-228838-01 | Xcel Energy | 85 | 13781 | IOU | 05951901 | 5.8 | Solar |  |  | Interconnected | Trade Secret | Trade | ALD | ALD076 | Residential | Solar*Rewards | Trade Secret | 2024 | 2024
20263-228838-01 | Xcel Energy | 85 | 13781 | IOU | 06171854 | 5.76 | Solar |  |  | Active Application | Trade Secret | Trade | MPK | MPK068 | Residential | Solar*Rewards | Trade Secret | 2025
20263-228838-01 | Xcel Energy | 85 | 13781 | IOU | 06214076 | 6.097 | Solar |  |  | Active Application | Trade Secret | Trade | RAM | RAM077 | Residential |  | Trade Secret | 2025
20263-228838-01 | Xcel Energy | 85 | 13781 | IOU | 04842732 | 6.98 | Solar |  |  | Interconnected | Trade Secret | Trade | SLP | SLP087 | Commercial | Solar*Rewards | Trade Secret | 2022 | 2022
20263-228838-01 | Xcel Energy | 85 | 13781 | IOU | 03133236 | 14 | Solar |  |  | Interconnected | Trade Secret | Trade | SLP | SLP087 | Commercial | Solar*Rewards | Trade Secret | 2010 | 2010
20263-228838-01 | Xcel Energy | 85 | 13781 | IOU | 06226201 | 7.329 | Solar |  |  | Active Application | Trade Secret | Trade | EDA | EDA067 | Commercial |  | Trade Secret | 2025
20263-228838-01 | Xcel Energy | 85 | 13781 | IOU | 03134976 | 10 | Solar |  |  | Interconnected | Trade Secret | Trade | MPN | MPN081 | Residential | Solar*Rewards | Trade Secret | 2016 | 2016
20263-228838-01 | Xcel Energy | 85 | 13781 | IOU | 03133271 | 9.995 | Solar |  |  | Interconnected | Trade Secret | Trade | KOL | KOL073 | Commercial | Solar*Rewards | Trade Secret | 2010 | 2011
20263-228838-01 | Xcel Energy | 85 | 13781 | IOU | 05408279 | 3.9 | Solar |  |  | Interconnected | Trade Secret | Trade | SOU | SOU060 | Residential |  | Trade Secret | 2023 | 2023
20263-228838-01 | Xcel Energy | 85 | 13781 | IOU | 05619841 | 9.6 | Solar |  |  | Interconnected | Trade Secret | Trade | WCR | WCR061 | Residential |  | Trade Secret | 2023 | 2023
20263-228838-01 | Xcel Energy | 85 | 13781 | IOU | SRO19154 | 34.2 | Solar |  |  | Withdrawn | Trade Secret | Trade | BEL | BEL061 | Commercial | Solar*Rewards | Trade Secret | 2011
20263-228838-01 | Xcel Energy | 85 | 13781 | IOU | 04293887 | 5.054 | Solar |  |  | Interconnected | Trade Secret | Trade | MPK | MPK083 | Residential | Solar*Rewards | Trade Secret | 2021 | 2021
20263-228838-01 | Xcel Energy | 85 | 13781 | IOU | 03583647 | 4.8 | Solar |  |  | Interconnected | Trade Secret | Trade | WIL | WIL079 | Residential | Solar*Rewards | Trade Secret | 2020 | 2020
20263-228838-01 |  |  |  |  | 03510159 |  | Solar |  |  | Active Application | Trade Secret | Trade | WIL | WIL079 | Residential | Solar*Rewards |  | 2019
20263-228838-01 |  |  |  |  | 03580915 |  | Solar |  |  | Active Application | Trade Secret | Trade | WIL | WIL079 | Residential | Solar*Rewards |  | 2020
20263-228838-01 | Xcel Energy | 85 | 13781 | IOU | 04793673 | 12.5 | Solar |  |  | Interconnected | Trade Secret | Trade | WOB | WOB021 | Residential | Solar*Rewards | Trade Secret | 2022 | 2024
20263-228838-01 | Xcel Energy | 85 | 13781 | IOU | 06091422 | 14.976 | Solar |  |  | Interconnected | Trade Secret | Trade | HWW | HWW062 | Residential | Solar*Rewards | Trade Secret | 2025 | 2025
20263-228838-01 | Xcel Energy | 85 | 13781 | IOU | 06075059 | 5.052 | Solar |  |  | Interconnected | Trade Secret | Trade | WES | WES073 | Residential | Solar*Rewards | Trade Secret | 2025 | 2025
20263-228838-01 | Xcel Energy | 85 | 13781 | IOU | 04417992 | 1.45 | Solar |  |  | Interconnected | Trade Secret | Trade | SOU | SOU075 | Residential | Solar*Rewards | Trade Secret | 2021 | 2022
20263-228838-01 | Xcel Energy | 85 | 13781 | IOU | 05959632 | 17.799 | Solar |  |  | Interconnected | Trade Secret | Trade | GRC | GRC312 | Residential | Solar*Rewards | Trade Secret | 2024 | 2025
20263-228838-01 | Xcel Energy | 85 | 13781 | IOU | 04413681 | 9.994 | Solar |  |  | Interconnected | Trade Secret | Trade | HWW | HWW074 | Residential | Solar*Rewards | Trade Secret | 2021 | 2021
20263-228838-01 | Xcel Energy | 85 | 13781 | IOU | OID3093505 | 19.999 | Solar |  |  | Withdrawn | Trade Secret | Trade | OAD | OAD071 | Commercial | Solar*Rewards | Trade Secret | 2017
20263-228838-01 | Xcel Energy | 85 | 13781 | IOU | 03130344 | 4.06 | Solar |  |  | Interconnected | Trade Secret | Trade | RIV | RIV061 | Residential | Solar*Rewards | Trade Secret | 2019 | 2019
20263-228838-01 | Xcel Energy | 85 | 13781 | IOU | 05402799 | 8.7 | Solar |  |  | Interconnected | Trade Secret | Trade | EXC | EXC062 | Residential |  | Trade Secret | 2023 | 2023
20263-228838-01 | Xcel Energy | 85 | 13781 | IOU | OID3926285 | 3.747 | Solar |  |  | Withdrawn | Trade Secret | Trade | ALD | ALD076 | Residential | Solar*Rewards | Trade Secret | 2019
20263-228838-01 | Xcel Energy | 85 | 13781 | IOU | 03535538 | 3.747 | Solar |  |  | Active Application | Trade Secret | Trade | ALD | ALD076 | Residential | Solar*Rewards | Trade Secret | 2020
20263-228838-01 | Xcel Energy | 85 | 13781 | IOU | 05992344 | 29.982 | Solar |  |  | Active Application | Trade Secret | Trade | SOU | SOU075 | Commercial |  | Trade Secret | 2024
20263-228838-01 | Xcel Energy | 85 | 13781 | IOU | 05752383 | 5.85 | Solar |  |  | Interconnected | Trade Secret | Trade | RPL | RPL061 | Residential | Solar*Rewards | Trade Secret | 2024 | 2024
20263-228838-01 | Xcel Energy | 85 | 13781 | IOU | 05960713 | 16.055 | Solar |  | X | Interconnected | Trade Secret | Trade | SOU | SOU086 | Residential |  | Trade Secret | 2024 | 2025
20263-228838-01 | Xcel Energy | 85 | 13781 | IOU | 04444733 | 5.22 | Solar |  |  | Interconnected | Trade Secret | Trade | MPK | MPK087 | Residential | Solar*Rewards | Trade Secret | 2021 | 2022
20263-228838-01 | Xcel Energy | 85 | 13781 | IOU | 03134840 | 7.63 | Solar |  |  | Interconnected | Trade Secret | Trade | LEX | LEX332 | Residential | Made in Minnesota | Trade Secret | 2016 | 2016
20263-228838-01 | Xcel Energy | 85 | 13781 | IOU | OID2425614 | 6 | Solar |  |  | Withdrawn | Trade Secret | Trade | LEX | LEX332 | Residential | Solar*Rewards | Trade Secret | 2015
20263-228838-01 | Xcel Energy | 85 | 13781 | IOU | 05445493 | 6.825 | Solar |  |  | Interconnected | Trade Secret | Trade | HUG | HUG321 | Residential | Solar*Rewards | Trade Secret | 2023 | 2023
20263-228838-01 | Xcel Energy | 85 | 13781 | IOU | 03133561 | 3 | Solar |  |  | Interconnected | Trade Secret | Trade | TER | TER061 | Residential | Solar*Rewards | Trade Secret | 2011 | 2012
20263-228838-01 | Xcel Energy | 85 | 13781 | IOU | SRO22425 | 30 | Solar |  |  | Withdrawn | Trade Secret | Trade | RLK | RLK079 | Commercial | Solar*Rewards | Trade Secret | 2012
20263-228838-01 | Xcel Energy | 85 | 13781 | IOU | 06124838 | 3.037 | Solar |  |  | Interconnected | Trade Secret | Trade | WES | WES073 | Residential |  | Trade Secret | 2025 | 2025
20263-228838-01 | Xcel Energy | 85 | 13781 | IOU | 03133031 | 9.994 | Solar |  |  | Interconnected | Trade Secret | Trade | WSG | WSG361 | Residential | Solar*Rewards | Trade Secret | 2018 | 2019
20263-228838-01 | Xcel Energy | 85 | 13781 | IOU | 04455092 | 3.48 | Solar |  |  | Active Application | Trade Secret | Trade | RPL | RPL064 | Residential | Solar*Rewards | Trade Secret | 2021
20263-228838-01 | Xcel Energy | 85 | 13781 | IOU | 05752700 | 240 | Solar |  |  | Active Application | Trade Secret | Trade | BCR | BCR083 | Commercial |  | Trade Secret | 2024
20263-228838-01 | Xcel Energy | 85 | 13781 | IOU | 05812634 | 120 | Solar |  |  | Active Application | Trade Secret | Trade | BCR | BCR083 | Commercial |  | Trade Secret | 2024
20263-228838-01 | Xcel Energy | 85 | 13781 | IOU | 05814848 | 99.9 | Solar |  |  | Withdrawn | Trade Secret | Trade | BCR | BCR083 | Commercial |  | Trade Secret | 2024
20263-228838-01 | Xcel Energy | 85 | 13781 | IOU | OID2989825 | 9.94 | Solar |  |  | Withdrawn | Trade Secret | Trade | MEL | MEL081 | Residential | Made in Minnesota | Trade Secret | 2017
20263-228838-01 | Xcel Energy | 85 | 13781 | IOU | 03132838 | 7.616 | Solar |  |  | Interconnected | Trade Secret | Trade | MEL | MEL081 | Residential | Made in Minnesota | Trade Secret | 2018 | 2018
20263-228838-01 | Xcel Energy | 85 | 13781 | IOU | 03134773 | 6 | Solar |  |  | Interconnected | Trade Secret | Trade | CEL | CEL066 | Residential | Solar*Rewards | Trade Secret | 2016 | 2016
20263-228838-01 | Xcel Energy | 85 | 13781 | IOU | 05788442 | 9.765 | Solar |  |  | Interconnected | Trade Secret | Trade | RPO | RPO312 | Residential | Solar*Rewards | Trade Secret | 2024 | 2024
20263-228838-01 | Xcel Energy | 85 | 13781 | IOU | OID3568191 | 34.44 | Solar |  |  | Withdrawn | Trade Secret | Trade | GNL | GNL062 | Commercial | Solar*Rewards | Trade Secret | 2018
20263-228838-01 | Xcel Energy | 85 | 13781 | IOU | OID3568190 | 34.44 | Solar |  |  | Withdrawn | Trade Secret | Trade | GNL | GNL062 | Commercial | Solar*Rewards | Trade Secret | 2018
20263-228838-01 | Xcel Energy | 85 | 13781 | IOU | 06222688 | 4.64 | Solar |  |  | Interconnected | Trade Secret | Trade | APA | APA077 | Residential |  | Trade Secret | 2025 | 2025
20263-228838-01 | Xcel Energy | 85 | 13781 | IOU | 06200946 | 4.645 | Solar |  |  | Withdrawn | Trade Secret | Trade | APA | APA077 | Residential | Solar*Rewards | Trade Secret | 2025
20263-228838-01 |  |  |  |  | OID2727117 |  | Wind |  |  | Withdrawn | Trade Secret | Trade | MPK | MPK086 | Residential |  |  | 2016
20263-228838-01 | Xcel Energy | 85 | 13781 | IOU | 03862425 | 9.994 | Solar |  |  | Interconnected | Trade Secret | Trade | WIL | WIL071 | Residential | Solar*Rewards | Trade Secret | 2020 | 2020
20263-228838-01 | Xcel Energy | 85 | 13781 | IOU | 04424715 | 3.48 | Solar |  | X | Interconnected | Trade Secret | Trade | TWL | TWL081 | Residential | Solar*Rewards | Trade Secret | 2021 | 2021
20263-228838-01 | Xcel Energy | 85 | 13781 | IOU | 04402672 | 8.64 | Solar |  |  | Interconnected | Trade Secret | Trade | HAS | HAS022 | Residential | Solar*Rewards | Trade Secret | 2021 | 2021
20263-228838-01 | Xcel Energy | 85 | 13781 | IOU | 04170341 | 6 | Solar |  |  | Active Application | Trade Secret | Trade | HAS | HAS022 | Residential | Solar*Rewards | Trade Secret | 2020
20263-228838-01 | Xcel Energy | 85 | 13781 | IOU | 04615139 | 5.22 | Solar |  |  | Interconnected | Trade Secret | Trade | APA | APA075 | Residential |  | Trade Secret | 2021 | 2022
20263-228838-01 | Xcel Energy | 85 | 13781 | IOU | 05553579 | 4.35 | Solar |  |  | Active Application | Trade Secret | Trade | TWL | TWL063 | Residential |  | Trade Secret | 2023
20263-228838-01 | Xcel Energy | 85 | 13781 | IOU | 04414542 | 7.616 | Solar |  |  | Active Application | Trade Secret | Trade | MPK | MPK082 | Residential |  | Trade Secret | 2021
20263-228838-01 | Xcel Energy | 85 | 13781 | IOU | OID3245783 | 5 | Solar |  |  | Withdrawn | Trade Secret | Trade | UPP | UPP085 | Residential | Made in Minnesota | Trade Secret | 2017
20263-228838-01 | Xcel Energy | 85 | 13781 | IOU | 03132585 | 5 | Solar |  |  | Interconnected | Trade Secret | Trade | UPP | UPP085 | Residential | Made in Minnesota | Trade Secret | 2018 | 2018
20263-228838-01 | Xcel Energy | 85 | 13781 | IOU | 03135102 | 6.24 | Solar |  |  | Interconnected | Trade Secret | Trade | MPK | MPK074 | Residential | Solar*Rewards | Trade Secret | 2016 | 2017
20263-228838-01 | Xcel Energy | 85 | 13781 | IOU | 05458879 | 25.432 | Solar |  |  | Interconnected | Trade Secret | Trade | SAK | SAK312 | Commercial |  | Trade Secret | 2023 | 2024
20263-228838-01 | Xcel Energy | 85 | 13781 | IOU | 05287237 | 25.432 | Solar |  |  | Withdrawn | Trade Secret | Trade | SAK | SAK312 | Commercial | Solar*Rewards | Trade Secret | 2022
20263-228838-01 | Xcel Energy | 85 | 13781 | IOU | 04831141 | 3.839 | Solar |  |  | Interconnected | Trade Secret | Trade | SOU | SOU086 | Residential | Solar*Rewards | Trade Secret | 2022 | 2023
20263-228838-01 | Xcel Energy | 85 | 13781 | IOU | 06057796 | 37.3 | Solar |  |  | Active Application | Trade Secret | Trade | SOU | SOU064 | Commercial | Solar*Rewards | Trade Secret | 2025
20263-228838-01 | Xcel Energy | 85 | 13781 | IOU | 04596997 | 15.232 | Solar |  |  | Withdrawn | Trade Secret | Trade | ECK | ECK082 | Residential |  | Trade Secret | 2021
20263-228838-01 | Xcel Energy | 85 | 13781 | IOU | 06249393 | 9.984 | Solar |  |  | Active Application | Trade Secret | Trade | WIL | WIL073 | Residential |  | Trade Secret | 2025
20263-228838-01 | Xcel Energy | 85 | 13781 | IOU | 03130270 | 2.962 | Solar |  |  | Interconnected | Trade Secret | Trade | SLP | SLP076 | Residential | Solar*Rewards | Trade Secret | 2019 | 2019
20263-228838-01 | Xcel Energy | 85 | 13781 | IOU | 05933238 | 5.052 | Solar |  |  | Interconnected | Trade Secret | Trade | SCL | SCL313 | Residential |  | Trade Secret | 2024 | 2025
20263-228838-01 | Xcel Energy | 85 | 13781 | IOU | 05601754 | 2.52 | Solar |  |  | Interconnected | Trade Secret | Trade | BRP | BRP072 | Residential |  | Trade Secret | 2023 | 2023
20263-228838-01 | Xcel Energy | 85 | 13781 | IOU | 05974452 | 5.314 | Solar |  |  | Withdrawn | Trade Secret | Trade | LIN | LIN022 | Residential |  | Trade Secret | 2024
20263-228838-01 | Xcel Energy | 85 | 13781 | IOU | 04921850 | 13.611 | Solar |  |  | Interconnected | Trade Secret | Trade | DHL | DHL061 | Residential | Solar*Rewards | Trade Secret | 2022 | 2022
20263-228838-01 | Xcel Energy | 85 | 13781 | IOU | 06212396 | 11.5 | Storage |  |  | Interconnected | Trade Secret | Trade | DHL | DHL061 | Residential |  | Trade Secret | 2025 | 2026
20263-228838-01 | Xcel Energy | 85 | 13781 | IOU | 05773653 | 6.528 | Solar |  |  | Interconnected | Trade Secret | Trade | WES | WES065 | Residential | Solar*Rewards | Trade Secret | 2024 | 2025
20263-228838-01 | Xcel Energy | 85 | 13781 | IOU | 05742756 | 6.528 | Solar |  |  | Withdrawn | Trade Secret | Trade | WES | WES065 | Residential |  | Trade Secret | 2024
20263-228838-01 | Xcel Energy | 85 | 13781 | IOU | 03132830 | 3.8 | Solar |  |  | Interconnected | Trade Secret | Trade | ALD | ALD073 | Residential | Solar*Rewards | Trade Secret | 2018 | 2019
20263-228838-01 | Xcel Energy | 85 | 13781 | IOU | 03156372 | 7.616 | Solar |  |  | Interconnected | Trade Secret | Trade | TER | TER071 | Residential | Solar*Rewards | Trade Secret | 2019 | 2019
20263-228838-01 | Xcel Energy | 85 | 13781 | IOU | 05972674 | 15 | Storage |  |  | Withdrawn | Trade Secret | Trade | ESW | ESW062 | Residential |  | Trade Secret | 2024
20263-228838-01 | Xcel Energy | 85 | 13781 | IOU | 06018458 | 5.052 | Solar |  |  | Withdrawn | Trade Secret | Trade | ESW | ESW062 | Residential |  | Trade Secret | 2024
20263-228838-01 | Xcel Energy | 85 | 13781 | IOU | 06018511 | 5.052 | Solar |  |  | Withdrawn | Trade Secret | Trade | ESW | ESW062 | Residential | Solar*Rewards | Trade Secret | 2024
20263-228838-01 | Xcel Energy | 85 | 13781 | IOU | 06019931 | 15 | Storage |  |  | Active Application | Trade Secret | Trade | ESW | ESW062 | Residential |  | Trade Secret | 2024
20263-228838-01 | Xcel Energy | 85 | 13781 | IOU | 06072111 | 15 | Storage |  |  | Withdrawn | Trade Secret | Trade | ESW | ESW062 | Residential |  | Trade Secret | 2025
20263-228838-01 | Xcel Energy | 85 | 13781 | IOU | 03132303 | 5 | Solar |  |  | Interconnected | Trade Secret | Trade | ESW | ESW062 | Residential | Solar*Rewards | Trade Secret | 2018 | 2018
20263-228838-01 | Xcel Energy | 85 | 13781 | IOU | 04289765 | 13.741 | Solar |  |  | Interconnected | Trade Secret | Trade | SCL | SCL312 | Residential | Solar*Rewards | Trade Secret | 2021 | 2021
20263-228838-01 | Xcel Energy | 85 | 13781 | IOU | 05185920 | 15.232 | Solar |  |  | Active Application | Trade Secret | Trade | HUG | HUG321 | Residential |  | Trade Secret | 2022
20263-228838-01 | Xcel Energy | 85 | 13781 | IOU | 04140700 | 4.4 | Solar |  |  | Interconnected | Trade Secret | Trade | RMT | RMT321 | Residential | Solar*Rewards | Trade Secret | 2020 | 2020
20263-228838-01 | Xcel Energy | 85 | 13781 | IOU | 06310312 | 7.216 | Solar |  |  | Active Application | Trade Secret | Trade | SOU | SOU069 | Residential |  | Trade Secret | 2026
20263-228838-01 | Xcel Energy | 85 | 13781 | IOU | 03134717 | 40 | Solar |  |  | Interconnected | Trade Secret | Trade | LCR | LCR311 | Commercial | Made in Minnesota | Trade Secret | 2015 | 2016
20263-228838-01 | Xcel Energy | 85 | 13781 | IOU | 05390550 | 7.83 | Solar |  |  | Withdrawn | Trade Secret | Trade | RLK | RLK072 | Residential |  | Trade Secret | 2023
20263-228838-01 | Xcel Energy | 85 | 13781 | IOU | 05360523 | 6.38 | Solar |  |  | Withdrawn | Trade Secret | Trade | RLK | RLK072 | Residential | Solar*Rewards | Trade Secret | 2023
20263-228838-01 | Xcel Energy | 85 | 13781 | IOU | 05399065 | 6.38 | Solar |  |  | Interconnected | Trade Secret | Trade | RLK | RLK072 | Residential | Solar*Rewards | Trade Secret | 2023 | 2023
20263-228838-01 | Xcel Energy | 85 | 13781 | IOU | OID2791221 | 5 | Solar |  |  | Withdrawn | Trade Secret | Trade | MST | MST066 | Residential | Solar*Rewards | Trade Secret | 2016
20263-228838-01 | Xcel Energy | 85 | 13781 | IOU | 03135059 | 7.63 | Solar |  |  | Interconnected | Trade Secret | Trade | MST | MST066 | Residential | Solar*Rewards | Trade Secret | 2016 | 2017
20263-228838-01 | Xcel Energy | 85 | 13781 | IOU | 05559220 | 700 | Solar |  |  | Withdrawn | Trade Secret | Trade | BCK | BCK073 | Commercial |  | Trade Secret | 2023
20263-228838-01 | Xcel Energy | 85 | 13781 | IOU | 03130208 | 4.32 | Solar |  |  | Interconnected | Trade Secret | Trade | ALD | ALD083 | Residential | Solar*Rewards | Trade Secret | 2019 | 2019
20263-228838-01 | Xcel Energy | 85 | 13781 | IOU | 04421709 | 6.028 | Solar |  |  | Interconnected | Trade Secret | Trade | RPO | RPO312 | Residential |  | Trade Secret | 2021 | 2022
20263-228838-01 | Xcel Energy | 85 | 13781 | IOU | 03132738 | 17.2 | Solar |  |  | Interconnected | Trade Secret | Trade | TSS | TSS061 | Residential | Solar*Rewards | Trade Secret | 2018 | 2018
20263-228838-01 | Xcel Energy | 85 | 13781 | IOU | SRO29547 | 7.525 | Solar |  |  | Withdrawn | Trade Secret | Trade | NOF | NOF071 | Residential | Solar*Rewards | Trade Secret | 2013
20263-228838-01 | Xcel Energy | 85 | 13781 | IOU | 03133741 | 4.3 | Solar |  |  | Interconnected | Trade Secret | Trade | NOF | NOF071 | Residential | Solar*Rewards | Trade Secret | 2013 | 2013
20263-228838-01 | Xcel Energy | 85 | 13781 | IOU | OID2025812 | 18 | Solar |  |  | Withdrawn | Trade Secret | Trade | WIL | WIL095 | Commercial | Solar*Rewards | Trade Secret | 2014
20263-228838-01 | Xcel Energy | 85 | 13781 | IOU | 03918775 | 7.7 | Solar |  |  | Interconnected | Trade Secret | Trade | PBE | PBE061 | Residential | Solar*Rewards | Trade Secret | 2020 | 2020
20263-228838-01 | Xcel Energy | 85 | 13781 | IOU | OID2559460 | 3.8 | Solar |  |  | Withdrawn | Trade Secret | Trade | BEL | BEL062 | Residential | Solar*Rewards | Trade Secret | 2016
20263-228838-01 | Xcel Energy | 85 | 13781 | IOU | 06254480 | 9.605 | Solar |  |  | Interconnected | Trade Secret | Trade | LAB | LAB312 | Residential |  | Trade Secret | 2025 | 2025
20263-228838-01 | Xcel Energy | 85 | 13781 | IOU | 05331116 | 4.93 | Solar |  |  | Interconnected | Trade Secret | Trade | SHP | SHP062 | Residential |  | Trade Secret | 2022 | 2023
20263-228838-01 | Xcel Energy | 85 | 13781 | IOU | 04438727 | 6.96 | Solar |  |  | Interconnected | Trade Secret | Trade | WDY | WDY322 | Residential | Solar*Rewards | Trade Secret | 2021 | 2021
20263-228838-01 | Xcel Energy | 85 | 13781 | IOU | 05817333 | 5.76 | Solar |  |  | Interconnected | Trade Secret | Trade | TWL | TWL074 | Residential | Solar*Rewards | Trade Secret | 2024 | 2024
20263-228838-01 | Xcel Energy | 85 | 13781 | IOU | 06134856 | 9.75 | Solar |  |  | Interconnected | Trade Secret | Trade | GLK | GLK073 | Residential |  | Trade Secret | 2025 | 2025
20263-228838-01 | Xcel Energy | 85 | 13781 | IOU | 05434544 | 3.77 | Solar |  |  | Interconnected | Trade Secret | Trade | GLK | GLK073 | Residential |  | Trade Secret | 2023 | 2023
20263-228838-01 | Xcel Energy | 85 | 13781 | IOU | 06060979 | 13.824 | Solar |  |  | Active Application | Trade Secret | Trade | BEL | BEL061 | Residential | Solar*Rewards | Trade Secret | 2025
20263-228838-01 | Xcel Energy | 85 | 13781 | IOU | 04794274 | 9.423 | Solar |  |  | Active Application | Trade Secret | Trade | HOL | HOL073 | Residential | Solar*Rewards | Trade Secret | 2022
20263-228838-01 | Xcel Energy | 85 | 13781 | IOU | 04448528 | 9.423 | Solar |  |  | Active Application | Trade Secret | Trade | HOL | HOL073 | Residential | Solar*Rewards | Trade Secret | 2021
20263-228838-01 | Xcel Energy | 85 | 13781 | IOU | 05374069 | 11.168 | Solar |  |  | Withdrawn | Trade Secret | Trade | RPO | RPO312 | Residential |  | Trade Secret | 2023
20263-228838-01 | Xcel Energy | 85 | 13781 | IOU | 05421490 | 16.404 | Solar |  | X | Interconnected | Trade Secret | Trade | RPO | RPO312 | Residential |  | Trade Secret | 2023 | 2023
20263-228838-01 | Xcel Energy | 85 | 13781 | IOU | 05642290 | 5.76 | Solar |  |  | Interconnected | Trade Secret | Trade | HWW | HWW073 | Residential |  | Trade Secret | 2023 | 2024
20263-228838-01 | Xcel Energy | 85 | 13781 | IOU | 03130942 | 4.4 | Solar |  |  | Interconnected | Trade Secret | Trade | HWW | HWW073 | Residential |  | Trade Secret | 2009 | 2009
20263-228838-01 | Xcel Energy | 85 | 13781 | IOU | 04067551 | 9.994 | Solar |  |  | Interconnected | Trade Secret | Trade | BEL | BEL061 | Residential | Solar*Rewards | Trade Secret | 2020 | 2021
20263-228838-01 | Xcel Energy | 85 | 13781 | IOU | OID3289923 | 5.76 | Solar |  |  | Withdrawn | Trade Secret | Trade | PKL | PKL082 | Residential | Solar*Rewards | Trade Secret | 2018
20263-228838-01 | Xcel Energy | 85 | 13781 | IOU | 03132323 | 5.76 | Solar |  |  | Interconnected | Trade Secret | Trade | PKL | PKL082 | Residential | Solar*Rewards | Trade Secret | 2018 | 2018
20263-228838-01 | Xcel Energy | 85 | 13781 | IOU | 03133946 | 20 | Solar |  |  | Interconnected | Trade Secret | Trade | WIL | WIL093 | Commercial | Solar*Rewards | Trade Secret | 2014 | 2015
20263-228838-01 | Xcel Energy | 85 | 13781 | IOU | 05459261 | 3.77 | Solar |  |  | Interconnected | Trade Secret | Trade | OAD | OAD075 | Residential |  | Trade Secret | 2023 | 2023
20263-228838-01 | Xcel Energy | 85 | 13781 | IOU | 03130188 | 9.35 | Solar |  |  | Interconnected | Trade Secret | Trade | WES | WES065 | Residential | Solar*Rewards | Trade Secret | 2019 | 2019
20263-228838-01 | Xcel Energy | 85 | 13781 | IOU | 03133495 | 5.375 | Solar |  |  | Interconnected | Trade Secret | Trade | PKL | PKL063 | Residential | Solar*Rewards | Trade Secret | 2011 | 2012
20263-228838-01 | Xcel Energy | 85 | 13781 | IOU | 04770449 | 7.616 | Solar |  |  | Interconnected | Trade Secret | Trade | UPP | UPP068 | Residential |  | Trade Secret | 2021 | 2022
20263-228838-01 | Xcel Energy | 85 | 13781 | IOU | 03686927 | 6.576 | Solar |  |  | Interconnected | Trade Secret | Trade | IDA | IDA073 | Residential | Solar*Rewards | Trade Secret | 2020 | 2020
20263-228838-01 | Xcel Energy | 85 | 13781 | IOU | 03131936 | 6.916 | Solar |  |  | Interconnected | Trade Secret | Trade | SCL | SCL313 | Residential | Made in Minnesota | Trade Secret | 2017 | 2017
20263-228838-01 |  |  |  |  | OID3034279 |  | Solar |  |  | Withdrawn | Trade Secret | Trade | SCL | SCL313 | Residential | Made in Minnesota |  | 2017
20263-228838-01 |  |  |  |  | OID3034116 |  | Solar |  |  | Withdrawn | Trade Secret | Trade | SCL | SCL313 | Residential | Made in Minnesota |  | 2017
20263-228838-01 | Xcel Energy | 85 | 13781 | IOU | 05003685 | 5.22 | Solar |  |  | Interconnected | Trade Secret | Trade | REW | REW033 | Residential |  | Trade Secret | 2022 | 2022
20263-228838-01 | Xcel Energy | 85 | 13781 | IOU | 06239573 | 9.184 | Solar |  |  | Interconnected | Trade Secret | Trade | BCR | BCR063 | Residential |  | Trade Secret | 2025 | 2025
20263-228838-01 | Xcel Energy | 85 | 13781 | IOU | 04384092 | 7.494 | Solar |  |  | Interconnected | Trade Secret | Trade | SOU | SOU083 | Residential | Solar*Rewards | Trade Secret | 2021 | 2022
20263-228838-01 | Xcel Energy | 85 | 13781 | IOU | 04087142 | 7.616 | Solar |  |  | Interconnected | Trade Secret | Trade | ESW | ESW081 | Residential | Solar*Rewards | Trade Secret | 2020 | 2021
20263-228838-01 | Xcel Energy | 85 | 13781 | IOU | OID2956311 | 9.94 | Solar |  |  | Withdrawn | Trade Secret | Trade | WDY | WDY311 | Residential | Solar*Rewards | Trade Secret | 2017
20263-228838-01 | Xcel Energy | 85 | 13781 | IOU | 03131501 | 9.94 | Solar |  |  | Interconnected | Trade Secret | Trade | WDY | WDY311 | Residential | Made in Minnesota | Trade Secret | 2017 | 2017
20263-228838-01 | Xcel Energy | 85 | 13781 | IOU | 06107703 | 4.555 | Solar |  |  | Interconnected | Trade Secret | Trade | HOL | HOL072 | Residential |  | Trade Secret | 2025 | 2025
20263-228838-01 | Xcel Energy | 85 | 13781 | IOU | 06213190 | 5.584 | Solar |  |  | Interconnected | Trade Secret | Trade | HWW | HWW062 | Residential |  | Trade Secret | 2025 | 2025
20263-228838-01 | Xcel Energy | 85 | 13781 | IOU | 05288989 | 4.64 | Solar |  |  | Interconnected | Trade Secret | Trade | ALD | ALD092 | Residential |  | Trade Secret | 2022 | 2023
20263-228838-01 | Xcel Energy | 85 | 13781 | IOU | 04948437 | 10.728 | Solar |  |  | Interconnected | Trade Secret | Trade | SIP | SIP061 | Residential |  | Trade Secret | 2022 | 2022
20263-228838-01 | Xcel Energy | 85 | 13781 | IOU | 03130213 | 13.616 | Solar |  |  | Interconnected | Trade Secret | Trade | CTR | CTR031 | Residential | Solar*Rewards | Trade Secret | 2019 | 2019
20263-228838-01 | Xcel Energy | 85 | 13781 | IOU | 05849008 | 3.747 | Solar |  |  | Interconnected | Trade Secret | Trade | WDY | WDY322 | Residential |  | Trade Secret | 2024 | 2025
20263-228838-01 | Xcel Energy | 85 | 13781 | IOU | 04871062 | 6.67 | Solar |  |  | Interconnected | Trade Secret | Trade | OAD | OAD063 | Residential | Solar*Rewards | Trade Secret | 2022 | 2022
20263-228838-01 | Xcel Energy | 85 | 13781 | IOU | 03134062 | 5.04 | Solar |  |  | Interconnected | Trade Secret | Trade | CTR | CTR022 | Residential | Solar*Rewards | Trade Secret | 2014 | 2015
20263-228838-01 | Xcel Energy | 85 | 13781 | IOU | 06232165 | 11.5 | Solar |  | X | Active Application | Trade Secret | Trade | WES | WES076 | Residential |  | Trade Secret | 2025
20263-228838-01 | Xcel Energy | 85 | 13781 | IOU | 03130267 | 2.4 | Solar |  |  | Interconnected | Trade Secret | Trade | WIL | WIL071 | Residential | Solar*Rewards | Trade Secret | 2019 | 2019
20263-228838-01 | Xcel Energy | 85 | 13781 | IOU | 03131629 | 3.8 | Solar |  |  | Interconnected | Trade Secret | Trade | HWW | HWW073 | Residential | Made in Minnesota | Trade Secret | 2017 | 2017
20263-228838-01 | Xcel Energy | 85 | 13781 | IOU | 06231859 | 3.839 | Solar |  |  | Active Application | Trade Secret | Trade | ALD | ALD076 | Residential |  | Trade Secret | 2025
20263-228838-01 | Xcel Energy | 85 | 13781 | IOU | 04523488 | 10.819 |  |  |  | Active Application | Trade Secret | Trade | WDY | WDY311 | Residential |  | Trade Secret | 2021
20263-228838-01 | Xcel Energy | 85 | 13781 | IOU | 03243979 | 4.64 | Solar |  | X | Interconnected | Trade Secret | Trade | STO | STO002 | Residential | Solar*Rewards | Trade Secret | 2019 | 2020
20263-228838-01 | Xcel Energy | 85 | 13781 | IOU | 06035093 | 5.904 | Solar |  |  | Interconnected | Trade Secret | Trade | RWD | RWD081 | Residential | Solar*Rewards | Trade Secret | 2025 | 2025
20263-228838-01 | Xcel Energy | 85 | 13781 | IOU | 04793476 | 11.559 | Solar |  |  | Interconnected | Trade Secret | Trade | SLP | SLP092 | Residential | Solar*Rewards | Trade Secret | 2022 | 2022
20263-228838-01 | Xcel Energy | 85 | 13781 | IOU | 04509335 | 2.9 | Solar |  |  | Interconnected | Trade Secret | Trade | UPP | UPP085 | Residential |  | Trade Secret | 2021 | 2021
20263-228838-01 | Xcel Energy | 85 | 13781 | IOU | 05863989 | 6.912 | Solar |  |  | Interconnected | Trade Secret | Trade | WCR | WCR322 | Residential |  | Trade Secret | 2024 | 2024
20263-228838-01 | Xcel Energy | 85 | 13781 | IOU | 03134666 | 38.02 | Solar |  |  | Interconnected | Trade Secret | Trade | SOU | SOU083 | Commercial | Made in Minnesota | Trade Secret | 2015 | 2016
20263-228838-01 | Xcel Energy | 85 | 13781 | IOU | 04425616 | 400 | Solar |  |  | Interconnected | Trade Secret | Trade | ALK | ALK073 | Commercial |  | Trade Secret | 2021 | 2022
20263-228838-01 | Xcel Energy | 85 | 13781 | IOU | 05362327 | 38.28 | Solar |  |  | Interconnected | Trade Secret | Trade | ALD | ALD091 | Commercial |  | Trade Secret | 2023 | 2023
20263-228838-01 | Xcel Energy | 85 | 13781 | IOU | 05807407 | 9.109 | Solar |  |  | Interconnected | Trade Secret | Trade | SHP | SHP062 | Residential | Solar*Rewards | Trade Secret | 2024 | 2024
20263-228838-01 | Xcel Energy | 85 | 13781 | IOU | 05149058 | 6 | Solar |  |  | Active Application | Trade Secret | Trade | NOF | NOF061 | Residential |  | Trade Secret | 2022
20263-228838-01 | Xcel Energy | 85 | 13781 | IOU | 03836591 | 34.17 | Solar |  |  | Interconnected | Trade Secret | Trade | AVN | AVN021 | Residential | Solar*Rewards | Trade Secret | 2020 | 2021
20263-228838-01 | Xcel Energy | 85 | 13781 | IOU | 03130246 | 99.9 | Solar |  |  | Interconnected | Trade Secret | Trade | MST | MST068 | Commercial |  | Trade Secret | 2019 | 2020
20263-228838-01 | Xcel Energy | 85 | 13781 | IOU | 03132999 | 3.5 | Solar |  |  | Interconnected | Trade Secret | Trade | RAM | RAM061 | Residential | Solar*Rewards | Trade Secret | 2018 | 2019
20263-228838-01 | Xcel Energy | 85 | 13781 | IOU | 05834249 | 10.47 | Solar |  |  | Interconnected | Trade Secret | Trade | SOU | SOU076 | Residential | Solar*Rewards | Trade Secret | 2024 | 2024
20263-228838-01 | Xcel Energy | 85 | 13781 | IOU | 06212370 | 3.796 | Solar |  |  | Interconnected | Trade Secret | Trade | AFT | AFT322 | Residential |  | Trade Secret | 2025 | 2025
20263-228838-01 | Xcel Energy | 85 | 13781 | IOU | 05601828 | 10.71 | Solar |  |  | Withdrawn | Trade Secret | Trade | SOU | SOU069 | Residential | Solar*Rewards | Trade Secret | 2023
20263-228838-01 | Xcel Energy | 85 | 13781 | IOU | 05712053 | 10.71 | Solar |  |  | Interconnected | Trade Secret | Trade | SOU | SOU069 | Residential | Solar*Rewards | Trade Secret | 2024 | 2024
20263-228838-01 | Xcel Energy | 85 | 13781 | IOU | 03134209 | 9 | Solar |  |  | Interconnected | Trade Secret | Trade | HYL | HYL063 | Residential | Made in Minnesota | Trade Secret | 2015 | 2015
20263-228838-01 | Xcel Energy | 85 | 13781 | IOU | OID2257232 | 9 | Solar |  |  | Withdrawn | Trade Secret | Trade | HYL | HYL063 | Residential | Made in Minnesota | Trade Secret | 2015
20263-228838-01 | Xcel Energy | 85 | 13781 | IOU | 06321967 | 10.26 | Solar |  |  | Active Application | Trade Secret | Trade | BRP | BRP061 | Residential | Solar*Rewards | Trade Secret | 2026
20263-228838-01 | Xcel Energy | 85 | 13781 | IOU | 06085004 | 10.26 | Solar |  |  | Withdrawn | Trade Secret | Trade | BRP | BRP061 | Residential | Solar*Rewards | Trade Secret | 2025
20263-228838-01 | Xcel Energy | 85 | 13781 | IOU | 03131507 | 6 | Solar |  |  | Interconnected | Trade Secret | Trade | CRL | CRL033 | Residential | Made in Minnesota | Trade Secret | 2017 | 2017
20263-228838-01 | Xcel Energy | 85 | 13781 | IOU | 03132992 | 15.232 | Solar |  |  | Interconnected | Trade Secret | Trade | EDA | EDA067 | Residential | Solar*Rewards | Trade Secret | 2018 | 2019
20263-228838-01 | Xcel Energy | 85 | 13781 | IOU | 05427670 | 8.125 | Solar |  |  | Interconnected | Trade Secret | Trade | SOU | SOU063 | Residential |  | Trade Secret | 2023 | 2023
20263-228838-01 | Xcel Energy | 85 | 13781 | IOU | 05402039 | 4.55 | Solar |  |  | Withdrawn | Trade Secret | Trade | SOU | SOU063 | Residential | Solar*Rewards | Trade Secret | 2023
20263-228838-01 | Xcel Energy | 85 | 13781 | IOU | 05716711 | 5.584 | Solar |  |  | Interconnected | Trade Secret | Trade | WIL | WIL079 | Residential | Solar*Rewards | Trade Secret | 2024 | 2024
20263-228838-01 | Xcel Energy | 85 | 13781 | IOU | 03132010 | 6 | Solar |  |  | Interconnected | Trade Secret | Trade | WIL | WIL097 | Residential | Solar*Rewards | Trade Secret | 2017 | 2018
20263-228838-01 | Xcel Energy | 85 | 13781 | IOU | 05246147 | 5.8 | Solar |  |  | Withdrawn | Trade Secret | Trade | MTV | MTV021 | Residential |  | Trade Secret | 2022
20263-228838-01 | Xcel Energy | 85 | 13781 | IOU | 05568421 | 5.76 | Solar |  |  | Interconnected | Trade Secret | Trade | WIL | WIL081 | Residential |  | Trade Secret | 2023 | 2023
20263-228838-01 | Xcel Energy | 85 | 13781 | IOU | 05169494 | 17.69 | Solar |  |  | Interconnected | Trade Secret | Trade | AFT | AFT314 | Residential |  | Trade Secret | 2022 | 2023
20263-228838-01 | Xcel Energy | 85 | 13781 | IOU | 03130677 | 6 | Solar |  |  | Interconnected | Trade Secret | Trade | MPK | MPK074 | Residential | Made in Minnesota | Trade Secret | 2016 | 2016
20263-228838-01 |  |  |  |  | OID2538466 |  | Solar |  |  | Withdrawn | Trade Secret | Trade | MPK | MPK074 | Residential | Solar*Rewards |  | 2016
20263-228838-01 | Xcel Energy | 85 | 13781 | IOU | 06222302 | 8.448 | Solar |  |  | Active Application | Trade Secret | Trade | HSN | HSN322 | Residential |  | Trade Secret | 2025
20263-228838-01 | Xcel Energy | 85 | 13781 | IOU | 05833249 | 7.616 | Solar |  |  | Active Application | Trade Secret | Trade | WIL | WIL081 | Residential |  | Trade Secret | 2024
20263-228838-01 | Xcel Energy | 85 | 13781 | IOU | 05451806 | 5.985 | Solar |  |  | Interconnected | Trade Secret | Trade | WSG | WSG065 | Residential |  | Trade Secret | 2023 | 2023
20263-228838-01 | Xcel Energy | 85 | 13781 | IOU | 04908624 | 6.98 | Solar |  |  | Interconnected | Trade Secret | Trade | HWW | HWW062 | Residential | Solar*Rewards | Trade Secret | 2022 | 2022
20263-228838-01 | Xcel Energy | 85 | 13781 | IOU | 03133651 | 29.985 | Solar |  |  | Interconnected | Trade Secret | Trade | LAC | LAC062 | Commercial | Solar*Rewards | Trade Secret | 2012 | 2012
20263-228838-01 | Xcel Energy | 85 | 13781 | IOU | 05539573 | 3.84 | Solar |  |  | Interconnected | Trade Secret | Trade | ECK | ECK321 | Residential |  | Trade Secret | 2023 | 2023
20263-228838-01 | Xcel Energy | 85 | 13781 | IOU | SRO31551 | 8.6 | Solar |  |  | Withdrawn | Trade Secret | Trade | MTR | MTR021 | Residential | Solar*Rewards | Trade Secret | 2013
20263-228838-01 | Xcel Energy | 85 | 13781 | IOU | SRO17959 | 2.1 | Solar |  |  | Withdrawn | Trade Secret | Trade | MTR | MTR021 | Residential | Solar*Rewards | Trade Secret | 2011
20263-228838-01 | Xcel Energy | 85 | 13781 | IOU | 03132131 | 39.998 | Solar |  |  | Interconnected | Trade Secret | Trade | SLP | SLP321 | Commercial | Made in Minnesota | Trade Secret | 2017 | 2018
20263-228838-01 | Xcel Energy | 85 | 13781 | IOU | 06171990 | 11.904 | Solar |  |  | Interconnected | Trade Secret | Trade | CRL | CRL027 | Residential | Solar*Rewards | Trade Secret | 2025 | 2025
20263-228838-01 | Xcel Energy | 85 | 13781 | IOU | 04974903 | 5.584 | Solar |  |  | Interconnected | Trade Secret | Trade | SLP | SLP082 | Residential | Solar*Rewards | Trade Secret | 2022 | 2022
20263-228838-01 | Xcel Energy | 85 | 13781 | IOU | 04575034 | 9.28 | Solar |  |  | Interconnected | Trade Secret | Trade | WSG | WSG065 | Residential |  | Trade Secret | 2021 | 2022
20263-228838-01 | Xcel Energy | 85 | 13781 | IOU | 04296916 | 6.38 | Solar |  |  | Interconnected | Trade Secret | Trade | SOU | SOU086 | Residential | Solar*Rewards | Trade Secret | 2021 | 2021
20263-228838-01 | Xcel Energy | 85 | 13781 | IOU | 05122565 | 1.74 | Solar |  |  | Interconnected | Trade Secret | Trade | MPK | MPK082 | Residential |  | Trade Secret | 2022 | 2022
20263-228838-01 | Xcel Energy | 85 | 13781 | IOU | 03969245 | 10.44 | Solar |  |  | Interconnected | Trade Secret | Trade | VKG | VKG072 | Residential | Solar*Rewards | Trade Secret | 2020 | 2020
20263-228838-01 | Xcel Energy | 85 | 13781 | IOU | 04836063 | 9.316 | Solar |  |  | Interconnected | Trade Secret | Trade | ECK | ECK341 | Residential | Solar*Rewards | Trade Secret | 2022 | 2022
20263-228838-01 | Xcel Energy | 85 | 13781 | IOU | 05590758 | 2.61 | Solar |  |  | Active Application | Trade Secret | Trade | IDA | IDA074 | Residential |  | Trade Secret | 2023
20263-228838-01 | Xcel Energy | 85 | 13781 | IOU | 04962533 | 13.05 | Solar |  |  | Interconnected | Trade Secret | Trade | DLO | DLO021 | Residential |  | Trade Secret | 2022 | 2023
20263-228838-01 | Xcel Energy | 85 | 13781 | IOU | OID2124662 | 24 | Solar |  |  | Withdrawn | Trade Secret | Trade | EDA | EDA062 | Commercial | Solar*Rewards | Trade Secret | 2015
20263-228838-01 | Xcel Energy | 85 | 13781 | IOU | 03131159 | 2000 | Other |  |  | Interconnected | Trade Secret | Trade | EDA | EDA062 | Commercial |  | Trade Secret | 2012 | 2013
20263-228838-01 | Xcel Energy | 85 | 13781 | IOU | 03133218 | 2.5 | Solar |  |  | Interconnected | Trade Secret | Trade | ALD | ALD081 | Residential | Solar*Rewards | Trade Secret | 2010 | 2010
20263-228838-01 | Xcel Energy | 85 | 13781 | IOU | 05017212 | 4.35 | Solar |  |  | Interconnected | Trade Secret | Trade | PKL | PKL085 | Residential |  | Trade Secret | 2022 | 2023
20263-228838-01 | Xcel Energy | 85 | 13781 | IOU | 05290572 | 4.35 | Solar |  |  | Withdrawn | Trade Secret | Trade | PKL | PKL085 | Residential | Solar*Rewards | Trade Secret | 2022
20263-228838-01 | Xcel Energy | 85 | 13781 | IOU | 05198829 | 5.8 | Solar |  |  | Interconnected | Trade Secret | Trade | HOL | HOL072 | Residential |  | Trade Secret | 2022 | 2022
20263-228838-01 | Xcel Energy | 85 | 13781 | IOU | 03132909 | 6.5 | Solar |  |  | Interconnected | Trade Secret | Trade | GVW | GVW021 | Residential | Solar*Rewards | Trade Secret | 2018 | 2018
20263-228838-01 | Xcel Energy | 85 | 13781 | IOU | 03133135 | 6 | Solar |  |  | Interconnected | Trade Secret | Trade | WSG | WSG076 | Residential | Solar*Rewards | Trade Secret | 2010 | 2010
20263-228838-01 | Xcel Energy | 85 | 13781 | IOU | 05210497 | 5.052 | Solar |  |  | Interconnected | Trade Secret | Trade | MPK | MPK084 | Residential |  | Trade Secret | 2022 | 2022
20263-228838-01 | Xcel Energy | 85 | 13781 | IOU | 05539603 | 14.5 | Solar |  |  | Interconnected | Trade Secret | Trade | FRM | FRM071 | Residential | Solar*Rewards | Trade Secret | 2023 | 2024
20263-228838-01 | Xcel Energy | 85 | 13781 | IOU | OID2396074 | 20 | Solar |  |  | Withdrawn | Trade Secret | Trade | BCR | BCR062 | Commercial | Solar*Rewards | Trade Secret | 2015
20263-228838-01 | Xcel Energy | 85 | 13781 | IOU | 04793955 | 4.35 | Solar |  |  | Interconnected | Trade Secret | Trade | WIL | WIL086 | Residential | Solar*Rewards | Trade Secret | 2022 | 2022
20263-228838-01 | Xcel Energy | 85 | 13781 | IOU | 03809680 | 9.86 | Solar |  |  | Interconnected | Trade Secret | Trade | RAM | RAM064 | Residential | Solar*Rewards | Trade Secret | 2020 | 2020
20263-228838-01 | Xcel Energy | 85 | 13781 | IOU | 05935618 | 5.052 | Solar |  |  | Interconnected | Trade Secret | Trade | FRM | FRM071 | Residential |  | Trade Secret | 2024 | 2025
20263-228838-01 | Xcel Energy | 85 | 13781 | IOU | 06266231 | 7.296 | Solar |  |  | Active Application | Trade Secret | Trade | TWL | TWL063 | Residential |  | Trade Secret | 2025
20263-228838-01 | Xcel Energy | 85 | 13781 | IOU | 04201443 | 7.44 | Solar |  |  | Interconnected | Trade Secret | Trade | REW | REW033 | Residential | Solar*Rewards | Trade Secret | 2020 | 2021
20263-228838-01 | Xcel Energy | 85 | 13781 | IOU | 03132976 | 8.16 | Solar |  |  | Interconnected | Trade Secret | Trade | IDA | IDA074 | Residential | Solar*Rewards | Trade Secret | 2018 | 2019
20263-228838-01 | Xcel Energy | 85 | 13781 | IOU | 04794196 | 27.604 | Solar |  |  | Interconnected | Trade Secret | Trade | MEL | MEL062 | Residential | Solar*Rewards | Trade Secret | 2022 | 2022
20263-228838-01 | Xcel Energy | 85 | 13781 | IOU | 03327661 | 7.616 | Solar |  |  | Interconnected | Trade Secret | Trade | LIN | LIN031 | Residential | Solar*Rewards | Trade Secret | 2019 | 2020
20263-228838-01 | Xcel Energy | 85 | 13781 | IOU | 04293699 | 7.616 | Solar |  |  | Interconnected | Trade Secret | Trade | MTR | MTR021 | Residential | Solar*Rewards | Trade Secret | 2021 | 2021
20263-228838-01 | Xcel Energy | 85 | 13781 | IOU | 03133724 | 40 | Solar |  |  | Interconnected | Trade Secret | Trade | HOL | HOL062 | Commercial | Solar*Rewards | Trade Secret | 2013 | 2013
20263-228838-01 | Xcel Energy | 85 | 13781 | IOU | 06018813 | 14.658 | Storage |  |  | Interconnected | Trade Secret | Trade | SIP | SIP073 | Residential |  | Trade Secret | 2024 | 2025
20263-228838-01 | Xcel Energy | 85 | 13781 | IOU | 05605338 | 14.658 | Solar |  |  | Interconnected | Trade Secret | Trade | SIP | SIP073 | Residential |  | Trade Secret | 2023 | 2024
20263-228838-01 | Xcel Energy | 85 | 13781 | IOU | 05573758 | 14.658 | Solar |  |  | Withdrawn | Trade Secret | Trade | SIP | SIP073 | Residential |  | Trade Secret | 2023
20263-228838-01 | Xcel Energy | 85 | 13781 | IOU | 04463997 | 9.864 | Solar |  |  | Interconnected | Trade Secret | Trade | WDY | WDY322 | Residential |  | Trade Secret | 2021 | 2021
20263-228838-01 | Xcel Energy | 85 | 13781 | IOU | 05988436 | 5.248 | Solar |  |  | Interconnected | Trade Secret | Trade | WCS | WCS062 | Residential | Solar*Rewards | Trade Secret | 2024 | 2024
20263-228838-01 | Xcel Energy | 85 | 13781 | IOU | 03131551 | 7.63 | Solar |  |  | Interconnected | Trade Secret | Trade | LAP | LAP311 | Residential | Made in Minnesota | Trade Secret | 2017 | 2017
20263-228838-01 | Xcel Energy | 85 | 13781 | IOU | 03132124 | 0.003 | Solar |  |  | Interconnected | Trade Secret | Trade | SOU | SOU060 | Residential | Made in Minnesota | Trade Secret | 2017 | 2017
20263-228838-01 | Xcel Energy | 85 | 13781 | IOU | 06192997 | 3.522 | Solar |  |  | Interconnected | Trade Secret | Trade | TLK | TLK067 | Residential |  | Trade Secret | 2025 | 2025
20263-228838-01 | Xcel Energy | 85 | 13781 | IOU | 05855510 | 6.528 | Solar |  |  | Active Application | Trade Secret | Trade | WCR | WCR322 | Residential |  | Trade Secret | 2024
20263-228838-01 | Xcel Energy | 85 | 13781 | IOU | 03133952 | 10.08 | Solar |  |  | Interconnected | Trade Secret | Trade | BYT | BYT061 | Residential | Solar*Rewards | Trade Secret | 2014 | 2014
20263-228838-01 |  |  |  |  | OID2019163 |  | Solar |  |  | Withdrawn | Trade Secret | Trade | BYT | BYT061 | Residential | Solar*Rewards |  | 2014
20263-228838-01 | Xcel Energy | 85 | 13781 | IOU | 04494419 | 14.5 | Solar |  |  | Interconnected | Trade Secret | Trade | APA | APA078 | Commercial |  | Trade Secret | 2021 | 2021
20263-228838-01 | Xcel Energy | 85 | 13781 | IOU | OID2250810 | 11.5 | Solar |  |  | Withdrawn | Trade Secret | Trade | WAB | WAB031 | Residential | Solar*Rewards | Trade Secret | 2015
20263-228838-01 | Xcel Energy | 85 | 13781 | IOU | 03134442 | 8.5 | Solar |  |  | Interconnected | Trade Secret | Trade | WAB | WAB031 | Residential | Made in Minnesota | Trade Secret | 2015 | 2015
20263-228838-01 | Xcel Energy | 85 | 13781 | IOU | 03131967 | 1.15 | Solar |  |  | Interconnected | Trade Secret | Trade | SLP | SLP082 | Residential | Solar*Rewards | Trade Secret | 2017 | 2018
20263-228838-01 | Xcel Energy | 85 | 13781 | IOU | 03131789 | 4.83 | Solar |  |  | Interconnected | Trade Secret | Trade | SLP | SLP082 | Residential | Made in Minnesota | Trade Secret | 2017 | 2018
20263-228838-01 | Xcel Energy | 85 | 13781 | IOU | 04431667 | 6.282 | Solar |  |  | Interconnected | Trade Secret | Trade | GLK | GLK064 | Residential | Solar*Rewards | Trade Secret | 2021 | 2021
20263-228838-01 | Xcel Energy | 85 | 13781 | IOU | 03493661 | 4.93 | Solar |  |  | Interconnected | Trade Secret | Trade | RPL | RPL063 | Residential | Solar*Rewards | Trade Secret | 2019 | 2020
20263-228838-01 | Xcel Energy | 85 | 13781 | IOU | 04803968 | 5.22 | Solar |  |  | Interconnected | Trade Secret | Trade | RPL | RPL063 | Residential | Solar*Rewards | Trade Secret | 2022 | 2022
20263-228838-01 | Xcel Energy | 85 | 13781 | IOU | 04082286 | 17.28 | Solar |  |  | Interconnected | Trade Secret | Trade | LAB | LAB312 | Residential | Solar*Rewards | Trade Secret | 2020 | 2021
20263-228838-01 | Xcel Energy | 85 | 13781 | IOU | 03132368 | 9.94 | Solar |  |  | Interconnected | Trade Secret | Trade | DLO | DLO021 | Residential | Solar*Rewards | Trade Secret | 2018 | 2018
20263-228838-01 | Xcel Energy | 85 | 13781 | IOU | 03134353 | 10.01 | Solar |  |  | Interconnected | Trade Secret | Trade | DLO | DLO021 | Residential | Made in Minnesota | Trade Secret | 2015 | 2015
20263-228838-01 | Xcel Energy | 85 | 13781 | IOU | 03133212 | 1.47 | Solar |  |  | Interconnected | Trade Secret | Trade | MPK | MPK074 | Residential | Solar*Rewards | Trade Secret | 2010 | 2010
20263-228838-01 | Xcel Energy | 85 | 13781 | IOU | OID3644210 | 33.3 | Solar |  |  | Withdrawn | Trade Secret | Trade | TER | TER071 | Commercial | Solar*Rewards | Trade Secret | 2018
20263-228838-01 | Xcel Energy | 85 | 13781 | IOU | 04438559 | 13.92 | Solar |  |  | Interconnected | Trade Secret | Trade | LAB | LAB311 | Residential | Solar*Rewards | Trade Secret | 2021 | 2021
20263-228838-01 | Xcel Energy | 85 | 13781 | IOU | 06162104 | 7.6 | Solar |  |  | Interconnected | Trade Secret | Trade | FRM | FRM071 | Residential | Solar*Rewards | Trade Secret | 2025 | 2025
20263-228838-01 | Xcel Energy | 85 | 13781 | IOU | 06239551 | 4.188 | Solar |  |  | Interconnected | Trade Secret | Trade | DBL | DBL067 | Residential |  | Trade Secret | 2025 | 2026
20263-228838-01 | Xcel Energy | 85 | 13781 | IOU | 03132867 | 5.8 | Solar |  |  | Interconnected | Trade Secret | Trade | OPK | OPK077 | Residential | Solar*Rewards | Trade Secret | 2018 | 2019
20263-228838-01 | Xcel Energy | 85 | 13781 | IOU | 03131375 | 6 | Solar |  |  | Interconnected | Trade Secret | Trade | WIL | WIL081 | Residential | Solar*Rewards | Trade Secret | 2017 | 2017
20263-228838-01 | Xcel Energy | 85 | 13781 | IOU | 06322296 | 4.886 | Solar |  |  | Active Application | Trade Secret | Trade | SHP | SHP062 | Residential |  | Trade Secret | 2026
20263-228838-01 | Xcel Energy | 85 | 13781 | IOU | 04421949 | 3.747 | Solar |  |  | Interconnected | Trade Secret | Trade | MEL | MEL089 | Residential | Solar*Rewards | Trade Secret | 2021 | 2021
20263-228838-01 | Xcel Energy | 85 | 13781 | IOU | 05570156 | 5.052 | Solar |  |  | Interconnected | Trade Secret | Trade | MPK | MPK074 | Residential | Solar*Rewards | Trade Secret | 2023 | 2023
20263-228838-01 | Xcel Energy | 85 | 13781 | IOU | 04983731 | 5.052 | Solar |  |  | Interconnected | Trade Secret | Trade | RMT | RMT321 | Residential | Solar*Rewards | Trade Secret | 2022 | 2022
20263-228838-01 | Xcel Energy | 85 | 13781 | IOU | 05472366 | 10.24 | Solar |  |  | Interconnected | Trade Secret | Trade | WCR | WCR311 | Residential | Solar*Rewards | Trade Secret | 2023 | 2023
20263-228838-01 | Xcel Energy | 85 | 13781 | IOU | 06004308 | 7.591 | Solar |  |  | Interconnected | Trade Secret | Trade | RIV | RIV076 | Residential | Solar*Rewards | Trade Secret | 2024 | 2025
20263-228838-01 | Xcel Energy | 85 | 13781 | IOU | 03131798 | 9.94 | Solar |  |  | Interconnected | Trade Secret | Trade | KLK | KLK061 | Residential | Solar*Rewards | Trade Secret | 2017 | 2017
20263-228838-01 | Xcel Energy | 85 | 13781 | IOU | 05357143 | 3.78 | Solar |  |  | Interconnected | Trade Secret | Trade | AFT | AFT321 | Residential | Solar*Rewards | Trade Secret | 2023 | 2023
20263-228838-01 |  |  |  |  | SRO15002 |  | Solar |  |  | Withdrawn | Trade Secret | Trade | ELP | ELP062 | Commercial | Solar*Rewards |  | 2010
20263-228838-01 |  |  |  |  | SRO15012 |  | Solar |  |  | Withdrawn | Trade Secret | Trade | ELP | ELP062 | Commercial | Solar*Rewards |  | 2010
20263-228838-01 |  |  |  |  | SRO15077 |  | Solar |  |  | Withdrawn | Trade Secret | Trade | ELP | ELP062 | Commercial | Solar*Rewards |  | 2010
20263-228838-01 | Xcel Energy | 85 | 13781 | IOU | 04935918 | 5.052 | Solar |  |  | Interconnected | Trade Secret | Trade | CLC | CLC022 | Residential |  | Trade Secret | 2022 | 2023
20263-228838-01 | Xcel Energy | 85 | 13781 | IOU | SRO18698 | 40 | Solar |  |  | Withdrawn | Trade Secret | Trade | AFT | AFT321 | Commercial | Solar*Rewards | Trade Secret | 2011
20263-228838-01 | Xcel Energy | 85 | 13781 | IOU | 05233857 | 11.866 | Solar |  |  | Interconnected | Trade Secret | Trade | GLK | GLK062 | Residential |  | Trade Secret | 2022 | 2023
20263-228838-01 | Xcel Energy | 85 | 13781 | IOU | 04304175 | 3.48 | Solar |  |  | Interconnected | Trade Secret | Trade | TER | TER071 | Residential | Solar*Rewards | Trade Secret | 2021 | 2021
20263-228838-01 | Xcel Energy | 85 | 13781 | IOU | 05358605 | 2.32 | Solar |  |  | Interconnected | Trade Secret | Trade | SOU | SOU083 | Residential |  | Trade Secret | 2023 | 2023
20263-228838-01 | Xcel Energy | 85 | 13781 | IOU | 06199924 | 4.162 | Solar |  |  | Interconnected | Trade Secret | Trade | SLP | SLP084 | Residential |  | Trade Secret | 2025 | 2025
20263-228838-01 | Xcel Energy | 85 | 13781 | IOU | 04983402 | 7.616 | Solar |  |  | Active Application | Trade Secret | Trade | SOU | SOU086 | Residential |  | Trade Secret | 2022
20263-228838-01 | Xcel Energy | 85 | 13781 | IOU | OID3895281 | 1000 | Solar |  |  | Withdrawn | Trade Secret | Trade | FIC | FIC022 | Commercial |  | Trade Secret | 2019
20263-228838-01 | Xcel Energy | 85 | 13781 | IOU | OID3923068 | 1000 | Solar |  |  | Withdrawn | Trade Secret | Trade | FIC | FIC022 | Commercial |  | Trade Secret | 2019
20263-228838-01 | Xcel Energy | 85 | 13781 | IOU | 03790075 | 615 | Solar |  |  | Interconnected | Trade Secret | Trade | FIC | FIC022 | Commercial |  | Trade Secret | 2021 | 2023
20263-228838-01 | Xcel Energy | 85 | 13781 | IOU | OID3219368 | 13.5 | Solar |  |  | Withdrawn | Trade Secret | Trade | LAC | LAC063 | Commercial | Made in Minnesota | Trade Secret | 2017
20263-228838-01 | Xcel Energy | 85 | 13781 | IOU | SRO29595 | 45 | Solar |  |  | Withdrawn | Trade Secret | Trade | RLK | RLK079 | Commercial | Solar*Rewards | Trade Secret | 2013
20263-228838-01 | Xcel Energy | 85 | 13781 | IOU | SRO22346 | 36 | Solar |  |  | Withdrawn | Trade Secret | Trade | RLK | RLK079 | Commercial | Solar*Rewards | Trade Secret | 2012
20263-228838-01 | Xcel Energy | 85 | 13781 | IOU | OID2890944 | 3.8 | Solar |  |  | Withdrawn | Trade Secret | Trade | LEX | LEX074 | Residential | Solar*Rewards | Trade Secret | 2016
20263-228838-01 | Xcel Energy | 85 | 13781 | IOU | 03131508 | 5 | Solar |  |  | Interconnected | Trade Secret | Trade | LEX | LEX074 | Residential | Made in Minnesota | Trade Secret | 2017 | 2017
20263-228838-01 | Xcel Energy | 85 | 13781 | IOU | 03443039 | 7.54 | Solar |  |  | Interconnected | Trade Secret | Trade | SOU | SOU075 | Residential | Solar*Rewards | Trade Secret | 2019 | 2020
20263-228838-01 | Xcel Energy | 85 | 13781 | IOU | 05353178 | 5.51 | Solar |  |  | Interconnected | Trade Secret | Trade | WES | WES076 | Residential |  | Trade Secret | 2023 | 2023
20263-228838-01 | Xcel Energy | 85 | 13781 | IOU | 05306140 | 5.51 | Solar |  |  | Active Application | Trade Secret | Trade | WES | WES076 | Residential |  | Trade Secret | 2022
20263-228838-01 | Xcel Energy | 85 | 13781 | IOU | 06280326 | 2.56 | Solar |  |  | Active Application | Trade Secret | Trade | IDA | IDA072 | Residential |  | Trade Secret | 2025
20263-228838-01 | Xcel Energy | 85 | 13781 | IOU | 03134424 | 6 | Solar |  |  | Interconnected | Trade Secret | Trade | SLP | SLP082 | Residential | Made in Minnesota | Trade Secret | 2015 | 2015
20263-228838-01 | Xcel Energy | 85 | 13781 | IOU | OID2283355 | 6 | Solar |  |  | Withdrawn | Trade Secret | Trade | SLP | SLP082 | Residential | Made in Minnesota | Trade Secret | 2015
20263-228838-01 | Xcel Energy | 85 | 13781 | IOU | 03812796 | 3.747 | Solar |  |  | Interconnected | Trade Secret | Trade | MTR | MTR021 | Residential | Solar*Rewards | Trade Secret | 2020 | 2020
20263-228838-01 | Xcel Energy | 85 | 13781 | IOU | 05225962 | 20.2 | Solar |  | X | Interconnected | Trade Secret | Trade | SOU | SOU072 | Residential |  | Trade Secret | 2022 | 2023
20263-228838-01 | Xcel Energy | 85 | 13781 | IOU | 05858999 | 5.052 | Solar |  |  | Interconnected | Trade Secret | Trade | TLK | TLK075 | Residential |  | Trade Secret | 2024 | 2025
20263-228838-01 | Xcel Energy | 85 | 13781 | IOU | OID4038669 | 5 | Solar |  |  | Withdrawn | Trade Secret | Trade | IDA | IDA064 | Residential | Solar*Rewards | Trade Secret | 2019
20263-228838-01 | Xcel Energy | 85 | 13781 | IOU | 03557126 | 5 | Solar |  |  | Interconnected | Trade Secret | Trade | IDA | IDA064 | Residential | Solar*Rewards | Trade Secret | 2020 | 2020
20263-228838-01 | Xcel Energy | 85 | 13781 | IOU | 03132591 | 7.625 | Solar |  |  | Interconnected | Trade Secret | Trade | STY | STY075 | Residential | Made in Minnesota | Trade Secret | 2018 | 2018
20263-228838-01 | Xcel Energy | 85 | 13781 | IOU | 03132241 | 7.63 | Solar |  |  | Interconnected | Trade Secret | Trade | NMC | NMC082 | Residential | Solar*Rewards | Trade Secret | 2018 | 2018
20263-228838-01 | Xcel Energy | 85 | 13781 | IOU | 06073629 | 3.747 | Solar |  |  | Interconnected | Trade Secret | Trade | SOU | SOU079 | Residential |  | Trade Secret | 2025 | 2025
20263-228838-01 | Xcel Energy | 85 | 13781 | IOU | OID3021973 | 20 | Solar |  |  | Withdrawn | Trade Secret | Trade | SCL | SCL322 | Commercial | Solar*Rewards | Trade Secret | 2017
20263-228838-01 | Xcel Energy | 85 | 13781 | IOU | 03133023 | 30 | Solar |  |  | Interconnected | Trade Secret | Trade | SCL | SCL322 | Commercial | Solar*Rewards | Trade Secret | 2018 | 2019
20263-228838-01 | Xcel Energy | 85 | 13781 | IOU | OID3284583 | 19.999 | Solar |  |  | Withdrawn | Trade Secret | Trade | LAC | LAC062 | Commercial | Solar*Rewards | Trade Secret | 2018
20263-228838-01 | Xcel Energy | 85 | 13781 | IOU | 03133254 | 3 | Solar |  |  | Interconnected | Trade Secret | Trade | OPK | OPK072 | Commercial | Solar*Rewards | Trade Secret | 2010 | 2010
20263-228838-01 | Xcel Energy | 85 | 13781 | IOU | 05584902 | 12.16 | Solar |  |  | Interconnected | Trade Secret | Trade | DND | DND071 | Residential |  | Trade Secret | 2023 | 2023
20263-228838-01 | Xcel Energy | 85 | 13781 | IOU | 05559368 | 12.16 | Solar |  |  | Withdrawn | Trade Secret | Trade | DND | DND071 | Residential | Solar*Rewards | Trade Secret | 2023
20263-228838-01 | Xcel Energy | 85 | 13781 | IOU | 03130912 | 20 | Wind |  |  | Interconnected | Trade Secret | Trade | PLA | PLA022 | Commercial |  | Trade Secret | 2009 | 2009
20263-228838-01 | Xcel Energy | 85 | 13781 | IOU | 05753473 | 38 | Solar |  |  | Interconnected | Trade Secret | Trade | PLA | PLA022 | Commercial |  | Trade Secret | 2024 | 2025
20263-228838-01 | Xcel Energy | 85 | 13781 | IOU | OID3406583 | 20 | Solar |  |  | Withdrawn | Trade Secret | Trade | PLA | PLA022 | Commercial | Solar*Rewards | Trade Secret | 2018
20263-228838-01 | Xcel Energy | 85 | 13781 | IOU | OID2303175 | 19.2 | Solar |  |  | Withdrawn | Trade Secret | Trade | PLA | PLA022 | Commercial | Made in Minnesota | Trade Secret | 2015
20263-228838-01 | Xcel Energy | 85 | 13781 | IOU | OID2303185 | 18 | Solar |  |  | Withdrawn | Trade Secret | Trade | PLA | PLA022 | Commercial | Solar*Rewards | Trade Secret | 2015
20263-228838-01 | Xcel Energy | 85 | 13781 | IOU | OID3083296 | 20 | Solar |  |  | Withdrawn | Trade Secret | Trade | PLA | PLA022 | Commercial | Solar*Rewards | Trade Secret | 2017
20263-228838-01 | Xcel Energy | 85 | 13781 | IOU | OID3026497 | 20 | Solar |  |  | Withdrawn | Trade Secret | Trade | PLA | PLA022 | Commercial | Solar*Rewards | Trade Secret | 2017
20263-228838-01 | Xcel Energy | 85 | 13781 | IOU | 03130911 | 20 | Wind |  |  | Interconnected | Trade Secret | Trade | PLA | PLA022 | Commercial |  | Trade Secret | 2009 | 2009
20263-228838-01 | Xcel Energy | 85 | 13781 | IOU | OID2246400 | 4.5 | Solar |  |  | Withdrawn | Trade Secret | Trade | WIN | WIN043 | Residential | Solar*Rewards | Trade Secret | 2015
20263-228838-01 |  |  |  |  | OID2235572 |  | Solar |  |  | Withdrawn | Trade Secret | Trade | WIN | WIN043 | Residential | Solar*Rewards |  | 2015
20263-228838-01 | Xcel Energy | 85 | 13781 | IOU | 03134553 | 4 | Solar |  |  | Interconnected | Trade Secret | Trade | WIN | WIN043 | Residential | Made in Minnesota | Trade Secret | 2015 | 2015
20263-228838-01 | Xcel Energy | 85 | 13781 | IOU | 03905689 | 5.8 | Solar |  |  | Interconnected | Trade Secret | Trade | SLP | SLP084 | Residential | Solar*Rewards | Trade Secret | 2020 | 2020
20263-228838-01 | Xcel Energy | 85 | 13781 | IOU | 05393213 | 6.4 | Solar |  |  | Interconnected | Trade Secret | Trade | GLK | GLK074 | Residential | Solar*Rewards | Trade Secret | 2023 | 2023
20263-228838-01 | Xcel Energy | 85 | 13781 | IOU | 05251424 | 2.5 | Solar |  |  | Interconnected | Trade Secret | Trade | WES | WES071 | Residential | Solar*Rewards | Trade Secret | 2022 | 2023
20263-228838-01 |  |  |  |  | OID2806571 |  | Solar |  |  | Withdrawn | Trade Secret | Trade | OSS | OSS077 | Residential |  |  | 2012
20263-228838-01 | Xcel Energy | 85 | 13781 | IOU | 03134613 | 20 | Solar |  |  | Interconnected | Trade Secret | Trade | WES | WES075 | Commercial | Solar*Rewards | Trade Secret | 2015 | 2016
20263-228838-01 | Xcel Energy | 85 | 13781 | IOU | 03525812 | 39.998 | Solar |  |  | Active Application | Trade Secret | Trade | IDA | IDA074 | Commercial | Solar*Rewards | Trade Secret | 2020
20263-228838-01 | Xcel Energy | 85 | 13781 | IOU | 05974604 | 6.825 | Solar |  |  | Interconnected | Trade Secret | Trade | STY | STY062 | Residential | Solar*Rewards | Trade Secret | 2024 | 2025
20263-228838-01 | Xcel Energy | 85 | 13781 | IOU | OID3942601 | 7.616 | Solar |  |  | Interconnected | Trade Secret | Trade | MOL | MOL068 | Residential | Solar*Rewards | Trade Secret | 2019 | 2020
20263-228838-01 | Xcel Energy | 85 | 13781 | IOU | 03900823 | 2.16 | Solar |  |  | Interconnected | Trade Secret | Trade | UPP | UPP082 | Residential | Solar*Rewards | Trade Secret | 2020 | 2020
20263-228838-01 | Xcel Energy | 85 | 13781 | IOU | 05949035 | 99 | Solar |  |  | Interconnected | Trade Secret | Trade | LEX | LEX074 | Commercial |  | Trade Secret | 2024 | 2025
20263-228838-01 | Xcel Energy | 85 | 13781 | IOU | 04364108 | 6.96 | Solar |  |  | Interconnected | Trade Secret | Trade | OPK | OPK073 | Residential | Solar*Rewards | Trade Secret | 2021 | 2021
20263-228838-01 | Xcel Energy | 85 | 13781 | IOU | 04046557 | 8.25 | Solar |  |  | Interconnected | Trade Secret | Trade | VMR | VMR062 | Residential |  | Trade Secret | 2020 | 2021
20263-228838-01 | Xcel Energy | 85 | 13781 | IOU | 04794761 | 7.616 | Solar |  |  | Interconnected | Trade Secret | Trade | EDA | EDA079 | Residential | Solar*Rewards | Trade Secret | 2022 | 2022
20263-228838-01 | Xcel Energy | 85 | 13781 | IOU | SRO29737 | 35 | Solar |  |  | Withdrawn | Trade Secret | Trade |  |  | Residential | Solar*Rewards | Trade Secret | 2013
20263-228838-01 | Xcel Energy | 85 | 13781 | IOU | 05708624 | 200 | Solar |  |  | Interconnected | Trade Secret | Trade | MPK | MPK066 | Commercial |  | Trade Secret | 2024 | 2025
20263-228838-01 | Xcel Energy | 85 | 13781 | IOU | 05203812 | 28.119 | Solar |  |  | Interconnected | Trade Secret | Trade | FAP | FAP061 | Residential |  | Trade Secret | 2022 | 2023
20263-228838-01 | Xcel Energy | 85 | 13781 | IOU | 05358823 | 6.38 | Solar |  |  | Interconnected | Trade Secret | Trade | DBL | DBL063 | Residential | Solar*Rewards | Trade Secret | 2023 | 2023
20263-228838-01 | Xcel Energy | 85 | 13781 | IOU | 05817507 | 9.994 | Solar |  |  | Active Application | Trade Secret | Trade | DBL | DBL073 | Residential |  | Trade Secret | 2024
20263-228838-01 | Xcel Energy | 85 | 13781 | IOU | 03236482 | 6 | Solar |  |  | Interconnected | Trade Secret | Trade | WIN | WIN034 | Residential | Solar*Rewards | Trade Secret | 2019 | 2019
20263-228838-01 | Xcel Energy | 85 | 13781 | IOU | 03134190 | 20 | Solar |  |  | Interconnected | Trade Secret | Trade | GIB | GIB021 | Residential | Solar*Rewards | Trade Secret | 2015 | 2015
20263-228838-01 | Xcel Energy | 85 | 13781 | IOU | 05133063 | 5.1 | Solar |  |  | Interconnected | Trade Secret | Trade | PKL | PKL083 | Residential |  | Trade Secret | 2022 | 2023
20263-228838-01 | Xcel Energy | 85 | 13781 | IOU | 05432287 | 5.85 | Solar |  |  | Withdrawn | Trade Secret | Trade | WDY | WDY311 | Residential | Solar*Rewards | Trade Secret | 2023
20263-228838-01 | Xcel Energy | 85 | 13781 | IOU | 05501412 | 6.912 | Solar |  |  | Interconnected | Trade Secret | Trade | WDY | WDY311 | Residential | Solar*Rewards | Trade Secret | 2023 | 2023
20263-228838-01 | Xcel Energy | 85 | 13781 | IOU | 06268058 | 9.84 | Solar |  |  | Interconnected | Trade Secret | Trade | HUG | HUG311 | Residential |  | Trade Secret | 2025 | 2026
20263-228838-01 | Xcel Energy | 85 | 13781 | IOU | 05376445 | 6.4 | Solar |  |  | Interconnected | Trade Secret | Trade | HUG | HUG311 | Residential | Solar*Rewards | Trade Secret | 2023 | 2023
20263-228838-01 | Xcel Energy | 85 | 13781 | IOU | 06206230 | 6.073 | Solar |  |  | Interconnected | Trade Secret | Trade | WES | WES074 | Residential |  | Trade Secret | 2025 | 2025
20263-228838-01 | Xcel Energy | 85 | 13781 | IOU | 04820484 | 6.96 | Solar |  |  | Interconnected | Trade Secret | Trade | HOL | HOL061 | Residential | Solar*Rewards | Trade Secret | 2022 | 2022
20263-228838-01 | Xcel Energy | 85 | 13781 | IOU | 05172779 | 0.29 | Solar |  |  | Withdrawn | Trade Secret | Trade | HOL | HOL061 | Residential |  | Trade Secret | 2022
20263-228838-01 | Xcel Energy | 85 | 13781 | IOU | 05371493 | 16.25 | Solar |  | X | Active Application | Trade Secret | Trade | FRM | FRM071 | Residential |  | Trade Secret | 2023
20263-228838-01 |  |  |  |  | 05782474 |  | Storage |  |  | Active Application | Trade Secret | Trade | FRM | FRM071 | Residential |  |  | 2024
20263-228838-01 | Xcel Energy | 85 | 13781 | IOU | 05353135 | 11.02 | Solar |  |  | Withdrawn | Trade Secret | Trade | FRM | FRM071 | Residential |  | Trade Secret | 2023
20263-228838-01 | Xcel Energy | 85 | 13781 | IOU | 05334260 | 11.02 | Solar |  |  | Interconnected | Trade Secret | Trade | FRM | FRM071 | Residential |  | Trade Secret | 2022 | 2023
20263-228838-01 | Xcel Energy | 85 | 13781 | IOU | 04103472 | 3.77 | Solar |  |  | Interconnected | Trade Secret | Trade | HOL | HOL071 | Residential | Solar*Rewards | Trade Secret | 2020 | 2021
20263-228838-01 | Xcel Energy | 85 | 13781 | IOU | 05947298 | 5.052 | Solar |  |  | Interconnected | Trade Secret | Trade | STY | STY062 | Residential |  | Trade Secret | 2024 | 2025
20263-228838-01 | Xcel Energy | 85 | 13781 | IOU | 05811004 | 6.3 | Solar |  |  | Interconnected | Trade Secret | Trade | AFT | AFT315 | Residential |  | Trade Secret | 2024 | 2024
20263-228838-01 | Xcel Energy | 85 | 13781 | IOU | 05552803 | 5.67 | Solar |  |  | Active Application | Trade Secret | Trade | OSS | OSS076 | Residential |  | Trade Secret | 2023
20263-228838-01 | Xcel Energy | 85 | 13781 | IOU | 03835276 | 3.747 | Solar |  |  | Interconnected | Trade Secret | Trade | MOL | MOL071 | Residential | Solar*Rewards | Trade Secret | 2020 | 2021
20263-228838-01 | Xcel Energy | 85 | 13781 | IOU | 05495076 | 4.06 | Solar |  |  | Interconnected | Trade Secret | Trade | SLP | SLP085 | Residential | Solar*Rewards | Trade Secret | 2023 | 2023
20263-228838-01 | Xcel Energy | 85 | 13781 | IOU | 05958388 | 9.109 | Solar |  |  | Interconnected | Trade Secret | Trade | RAM | RAM071 | Residential |  | Trade Secret | 2024 | 2025
20263-228838-01 | Xcel Energy | 85 | 13781 | IOU | 03131163 | 150 | Other |  |  | Interconnected | Trade Secret | Trade | OSS | OSS072 | Commercial |  | Trade Secret | 2013 | 2013
20263-228838-01 | Xcel Energy | 85 | 13781 | IOU | 03132426 | 5.6 | Solar |  |  | Interconnected | Trade Secret | Trade | MPK | MPK068 | Commercial | Solar*Rewards | Trade Secret | 2018 | 2018
20263-228838-01 | Xcel Energy | 85 | 13781 | IOU | 06181583 | 3.839 | Solar |  |  | Interconnected | Trade Secret | Trade | LEX | LEX074 | Residential | Solar*Rewards | Trade Secret | 2025 | 2025
20263-228838-01 | Xcel Energy | 85 | 13781 | IOU | 03130927 | 2.1 | Solar |  |  | Interconnected | Trade Secret | Trade | HYL | HYL075 | Residential |  | Trade Secret | 2009 | 2009
20263-228838-01 | Xcel Energy | 85 | 13781 | IOU | 03133051 | 36 | Solar |  |  | Interconnected | Trade Secret | Trade | RMT | RMT321 | Commercial | Solar*Rewards | Trade Secret | 2013 | 2014
20263-228838-01 | Xcel Energy | 85 | 13781 | IOU | 04840865 | 40 | Solar |  |  | Interconnected | Trade Secret | Trade | RMT | RMT321 | Commercial | Solar*Rewards | Trade Secret | 2022 | 2023
20263-228838-01 | Xcel Energy | 85 | 13781 | IOU | 04944605 | 199.8 | Solar |  |  | Interconnected | Trade Secret | Trade | RMT | RMT321 | Commercial |  | Trade Secret | 2022 | 2023
20263-228838-01 | Xcel Energy | 85 | 13781 | IOU | 04808104 | 9.994 | Solar |  |  | Interconnected | Trade Secret | Trade | DBL | DBL073 | Residential |  | Trade Secret | 2022 | 2023
20263-228838-01 | Xcel Energy | 85 | 13781 | IOU | 06123722 | 5.51 | Solar |  |  | Active Application | Trade Secret | Trade | WES | WES075 | Residential |  | Trade Secret | 2025
20263-228838-01 | Xcel Energy | 85 | 13781 | IOU | 04110508 | 7.616 | Solar |  |  | Active Application | Trade Secret | Trade | WES | WES075 | Residential | Solar*Rewards | Trade Secret | 2020
20263-228838-01 | Xcel Energy | 85 | 13781 | IOU | 06060994 | 6.46 | Solar |  |  | Active Application | Trade Secret | Trade | ALD | ALD095 | Residential | Solar*Rewards | Trade Secret | 2025
20263-228838-01 | Xcel Energy | 85 | 13781 | IOU | 03130299 | 6 | Solar |  |  | Interconnected | Trade Secret | Trade | SLP | SLP084 | Residential | Solar*Rewards | Trade Secret | 2019 | 2019
20263-228838-01 | Xcel Energy | 85 | 13781 | IOU | OID3761352 | 6 | Solar |  |  | Withdrawn | Trade Secret | Trade | SLP | SLP084 | Residential | Solar*Rewards | Trade Secret | 2019
20263-228838-01 | Xcel Energy | 85 | 13781 | IOU | 03294439 | 5.51 | Solar |  |  | Interconnected | Trade Secret | Trade | RPL | RPL064 | Residential | Solar*Rewards | Trade Secret | 2019 | 2020
20263-228838-01 | Xcel Energy | 85 | 13781 | IOU | 05604613 | 18.505 | Solar |  | X | Interconnected | Trade Secret | Trade | CEL | CEL075 | Residential |  | Trade Secret | 2023 | 2024
20263-228838-01 | Xcel Energy | 85 | 13781 | IOU | 05265939 | 3.48 | Solar |  |  | Interconnected | Trade Secret | Trade | HWW | HWW062 | Residential |  | Trade Secret | 2022 | 2022
20263-228838-01 | Xcel Energy | 85 | 13781 | IOU | 05450242 | 9.994 | Solar |  |  | Interconnected | Trade Secret | Trade | WDY | WDY312 | Residential | Solar*Rewards | Trade Secret | 2023 | 2023
20263-228838-01 | Xcel Energy | 85 | 13781 | IOU | 03189653 | 6 | Solar |  |  | Interconnected | Trade Secret | Trade | DGC | DGC061 | Residential |  | Trade Secret | 2019 | 2020
20263-228838-01 |  |  |  |  | OID3866327 |  | Solar |  |  | Withdrawn | Trade Secret | Trade | DGC | DGC061 | Residential |  |  | 2019
20263-228838-01 | Xcel Energy | 85 | 13781 | IOU | 05273786 | 4.64 | Solar |  |  | Interconnected | Trade Secret | Trade | UPP | UPP068 | Residential |  | Trade Secret | 2023 | 2023
20263-228838-01 | Xcel Energy | 85 | 13781 | IOU | 03665241 | 9.28 | Solar |  |  | Interconnected | Trade Secret | Trade | UPP | UPP068 | Residential | Solar*Rewards | Trade Secret | 2020 | 2020
20263-228838-01 | Xcel Energy | 85 | 13781 | IOU | 05796903 | 4.555 | Solar |  |  | Interconnected | Trade Secret | Trade | UPP | UPP082 | Residential | Solar*Rewards | Trade Secret | 2024 | 2024
20263-228838-01 | Xcel Energy | 85 | 13781 | IOU | 03134276 | 5.04 | Solar |  |  | Interconnected | Trade Secret | Trade | WYO | WYO021 | Residential | Made in Minnesota | Trade Secret | 2015 | 2015
20263-228838-01 | Xcel Energy | 85 | 13781 | IOU | OID2019591 | 18 | Solar |  |  | Withdrawn | Trade Secret | Trade | CEL | CEL071 | Commercial | Solar*Rewards | Trade Secret | 2014
20263-228838-01 | Xcel Energy | 85 | 13781 | IOU | 04472463 | 9.994 | Solar |  |  | Interconnected | Trade Secret | Trade | LAB | LAB312 | Residential | Solar*Rewards | Trade Secret | 2021 | 2022
20263-228838-01 | Xcel Energy | 85 | 13781 | IOU | 06224943 | 4.645 | Solar |  |  | Interconnected | Trade Secret | Trade | WES | WES073 | Residential |  | Trade Secret | 2025 | 2025
20263-228838-01 | Xcel Energy | 85 | 13781 | IOU | 04318497 | 4.35 | Solar |  |  | Interconnected | Trade Secret | Trade | MPK | MPK064 | Residential | Solar*Rewards | Trade Secret | 2021 | 2021
20263-228838-01 | Xcel Energy | 85 | 13781 | IOU | 04973103 | 8.376 | Solar |  |  | Interconnected | Trade Secret | Trade | WIL | WIL074 | Residential | Solar*Rewards | Trade Secret | 2022 | 2022
20263-228838-01 | Xcel Energy | 85 | 13781 | IOU | 05957287 | 3.747 | Solar |  |  | Interconnected | Trade Secret | Trade | IDA | IDA074 | Commercial |  | Trade Secret | 2024 | 2025
20263-228838-01 | Xcel Energy | 85 | 13781 | IOU | 04164608 | 7.616 | Solar |  |  | Interconnected | Trade Secret | Trade | CTR | CTR031 | Residential | Solar*Rewards | Trade Secret | 2021 | 2021
20263-228838-01 | Xcel Energy | 85 | 13781 | IOU | 05710507 | 4.5 | Solar |  |  | Active Application | Trade Secret | Trade | BRP | BRP061 | Residential |  | Trade Secret | 2024
20263-228838-01 | Xcel Energy | 85 | 13781 | IOU | 03134599 | 10.01 | Solar |  |  | Interconnected | Trade Secret | Trade | ALT | ALT021 | Residential | Made in Minnesota | Trade Secret | 2015 | 2015
20263-228838-01 | Xcel Energy | 85 | 13781 | IOU | 03130640 | 5 | Solar |  |  | Interconnected | Trade Secret | Trade | HOL | HOL072 | Residential | Solar*Rewards | Trade Secret | 2016 | 2017
20263-228838-01 | Xcel Energy | 85 | 13781 | IOU | 05367847 | 9.6 | Solar |  |  | Interconnected | Trade Secret | Trade | HUG | HUG311 | Residential | Solar*Rewards | Trade Secret | 2023 | 2023
20263-228838-01 |  |  |  |  | 06206385 |  |  |  |  | Withdrawn | Trade Secret | Trade | MST | MST071 | Residential |  |  | 2025
20263-228838-01 | Xcel Energy | 85 | 13781 | IOU | 06208455 | 7.591 | Solar |  | X | Active Application | Trade Secret | Trade | MST | MST071 | Residential |  | Trade Secret | 2025
20263-228838-01 | Xcel Energy | 85 | 13781 | IOU | 06076270 | 5.693 | Solar |  |  | Interconnected | Trade Secret | Trade | WSG | WSG063 | Residential | Solar*Rewards | Trade Secret | 2025 | 2025
20263-228838-01 | Xcel Energy | 85 | 13781 | IOU | 04363784 | 8.12 | Solar |  |  | Interconnected | Trade Secret | Trade | WSG | WSG075 | Residential | Solar*Rewards | Trade Secret | 2021 | 2021
20263-228838-01 | Xcel Energy | 85 | 13781 | IOU | 04486117 | 15.356 | Solar |  |  | Interconnected | Trade Secret | Trade | RPO | RPO312 | Residential |  | Trade Secret | 2021 | 2021
20263-228838-01 | Xcel Energy | 85 | 13781 | IOU | 06206123 | 6.98 | Solar |  |  | Interconnected | Trade Secret | Trade | MND | MND062 | Residential |  | Trade Secret | 2025 | 2025
20263-228838-01 | Xcel Energy | 85 | 13781 | IOU | 03132929 | 9.94 | Solar |  |  | Interconnected | Trade Secret | Trade | DBL | DBL060 | Residential | Solar*Rewards | Trade Secret | 2018 | 2018
20263-228838-01 | Xcel Energy | 85 | 13781 | IOU | 05945345 | 5.376 | Solar |  |  | Interconnected | Trade Secret | Trade | DBL | DBL073 | Residential |  | Trade Secret | 2024 | 2024
20263-228838-01 | Xcel Energy | 85 | 13781 | IOU | 06190331 | 6.073 | Solar |  |  | Interconnected | Trade Secret | Trade | MPK | MPK082 | Residential | Solar*Rewards | Trade Secret | 2025 | 2025
20263-228838-01 | Xcel Energy | 85 | 13781 | IOU | 04389835 | 8.25 | Solar |  |  | Interconnected | Trade Secret | Trade | PBE | PBE061 | Residential | Solar*Rewards | Trade Secret | 2021 | 2021
20263-228838-01 | Xcel Energy | 85 | 13781 | IOU | OID2771478 | 5.4 | Solar |  |  | Withdrawn | Trade Secret | Trade |  |  | Commercial | Made in Minnesota | Trade Secret | 2016
20263-228838-01 | Xcel Energy | 85 | 13781 | IOU | OID2771481 | 5.4 | Solar |  |  | Withdrawn | Trade Secret | Trade |  |  | Commercial |  | Trade Secret | 2016
20263-228838-01 | Xcel Energy | 85 | 13781 | IOU | OID2764381 | 5.4 | Solar |  |  | Withdrawn | Trade Secret | Trade |  |  | Commercial |  | Trade Secret | 2016
20263-228838-01 |  |  |  |  | OID2764354 |  | Wind |  |  | Withdrawn | Trade Secret | Trade |  |  | Commercial |  |  | 2016
20263-228838-01 | Xcel Energy | 85 | 13781 | IOU | OID2764367 | 43.2 | Solar |  |  | Withdrawn | Trade Secret | Trade |  |  | Commercial |  | Trade Secret | 2016
20263-228838-01 | Xcel Energy | 85 | 13781 | IOU | OID2764330 | 27 | Solar |  |  | Withdrawn | Trade Secret | Trade |  |  | Commercial |  | Trade Secret | 2016
20263-228838-01 | Xcel Energy | 85 | 13781 | IOU | 05356708 | 39.75 | Solar |  |  | Withdrawn | Trade Secret | Trade |  |  | Commercial | Solar*Rewards | Trade Secret | 2023
20263-228838-01 | Xcel Energy | 85 | 13781 | IOU | 04565781 | 1775 | Solar |  |  | Active Application | Trade Secret | Trade | MPK | MPK071 | Commercial |  | Trade Secret | 2021
20263-228838-01 | Xcel Energy | 85 | 13781 | IOU | 05501147 | 1980 | Wind |  |  | Interconnected | Trade Secret | Trade | AVR | AVR211 | Commercial |  | Trade Secret | 2023 | 2001
20263-228838-01 | Xcel Energy | 85 | 13781 | IOU | 05253157 | 7.616 | Solar |  |  | Interconnected | Trade Secret | Trade | SLP | SLP321 | Residential |  | Trade Secret | 2022 | 2023
20263-228838-01 | Xcel Energy | 85 | 13781 | IOU | 05866927 | 3.747 | Solar |  |  | Active Application | Trade Secret | Trade | WCR | WCR322 | Residential |  | Trade Secret | 2024
20263-228838-01 | Xcel Energy | 85 | 13781 | IOU | 05486611 | 9.216 | Solar |  |  | Interconnected | Trade Secret | Trade | YLM | YLM211 | Residential |  | Trade Secret | 2023 | 2023
20263-228838-01 |  |  |  |  | 05753302 |  | Solar |  |  | Active Application | Trade Secret | Trade | KOL | KOL074 | Residential | Solar*Rewards |  | 2024
20263-228838-01 | Xcel Energy | 85 | 13781 | IOU | 04022844 | 7.616 | Solar |  |  | Interconnected | Trade Secret | Trade | KOL | KOL074 | Residential | Solar*Rewards | Trade Secret | 2020 | 2021
20263-228838-01 | Xcel Energy | 85 | 13781 | IOU | 05208687 | 13.92 | Solar |  | X | Withdrawn | Trade Secret | Trade | NOF | NOF071 | Residential |  | Trade Secret | 2022
20263-228838-01 | Xcel Energy | 85 | 13781 | IOU | 05533265 | 5.985 | Solar |  |  | Interconnected | Trade Secret | Trade | HYL | HYL061 | Residential | Solar*Rewards | Trade Secret | 2023 | 2023
20263-228838-01 | Xcel Energy | 85 | 13781 | IOU | 04434285 | 8.12 | Solar |  |  | Interconnected | Trade Secret | Trade | REW | REW031 | Residential | Solar*Rewards | Trade Secret | 2021 | 2021
20263-228838-01 | Xcel Energy | 85 | 13781 | IOU | 06098694 | 7.329 | Solar |  |  | Interconnected | Trade Secret | Trade | MPK | MPK087 | Residential | Solar*Rewards | Trade Secret | 2025 | 2025
20263-228838-01 | Xcel Energy | 85 | 13781 | IOU | 05846947 | 3.747 | Solar |  |  | Active Application | Trade Secret | Trade | SOU | SOU061 | Residential |  | Trade Secret | 2024
20263-228838-01 | Xcel Energy | 85 | 13781 | IOU | 06039150 | 7.329 | Solar |  |  | Interconnected | Trade Secret | Trade | ALD | ALD083 | Residential | Solar*Rewards | Trade Secret | 2024 | 2025
20263-228838-01 | Xcel Energy | 85 | 13781 | IOU | 06296071 | 6.56 | Solar |  |  | Active Application | Trade Secret | Trade | FSL | FSL311 | Residential |  | Trade Secret | 2025
20263-228838-01 | Xcel Energy | 85 | 13781 | IOU | 04403732 | 6 | Solar |  |  | Active Application | Trade Secret | Trade | WSG | WSG076 | Residential | Solar*Rewards | Trade Secret | 2021
20263-228838-01 | Xcel Energy | 85 | 13781 | IOU | SRO30087 | 4.3 | Solar |  |  | Withdrawn | Trade Secret | Trade | SLP | SLP084 | Residential | Solar*Rewards | Trade Secret | 2013
20263-228838-01 | Xcel Energy | 85 | 13781 | IOU | 03862837 | 3.12 | Solar |  |  | Active Application | Trade Secret | Trade | TER | TER081 | Residential | Solar*Rewards | Trade Secret | 2020
20263-228838-01 | Xcel Energy | 85 | 13781 | IOU | 04219116 | 3.12 | Solar |  |  | Interconnected | Trade Secret | Trade | TER | TER081 | Residential | Solar*Rewards | Trade Secret | 2021 | 2021
20263-228838-01 | Xcel Energy | 85 | 13781 | IOU | 05395467 | 3.9 | Solar |  |  | Interconnected | Trade Secret | Trade | SOU | SOU073 | Residential | Solar*Rewards | Trade Secret | 2023 | 2023
20263-228838-01 | Xcel Energy | 85 | 13781 | IOU | 03131847 | 7.63 | Solar |  |  | Interconnected | Trade Secret | Trade | NOF | NOF061 | Residential | Made in Minnesota | Trade Secret | 2017 | 2018
20263-228838-01 | Xcel Energy | 85 | 13781 | IOU | OID2518792 | 7.63 | Solar |  |  | Withdrawn | Trade Secret | Trade | NOF | NOF061 | Residential | Solar*Rewards | Trade Secret | 2016
20263-228838-01 | Xcel Energy | 85 | 13781 | IOU | OID2518152 | 7.63 | Solar |  |  | Withdrawn | Trade Secret | Trade | NOF | NOF061 | Residential | Solar*Rewards | Trade Secret | 2016
20263-228838-01 | Xcel Energy | 85 | 13781 | IOU | 03131675 | 6 | Solar |  |  | Interconnected | Trade Secret | Trade | VMR | VMR062 | Residential | Made in Minnesota | Trade Secret | 2017 | 2018
20263-228838-01 | Xcel Energy | 85 | 13781 | IOU | 05269803 | 18.24 | Solar |  |  | Interconnected | Trade Secret | Trade | RLK | RLK069 | Residential |  | Trade Secret | 2022 | 2023
20263-228838-01 | Xcel Energy | 85 | 13781 | IOU | 05998932 | 5.693 | Solar |  |  | Active Application | Trade Secret | Trade | MEL | MEL075 | Residential | Solar*Rewards | Trade Secret | 2024
20263-228838-01 | Xcel Energy | 85 | 13781 | IOU | 05966158 | 5.693 | Solar |  |  | Withdrawn | Trade Secret | Trade | MEL | MEL075 | Residential |  | Trade Secret | 2024
20263-228838-01 | Xcel Energy | 85 | 13781 | IOU | 05219919 | 3.836 | Solar |  |  | Interconnected | Trade Secret | Trade | XRD | XRD062 | Residential |  | Trade Secret | 2022 | 2023
20263-228838-01 |  |  |  |  | 05209644 |  | Solar |  |  | Active Application | Trade Secret | Trade | STY | STY061 | Residential | Solar*Rewards |  | 2022
20263-228838-01 | Xcel Energy | 85 | 13781 | IOU | OID3071211 | 9.94 | Solar |  |  | Withdrawn | Trade Secret | Trade | HWW | HWW075 | Commercial | Solar*Rewards | Trade Secret | 2017
20263-228838-01 | Xcel Energy | 85 | 13781 | IOU | 03133868 | 24 | Solar |  |  | Interconnected | Trade Secret | Trade | AFT | AFT315 | Commercial | Made in Minnesota | Trade Secret | 2014 | 2015
20263-228838-01 | Xcel Energy | 85 | 13781 | IOU | 03133591 | 10.32 | Solar |  |  | Interconnected | Trade Secret | Trade | OSS | OSS064 | Commercial | Solar*Rewards | Trade Secret | 2011 | 2012
20263-228838-01 | Xcel Energy | 85 | 13781 | IOU | 05452480 | 6.4 | Solar |  |  | Interconnected | Trade Secret | Trade | FAB | FAB071 | Residential | Solar*Rewards | Trade Secret | 2023 | 2023
20263-228838-01 | Xcel Energy | 85 | 13781 | IOU | 04424950 | 5 | Solar |  |  | Interconnected | Trade Secret | Trade | RMT | RMT321 | Residential |  | Trade Secret | 2021 | 2021
20263-228838-01 | Xcel Energy | 85 | 13781 | IOU | 06086934 | 7.68 | Solar |  |  | Active Application | Trade Secret | Trade | RMT | RMT321 | Residential | Solar*Rewards | Trade Secret | 2025
20263-228838-01 | Xcel Energy | 85 | 13781 | IOU | 06121336 | 9.994 | Solar |  |  | Interconnected | Trade Secret | Trade | STY | STY071 | Residential |  | Trade Secret | 2025 | 2025
20263-228838-01 | Xcel Energy | 85 | 13781 | IOU | 03132726 | 66.6 | Solar |  |  | Interconnected | Trade Secret | Trade | OAD | OAD074 | Commercial |  | Trade Secret | 2018 | 2019
20263-228838-01 | Xcel Energy | 85 | 13781 | IOU | OID2019222 | 20 | Solar |  |  | Withdrawn | Trade Secret | Trade | OAD | OAD074 | Commercial | Solar*Rewards | Trade Secret | 2014
20263-228838-01 | Xcel Energy | 85 | 13781 | IOU | 06233113 | 17.799 | Solar |  | X | Active Application | Trade Secret | Trade | REW | REW033 | Residential |  | Trade Secret | 2025
20263-228838-01 | Xcel Energy | 85 | 13781 | IOU | 06301969 | 7.08 | Storage |  |  | Active Application | Trade Secret | Trade | REW | REW033 | Residential |  | Trade Secret | 2025
20263-228838-01 | Xcel Energy | 85 | 13781 | IOU | OID3446777 | 90 | Solar |  |  | Withdrawn | Trade Secret | Trade | LAK | LAK032 | Commercial |  | Trade Secret | 2018
20263-228838-01 | Xcel Energy | 85 | 13781 | IOU | 03129845 | 36 | Solar |  |  | Interconnected | Trade Secret | Trade | LAK | LAK032 | Commercial | Solar*Rewards | Trade Secret | 2018 | 2019
20263-228838-01 | Xcel Energy | 85 | 13781 | IOU | 03662680 | 12.48 | Solar |  |  | Interconnected | Trade Secret | Trade | LEX | LEX074 | Residential | Solar*Rewards | Trade Secret | 2020 | 2020
20263-228838-01 | Xcel Energy | 85 | 13781 | IOU | SRO29815 | 40 | Solar |  |  | Withdrawn | Trade Secret | Trade | MEL | MEL063 | Commercial | Solar*Rewards | Trade Secret | 2013
20263-228838-01 | Xcel Energy | 85 | 13781 | IOU | 04204896 | 17.61 | Solar |  |  | Interconnected | Trade Secret | Trade | KAN | KAN031 | Residential | Solar*Rewards | Trade Secret | 2020 | 2021
20263-228838-01 | Xcel Energy | 85 | 13781 | IOU | 05951295 | 9.29 | Solar |  |  | Interconnected | Trade Secret | Trade | SOU | SOU065 | Residential | Solar*Rewards | Trade Secret | 2024 | 2024
20263-228838-01 | Xcel Energy | 85 | 13781 | IOU | 04554965 | 6 | Solar |  |  | Interconnected | Trade Secret | Trade | TWL | TWL071 | Residential |  | Trade Secret | 2021 | 2022
20263-228838-01 | Xcel Energy | 85 | 13781 | IOU | 06089051 | 5.248 | Solar |  |  | Interconnected | Trade Secret | Trade | WIL | WIL071 | Residential | Solar*Rewards | Trade Secret | 2025 | 2025
20263-228838-01 | Xcel Energy | 85 | 13781 | IOU | 05151551 | 420 | Solar |  |  | Interconnected | Trade Secret | Trade | HOL | HOL062 | Commercial |  | Trade Secret | 2022 | 2024
20263-228838-01 | Xcel Energy | 85 | 13781 | IOU | 03129810 | 11.241 | Solar |  |  | Interconnected | Trade Secret | Trade | PRR | PRR063 | Commercial | Solar*Rewards | Trade Secret | 2017 | 2018
20263-228838-01 | Xcel Energy | 85 | 13781 | IOU | 03132565 | 7.84 | Solar |  |  | Interconnected | Trade Secret | Trade | OPK | OPK077 | Residential | Solar*Rewards | Trade Secret | 2018 | 2019
20263-228838-01 | Xcel Energy | 85 | 13781 | IOU | 06230268 | 4.537 | Solar |  |  | Interconnected | Trade Secret | Trade | SLP | SLP097 | Residential |  | Trade Secret | 2025 | 2026
20263-228838-01 | Xcel Energy | 85 | 13781 | IOU | 06278855 | 3.141 | Solar |  | X | Active Application | Trade Secret | Trade | AFT | AFT321 | Residential |  | Trade Secret | 2025
20263-228838-01 | Xcel Energy | 85 | 13781 | IOU | 03432108 | 5 | Solar |  |  | Interconnected | Trade Secret | Trade | AFT | AFT321 | Residential | Solar*Rewards | Trade Secret | 2019 | 2020
20263-228838-01 | Xcel Energy | 85 | 13781 | IOU | 03132720 | 5.28 | Solar |  |  | Interconnected | Trade Secret | Trade | WIL | WIL073 | Residential | Solar*Rewards | Trade Secret | 2018 | 2018
20263-228838-01 | Xcel Energy | 85 | 13781 | IOU | 05357242 | 5.8 | Solar |  | X | Active Application | Trade Secret | Trade | SLP | SLP084 | Residential | Solar*Rewards | Trade Secret | 2023
20263-228838-01 | Xcel Energy | 85 | 13781 | IOU | OID3705935 | 39.998 | Solar |  |  | Withdrawn | Trade Secret | Trade | BRP | BRP073 | Commercial | Solar*Rewards | Trade Secret | 2019
20263-228838-01 | Xcel Energy | 85 | 13781 | IOU | OID3851304 | 39.998 | Solar |  |  | Withdrawn | Trade Secret | Trade | BRP | BRP073 | Commercial | Solar*Rewards | Trade Secret | 2019
20263-228838-01 | Xcel Energy | 85 | 13781 | IOU | 03159344 | 39.998 | Solar |  |  | Interconnected | Trade Secret | Trade | BRP | BRP073 | Commercial | Solar*Rewards | Trade Secret | 2019 | 2020
20263-228838-01 | Xcel Energy | 85 | 13781 | IOU | 05803042 | 14.35 | Solar |  |  | Interconnected | Trade Secret | Trade | BCR | BCR082 | Residential | Solar*Rewards | Trade Secret | 2024 | 2024
20263-228838-01 | Xcel Energy | 85 | 13781 | IOU | 03411287 | 5 | Solar |  |  | Interconnected | Trade Secret | Trade | WYO | WYO032 | Residential | Solar*Rewards | Trade Secret | 2019 | 2020
20263-228838-01 | Xcel Energy | 85 | 13781 | IOU | 05937209 | 8.45 | Solar |  |  | Interconnected | Trade Secret | Trade | HUG | HUG312 | Residential | Solar*Rewards | Trade Secret | 2024 | 2024
20263-228838-01 | Xcel Energy | 85 | 13781 | IOU | 06276842 | 7.6 | Solar |  |  | Active Application | Trade Secret | Trade | NOF | NOF071 | Residential |  | Trade Secret | 2025
20263-228838-01 | Xcel Energy | 85 | 13781 | IOU | 06010894 | 6.046 | Solar |  |  | Active Application | Trade Secret | Trade | BEL | BEL062 | Residential |  | Trade Secret | 2024
20263-228838-01 | Xcel Energy | 85 | 13781 | IOU | 05823408 | 3.747 | Solar |  |  | Interconnected | Trade Secret | Trade | ECK | ECK321 | Residential |  | Trade Secret | 2024 | 2025
20263-228838-01 | Xcel Energy | 85 | 13781 | IOU | 03132155 | 14.94 | Solar |  |  | Interconnected | Trade Secret | Trade | SOU | SOU075 | Commercial | Made in Minnesota | Trade Secret | 2017 | 2018
20263-228838-01 | Xcel Energy | 85 | 13781 | IOU | 04552261 | 5.8 | Solar |  |  | Interconnected | Trade Secret | Trade | OAD | OAD071 | Residential |  | Trade Secret | 2021 | 2021
20263-228838-01 | Xcel Energy | 85 | 13781 | IOU | OID3410022 | 7.625 | Solar |  |  | Withdrawn | Trade Secret | Trade | SOU | SOU072 | Commercial | Solar*Rewards | Trade Secret | 2018
20263-228838-01 | Xcel Energy | 85 | 13781 | IOU | 04483811 | 5.054 | Solar |  |  | Active Application | Trade Secret | Trade | SLP | SLP083 | Residential | Solar*Rewards | Trade Secret | 2021
20263-228838-01 | Xcel Energy | 85 | 13781 | IOU | 04508342 | 5.054 | Solar |  |  | Interconnected | Trade Secret | Trade | SLP | SLP083 | Residential |  | Trade Secret | 2021 | 2021
20263-228838-01 | Xcel Energy | 85 | 13781 | IOU | 05811820 | 8.528 | Solar |  |  | Interconnected | Trade Secret | Trade | HUG | HUG321 | Residential | Solar*Rewards | Trade Secret | 2024 | 2024
20263-228838-01 | Xcel Energy | 85 | 13781 | IOU | 05358813 | 7.875 | Solar |  |  | Interconnected | Trade Secret | Trade | ECK | ECK061 | Residential | Solar*Rewards | Trade Secret | 2023 | 2023
20263-228838-01 | Xcel Energy | 85 | 13781 | IOU | 03130873 | 2.1 | Solar |  |  | Interconnected | Trade Secret | Trade | GVW | GVW022 | Residential |  | Trade Secret | 2008 | 2008
20263-228838-01 | Xcel Energy | 85 | 13781 | IOU | 03133499 | 6 | Solar |  |  | Interconnected | Trade Secret | Trade | MDT | MDT074 | Residential | Solar*Rewards | Trade Secret | 2011 | 2012
20263-228838-01 | Xcel Energy | 85 | 13781 | IOU | 05989993 | 5.693 | Solar |  |  | Interconnected | Trade Secret | Trade | WCR | WCR322 | Residential |  | Trade Secret | 2024 | 2024
20263-228838-01 | Xcel Energy | 85 | 13781 | IOU | 03135027 | 6 | Solar |  |  | Interconnected | Trade Secret | Trade | KOL | KOL065 | Residential | Solar*Rewards | Trade Secret | 2016 | 2016
20263-228838-01 | Xcel Energy | 85 | 13781 | IOU | 03133189 | 5 | Solar |  |  | Interconnected | Trade Secret | Trade | NOF | NOF061 | Residential | Solar*Rewards | Trade Secret | 2010 | 2010
20263-228838-01 | Xcel Energy | 85 | 13781 | IOU | 05643530 | 6.3 | Solar |  |  | Interconnected | Trade Secret | Trade | SLP | SLP076 | Residential |  | Trade Secret | 2023 | 2024
20263-228838-01 | Xcel Energy | 85 | 13781 | IOU | 03129705 | 17.61 | Solar |  |  | Interconnected | Trade Secret | Trade | WES | WES073 | Residential | Solar*Rewards | Trade Secret | 2018 | 2019
20263-228838-01 | Xcel Energy | 85 | 13781 | IOU | 04793498 | 11.39 | Solar |  |  | Interconnected | Trade Secret | Trade | CTR | CTR031 | Residential | Solar*Rewards | Trade Secret | 2022 | 2022
20263-228838-01 | Xcel Energy | 85 | 13781 | IOU | 05766897 | 125 | Solar |  |  | Interconnected | Trade Secret | Trade | HAS | HAS033 | Residential |  | Trade Secret | 2024 | 2025
20263-228838-01 | Xcel Energy | 85 | 13781 | IOU | 05468052 | 12.8 | Solar |  |  | Interconnected | Trade Secret | Trade | MOL | MOL066 | Residential |  | Trade Secret | 2023 | 2023
20263-228838-01 | Xcel Energy | 85 | 13781 | IOU | 05660011 | 6.56 | Solar |  |  | Interconnected | Trade Secret | Trade | ECK | ECK062 | Residential |  | Trade Secret | 2023 | 2024
20263-228838-01 | Xcel Energy | 85 | 13781 | IOU | 04625917 | 6.282 | Solar |  |  | Interconnected | Trade Secret | Trade | SOU | SOU087 | Residential |  | Trade Secret | 2021 | 2021
20263-228838-01 | Xcel Energy | 85 | 13781 | IOU | 05597365 | 4.095 | Solar |  |  | Interconnected | Trade Secret | Trade | RLK | RLK079 | Residential |  | Trade Secret | 2023 | 2024
20263-228838-01 | Xcel Energy | 85 | 13781 | IOU | 03134218 | 5 | Solar |  |  | Interconnected | Trade Secret | Trade | MPK | MPK063 | Residential | Made in Minnesota | Trade Secret | 2015 | 2015
20263-228838-01 | Xcel Energy | 85 | 13781 | IOU | 06182523 | 6.98 | Solar |  |  | Interconnected | Trade Secret | Trade | EDA | EDA079 | Residential | Solar*Rewards | Trade Secret | 2025 | 2025
20263-228838-01 | Xcel Energy | 85 | 13781 | IOU | 05801071 | 4.992 | Solar |  |  | Interconnected | Trade Secret | Trade | STY | STY075 | Residential |  | Trade Secret | 2024 | 2024
20263-228838-01 | Xcel Energy | 85 | 13781 | IOU | 04060359 | 4.56 | Solar |  |  | Interconnected | Trade Secret | Trade | TWL | TWL063 | Residential | Solar*Rewards | Trade Secret | 2020 | 2020
20263-228838-01 | Xcel Energy | 85 | 13781 | IOU | 05197817 | 5.933 | Solar |  |  | Interconnected | Trade Secret | Trade | SOU | SOU077 | Residential |  | Trade Secret | 2022 | 2022
20263-228838-01 | Xcel Energy | 85 | 13781 | IOU | 06001741 | 5.235 | Solar |  |  | Interconnected | Trade Secret | Trade | ALD | ALD084 | Residential | Solar*Rewards | Trade Secret | 2024 | 2025
20263-228838-01 | Xcel Energy | 85 | 13781 | IOU | 03130150 | 233.3 | Solar |  |  | Interconnected | Trade Secret | Trade | SCL | SCL313 | Commercial |  | Trade Secret | 2019 | 2020
20263-228838-01 | Xcel Energy | 85 | 13781 | IOU | 06168388 | 4.935 | Solar |  |  | Interconnected | Trade Secret | Trade | CGR | CGR063 | Residential | Solar*Rewards | Trade Secret | 2025 | 2025
20263-228838-01 | Xcel Energy | 85 | 13781 | IOU | 06222335 | 2.323 | Solar |  |  | Interconnected | Trade Secret | Trade | MEL | MEL073 | Residential |  | Trade Secret | 2025 | 2025
20263-228838-01 | Xcel Energy | 85 | 13781 | IOU | 05696738 | 5.052 | Solar |  |  | Interconnected | Trade Secret | Trade | FAP | FAP062 | Residential |  | Trade Secret | 2024 | 2024
20263-228838-01 | Xcel Energy | 85 | 13781 | IOU | 04204551 | 6.96 | Solar |  |  | Interconnected | Trade Secret | Trade | SCA | SCA021 | Residential | Solar*Rewards | Trade Secret | 2021 | 2021
20263-228838-01 | Xcel Energy | 85 | 13781 | IOU | 03133385 | 1.05 | Solar |  |  | Interconnected | Trade Secret | Trade | SCA | SCA021 | Residential | Solar*Rewards | Trade Secret | 2011 | 2011
20263-228838-01 | Xcel Energy | 85 | 13781 | IOU | 05207240 | 2.792 | Solar |  |  | Interconnected | Trade Secret | Trade | SOU | SOU081 | Residential |  | Trade Secret | 2022 | 2022
20263-228838-01 | Xcel Energy | 85 | 13781 | IOU | 05356592 | 29.982 | Solar |  |  | Withdrawn | Trade Secret | Trade | RPO | RPO312 | Residential | Solar*Rewards | Trade Secret | 2023
20263-228838-01 | Xcel Energy | 85 | 13781 | IOU | 04626368 | 5.054 | Solar |  |  | Interconnected | Trade Secret | Trade | GPH | GPH061 | Residential |  | Trade Secret | 2021 | 2022
20263-228838-01 | Xcel Energy | 85 | 13781 | IOU | SRO13204 | 14.4 | Solar |  |  | Withdrawn | Trade Secret | Trade | APA | APA075 | Commercial | Solar*Rewards | Trade Secret | 2010
20263-228838-01 | Xcel Energy | 85 | 13781 | IOU | 03134536 | 10.01 | Solar |  |  | Interconnected | Trade Secret | Trade | ALD | ALD088 | Residential | Made in Minnesota | Trade Secret | 2015 | 2016
20263-228838-01 | Xcel Energy | 85 | 13781 | IOU | OID2968833 | 7.63 | Solar |  |  | Withdrawn | Trade Secret | Trade | PAT | PAT313 | Residential | Made in Minnesota | Trade Secret | 2017
20263-228838-01 | Xcel Energy | 85 | 13781 | IOU | 05682607 | 3.484 | Solar |  |  | Interconnected | Trade Secret | Trade | ECK | ECK321 | Residential |  | Trade Secret | 2023 | 2024
20263-228838-01 | Xcel Energy | 85 | 13781 | IOU | 03129999 | 1.575 | Solar |  |  | Interconnected | Trade Secret | Trade | TER | TER062 | Residential | Solar*Rewards | Trade Secret | 2018 | 2019
20263-228838-01 | Xcel Energy | 85 | 13781 | IOU | 04023551 | 3.747 | Solar |  |  | Interconnected | Trade Secret | Trade | XRD | XRD075 | Residential | Solar*Rewards | Trade Secret | 2020 | 2021
20263-228838-01 | Xcel Energy | 85 | 13781 | IOU | 05357031 | 17.55 | Solar |  |  | Interconnected | Trade Secret | Trade | HSN | HSN312 | Residential | Solar*Rewards | Trade Secret | 2023 | 2023
20263-228838-01 | Xcel Energy | 85 | 13781 | IOU | 03800421 | 9.52 | Solar |  |  | Interconnected | Trade Secret | Trade | LLK | LLK061 | Residential | Solar*Rewards | Trade Secret | 2020 | 2021
20263-228838-01 | Xcel Energy | 85 | 13781 | IOU | 03131285 | 7.63 | Solar |  |  | Interconnected | Trade Secret | Trade | WTN | WTN061 | Residential | Solar*Rewards | Trade Secret | 2016 | 2017
20263-228838-01 | Xcel Energy | 85 | 13781 | IOU | 03134818 | 10.01 | Solar |  |  | Interconnected | Trade Secret | Trade | SLP | SLP082 | Residential | Made in Minnesota | Trade Secret | 2016 | 2016
20263-228838-01 | Xcel Energy | 85 | 13781 | IOU | OID2518053 | 10.01 | Solar |  |  | Withdrawn | Trade Secret | Trade | SLP | SLP082 | Residential | Solar*Rewards | Trade Secret | 2016
20263-228838-01 | Xcel Energy | 85 | 13781 | IOU | 05963310 | 16.799 | Solar |  |  | Interconnected | Trade Secret | Trade | DND | DND072 | Residential | Solar*Rewards | Trade Secret | 2024 | 2025
20263-228838-01 | Xcel Energy | 85 | 13781 | IOU | 03130644 | 4 | Solar |  |  | Interconnected | Trade Secret | Trade | WKN | WKN001 | Residential | Made in Minnesota | Trade Secret | 2016 | 2017
20263-228838-01 | Xcel Energy | 85 | 13781 | IOU | 04129884 | 4.06 | Solar |  |  | Interconnected | Trade Secret | Trade | AFT | AFT314 | Residential | Solar*Rewards | Trade Secret | 2020 | 2021
20263-228838-01 | Xcel Energy | 85 | 13781 | IOU | 05303535 | 39.73 | Solar |  |  | Interconnected | Trade Secret | Trade | AFT | AFT315 | Residential |  | Trade Secret | 2022 | 2024
20263-228838-01 | Xcel Energy | 85 | 13781 | IOU | 03133639 | 8 | Solar |  |  | Interconnected | Trade Secret | Trade | AFT | AFT315 | Residential | Solar*Rewards | Trade Secret | 2012 | 2012
20263-228838-01 | Xcel Energy | 85 | 13781 | IOU | 04171346 | 39.998 | Solar |  |  | Interconnected | Trade Secret | Trade | HYL | HYL065 | Commercial | Solar*Rewards | Trade Secret | 2020 | 2022
20263-228838-01 | Xcel Energy | 85 | 13781 | IOU | 04171386 | 626.597 | Solar |  |  | Withdrawn | Trade Secret | Trade | HYL | HYL065 | Commercial |  | Trade Secret | 2020
20263-228838-01 | Xcel Energy | 85 | 13781 | IOU | 03130773 | 40 | Solar |  |  | Interconnected | Trade Secret | Trade | HYL | HYL065 | Commercial |  | Trade Secret | 2007 | 2012
20263-228838-01 | Xcel Energy | 85 | 13781 | IOU | 03133545 | 45 | Solar |  |  | Interconnected | Trade Secret | Trade | HYL | HYL065 | Commercial | Solar*Rewards | Trade Secret | 2011 | 2012
20263-228838-01 |  |  |  |  | OID3590749 |  | Solar |  |  | Withdrawn | Trade Secret | Trade | HWW | HWW062 | Residential |  |  | 2018
20263-228838-01 | Xcel Energy | 85 | 13781 | IOU | OID3733084 | 7.587 | Solar |  |  | Withdrawn | Trade Secret | Trade | HWW | HWW062 | Residential |  | Trade Secret | 2019
20263-228838-01 | Xcel Energy | 85 | 13781 | IOU | 03294108 | 7.587 | Solar |  |  | Interconnected | Trade Secret | Trade | HWW | HWW062 | Residential | Solar*Rewards | Trade Secret | 2019 | 2021
20263-228838-01 | Xcel Energy | 85 | 13781 | IOU | 03130389 | 5 | Solar |  |  | Interconnected | Trade Secret | Trade | EDA | EDA061 | Residential | Solar*Rewards | Trade Secret | 2018 | 2018
20263-228838-01 | Xcel Energy | 85 | 13781 | IOU | 06231568 | 11.766 | Solar |  |  | Interconnected | Trade Secret | Trade | AFT | AFT314 | Residential |  | Trade Secret | 2025 | 2025
20263-228838-01 | Xcel Energy | 85 | 13781 | IOU | 05938310 | 6.046 | Solar |  |  | Interconnected | Trade Secret | Trade | HUG | HUG311 | Residential |  | Trade Secret | 2024 | 2025
20263-228838-01 | Xcel Energy | 85 | 13781 | IOU | 03683308 | 3.48 | Solar |  |  | Active Application | Trade Secret | Trade | ALD | ALD082 | Residential | Solar*Rewards | Trade Secret | 2020
20263-228838-01 | Xcel Energy | 85 | 13781 | IOU | SRO22704 | 40 | Solar |  |  | Withdrawn | Trade Secret | Trade | JOR | JOR022 | Commercial | Solar*Rewards | Trade Secret | 2012
20263-228838-01 | Xcel Energy | 85 | 13781 | IOU | 03347145 | 6 | Solar |  |  | Interconnected | Trade Secret | Trade | CEL | CEL064 | Residential | Solar*Rewards | Trade Secret | 2019 | 2020
20263-228838-01 | Xcel Energy | 85 | 13781 | IOU | 03134496 | 5 | Solar |  |  | Interconnected | Trade Secret | Trade | HWW | HWW073 | Residential | Made in Minnesota | Trade Secret | 2015 | 2015
20263-228838-01 | Xcel Energy | 85 | 13781 | IOU | 04254858 | 5.22 | Solar |  |  | Withdrawn | Trade Secret | Trade | NOF | NOF061 | Residential | Solar*Rewards | Trade Secret | 2021
20263-228838-01 | Xcel Energy | 85 | 13781 | IOU | 03133956 | 5.76 | Solar |  |  | Interconnected | Trade Secret | Trade | ECK | ECK321 | Residential | Solar*Rewards | Trade Secret | 2014 | 2014
20263-228838-01 | Xcel Energy | 85 | 13781 | IOU | 03289578 | 6 | Solar |  |  | Interconnected | Trade Secret | Trade | WES | WES064 | Residential | Solar*Rewards | Trade Secret | 2019 | 2019
20263-228838-01 | Xcel Energy | 85 | 13781 | IOU | 04260842 | 25.23 | Solar |  |  | Interconnected | Trade Secret | Trade | RPO | RPO312 | Residential | Solar*Rewards | Trade Secret | 2021 | 2021
20263-228838-01 |  |  |  |  | OID2588141 |  | Solar |  |  | Withdrawn | Trade Secret | Trade | WEB | WEB021 | Residential | Solar*Rewards |  | 2016
20263-228838-01 |  |  |  |  | OID2588140 |  | Solar |  |  | Withdrawn | Trade Secret | Trade | WEB | WEB021 | Residential | Solar*Rewards |  | 2016
20263-228838-01 | Xcel Energy | 85 | 13781 | IOU | 05865020 | 7.296 | Solar |  |  | Interconnected | Trade Secret | Trade | CRL | CRL065 | Residential | Solar*Rewards | Trade Secret | 2024 | 2024
20263-228838-01 | Xcel Energy | 85 | 13781 | IOU | 04767836 | 13.616 | Solar |  |  | Interconnected | Trade Secret | Trade | OAD | OAD074 | Residential |  | Trade Secret | 2021 | 2022
20263-228838-01 | Xcel Energy | 85 | 13781 | IOU | 05983558 | 7.616 | Solar |  |  | Active Application | Trade Secret | Trade | RWD | RWD081 | Residential |  | Trade Secret | 2024
20263-228838-01 | Xcel Energy | 85 | 13781 | IOU | 06104018 | 2.657 | Solar |  | X | Interconnected | Trade Secret | Trade | MPK | MPK074 | Residential |  | Trade Secret | 2025 | 2025
20263-228838-01 | Xcel Energy | 85 | 13781 | IOU | 05418810 | 2.32 | Solar |  |  | Interconnected | Trade Secret | Trade | SDX | SDX312 | Residential |  | Trade Secret | 2023 | 2023
20263-228838-01 | Xcel Energy | 85 | 13781 | IOU | 04067050 | 6 | Solar |  |  | Active Application | Trade Secret | Trade | APA | APA075 | Residential | Solar*Rewards | Trade Secret | 2020
20263-228838-01 | Xcel Energy | 85 | 13781 | IOU | 04613211 | 7.616 | Solar |  |  | Withdrawn | Trade Secret | Trade | WCR | WCR311 | Residential |  | Trade Secret | 2021
20263-228838-01 |  |  |  |  | 04419231 |  | Solar |  |  | Active Application | Trade Secret | Trade | GNL | GNL072 | Residential | Solar*Rewards |  | 2021
20263-228838-01 | Xcel Energy | 85 | 13781 | IOU | 03129933 | 7.616 | Solar |  |  | Interconnected | Trade Secret | Trade | LLK | LLK072 | Residential | Solar*Rewards | Trade Secret | 2018 | 2019
20263-228838-01 | Xcel Energy | 85 | 13781 | IOU | 05996633 | 6.5 | Solar |  |  | Interconnected | Trade Secret | Trade | MOL | MOL068 | Residential |  | Trade Secret | 2024 | 2025
20263-228838-01 | Xcel Energy | 85 | 13781 | IOU | 05981060 | 6.5 | Solar |  |  | Withdrawn | Trade Secret | Trade | MOL | MOL068 | Residential |  | Trade Secret | 2024
20263-228838-01 | Xcel Energy | 85 | 13781 | IOU | 05712177 | 6.38 | Solar |  |  | Interconnected | Trade Secret | Trade | LEX | LEX332 | Residential | Solar*Rewards | Trade Secret | 2024 | 2024
20263-228838-01 | Xcel Energy | 85 | 13781 | IOU | 03177338 | 9.994 | Solar |  |  | Interconnected | Trade Secret | Trade | SOU | SOU066 | Residential | Solar*Rewards | Trade Secret | 2019 | 2019
20263-228838-01 | Xcel Energy | 85 | 13781 | IOU | 03130264 | 6.96 | Solar |  |  | Interconnected | Trade Secret | Trade | LEX | LEX061 | Residential | Solar*Rewards | Trade Secret | 2019 | 2019
20263-228838-01 | Xcel Energy | 85 | 13781 | IOU | 05358413 | 9.994 | Solar |  |  | Interconnected | Trade Secret | Trade | KOL | KOL073 | Residential | Solar*Rewards | Trade Secret | 2023 | 2023
20263-228838-01 | Xcel Energy | 85 | 13781 | IOU | 03133932 | 5 | Solar |  |  | Interconnected | Trade Secret | Trade | WES | WES073 | Residential | Made in Minnesota | Trade Secret | 2014 | 2014
20263-228838-01 | Xcel Energy | 85 | 13781 | IOU | 03130510 | 7.68 | Solar |  |  | Interconnected | Trade Secret | Trade | LLK | LLK061 | Residential | Solar*Rewards | Trade Secret | 2018 | 2019
20263-228838-01 | Xcel Energy | 85 | 13781 | IOU | 05269714 | 2.32 | Solar |  |  | Withdrawn | Trade Secret | Trade | WIL | WIL097 | Residential |  | Trade Secret | 2022
20263-228838-01 | Xcel Energy | 85 | 13781 | IOU | 04625912 | 4.06 | Solar |  |  | Interconnected | Trade Secret | Trade | EGL | EGL022 | Residential |  | Trade Secret | 2021 | 2022
20263-228838-01 | Xcel Energy | 85 | 13781 | IOU | 06230652 | 4.537 | Solar |  |  | Interconnected | Trade Secret | Trade | SLP | SLP085 | Residential |  | Trade Secret | 2025 | 2025
20263-228838-01 | Xcel Energy | 85 | 13781 | IOU | 05497289 | 7.756 | Solar |  |  | Interconnected | Trade Secret | Trade | WES | WES073 | Residential | Solar*Rewards | Trade Secret | 2023 | 2023
20263-228838-01 | Xcel Energy | 85 | 13781 | IOU | 05942703 | 7.68 | Storage |  |  | Active Application | Trade Secret | Trade | SLP | SLP095 | Residential |  | Trade Secret | 2024
20263-228838-01 | Xcel Energy | 85 | 13781 | IOU | 03130703 | 4 | Solar |  |  | Interconnected | Trade Secret | Trade | ALD | ALD076 | Residential |  | Trade Secret | 2007 | 2013
20263-228838-01 | Xcel Energy | 85 | 13781 | IOU | 06114291 | 23 | Storage |  |  | Interconnected | Trade Secret | Trade | ALD | ALD076 | Residential |  | Trade Secret | 2025 | 2025
20263-228838-01 | Xcel Energy | 85 | 13781 | IOU | 03130814 | 1.8 | Solar |  |  | Interconnected | Trade Secret | Trade | ALD | ALD076 | Residential |  | Trade Secret | 2007 | 2007
20263-228838-01 | Xcel Energy | 85 | 13781 | IOU | 04793819 | 6.96 | Solar |  |  | Interconnected | Trade Secret | Trade | WAB | WAB021 | Residential | Solar*Rewards | Trade Secret | 2022 | 2023
20263-228838-01 | Xcel Energy | 85 | 13781 | IOU | 03129863 | 7.2 | Solar |  |  | Active Application | Trade Secret | Trade | WAB | WAB021 | Residential | Solar*Rewards | Trade Secret | 2018
20263-228838-01 | Xcel Energy | 85 | 13781 | IOU | 06026125 | 2.66 | Solar |  |  | Interconnected | Trade Secret | Trade | WRR | WRR075 | Residential | Solar*Rewards | Trade Secret | 2024 | 2025
20263-228838-01 | Xcel Energy | 85 | 13781 | IOU | 06109362 | 7.591 | Solar |  | X | Interconnected | Trade Secret | Trade | SLP | SLP085 | Residential |  | Trade Secret | 2025 | 2025
20263-228838-01 | Xcel Energy | 85 | 13781 | IOU | 06059903 | 7.591 | Solar |  | X | Withdrawn | Trade Secret | Trade | SLP | SLP085 | Residential |  | Trade Secret | 2025
20263-228838-01 | Xcel Energy | 85 | 13781 | IOU | 06018472 | 1.898 | Solar |  |  | Withdrawn | Trade Secret | Trade | SLP | SLP085 | Residential | Solar*Rewards | Trade Secret | 2024
20263-228838-01 | Xcel Energy | 85 | 13781 | IOU | 03133460 | 6 | Solar |  |  | Interconnected | Trade Secret | Trade | SLP | SLP085 | Residential | Solar*Rewards | Trade Secret | 2011 | 2011
20263-228838-01 | Xcel Energy | 85 | 13781 | IOU | 06186143 | 5.314 | Solar |  |  | Active Application | Trade Secret | Trade | STY | STY075 | Residential | Solar*Rewards | Trade Secret | 2025
20263-228838-01 | Xcel Energy | 85 | 13781 | IOU | 04827439 | 8.12 | Solar |  |  | Interconnected | Trade Secret | Trade | OAD | OAD071 | Residential | Solar*Rewards | Trade Secret | 2022 | 2022
20263-228838-01 | Xcel Energy | 85 | 13781 | IOU | 04793556 | 10.412 | Solar |  |  | Interconnected | Trade Secret | Trade | WSG | WSG362 | Residential | Solar*Rewards | Trade Secret | 2022 | 2022
20263-228838-01 | Xcel Energy | 85 | 13781 | IOU | 05344079 | 4.06 | Solar |  |  | Interconnected | Trade Secret | Trade | HYL | HYL064 | Residential |  | Trade Secret | 2022 | 2023
20263-228838-01 | Xcel Energy | 85 | 13781 | IOU | 06190289 | 19.737 | Solar |  |  | Active Application | Trade Secret | Trade | AFT | AFT315 | Residential | Solar*Rewards | Trade Secret | 2025
20263-228838-01 | Xcel Energy | 85 | 13781 | IOU | 06235334 | 10.742 | Solar |  |  | Interconnected | Trade Secret | Trade | GLK | GLK064 | Residential |  | Trade Secret | 2025 | 2025
20263-228838-01 | Xcel Energy | 85 | 13781 | IOU | 06255030 | 7.6 | Solar |  |  | Active Application | Trade Secret | Trade | HSN | HSN311 | Residential |  | Trade Secret | 2025
20263-228838-01 | Xcel Energy | 85 | 13781 | IOU | 05863018 | 7.616 | Solar |  |  | Interconnected | Trade Secret | Trade | WES | WES074 | Residential |  | Trade Secret | 2024 | 2025
20263-228838-01 | Xcel Energy | 85 | 13781 | IOU | 06223641 | 7.6 | Solar |  |  | Active Application | Trade Secret | Trade | HSN | HSN321 | Residential |  | Trade Secret | 2025
20263-228838-01 | Xcel Energy | 85 | 13781 | IOU | 04084922 | 4.93 | Solar |  |  | Interconnected | Trade Secret | Trade | SOU | SOU087 | Residential | Solar*Rewards | Trade Secret | 2020 | 2021
20263-228838-01 | Xcel Energy | 85 | 13781 | IOU | 05541684 | 9.994 | Solar |  |  | Withdrawn | Trade Secret | Trade | MPK | MPK084 | Residential | Solar*Rewards | Trade Secret | 2023
20263-228838-01 | Xcel Energy | 85 | 13781 | IOU | 05541826 | 9.994 | Solar |  |  | Interconnected | Trade Secret | Trade | MPK | MPK084 | Residential | Solar*Rewards | Trade Secret | 2023 | 2023
20263-228838-01 | Xcel Energy | 85 | 13781 | IOU | 05580947 | 7.68 | Solar |  |  | Interconnected | Trade Secret | Trade | SDX | SDX312 | Residential | Solar*Rewards | Trade Secret | 2023 | 2023
20263-228838-01 | Xcel Energy | 85 | 13781 | IOU | 06262658 | 8.832 | Solar |  |  | Active Application | Trade Secret | Trade | WIL | WIL089 | Residential |  | Trade Secret | 2026
20263-228838-01 | Xcel Energy | 85 | 13781 | IOU | 03133026 | 7.616 | Solar |  |  | Interconnected | Trade Secret | Trade | ALD | ALD088 | Residential | Solar*Rewards | Trade Secret | 2018 | 2019
20263-228838-01 | Xcel Energy | 85 | 13781 | IOU | 05511841 | 8.505 | Solar |  |  | Interconnected | Trade Secret | Trade | STY | STY061 | Residential | Solar*Rewards | Trade Secret | 2023 | 2023
20263-228838-01 | Xcel Energy | 85 | 13781 | IOU | 05573067 | 4.095 | Solar |  |  | Interconnected | Trade Secret | Trade | HOL | HOL072 | Residential |  | Trade Secret | 2023 | 2024
20263-228838-01 | Xcel Energy | 85 | 13781 | IOU | 05849679 | 5.51 | Solar |  |  | Interconnected | Trade Secret | Trade | TWL | TWL063 | Residential | Solar*Rewards | Trade Secret | 2024 | 2024
20263-228838-01 |  |  |  |  | 06018647 |  |  |  |  | Withdrawn | Trade Secret | Trade | DPN | DPN061 | Residential |  |  | 2024
20263-228838-01 |  |  |  |  | OID1946204 |  | Solar |  |  | Withdrawn | Trade Secret | Trade | ALD | ALD092 | Residential | Made in Minnesota |  | 2014
20263-228838-01 | Xcel Energy | 85 | 13781 | IOU | 06260696 | 2.094 | Solar |  |  | Active Application | Trade Secret | Trade | AFT | AFT314 | Residential |  | Trade Secret | 2025
20263-228838-01 | Xcel Energy | 85 | 13781 | IOU | 03134923 | 3.84 | Solar |  |  | Interconnected | Trade Secret | Trade | AFT | AFT314 | Residential | Made in Minnesota | Trade Secret | 2016 | 2016
20263-228838-01 | Xcel Energy | 85 | 13781 | IOU | 03133004 | 7.616 | Solar |  |  | Interconnected | Trade Secret | Trade | MPK | MPK064 | Residential | Solar*Rewards | Trade Secret | 2018 | 2019
20263-228838-01 |  |  |  |  | 05390434 |  | Solar |  |  | Withdrawn | Trade Secret | Trade | WSG | WSG362 | Residential | Solar*Rewards |  | 2023
20263-228838-01 | Xcel Energy | 85 | 13781 | IOU | 05390594 | 14.21 | Solar |  |  | Interconnected | Trade Secret | Trade | WSG | WSG362 | Residential |  | Trade Secret | 2023 | 2023
20263-228838-01 | Xcel Energy | 85 | 13781 | IOU | 03129952 | 2.64 | Solar |  |  | Interconnected | Trade Secret | Trade | SOU | SOU072 | Residential | Solar*Rewards | Trade Secret | 2018 | 2019
20263-228838-01 | Xcel Energy | 85 | 13781 | IOU | 04402277 | 5.235 | Solar |  |  | Interconnected | Trade Secret | Trade | SLP | SLP083 | Residential | Solar*Rewards | Trade Secret | 2021 | 2021
20263-228838-01 | Xcel Energy | 85 | 13781 | IOU | 06337544 | 3.193 | Solar |  |  | Active Application | Trade Secret | Trade | WRR | WRR075 | Residential |  | Trade Secret | 2026
20263-228838-01 | Xcel Energy | 85 | 13781 | IOU | 05601395 | 1.89 | Solar |  |  | Withdrawn | Trade Secret | Trade | ORO | ORO062 | Residential | Solar*Rewards | Trade Secret | 2023
20263-228838-01 | Xcel Energy | 85 | 13781 | IOU | 05711809 | 2.52 | Solar |  |  | Interconnected | Trade Secret | Trade | ORO | ORO062 | Residential | Solar*Rewards | Trade Secret | 2024 | 2024
20263-228838-01 | Xcel Energy | 85 | 13781 | IOU | 05932858 | 3.747 | Solar |  |  | Interconnected | Trade Secret | Trade | HUG | HUG311 | Residential |  | Trade Secret | 2024 | 2025
20263-228838-01 | Xcel Energy | 85 | 13781 | IOU | 03133860 | 36 | Solar |  |  | Interconnected | Trade Secret | Trade | FSL | FSL311 | Commercial | Made in Minnesota | Trade Secret | 2014 | 2014
20263-228838-01 | Xcel Energy | 85 | 13781 | IOU | 04793870 | 10.44 | Solar |  |  | Interconnected | Trade Secret | Trade | LLK | LLK072 | Residential | Solar*Rewards | Trade Secret | 2022 | 2022
20263-228838-01 | Xcel Energy | 85 | 13781 | IOU | 06292571 | 6.825 | Solar |  |  | Withdrawn | Trade Secret | Trade | CHE | CHE076 | Residential |  | Trade Secret | 2025
20263-228838-01 | Xcel Energy | 85 | 13781 | IOU | 06310823 | 6.825 | Solar |  |  | Active Application | Trade Secret | Trade | CHE | CHE076 | Residential |  | Trade Secret | 2025
20263-228838-01 | Xcel Energy | 85 | 13781 | IOU | 03130831 | 3.2 | Solar |  |  | Interconnected | Trade Secret | Trade | PIL | PIL022 | Residential |  | Trade Secret | 2008 | 2008
20263-228838-01 | Xcel Energy | 85 | 13781 | IOU | 05590750 | 4.93 | Solar |  |  | Interconnected | Trade Secret | Trade | APA | APA067 | Residential |  | Trade Secret | 2023 | 2024
20263-228838-01 |  |  |  |  | OID2024504 |  | Solar |  |  | Withdrawn | Trade Secret | Trade | STY | STY065 | Residential | Solar*Rewards |  | 2014
20263-228838-01 | Xcel Energy | 85 | 13781 | IOU | OID2024533 | 6 | Solar |  |  | Withdrawn | Trade Secret | Trade | STY | STY065 | Residential | Solar*Rewards | Trade Secret | 2014
20263-228838-01 | Xcel Energy | 85 | 13781 | IOU | OID2283358 | 7.63 | Solar |  |  | Withdrawn | Trade Secret | Trade | STY | STY065 | Residential | Solar*Rewards | Trade Secret | 2015
20263-228838-01 | Xcel Energy | 85 | 13781 | IOU | 03134309 | 7.63 | Solar |  |  | Interconnected | Trade Secret | Trade | STY | STY065 | Residential | Made in Minnesota | Trade Secret | 2015 | 2015
20263-228838-01 | Xcel Energy | 85 | 13781 | IOU | 03134577 | 40 | Solar |  |  | Interconnected | Trade Secret | Trade | WDY | WDY312 | Commercial | Made in Minnesota | Trade Secret | 2015 | 2015
20263-228838-01 | Xcel Energy | 85 | 13781 | IOU | 03131688 | 24.5 | Solar |  |  | Interconnected | Trade Secret | Trade | LAC | LAC062 | Commercial | Made in Minnesota | Trade Secret | 2017 | 2017
20263-228838-01 | Xcel Energy | 85 | 13781 | IOU | OID3011310 | 24.5 | Solar |  |  | Withdrawn | Trade Secret | Trade | LAC | LAC062 | Commercial | Made in Minnesota | Trade Secret | 2017
20263-228838-01 | Xcel Energy | 85 | 13781 | IOU | 03134634 | 10.01 | Solar |  |  | Interconnected | Trade Secret | Trade | HOL | HOL071 | Residential | Made in Minnesota | Trade Secret | 2015 | 2015
20263-228838-01 | Xcel Energy | 85 | 13781 | IOU | 04560003 | 3.747 | Solar |  |  | Interconnected | Trade Secret | Trade | BRP | BRP063 | Residential |  | Trade Secret | 2021 | 2022
20263-228838-01 | Xcel Energy | 85 | 13781 | IOU | 05471630 | 7.875 | Solar |  |  | Interconnected | Trade Secret | Trade | LEX | LEX071 | Residential | Solar*Rewards | Trade Secret | 2023 | 2023
20263-228838-01 | Xcel Energy | 85 | 13781 | IOU | 05576390 | 12.672 | Solar |  |  | Interconnected | Trade Secret | Trade | RED | RED091 | Residential |  | Trade Secret | 2023 | 2023
20263-228838-01 | Xcel Energy | 85 | 13781 | IOU | 03132420 | 15 | Solar |  |  | Interconnected | Trade Secret | Trade | CHI | CHI311 | Residential | Solar*Rewards | Trade Secret | 2018 | 2018
20263-228838-01 | Xcel Energy | 85 | 13781 | IOU | 04132365 | 5.8 | Solar |  |  | Active Application | Trade Secret | Trade | HYL | HYL062 | Residential | Solar*Rewards | Trade Secret | 2020
20263-228838-01 | Xcel Energy | 85 | 13781 | IOU | 05415050 | 3.2 | Solar |  |  | Interconnected | Trade Secret | Trade | GRC | GRC312 | Residential | Solar*Rewards | Trade Secret | 2023 | 2023
20263-228838-01 | Xcel Energy | 85 | 13781 | IOU | 05589133 | 4.41 | Solar |  |  | Interconnected | Trade Secret | Trade | WRR | WRR075 | Residential |  | Trade Secret | 2023 | 2023
20263-228838-01 | Xcel Energy | 85 | 13781 | IOU | 05848945 | 6.453 | Solar |  |  | Interconnected | Trade Secret | Trade | WES | WES074 | Residential | Solar*Rewards | Trade Secret | 2024 | 2024
20263-228838-01 | Xcel Energy | 85 | 13781 | IOU | 04341067 | 11.89 | Solar |  |  | Interconnected | Trade Secret | Trade | HYL | HYL061 | Residential | Solar*Rewards | Trade Secret | 2021 | 2021
20263-228838-01 | Xcel Energy | 85 | 13781 | IOU | 03133780 | 30 | Solar |  |  | Interconnected | Trade Secret | Trade | HWW | HWW063 | Commercial | Solar*Rewards | Trade Secret | 2013 | 2014
20263-228838-01 | Xcel Energy | 85 | 13781 | IOU | SRO23711 | 40 | Solar |  |  | Withdrawn | Trade Secret | Trade | HWW | HWW063 | Commercial | Solar*Rewards | Trade Secret | 2012
20263-228838-01 | Xcel Energy | 85 | 13781 | IOU | SRO22682 | 35 | Solar |  |  | Withdrawn | Trade Secret | Trade | HWW | HWW063 | Commercial | Solar*Rewards | Trade Secret | 2012
20263-228838-01 | Xcel Energy | 85 | 13781 | IOU | 05851635 | 5.052 | Solar |  |  | Interconnected | Trade Secret | Trade | OAD | OAD072 | Residential |  | Trade Secret | 2024 | 2025
20263-228838-01 | Xcel Energy | 85 | 13781 | IOU | 05984537 | 3.747 | Solar |  |  | Interconnected | Trade Secret | Trade | HYL | HYL064 | Residential |  | Trade Secret | 2024 | 2025
20263-228838-01 | Xcel Energy | 85 | 13781 | IOU | 05932441 | 5.052 | Solar |  |  | Interconnected | Trade Secret | Trade | GRC | GRC312 | Residential |  | Trade Secret | 2024 | 2025
20263-228838-01 | Xcel Energy | 85 | 13781 | IOU | OID3038232 | 7.625 | Solar |  |  | Withdrawn | Trade Secret | Trade | EKO | EKO021 | Residential | Made in Minnesota | Trade Secret | 2017
20263-228838-01 | Xcel Energy | 85 | 13781 | IOU | 06142788 | 3.49 | Solar |  |  | Interconnected | Trade Secret | Trade | MPK | MPK087 | Residential |  | Trade Secret | 2025 | 2025
20263-228838-01 | Xcel Energy | 85 | 13781 | IOU | 05167784 | 0.87 | Solar |  |  | Withdrawn | Trade Secret | Trade | MPK | MPK087 | Residential |  | Trade Secret | 2022
20263-228838-01 | Xcel Energy | 85 | 13781 | IOU | 03190734 | 3.747 | Solar |  |  | Interconnected | Trade Secret | Trade | MPK | MPK087 | Residential | Solar*Rewards | Trade Secret | 2019 | 2019
20263-228838-01 |  |  |  |  | OID3897441 |  | Solar |  |  | Withdrawn | Trade Secret | Trade | MPK | MPK087 | Residential | Solar*Rewards |  | 2019
20263-228838-01 | Xcel Energy | 85 | 13781 | IOU | 06277697 | 6.453 | Solar |  |  | Active Application | Trade Secret | Trade | WIL | WIL061 | Residential |  | Trade Secret | 2025
20263-228838-01 | Xcel Energy | 85 | 13781 | IOU | 04401046 | 7.616 | Solar |  |  | Interconnected | Trade Secret | Trade | RVA | RVA061 | Residential | Solar*Rewards | Trade Secret | 2021 | 2022
20263-228838-01 | Xcel Energy | 85 | 13781 | IOU | OID2019200 | 16 | Solar |  |  | Withdrawn | Trade Secret | Trade | SLP | SLP091 | Commercial | Solar*Rewards | Trade Secret | 2014
20263-228838-01 | Xcel Energy | 85 | 13781 | IOU | 03130422 | 5.22 | Solar |  |  | Interconnected | Trade Secret | Trade | STY | STY072 | Residential | Solar*Rewards | Trade Secret | 2018 | 2019
20263-228838-01 | Xcel Energy | 85 | 13781 | IOU | 03131312 | 5 | Solar |  |  | Interconnected | Trade Secret | Trade | DPN | DPN062 | Residential | Solar*Rewards | Trade Secret | 2016 | 2017
20263-228838-01 | Xcel Energy | 85 | 13781 | IOU | 05404422 | 4.06 | Solar |  |  | Interconnected | Trade Secret | Trade | HWW | HWW073 | Residential | Solar*Rewards | Trade Secret | 2023 | 2023
20263-228838-01 | Xcel Energy | 85 | 13781 | IOU | 05983334 | 4.9 | Solar |  |  | Active Application | Trade Secret | Trade | MTR | MTR021 | Residential |  | Trade Secret | 2024
20263-228838-01 | Xcel Energy | 85 | 13781 | IOU | 06218574 | 12.913 | Solar |  |  | Interconnected | Trade Secret | Trade | WSG | WSG063 | Residential |  | Trade Secret | 2025 | 2025
20263-228838-01 | Xcel Energy | 85 | 13781 | IOU | 06105458 | 5.584 | Solar |  |  | Interconnected | Trade Secret | Trade | GPH | GPH062 | Residential | Solar*Rewards | Trade Secret | 2025 | 2025
20263-228838-01 | Xcel Energy | 85 | 13781 | IOU | 03134617 | 10.01 | Solar |  |  | Interconnected | Trade Secret | Trade | CTF | CTF021 | Residential | Made in Minnesota | Trade Secret | 2015 | 2016
20263-228838-01 | Xcel Energy | 85 | 13781 | IOU | SRO19145 | 29.985 | Solar |  |  | Withdrawn | Trade Secret | Trade | WIN | WIN033 | Commercial | Solar*Rewards | Trade Secret | 2011
20263-228838-01 | Xcel Energy | 85 | 13781 | IOU | 05130534 | 8.32 | Solar |  |  | Interconnected | Trade Secret | Trade | HUG | HUG312 | Residential |  | Trade Secret | 2022 | 2023
20263-228838-01 | Xcel Energy | 85 | 13781 | IOU | 04204731 | 3.747 | Solar |  |  | Interconnected | Trade Secret | Trade | MPK | MPK063 | Residential |  | Trade Secret | 2020 | 2021
20263-228838-01 | Xcel Energy | 85 | 13781 | IOU | 05958402 | 5.314 | Solar |  |  | Interconnected | Trade Secret | Trade | RAM | RAM063 | Residential | Solar*Rewards | Trade Secret | 2024 | 2025
20263-228838-01 | Xcel Energy | 85 | 13781 | IOU | 06190358 | 2.561 | Solar |  |  | Interconnected | Trade Secret | Trade | HUG | HUG312 | Residential |  | Trade Secret | 2025 | 2025
20263-228838-01 | Xcel Energy | 85 | 13781 | IOU | SRO12662 | 9.6 | Solar |  |  | Withdrawn | Trade Secret | Trade | ALD | ALD082 | Commercial | Solar*Rewards | Trade Secret | 2010
20263-228838-01 | Xcel Energy | 85 | 13781 | IOU | 03133308 | 10 | Solar |  |  | Interconnected | Trade Secret | Trade | ALD | ALD082 | Commercial | Solar*Rewards | Trade Secret | 2010 | 2015
20263-228838-01 | Xcel Energy | 85 | 13781 | IOU | 06195739 | 12 | Storage |  |  | Active Application | Trade Secret | Trade | CGR | CGR061 | Residential |  | Trade Secret | 2025
20263-228838-01 | Xcel Energy | 85 | 13781 | IOU | 03177804 | 7.2 | Solar |  |  | Interconnected | Trade Secret | Trade | CGR | CGR061 | Residential | Solar*Rewards | Trade Secret | 2019 | 2020
20263-228838-01 | Xcel Energy | 85 | 13781 | IOU | 04836630 | 9.28 | Solar |  |  | Interconnected | Trade Secret | Trade | CHE | CHE075 | Residential |  | Trade Secret | 2022 | 2023
20263-228838-01 | Xcel Energy | 85 | 13781 | IOU | 04445752 | 4.64 | Solar |  |  | Interconnected | Trade Secret | Trade | SOU | SOU084 | Residential | Solar*Rewards | Trade Secret | 2021 | 2022
20263-228838-01 | Xcel Energy | 85 | 13781 | IOU | 03139170 | 7.616 | Solar |  |  | Interconnected | Trade Secret | Trade | HYL | HYL073 | Residential | Solar*Rewards | Trade Secret | 2019 | 2019
20263-228838-01 | Xcel Energy | 85 | 13781 | IOU | OID3791068 | 7.616 | Solar |  |  | Withdrawn | Trade Secret | Trade | HYL | HYL073 | Residential | Solar*Rewards | Trade Secret | 2019
20263-228838-01 |  |  |  |  | OID3834014 |  | Solar |  |  | Withdrawn | Trade Secret | Trade | HYL | HYL073 | Residential | Solar*Rewards |  | 2019
20263-228838-01 | Xcel Energy | 85 | 13781 | IOU | 04360537 | 11.6 | Solar |  |  | Interconnected | Trade Secret | Trade | ORO | ORO062 | Residential | Solar*Rewards | Trade Secret | 2021 | 2021
20263-228838-01 | Xcel Energy | 85 | 13781 | IOU | 03133154 | 8 | Solar |  |  | Interconnected | Trade Secret | Trade | SLP | SLP082 | Commercial | Solar*Rewards | Trade Secret | 2010 | 2010
20263-228838-01 |  |  |  |  | SRO21845 |  | Solar |  |  | Withdrawn | Trade Secret | Trade | SLP | SLP082 | Commercial | Solar*Rewards |  | 2012
20263-228838-01 | Xcel Energy | 85 | 13781 | IOU | 03133634 | 2.58 | Solar |  |  | Interconnected | Trade Secret | Trade | SLP | SLP082 | Commercial | Solar*Rewards | Trade Secret | 2012 | 2010
20263-228838-01 | Xcel Energy | 85 | 13781 | IOU | 03134509 | 10.01 | Solar |  |  | Interconnected | Trade Secret | Trade | GNL | GNL061 | Residential | Made in Minnesota | Trade Secret | 2015 | 2016
20263-228838-01 | Xcel Energy | 85 | 13781 | IOU | 04880938 | 7.616 | Solar |  |  | Withdrawn | Trade Secret | Trade | AFT | AFT322 | Residential | Solar*Rewards | Trade Secret | 2022
20263-228838-01 | Xcel Energy | 85 | 13781 | IOU | 03151474 | 13.616 | Solar |  |  | Interconnected | Trade Secret | Trade | VMR | VMR062 | Residential | Solar*Rewards | Trade Secret | 2019 | 2019
20263-228838-01 | Xcel Energy | 85 | 13781 | IOU | 05968664 | 6.5 | Solar |  |  | Interconnected | Trade Secret | Trade | OPK | OPK077 | Residential |  | Trade Secret | 2024 | 2025
20263-228838-01 | Xcel Energy | 85 | 13781 | IOU | 05711763 | 15.12 | Solar |  |  | Active Application | Trade Secret | Trade | VMR | VMR062 | Residential | Solar*Rewards | Trade Secret | 2024
20263-228838-01 | Xcel Energy | 85 | 13781 | IOU | 05526800 | 5.355 | Solar |  |  | Active Application | Trade Secret | Trade | VMR | VMR062 | Residential | Solar*Rewards | Trade Secret | 2023
20263-228838-01 | Xcel Energy | 85 | 13781 | IOU | 05228494 | 9.57 | Solar |  |  | Interconnected | Trade Secret | Trade | VMR | VMR062 | Residential |  | Trade Secret | 2022 | 2023
20263-228838-01 | Xcel Energy | 85 | 13781 | IOU | 05173764 | 10.24 | Solar |  |  | Interconnected | Trade Secret | Trade | VMR | VMR062 | Residential |  | Trade Secret | 2022 | 2023
20263-228838-01 | Xcel Energy | 85 | 13781 | IOU | 03179604 | 11.39 | Solar |  |  | Interconnected | Trade Secret | Trade | HUG | HUG312 | Residential | Solar*Rewards | Trade Secret | 2019 | 2019
20263-228838-01 | Xcel Energy | 85 | 13781 | IOU | 03132358 | 5 | Solar |  |  | Interconnected | Trade Secret | Trade | LOK | LOK061 | Residential | Solar*Rewards | Trade Secret | 2018 | 2018
20263-228838-01 | Xcel Energy | 85 | 13781 | IOU | 03132123 | 39.998 | Solar |  |  | Interconnected | Trade Secret | Trade | ALD | ALD076 | Commercial | Made in Minnesota | Trade Secret | 2017 | 2017
20263-228838-01 | Xcel Energy | 85 | 13781 | IOU | OID3076460 | 19.999 | Solar |  |  | Withdrawn | Trade Secret | Trade | ALD | ALD076 | Commercial | Solar*Rewards | Trade Secret | 2017
20263-228838-01 | Xcel Energy | 85 | 13781 | IOU | 04580613 | 133.3 | Solar |  |  | Interconnected | Trade Secret | Trade | MEL | MEL074 | Commercial |  | Trade Secret | 2021 | 2022
20263-228838-01 | Xcel Energy | 85 | 13781 | IOU | 06322388 | 7.329 | Solar |  |  | Active Application | Trade Secret | Trade | GSL | GSL341 | Residential | Solar*Rewards | Trade Secret | 2026
20263-228838-01 | Xcel Energy | 85 | 13781 | IOU | 05233523 | 4.35 | Solar |  |  | Interconnected | Trade Secret | Trade | RVA | RVA061 | Residential |  | Trade Secret | 2022 | 2023
20263-228838-01 | Xcel Energy | 85 | 13781 | IOU | 03966400 | 3.6 | Solar |  |  | Interconnected | Trade Secret | Trade | WYO | WYO032 | Residential | Solar*Rewards | Trade Secret | 2020 | 2020
20263-228838-01 | Xcel Energy | 85 | 13781 | IOU | 06122636 | 5.364 | Solar |  |  | Interconnected | Trade Secret | Trade | GRC | GRC312 | Residential | Solar*Rewards | Trade Secret | 2025 | 2025
20263-228838-01 | Xcel Energy | 85 | 13781 | IOU | 06017990 | 11.136 | Solar |  |  | Interconnected | Trade Secret | Trade | LAB | LAB312 | Residential |  | Trade Secret | 2024 | 2025
20263-228838-01 | Xcel Energy | 85 | 13781 | IOU | 05465496 | 14.175 | Solar |  |  | Interconnected | Trade Secret | Trade | HYL | HYL064 | Residential | Solar*Rewards | Trade Secret | 2023 | 2023
20263-228838-01 | Xcel Energy | 85 | 13781 | IOU | 05356994 | 10.819 | Solar |  |  | Interconnected | Trade Secret | Trade | ALK | ALK067 | Residential | Solar*Rewards | Trade Secret | 2023 | 2023
20263-228838-01 | Xcel Energy | 85 | 13781 | IOU | 05843141 | 7.616 | Solar |  |  | Interconnected | Trade Secret | Trade | WCR | WCR322 | Residential |  | Trade Secret | 2024 | 2025
20263-228838-01 | Xcel Energy | 85 | 13781 | IOU | 04793636 | 12.18 | Solar |  |  | Interconnected | Trade Secret | Trade | LEX | LEX332 | Residential | Solar*Rewards | Trade Secret | 2022 | 2022
20263-228838-01 | Xcel Energy | 85 | 13781 | IOU | 04954683 | 7.748 | Solar |  |  | Interconnected | Trade Secret | Trade | LAB | LAB312 | Residential | Solar*Rewards | Trade Secret | 2022 | 2022
20263-228838-01 | Xcel Energy | 85 | 13781 | IOU | 04450968 | 7.68 | Solar |  |  | Active Application | Trade Secret | Trade | WSG | WSG063 | Residential |  | Trade Secret | 2021
20263-228838-01 | Xcel Energy | 85 | 13781 | IOU | 06033209 | 7.591 | Solar |  |  | Interconnected | Trade Secret | Trade | ALK | ALK067 | Residential | Solar*Rewards | Trade Secret | 2024 | 2025
20263-228838-01 | Xcel Energy | 85 | 13781 | IOU | 04759881 | 15.994 | Solar |  |  | Interconnected | Trade Secret | Trade | WWK | WWK321 | Residential |  | Trade Secret | 2021 | 2022
20263-228838-01 |  |  |  |  | 04825819 |  | Solar |  |  | Active Application | Trade Secret | Trade | VMR | VMR062 | Residential | Solar*Rewards |  | 2022
20263-228838-01 | Xcel Energy | 85 | 13781 | IOU | 04041676 | 8.25 | Solar |  |  | Interconnected | Trade Secret | Trade | VMR | VMR062 | Residential |  | Trade Secret | 2020 | 2021
20263-228838-01 | Xcel Energy | 85 | 13781 | IOU | 05601706 | 10.24 | Solar |  |  | Interconnected | Trade Secret | Trade | FSL | FSL312 | Residential |  | Trade Secret | 2023 | 2024
20263-228838-01 | Xcel Energy | 85 | 13781 | IOU | OID2617028 | 32.4 | Solar |  |  | Withdrawn | Trade Secret | Trade |  |  | Commercial | Made in Minnesota | Trade Secret | 2016
20263-228838-01 | Xcel Energy | 85 | 13781 | IOU | 03132070 | 7.625 | Solar |  |  | Interconnected | Trade Secret | Trade | HUG | HUG312 | Residential | Solar*Rewards | Trade Secret | 2017 | 2017
20263-228838-01 | Xcel Energy | 85 | 13781 | IOU | 05211410 | 10.725 | Solar |  |  | Interconnected | Trade Secret | Trade | OPK | OPK077 | Residential |  | Trade Secret | 2022 | 2022
20263-228838-01 | Xcel Energy | 85 | 13781 | IOU | 03131234 | 108 | Solar |  |  | Interconnected | Trade Secret | Trade | APA | APA067 | Commercial |  | Trade Secret | 2016 | 2016
20263-228838-01 | Xcel Energy | 85 | 13781 | IOU | 05539692 | 7.245 | Solar |  |  | Withdrawn | Trade Secret | Trade | LOK | LOK093 | Residential | Solar*Rewards | Trade Secret | 2023
20263-228838-01 | Xcel Energy | 85 | 13781 | IOU | 05711787 | 7.56 | Solar |  |  | Interconnected | Trade Secret | Trade | LOK | LOK093 | Residential | Solar*Rewards | Trade Secret | 2024 | 2024
20263-228838-01 | Xcel Energy | 85 | 13781 | IOU | 03709440 | 6.67 | Solar |  |  | Interconnected | Trade Secret | Trade | MEL | MEL087 | Residential | Solar*Rewards | Trade Secret | 2020 | 2021
20263-228838-01 | Xcel Energy | 85 | 13781 | IOU | 04474647 | 6 | Solar |  |  | Active Application | Trade Secret | Trade | HSN | HSN321 | Residential | Solar*Rewards | Trade Secret | 2021
20263-228838-01 | Xcel Energy | 85 | 13781 | IOU | 04435200 | 6.38 | Solar |  |  | Interconnected | Trade Secret | Trade | AFT | AFT314 | Residential | Solar*Rewards | Trade Secret | 2021 | 2021
20263-228838-01 | Xcel Energy | 85 | 13781 | IOU | 04794345 | 5.2 | Solar |  |  | Interconnected | Trade Secret | Trade | WRR | WRR075 | Residential | Solar*Rewards | Trade Secret | 2022 | 2023
20263-228838-01 | Xcel Energy | 85 | 13781 | IOU | 04416814 | 4.384 | Solar |  |  | Interconnected | Trade Secret | Trade | CGR | CGR063 | Residential |  | Trade Secret | 2021 | 2021
20263-228838-01 | Xcel Energy | 85 | 13781 | IOU | 04041233 | 6.05 | Solar |  |  | Interconnected | Trade Secret | Trade | ALK | ALK067 | Residential | Solar*Rewards | Trade Secret | 2021 | 2021
20263-228838-01 | Xcel Energy | 85 | 13781 | IOU | 04041202 | 3.85 | Solar |  |  | Interconnected | Trade Secret | Trade | ALK | ALK067 | Residential |  | Trade Secret | 2020 | 2021
20263-228838-01 | Xcel Energy | 85 | 13781 | IOU | 05801341 | 5.148 | Solar |  |  | Interconnected | Trade Secret | Trade | ALK | ALK067 | Residential | Solar*Rewards | Trade Secret | 2024 | 2024
20263-228838-01 | Xcel Energy | 85 | 13781 | IOU | 03131890 | 39.998 | Solar |  |  | Interconnected | Trade Secret | Trade | MPK | MPK075 | Commercial | Made in Minnesota | Trade Secret | 2017 | 2018
20263-228838-01 | Xcel Energy | 85 | 13781 | IOU | 06161662 | 2.657 | Solar |  |  | Interconnected | Trade Secret | Trade | RMT | RMT321 | Residential |  | Trade Secret | 2025 | 2025
20263-228838-01 | Xcel Energy | 85 | 13781 | IOU | 06180487 | 40 | Solar |  |  | Active Application | Trade Secret | Trade | WSG | WSG362 | Commercial |  | Trade Secret | 2025
20263-228838-01 | Xcel Energy | 85 | 13781 | IOU | 06015555 | 5.76 | Solar |  |  | Interconnected | Trade Secret | Trade | HSN | HSN321 | Residential | Solar*Rewards | Trade Secret | 2024 | 2025
20263-228838-01 | Xcel Energy | 85 | 13781 | IOU | 06077580 | 3.8 | Solar |  |  | Active Application | Trade Secret | Trade | NOF | NOF061 | Commercial |  | Trade Secret | 2025
20263-228838-01 | Xcel Energy | 85 | 13781 | IOU | 06151519 | 7.616 | Solar |  |  | Interconnected | Trade Secret | Trade | RMT | RMT321 | Residential | Solar*Rewards | Trade Secret | 2025 | 2025
20263-228838-01 | Xcel Energy | 85 | 13781 | IOU | 05951165 | 7.212 | Solar |  |  | Interconnected | Trade Secret | Trade | HUG | HUG311 | Residential | Solar*Rewards | Trade Secret | 2024 | 2025
20263-228838-01 | Xcel Energy | 85 | 13781 | IOU | 06279494 | 5.76 | Solar |  |  | Interconnected | Trade Secret | Trade | CGR | CGR071 | Residential |  | Trade Secret | 2025 | 2026
20263-228838-01 | Xcel Energy | 85 | 13781 | IOU | 06235719 | 7.6 | Solar |  |  | Interconnected | Trade Secret | Trade | RMT | RMT321 | Residential |  | Trade Secret | 2025 | 2025
20263-228838-01 | Xcel Energy | 85 | 13781 | IOU | 05978841 | 4.86 | Solar |  |  | Interconnected | Trade Secret | Trade | OAD | OAD074 | Commercial | Solar*Rewards | Trade Secret | 2025 | 2025
20263-228838-01 |  |  |  |  | 04170237 |  | Solar |  |  | Active Application | Trade Secret | Trade |  |  | Residential | Solar*Rewards |  | 2020
20263-228838-01 | Xcel Energy | 85 | 13781 | IOU | 06039598 | 5.7 | Solar |  |  | Withdrawn | Trade Secret | Trade |  |  | Residential |  | Trade Secret | 2024
20263-228838-01 |  |  |  |  | 06121178 |  |  |  |  | Withdrawn | Trade Secret | Trade |  |  | Residential |  |  | 2025
20263-228838-01 | Xcel Energy | 85 | 13781 | IOU | 03126836 | 1000 | Solar |  |  | Interconnected | Pine Island | Trade | PIL | PIL021 | Community Solar Garden | Solar*Rewards Community | Trade Secret | 2015 | 2017
20263-228838-01 | Xcel Energy | 85 | 13781 | IOU | 03127079 | 1000 | Solar |  |  | Interconnected | Montevideo | Trade | FIC | FIC022 | Community Solar Garden | Solar*Rewards Community | Trade Secret | 2018 | 2022
20263-228838-01 |  |  |  |  | 03170474 |  | Solar |  |  | Withdrawn | Trade Secret | Trade |  |  | Residential | Solar*Rewards |  | 2019
20263-228838-01 |  |  |  |  | 05780695 |  |  |  |  | Active Application | Trade Secret | Trade |  |  | Residential |  |  | 2024
20263-228838-01 | Xcel Energy | 85 | 13781 | IOU | 03128033 | 950 | Solar |  |  | Interconnected | Waite Park | Trade | SAK | SAK312 | Community Solar Garden | Solar*Rewards Community | Trade Secret | 2015 | 2019
20263-228838-01 |  |  |  |  | 05427374 |  | Solar |  |  | Active Application | Trade Secret | Trade |  |  | Residential | Solar*Rewards |  | 2023
20263-228838-01 |  |  |  |  | 05616393 |  |  |  |  | Active Application | Trade Secret | Trade |  |  | Residential |  |  | 2023
20263-228838-01 |  |  |  |  | 06342027 |  | Solar |  |  | Active Application | Trade Secret | Trade |  |  | Residential | Solar*Rewards |  | 2026
20263-228838-01 | Xcel Energy | 85 | 13781 | IOU | 03123277 | 320 | Solar |  |  | Interconnected | Minneapolis | Trade | RIV | RIV063 | Community Solar Garden | Solar*Rewards Community | Trade Secret | 2016 | 2018
20263-228838-01 | Xcel Energy | 85 | 13781 | IOU | 03127395 | 250 | Solar |  |  | Interconnected | Gibbon | Trade | GIB | GIB021 | Community Solar Garden | Solar*Rewards Community | Trade Secret | 2015 | 2019
20263-228838-01 | Xcel Energy | 85 | 13781 | IOU | 03127775 | 1000 | Solar |  |  | Interconnected | Waseca | Trade | MRN | MRN021 | Community Solar Garden | Solar*Rewards Community | Trade Secret | 2014 | 2018
20263-228838-01 | Xcel Energy | 85 | 13781 | IOU | 05521542 | 1000 | Solar |  |  | Active Application | Trade Secret | Trade | HYL | HYL062 | LMI | Solar*Rewards Community | Trade Secret | 2023
20263-228838-01 | Xcel Energy | 85 | 13781 | IOU | 03126016 | 1000 | Solar |  |  | Interconnected | Saint Cloud | Trade | SCL | SCL322 | Community Solar Garden | Solar*Rewards Community | Trade Secret | 2015 | 2019
20263-228838-01 | Xcel Energy | 85 | 13781 | IOU | 03128498 | 972 | Solar |  |  | Interconnected | Norwood Young America | Trade | YAM | YAM021 | Community Solar Garden | Solar*Rewards Community | Trade Secret | 2015 | 2017
20263-228838-01 | Xcel Energy | 85 | 13781 | IOU | SRC040762 | 950 | Solar |  |  | Withdrawn | Trade Secret | Trade |  |  | Community Solar Garden | Solar*Rewards Community | Trade Secret | 2015
20263-228838-01 | Xcel Energy | 85 | 13781 | IOU | SRC040674 | 950 | Solar |  |  | Withdrawn | Trade Secret | Trade |  |  | Community Solar Garden | Solar*Rewards Community | Trade Secret | 2015
20263-228838-01 | Xcel Energy | 85 | 13781 | IOU | SRC073041 | 1000 | Solar |  |  | Withdrawn | Trade Secret | Trade |  |  | Community Solar Garden | Solar*Rewards Community | Trade Secret | 2019
20263-228838-01 | Xcel Energy | 85 | 13781 | IOU | SRC038609 | 1000 | Solar |  |  | Withdrawn | Trade Secret | Trade | NER | NER021 | Community Solar Garden | Solar*Rewards Community | Trade Secret | 2014
20263-228838-01 | Xcel Energy | 85 | 13781 | IOU | 03129290 | 39.998 | Solar |  |  | Withdrawn | Trade Secret | Trade | RAM | RAM073 | Residential | Solar*Rewards | Trade Secret | 2018
20263-228838-01 |  |  |  |  | 06300223 |  |  |  |  | Active Application | Trade Secret | Trade |  |  | Residential |  |  | 2025
20263-228838-01 | Xcel Energy | 85 | 13781 | IOU | SRC039236 | 1000 | Solar |  |  | Withdrawn | Trade Secret | Trade | RCH | RCH061 | Community Solar Garden | Solar*Rewards Community | Trade Secret | 2015
20263-228838-01 | Xcel Energy | 85 | 13781 | IOU | 03503146 | 1000 | Solar |  |  | Active Application | Trade Secret | Trade | AVR | AVR211 | Community Solar Garden | Solar*Rewards Community | Trade Secret | 2020
20263-228838-01 | Xcel Energy | 85 | 13781 | IOU | 04091555 | 1000 | Solar |  |  | Withdrawn | Trade Secret | Trade | HAD | HAD022 | Community Solar Garden | Solar*Rewards Community | Trade Secret | 2021
20263-228838-01 | Xcel Energy | 85 | 13781 | IOU | 04078623 | 999.9 | Solar |  |  | Active Application | Trade Secret | Trade | WAT | WAT081 | Community Solar Garden | Solar*Rewards Community | Trade Secret | 2020
20263-228838-01 | Xcel Energy | 85 | 13781 | IOU | 04011188 | 1000 | Solar |  |  | Withdrawn | Trade Secret | Trade | YLM | YLM212 | Community Solar Garden | Solar*Rewards Community | Trade Secret | 2021
20263-228838-01 | Xcel Energy | 85 | 13781 | IOU | 04082738 | 1000 | Solar |  |  | Active Application | Trade Secret | Trade | PAT | PAT312 | Community Solar Garden | Solar*Rewards Community | Trade Secret | 2020
20263-228838-01 | Xcel Energy | 85 | 13781 | IOU | SRC042312 | 1000 | Solar |  |  | Withdrawn | Trade Secret | Trade | BEL | BEL062 | Community Solar Garden | Solar*Rewards Community | Trade Secret | 2015
20263-228838-01 | Xcel Energy | 85 | 13781 | IOU | 03128149 | 1000 | Solar |  |  | Interconnected | Waverly | Trade | WAV | WAV021 | Community Solar Garden | Solar*Rewards Community | Trade Secret | 2014 | 2017
20263-228838-01 |  |  |  |  | 06246954 |  |  |  |  | Active Application | Trade Secret | Trade |  |  | Residential |  |  | 2025
20263-228838-01 |  |  |  |  | 05460870 |  | Solar |  |  | Withdrawn | Trade Secret | Trade |  |  | Residential | Solar*Rewards |  | 2023
20263-228838-01 |  |  |  |  | 06145607 |  |  |  |  | Active Application | Trade Secret | Trade |  |  | Residential |  |  | 2025
20263-228838-01 | Xcel Energy | 85 | 13781 | IOU | SRC040085 | 1000 | Solar |  |  | Withdrawn | Trade Secret | Trade |  |  | Community Solar Garden | Solar*Rewards Community | Trade Secret | 2015
20263-228838-01 |  |  |  |  | 06189060 |  | Solar |  |  | Withdrawn | Trade Secret | Trade |  |  | Residential | Solar*Rewards |  | 2025
20263-228838-01 | Xcel Energy | 85 | 13781 | IOU | SRC038624 | 1000 | Solar |  |  | Withdrawn | Trade Secret | Trade | FSL | FSL311 | Community Solar Garden | Solar*Rewards Community | Trade Secret | 2014
20263-228838-01 | Xcel Energy | 85 | 13781 | IOU | SRC042445 | 1000 | Solar |  |  | Withdrawn | Trade Secret | Trade | WWK | WWK321 | Community Solar Garden | Solar*Rewards Community | Trade Secret | 2015
20263-228838-01 | Xcel Energy | 85 | 13781 | IOU | 05508952 | 750 | Solar |  |  | Active Application | Trade Secret | Trade | PKL | PKL063 | Community Solar Garden | Solar*Rewards Community | Trade Secret | 2023
20263-228838-01 | Xcel Energy | 85 | 13781 | IOU | 05650716 | 180 | Solar |  |  | Withdrawn | Trade Secret | Trade |  |  | Residential | Other | Trade Secret | 2023
20263-228838-01 | Xcel Energy | 85 | 13781 | IOU | SRC052569 | 250 | Solar |  |  | Withdrawn | Trade Secret | Trade |  |  | Community Solar Garden | Solar*Rewards Community | Trade Secret | 2016
20263-228838-01 | Xcel Energy | 85 | 13781 | IOU | SRC041316 | 1000 | Solar |  |  | Withdrawn | Trade Secret | Trade | WCS | WCS064 | Community Solar Garden | Solar*Rewards Community | Trade Secret | 2015
20263-228838-01 | Xcel Energy | 85 | 13781 | IOU | 03125945 | 250 | Solar |  |  | Interconnected | Butterfield | Trade | BTF | BTF001 | Community Solar Garden | Solar*Rewards Community | Trade Secret | 2016 | 2018
20263-228838-01 | Xcel Energy | 85 | 13781 | IOU | 03128360 | 1000 | Solar |  |  | Interconnected | Monticello | Trade | LAP | LAP311 | Community Solar Garden | Solar*Rewards Community | Trade Secret | 2015 | 2019
20263-228838-01 |  |  |  |  | 04304302 |  |  |  |  | Active Application | Trade Secret | Trade |  |  | Residential |  |  | 2021
20263-228838-01 |  |  |  |  | 04613199 |  |  |  |  | Active Application | Trade Secret | Trade |  |  | Residential |  |  | 2021
20263-228838-01 |  |  |  |  | 05533269 |  | Solar |  |  | Active Application | Trade Secret | Trade |  |  | Residential | Solar*Rewards |  | 2023
20263-228838-01 |  |  |  |  | 05804420 |  | Solar |  |  | Withdrawn | Trade Secret | Trade |  |  | Residential | Solar*Rewards |  | 2024
20263-228838-01 | Xcel Energy | 85 | 13781 | IOU | 05612251 | 1000 | Solar |  |  | Active Application | Trade Secret | Trade | ROC | ROC091 | Community Solar Garden | Solar*Rewards Community | Trade Secret | 2023
20263-228838-01 |  |  |  |  | 05781829 |  |  |  |  | Active Application | Trade Secret | Trade |  |  | Residential |  |  | 2024
20263-228838-01 | Xcel Energy | 85 | 13781 | IOU | 05660850 | 1000 | Solar |  |  | Active Application | Trade Secret | Trade |  |  | Community Solar Garden | Solar*Rewards Community | Trade Secret | 2023
20263-228838-01 | Xcel Energy | 85 | 13781 | IOU | 05612270 | 1000 | Solar |  |  | Withdrawn | Trade Secret | Trade | WWK | WWK311 | Community Solar Garden | Solar*Rewards Community | Trade Secret | 2023
20263-228838-01 | Xcel Energy | 85 | 13781 | IOU | 05605605 | 896 | Solar |  |  | Withdrawn | Trade Secret | Trade |  |  | Community Solar Garden | Solar*Rewards Community | Trade Secret | 2023
20263-228838-01 |  |  |  |  | 05799906 |  |  |  |  | Active Application | Trade Secret | Trade |  |  | Residential |  |  | 2024
20263-228838-01 | Xcel Energy | 85 | 13781 | IOU | 03560749 | 1000 | Solar |  |  | Active Application | Trade Secret | Trade | CLC | CLC221 | LMI | Solar*Rewards Community | Trade Secret | 2023
20263-228838-01 |  |  |  |  | SRO28882 |  | Solar |  |  | Withdrawn | Trade Secret | Trade |  |  |  | Other |  | 2013
20263-228838-01 |  |  |  |  | 05290732 |  |  |  |  | Active Application | Trade Secret | Trade |  |  | Residential |  |  | 2022
20263-228838-01 |  |  |  |  | 05464484 |  |  |  |  | Active Application | Trade Secret | Trade |  |  | Residential |  |  | 2023
20263-228838-01 |  |  |  |  | 05624322 |  |  |  |  | Active Application | Trade Secret | Trade |  |  | Residential |  |  | 2023
20263-228838-01 |  |  |  |  | 05978425 |  |  |  |  | Active Application | Trade Secret | Trade |  |  | Residential |  |  | 2024
20263-228838-01 |  |  |  |  | 06122251 |  |  |  |  | Withdrawn | Trade Secret | Trade |  |  | Residential |  |  | 2025
20263-228838-01 |  |  |  |  | 04392690 |  | Solar |  |  | Active Application | Trade Secret | Trade |  |  | Residential | Solar*Rewards |  | 2021
20263-228838-01 |  |  |  |  | 05972943 |  |  |  |  | Active Application | Trade Secret | Trade |  |  | Residential |  |  | 2024
20263-228838-01 |  |  |  |  | 05974046 |  | Solar |  |  | Withdrawn | Trade Secret | Trade |  |  | Residential | Solar*Rewards |  | 2024
20263-228838-01 |  |  |  |  | 06293275 |  |  |  |  | Active Application | Trade Secret | Trade |  |  | Residential |  |  | 2025
20263-228838-01 | Xcel Energy | 85 | 13781 | IOU | SRC040616 | 950 | Solar |  |  | Withdrawn | Trade Secret | Trade | FRA | FRA001 | Community Solar Garden | Solar*Rewards Community | Trade Secret | 2015
20263-228838-01 | Xcel Energy | 85 | 13781 | IOU | SRC040698 | 617 | Solar |  |  | Withdrawn | Trade Secret | Trade |  |  | Community Solar Garden | Solar*Rewards Community | Trade Secret | 2015
20263-228838-01 | Xcel Energy | 85 | 13781 | IOU | SRC038625 | 1000 | Solar |  |  | Withdrawn | Trade Secret | Trade | CTF | CTF021 | Community Solar Garden | Solar*Rewards Community | Trade Secret | 2014
20263-228838-01 | Xcel Energy | 85 | 13781 | IOU | SRC038771 | 1000 | Solar |  |  | Withdrawn | Trade Secret | Trade | LNS | LNS033 | Community Solar Garden | Solar*Rewards Community | Trade Secret | 2014
20263-228838-01 | Xcel Energy | 85 | 13781 | IOU | SRC040860 | 950 | Solar |  |  | Withdrawn | Trade Secret | Trade |  |  | Community Solar Garden | Solar*Rewards Community | Trade Secret | 2015
20263-228838-01 | Xcel Energy | 85 | 13781 | IOU | 03127508 | 1000 | Solar |  |  | Interconnected | Waseca | Trade | WAS | WAS091 | Community Solar Garden | Solar*Rewards Community | Trade Secret | 2019 | 2021
20263-228838-01 | Xcel Energy | 85 | 13781 | IOU | 03126009 | 714 | Solar |  |  | Interconnected | Jordan | Trade | JOR | JOR022 | Community Solar Garden | Solar*Rewards Community | Trade Secret | 2015 | 2017
20263-228838-01 |  |  |  |  | 04466229 |  | Solar |  |  | Active Application | Trade Secret | Trade |  |  | Residential | Solar*Rewards |  | 2021
20263-228838-01 | Xcel Energy | 85 | 13781 | IOU | SRC074854 | 1000 | Solar |  |  | Withdrawn | Trade Secret | Trade |  |  | Community Solar Garden | Solar*Rewards Community | Trade Secret | 2019
20263-228838-01 |  |  |  |  | 06321791 |  | Solar |  |  | Withdrawn | Trade Secret | Trade |  |  | Residential | Solar*Rewards |  | 2026
20263-228838-01 |  |  |  |  | 06039700 |  | Solar |  |  | Active Application | Trade Secret | Trade |  |  | Residential | Solar*Rewards |  | 2024
20263-228838-01 | Xcel Energy | 85 | 13781 | IOU | SRC049641 | 1000 | Solar |  |  | Withdrawn | Trade Secret | Trade | BEL | BEL061 | Community Solar Garden | Solar*Rewards Community | Trade Secret | 2016
20263-228838-01 | Xcel Energy | 85 | 13781 | IOU | 03127613 | 1000 | Solar |  |  | Interconnected | North Branch | Trade | CHI | CHI311 | Community Solar Garden | Solar*Rewards Community | Trade Secret | 2014 | 2016
20263-228838-01 |  |  |  |  | SRO29499 |  | Solar |  |  | Withdrawn | Trade Secret | Trade |  |  |  | Other |  | 2013
20263-228838-01 | Xcel Energy | 85 | 13781 | IOU | 04079196 | 1000 | Solar |  |  | Withdrawn | Trade Secret | Trade | LAY | LAY061 | Community Solar Garden | Solar*Rewards Community | Trade Secret | 2020
20263-228838-01 | Xcel Energy | 85 | 13781 | IOU | 03129687 | 5.2 | Solar |  |  | Withdrawn | Trade Secret | Trade | WIL | WIL089 | Residential | Solar*Rewards | Trade Secret | 2018
20263-228838-01 | Xcel Energy | 85 | 13781 | IOU | SRC038582 | 1000 | Solar |  |  | Withdrawn | Trade Secret | Trade | CTF | CTF021 | Community Solar Garden | Solar*Rewards Community | Trade Secret | 2014
20263-228838-01 | Xcel Energy | 85 | 13781 | IOU | SRC039663 | 1000 | Solar |  |  | Withdrawn | Trade Secret | Trade | MPN | MPN081 | Community Solar Garden | Solar*Rewards Community | Trade Secret | 2015
20263-228838-01 | Xcel Energy | 85 | 13781 | IOU | SRC038369 | 1000 | Solar |  |  | Withdrawn | Trade Secret | Trade | KAN | KAN022 | Community Solar Garden | Solar*Rewards Community | Trade Secret | 2014
20263-228838-01 | Xcel Energy | 85 | 13781 | IOU | 03123460 | 1000 | Solar |  |  | Interconnected | Granite Falls | Trade | MNV | MNV211 | Community Solar Garden | Solar*Rewards Community | Trade Secret | 2015 | 2017
20263-228838-01 | Xcel Energy | 85 | 13781 | IOU | 03127350 | 1000 | Solar |  |  | Interconnected | Kasson | Trade | KAN | KAN021 | Community Solar Garden | Solar*Rewards Community | Trade Secret | 2015 | 2017
20263-228838-01 |  |  |  |  | SRO29505 |  | Solar |  |  | Withdrawn | Trade Secret | Trade |  |  |  | Other |  | 2013
20263-228838-01 | Xcel Energy | 85 | 13781 | IOU | 05675279 | 410 | Solar |  |  | Active Application | Trade Secret | Trade |  |  | Community Solar Garden | Solar*Rewards Community | Trade Secret | 2023
20263-228838-01 | Xcel Energy | 85 | 13781 | IOU | 03124761 | 1000 | Solar |  |  | Interconnected | Webster | Trade | VES | VES021 | Community Solar Garden | Solar*Rewards Community | Trade Secret | 2015 | 2018
20263-228838-01 | Xcel Energy | 85 | 13781 | IOU | 05433075 | 1000 | Solar |  |  | Active Application | Trade Secret | Trade |  |  | Community Solar Garden | Solar*Rewards Community | Trade Secret | 2023
20263-228838-01 | Xcel Energy | 85 | 13781 | IOU | 05438299 | 1000 | Solar |  |  | Withdrawn | Trade Secret | Trade | SRD | SRD211 | Community Solar Garden | Solar*Rewards Community | Trade Secret | 2023
20263-228838-01 | Xcel Energy | 85 | 13781 | IOU | SRC040623 | 1000 | Solar |  |  | Withdrawn | Trade Secret | Trade | SOH | SOH001 | Community Solar Garden | Solar*Rewards Community | Trade Secret | 2015
20263-228838-01 | Xcel Energy | 85 | 13781 | IOU | SRC052695 | 1000 | Solar |  |  | Withdrawn | Trade Secret | Trade |  |  | Community Solar Garden | Solar*Rewards Community | Trade Secret | 2016
20263-228838-01 |  |  |  |  | 04799899 |  |  |  |  | Active Application | Trade Secret | Trade |  |  | Residential |  |  | 2022
20263-228838-01 | Xcel Energy | 85 | 13781 | IOU | 03126876 | 1000 | Solar |  |  | Interconnected | Norwood Young America | Trade | WWK | WWK321 | Community Solar Garden | Solar*Rewards Community | Trade Secret | 2015 | 2016
20263-228838-01 |  |  |  |  | 06151302 |  | Solar |  |  | Withdrawn | Trade Secret | Trade |  |  | Residential | Solar*Rewards |  | 2025
20263-228838-01 | Xcel Energy | 85 | 13781 | IOU | SRC072632 | 1000 | Solar |  |  | Withdrawn | Trade Secret | Trade |  |  | Community Solar Garden | Solar*Rewards Community | Trade Secret | 2019
20263-228838-01 | Xcel Energy | 85 | 13781 | IOU | SRC062806 | 1000 | Solar |  |  | Withdrawn | Trade Secret | Trade | PLA | PLA022 | Community Solar Garden | Solar*Rewards Community | Trade Secret | 2017
20263-228838-01 | Xcel Energy | 85 | 13781 | IOU | 03128147 | 1000 | Solar |  |  | Interconnected | Big Lake | Trade | FSL | FSL311 | Community Solar Garden | Solar*Rewards Community | Trade Secret | 2014 | 2018
20263-228838-01 |  |  |  |  | OID2806679 |  | Solar |  |  | Withdrawn | Trade Secret | Trade | [5 empty] | 2014
20263-228838-01 | Xcel Energy | 85 | 13781 | IOU | SRC039272 | 1000 | Solar |  |  | Withdrawn | Trade Secret | Trade | MEI | MEI021 | Community Solar Garden | Solar*Rewards Community | Trade Secret | 2015
20263-228838-01 |  |  |  |  | 05652339 |  |  |  |  | Withdrawn | Trade Secret | Trade |  |  | Residential |  |  | 2023
20263-228838-01 |  |  |  |  | 05813593 |  | Solar |  |  | Withdrawn | Trade Secret | Trade |  |  | Residential | Solar*Rewards |  | 2024
20263-228838-01 |  |  |  |  | 04441910 |  | Solar |  |  | Active Application | Trade Secret | Trade |  |  | Residential | Solar*Rewards |  | 2021
20263-228838-01 |  |  |  |  | 04841530 |  | Solar |  |  | Active Application | Trade Secret | Trade |  |  | Residential | Solar*Rewards |  | 2022
20263-228838-01 | Xcel Energy | 85 | 13781 | IOU | 06147398 | 7.6 | Solar |  |  | Withdrawn | Trade Secret | Trade |  |  | Residential | Other | Trade Secret | 2025
20263-228838-01 | Xcel Energy | 85 | 13781 | IOU | 04096144 | 1000 | Solar |  |  | Withdrawn | Trade Secret | Trade | AVN | AVN021 | Community Solar Garden | Solar*Rewards Community | Trade Secret | 2023
20263-228838-01 | Xcel Energy | 85 | 13781 | IOU | 03129834 | 7.616 | Solar |  |  | Withdrawn | Trade Secret | Trade |  |  | Residential | Solar*Rewards | Trade Secret | 2018
20263-228838-01 | Xcel Energy | 85 | 13781 | IOU | SRC040024 | 1000 | Solar |  |  | Withdrawn | Trade Secret | Trade |  |  | Community Solar Garden | Solar*Rewards Community | Trade Secret | 2015
20263-228838-01 | Xcel Energy | 85 | 13781 | IOU | SRC042510 | 950 | Solar |  |  | Withdrawn | Trade Secret | Trade | SCA | SCA021 | Community Solar Garden | Solar*Rewards Community | Trade Secret | 2015
20263-228838-01 | Xcel Energy | 85 | 13781 | IOU | SRC038575 | 1000 | Solar |  |  | Withdrawn | Trade Secret | Trade | FRM | FRM062 | Community Solar Garden | Solar*Rewards Community | Trade Secret | 2014
20263-228838-01 | Xcel Energy | 85 | 13781 | IOU | 03124714 | 1000 | Solar |  |  | Interconnected | Slayton | Trade | SLW | SLW061 | Community Solar Garden | Solar*Rewards Community | Trade Secret | 2016 | 2018
20263-228838-01 |  |  |  |  | 03129758 |  | Other |  |  | Active Application | Trade Secret | Trade |  |  | Residential |  |  | 2014
20263-228838-01 |  |  |  |  | 05117767 |  | Solar |  |  | Active Application | Trade Secret | Trade |  |  | Residential | Solar*Rewards |  | 2022
20263-228838-01 |  |  |  |  | 03748104 |  | Solar |  |  | Active Application | Trade Secret | Trade |  |  | Residential | Solar*Rewards |  | 2020
20263-228838-01 | Xcel Energy | 85 | 13781 | IOU | 03130902 | 320 | Other |  |  | Interconnected | Trade Secret | Trade | STY | STY073 | Residential |  | Trade Secret | 2009 | 2012
20263-228838-01 | Xcel Energy | 85 | 13781 | IOU | SRC042340 | 250 | Solar |  |  | Withdrawn | Trade Secret | Trade | NOF | NOF061 | Community Solar Garden | Solar*Rewards Community | Trade Secret | 2015
20263-228838-01 | Xcel Energy | 85 | 13781 | IOU | SRC064852 | 1000 | Solar |  |  | Withdrawn | Trade Secret | Trade | SRD | SRD211 | Community Solar Garden | Solar*Rewards Community | Trade Secret | 2018
20263-228838-01 | Xcel Energy | 85 | 13781 | IOU | 03128400 | 1000 | Solar |  |  | Interconnected | Minnesota Lake | Trade | MNL | MNL001 | Community Solar Garden | Solar*Rewards Community | Trade Secret | 2015 | 2018
20263-228838-01 |  |  |  |  | OID2806342 |  | Wind |  |  | Withdrawn | Trade Secret | Trade | [5 empty] | 2004
20263-228838-01 | Xcel Energy | 85 | 13781 | IOU | 03129982 | 11.39 | Solar |  |  | Withdrawn | Trade Secret | Trade | AFT | AFT314 | Residential | Solar*Rewards | Trade Secret | 2018
20263-228838-01 |  |  |  |  | 04980488 |  | Solar |  |  | Active Application | Trade Secret | Trade |  |  | Residential | Solar*Rewards |  | 2022
20263-228838-01 | Xcel Energy | 85 | 13781 | IOU | SRC052433 | 1000 | Solar |  |  | Withdrawn | Trade Secret | Trade | HUG | HUG321 | Community Solar Garden | Solar*Rewards Community | Trade Secret | 2016
20263-228838-01 | Xcel Energy | 85 | 13781 | IOU | SRC051584 | 556 | Solar |  |  | Withdrawn | Trade Secret | Trade |  |  | Community Solar Garden | Solar*Rewards Community | Trade Secret | 2016
20263-228838-01 | Xcel Energy | 85 | 13781 | IOU | SRC042450 | 1000 | Solar |  |  | Withdrawn | Trade Secret | Trade | WCS | WCS064 | Community Solar Garden | Solar*Rewards Community | Trade Secret | 2015
20263-228838-01 | Xcel Energy | 85 | 13781 | IOU | SRC042683 | 950 | Solar |  |  | Withdrawn | Trade Secret | Trade | PIL | PIL021 | Community Solar Garden | Solar*Rewards Community | Trade Secret | 2015
20263-228838-01 | Xcel Energy | 85 | 13781 | IOU | 03127485 | 1000 | Solar |  |  | Interconnected | Webster | Trade | VES | VES021 | Community Solar Garden | Solar*Rewards Community | Trade Secret | 2017 | 2019
20263-228838-01 |  |  |  |  | OID2806328 |  | Wind |  |  | Withdrawn | Trade Secret | Trade | [5 empty] | 2009
20263-228838-01 | Xcel Energy | 85 | 13781 | IOU | 03191635 | 8.4 | Solar |  |  | Withdrawn | Trade Secret | Trade | MOL | MOL068 | Residential | Solar*Rewards | Trade Secret | 2019
20263-228838-01 |  |  |  |  | 05975719 |  | Solar |  |  | Active Application | Trade Secret | Trade |  |  | Residential | Solar*Rewards |  | 2024
20263-228838-01 | Xcel Energy | 85 | 13781 | IOU | SRC068264 | 1000 | Solar |  |  | Withdrawn | Trade Secret | Trade | SMT | SMT072 | Community Solar Garden | Solar*Rewards Community | Trade Secret | 2018
20263-228838-01 | Xcel Energy | 85 | 13781 | IOU | 03127035 | 1000 | Solar |  |  | Interconnected | Cottage Grove | Trade | CHE | CHE075 | Community Solar Garden | Solar*Rewards Community | Trade Secret | 2015 | 2018
20263-228838-01 | Xcel Energy | 85 | 13781 | IOU | SRC042129 | 1000 | Solar |  |  | Withdrawn | Trade Secret | Trade | CTF | CTF021 | Community Solar Garden | Solar*Rewards Community | Trade Secret | 2015
20263-228838-01 | Xcel Energy | 85 | 13781 | IOU | 03128369 | 1000 | Solar |  |  | Interconnected | Byron | Trade | WEB | WEB021 | Community Solar Garden | Solar*Rewards Community | Trade Secret | 2019 | 2023
20263-228838-01 |  |  |  |  | OID2806471 |  | Wind |  |  | Withdrawn | Trade Secret | Trade | [5 empty] | 2011
20263-228838-01 |  |  |  |  | 05781267 |  |  |  |  | Active Application | Trade Secret | Trade |  |  | Residential |  |  | 2024
20263-228838-01 | Xcel Energy | 85 | 13781 | IOU | SRC038661 | 1000 | Solar |  |  | Withdrawn | Trade Secret | Trade | SCL | SCL322 | Community Solar Garden | Solar*Rewards Community | Trade Secret | 2014
20263-228838-01 | Xcel Energy | 85 | 13781 | IOU | SRC042630 | 950 | Solar |  |  | Withdrawn | Trade Secret | Trade | FRA | FRA001 | Community Solar Garden | Solar*Rewards Community | Trade Secret | 2015
20263-228838-01 | Xcel Energy | 85 | 13781 | IOU | 03127202 | 972 | Solar |  |  | Interconnected | Center City | Trade | LCR | LCR311 | Community Solar Garden | Solar*Rewards Community | Trade Secret | 2015 | 2017
20263-228838-01 |  |  |  |  | 05240668 |  |  |  |  | Active Application | Trade Secret | Trade |  |  | Residential |  |  | 2022
20263-228838-01 | Xcel Energy | 85 | 13781 | IOU | 05961841 | 5000 | Solar |  |  | Active Application | Trade Secret | Trade |  |  | Commercial |  | Trade Secret | 2024
20263-228838-01 | Xcel Energy | 85 | 13781 | IOU | 03124791 | 240 | Solar |  |  | Interconnected | Eagle Lake | Trade | EGL | EGL021 | Community Solar Garden | Solar*Rewards Community | Trade Secret | 2016 | 2019
20263-228838-01 | Xcel Energy | 85 | 13781 | IOU | 03128293 | 4500 | Solar |  |  | Interconnected | Trade Secret | Trade | LAE | LAE061 | Utility |  | Trade Secret | 2016 | 2017
20263-228838-01 | Xcel Energy | 85 | 13781 | IOU | 03127979 | 1000 | Solar |  |  | Interconnected | Starbuck | Trade | LOW | LOW021 | Community Solar Garden | Solar*Rewards Community | Trade Secret | 2014 | 2018
20263-228838-01 | Xcel Energy | 85 | 13781 | IOU | SRC040040 | 1000 | Solar |  |  | Withdrawn | Trade Secret | Trade |  |  | Community Solar Garden | Solar*Rewards Community | Trade Secret | 2015
20263-228838-01 | Xcel Energy | 85 | 13781 | IOU | SRC038608 | 1000 | Solar |  |  | Withdrawn | Trade Secret | Trade | FSL | FSL311 | Community Solar Garden | Solar*Rewards Community | Trade Secret | 2014
20263-228838-01 | Xcel Energy | 85 | 13781 | IOU | SRC040844 | 950 | Solar |  |  | Withdrawn | Trade Secret | Trade | SMT | SMT072 | Community Solar Garden | Solar*Rewards Community | Trade Secret | 2015
20263-228838-01 |  |  |  |  | SRO29488 |  | Solar |  |  | Withdrawn | Trade Secret | Trade |  |  |  | Other |  | 2013
20263-228838-01 |  |  |  |  | 04124965 |  | Solar |  |  | Active Application | Trade Secret | Trade |  |  | Residential | Solar*Rewards |  | 2020
20263-228838-01 | Xcel Energy | 85 | 13781 | IOU | SRC064854 | 1000 | Solar |  |  | Withdrawn | Trade Secret | Trade | LSP | LSP022 | Community Solar Garden | Solar*Rewards Community | Trade Secret | 2018
20263-228838-01 | Xcel Energy | 85 | 13781 | IOU | SRC038558 | 1000 | Solar |  |  | Withdrawn | Trade Secret | Trade | WAV | WAV021 | Community Solar Garden | Solar*Rewards Community | Trade Secret | 2014
20263-228838-01 | Xcel Energy | 85 | 13781 | IOU | SRC040799 | 1000 | Solar |  |  | Withdrawn | Trade Secret | Trade | HUG | HUG321 | Community Solar Garden | Solar*Rewards Community | Trade Secret | 2015
20263-228838-01 | Xcel Energy | 85 | 13781 | IOU | 03124710 | 1000 | Solar |  |  | Interconnected | Rosemount | Trade | RMT | RMT311 | Community Solar Garden | Solar*Rewards Community | Trade Secret | 2015 | 2017
20263-228838-01 |  |  |  |  | 03690492 |  |  |  |  | Active Application | Trade Secret | Trade |  |  | Residential |  |  | 2020
20263-228838-01 | Xcel Energy | 85 | 13781 | IOU | SRC038980 | 350 | Solar |  |  | Withdrawn | Trade Secret | Trade |  |  | Community Solar Garden | Solar*Rewards Community | Trade Secret | 2015
20263-228838-01 | Xcel Energy | 85 | 13781 | IOU | SRC052697 | 1000 | Solar |  |  | Withdrawn | Trade Secret | Trade |  |  | Community Solar Garden | Solar*Rewards Community | Trade Secret | 2016
20263-228838-01 | Xcel Energy | 85 | 13781 | IOU | SRC069526 | 1000 | Solar |  |  | Withdrawn | Trade Secret | Trade | WEL | WEL021 | Community Solar Garden | Solar*Rewards Community | Trade Secret | 2018
20263-228838-01 | Xcel Energy | 85 | 13781 | IOU | 03133610 | 40 | Solar |  |  | Interconnected | Trade Secret | Trade | WIL | WIL062 | Residential | Solar*Rewards | Trade Secret | 2011 | 2013
20263-228838-01 | Xcel Energy | 85 | 13781 | IOU | 03130072 | 5.28 | Solar |  |  | Withdrawn | Trade Secret | Trade | UPP | UPP084 | Residential | Solar*Rewards | Trade Secret | 2018
20263-228838-01 |  |  |  |  | 03428727 |  | Solar |  |  | Withdrawn | Trade Secret | Trade |  |  | Residential | Solar*Rewards |  | 2019
20263-228838-01 |  |  |  |  | 04993800 |  | Solar |  |  | Active Application | Trade Secret | Trade |  |  | Residential | Solar*Rewards |  | 2022
20263-228838-01 | Xcel Energy | 85 | 13781 | IOU | SRC041172 | 972 | Solar |  |  | Withdrawn | Trade Secret | Trade | LAP | LAP311 | Community Solar Garden | Solar*Rewards Community | Trade Secret | 2015
20263-228838-01 | Xcel Energy | 85 | 13781 | IOU | 03130794 | 1800 | Wind |  |  | Interconnected | Trade Secret | Trade | SRD | SRD211 | Commercial |  | Trade Secret | 2005 | 2006
20263-228838-01 | Xcel Energy | 85 | 13781 | IOU | SRC038451 | 1000 | Solar |  |  | Withdrawn | Trade Secret | Trade | NOF | NOF071 | Community Solar Garden | Solar*Rewards Community | Trade Secret | 2014
20263-228838-01 | Xcel Energy | 85 | 13781 | IOU | SRC047601 | 990 | Solar |  |  | Withdrawn | Trade Secret | Trade |  |  | Community Solar Garden | Solar*Rewards Community | Trade Secret | 2016
20263-228838-01 |  |  |  |  | 03800129 |  | Solar |  |  | Active Application | Trade Secret | Trade |  |  | Residential | Solar*Rewards |  | 2020
20263-228838-01 |  |  |  |  | 06141801 |  |  |  |  | Active Application | Trade Secret | Trade |  |  | Residential |  |  | 2025
20263-228838-01 | Xcel Energy | 85 | 13781 | IOU | 05231506 | 5.933 | Solar |  |  | Interconnected | Trade Secret | Trade | MPK | MPK074 | Residential |  | Trade Secret | 2022 | 2022
20263-228838-01 | Xcel Energy | 85 | 13781 | IOU | 04160086 | 11.31 | Solar |  |  | Interconnected | Trade Secret | Trade | LIN | LIN031 | Residential | Solar*Rewards | Trade Secret | 2020 | 2021
20263-228838-01 | Xcel Energy | 85 | 13781 | IOU | 03131416 | 96.06 | Solar |  |  | Interconnected | Trade Secret | Trade | MEL | MEL061 | Commercial |  | Trade Secret | 2017 | 2018
20263-228838-01 | Xcel Energy | 85 | 13781 | IOU | 06077716 | 12.146 | Solar |  |  | Interconnected | Trade Secret | Trade | OPK | OPK077 | Residential | Solar*Rewards | Trade Secret | 2025 | 2025
20263-228838-01 |  |  |  |  | OID2946021 |  | Solar |  |  | Withdrawn | Trade Secret | Trade | MEL | MEL061 | Residential | Solar*Rewards |  | 2017
20263-228838-01 |  |  |  |  | OID2942670 |  | Solar |  |  | Withdrawn | Trade Secret | Trade | MEL | MEL061 | Residential | Solar*Rewards |  | 2017
20263-228838-01 |  |  |  |  | OID2945862 |  | Solar |  |  | Withdrawn | Trade Secret | Trade | MEL | MEL061 | Residential | Solar*Rewards |  | 2017
20263-228838-01 | Xcel Energy | 85 | 13781 | IOU | 03131412 | 3.747 | Solar |  |  | Interconnected | Trade Secret | Trade | MEL | MEL061 | Residential | Solar*Rewards | Trade Secret | 2017 | 2018
20263-228838-01 | Xcel Energy | 85 | 13781 | IOU | 05249540 | 12.215 | Solar |  |  | Interconnected | Trade Secret | Trade | WTN | WTN062 | Residential |  | Trade Secret | 2022 | 2023
20263-228838-01 | Xcel Energy | 85 | 13781 | IOU | 03131976 | 2.962 | Solar |  |  | Interconnected | Trade Secret | Trade | MEL | MEL061 | Residential | Solar*Rewards | Trade Secret | 2017 | 2017
20263-228838-01 | Xcel Energy | 85 | 13781 | IOU | 04829211 | 4.932 | Solar |  |  | Interconnected | Trade Secret | Trade | RPO | RPO311 | Residential | Solar*Rewards | Trade Secret | 2022 | 2022
20263-228838-01 | Xcel Energy | 85 | 13781 | IOU | 06054147 | 11.904 | Solar |  |  | Active Application | Trade Secret | Trade | WAV | WAV021 | Residential |  | Trade Secret | 2025
20263-228838-01 | Xcel Energy | 85 | 13781 | IOU | 06161506 | 39.75 | Solar |  |  | Interconnected | Trade Secret | Trade | MOL | MOL065 | Commercial |  | Trade Secret | 2025 | 2026
20263-228838-01 | Xcel Energy | 85 | 13781 | IOU | 06249898 | 7.6 | Solar |  |  | Active Application | Trade Secret | Trade | WTN | WTN061 | Residential |  | Trade Secret | 2025
20263-228838-01 | Xcel Energy | 85 | 13781 | IOU | 04925527 | 7.329 | Solar |  |  | Interconnected | Trade Secret | Trade | RMT | RMT321 | Residential | Solar*Rewards | Trade Secret | 2022 | 2023
20263-228838-01 | Xcel Energy | 85 | 13781 | IOU | 05932586 | 7.6 | Solar |  |  | Interconnected | Trade Secret | Trade | WWK | WWK321 | Residential | Solar*Rewards | Trade Secret | 2024 | 2025
20263-228838-01 | Xcel Energy | 85 | 13781 | IOU | 04402521 | 8.768 | Solar |  |  | Interconnected | Trade Secret | Trade | RPO | RPO311 | Residential | Solar*Rewards | Trade Secret | 2021 | 2021
20263-228838-01 | Xcel Energy | 85 | 13781 | IOU | 05517131 | 5.056 | Solar |  |  | Interconnected | Trade Secret | Trade | RPO | RPO311 | Residential |  | Trade Secret | 2023 | 2023
20263-228838-01 | Xcel Energy | 85 | 13781 | IOU | 03130042 | 9.994 | Solar |  |  | Interconnected | Trade Secret | Trade | GNL | GNL071 | Residential | Solar*Rewards | Trade Secret | 2018 | 2019
20263-228838-01 | Xcel Energy | 85 | 13781 | IOU | 06237161 | 10.47 | Solar |  | X | Active Application | Trade Secret | Trade | EDA | EDA067 | Residential |  | Trade Secret | 2025
20263-228838-01 | Xcel Energy | 85 | 13781 | IOU | 04418400 | 11.02 | Solar |  |  | Interconnected | Trade Secret | Trade | MOL | MOL067 | Residential | Solar*Rewards | Trade Secret | 2021 | 2021
20263-228838-01 | Xcel Energy | 85 | 13781 | IOU | 05496647 | 50 | Solar |  |  | Active Application | Trade Secret | Trade | RIV | RIV066 | Commercial |  | Trade Secret | 2023
20263-228838-01 | Xcel Energy | 85 | 13781 | IOU | 05965964 | 4.592 | Solar |  |  | Active Application | Trade Secret | Trade | MDT | MDT077 | Residential | Solar*Rewards | Trade Secret | 2024
20263-228838-01 | Xcel Energy | 85 | 13781 | IOU | 06321914 | 4.592 | Solar |  |  | Active Application | Trade Secret | Trade | MDT | MDT077 | Residential | Solar*Rewards | Trade Secret | 2026
20263-228838-01 | Xcel Energy | 85 | 13781 | IOU | 06076848 | 4.592 | Solar |  |  | Active Application | Trade Secret | Trade | MDT | MDT077 | Residential | Solar*Rewards | Trade Secret | 2025
20263-228838-01 | Xcel Energy | 85 | 13781 | IOU | 05852143 | 8.12 | Solar |  |  | Interconnected | Trade Secret | Trade | FAP | FAP062 | Residential | Solar*Rewards | Trade Secret | 2024 | 2024
20263-228838-01 | Xcel Energy | 85 | 13781 | IOU | 04190176 | 14.51 | Solar |  |  | Interconnected | Trade Secret | Trade | MST | MST080 | Commercial | Solar*Rewards | Trade Secret | 2020 | 2021
20263-228838-01 | Xcel Energy | 85 | 13781 | IOU | 04807085 | 7.124 | Solar |  |  | Interconnected | Trade Secret | Trade | CGR | CGR072 | Residential | Solar*Rewards | Trade Secret | 2022 | 2022
20263-228838-01 | Xcel Energy | 85 | 13781 | IOU | 06018713 | 11.5 | Storage |  |  | Interconnected | Trade Secret | Trade | IDA | IDA073 | Residential |  | Trade Secret | 2024 | 2025
20263-228838-01 | Xcel Energy | 85 | 13781 | IOU | 04123192 | 7.616 | Solar |  |  | Interconnected | Trade Secret | Trade | DHL | DHL061 | Residential | Solar*Rewards | Trade Secret | 2020 | 2021
20263-228838-01 | Xcel Energy | 85 | 13781 | IOU | 04120336 | 7.616 | Solar |  |  | Active Application | Trade Secret | Trade | DHL | DHL061 | Residential | Solar*Rewards | Trade Secret | 2020
20263-228838-01 | Xcel Energy | 85 | 13781 | IOU | 05356688 | 9.423 | Solar |  |  | Interconnected | Trade Secret | Trade | CGR | CGR072 | Residential | Solar*Rewards | Trade Secret | 2023 | 2023
20263-228838-01 | Xcel Energy | 85 | 13781 | IOU | 05774772 | 4.592 | Solar |  |  | Interconnected | Trade Secret | Trade | RPO | RPO311 | Residential | Solar*Rewards | Trade Secret | 2024 | 2024
20263-228838-01 | Xcel Energy | 85 | 13781 | IOU | 05477994 | 8.99 | Solar |  |  | Interconnected | Trade Secret | Trade | TWL | TWL083 | Residential |  | Trade Secret | 2023 | 2023
20263-228838-01 | Xcel Energy | 85 | 13781 | IOU | 05451223 | 8.99 | Solar |  |  | Withdrawn | Trade Secret | Trade | TWL | TWL083 | Residential | Solar*Rewards | Trade Secret | 2023
20263-228838-01 | Xcel Energy | 85 | 13781 | IOU | 05570943 | 5.76 | Solar |  |  | Interconnected | Trade Secret | Trade | ECK | ECK322 | Residential | Solar*Rewards | Trade Secret | 2023 | 2023
20263-228838-01 | Xcel Energy | 85 | 13781 | IOU | 04751268 | 3.48 | Solar |  |  | Interconnected | Trade Secret | Trade | SOU | SOU079 | Residential |  | Trade Secret | 2021 | 2022
20263-228838-01 | Xcel Energy | 85 | 13781 | IOU | 05212868 | 7.678 | Solar |  |  | Interconnected | Trade Secret | Trade | WDY | WDY312 | Residential |  | Trade Secret | 2022 | 2022
20263-228838-01 | Xcel Energy | 85 | 13781 | IOU | 04548585 | 6.67 | Solar |  |  | Interconnected | Trade Secret | Trade | AFT | AFT314 | Residential |  | Trade Secret | 2021 | 2021
20263-228838-01 | Xcel Energy | 85 | 13781 | IOU | 06206736 | 4.064 | Solar |  |  | Interconnected | Trade Secret | Trade | AFT | AFT314 | Residential |  | Trade Secret | 2025 | 2026
20263-228838-01 | Xcel Energy | 85 | 13781 | IOU | 05469435 | 4.06 | Solar |  |  | Active Application | Trade Secret | Trade | CGR | CGR063 | Residential |  | Trade Secret | 2023
20263-228838-01 | Xcel Energy | 85 | 13781 | IOU | 05320731 | 6.282 | Solar |  |  | Interconnected | Trade Secret | Trade | PBE | PBE061 | Residential |  | Trade Secret | 2022 | 2023
20263-228838-01 | Xcel Energy | 85 | 13781 | IOU | 04879408 | 3.77 | Solar |  |  | Interconnected | Trade Secret | Trade | HUG | HUG321 | Residential | Solar*Rewards | Trade Secret | 2022 | 2023
20263-228838-01 | Xcel Energy | 85 | 13781 | IOU | 05344108 | 3.19 | Solar |  |  | Interconnected | Trade Secret | Trade | RMT | RMT321 | Residential |  | Trade Secret | 2022 | 2023
20263-228838-01 | Xcel Energy | 85 | 13781 | IOU | 06137430 | 7.6 | Solar |  |  | Interconnected | Trade Secret | Trade | RPO | RPO311 | Residential | Solar*Rewards | Trade Secret | 2025 | 2025
20263-228838-01 | Xcel Energy | 85 | 13781 | IOU | 04979136 | 9.35 | Solar |  |  | Interconnected | Trade Secret | Trade | HSN | HSN322 | Residential | Solar*Rewards | Trade Secret | 2022 | 2022
20263-228838-01 | Xcel Energy | 85 | 13781 | IOU | 04794426 | 39.999 | Solar |  |  | Interconnected | Trade Secret | Trade | HWW | HWW072 | Commercial | Solar*Rewards | Trade Secret | 2022 | 2023
20263-228838-01 | Xcel Energy | 85 | 13781 | IOU | 03684826 | 1000 | Solar |  |  | Interconnected | Goodhue | Trade | WEL | WEL021 | Community Solar Garden | Solar*Rewards Community | Trade Secret | 2021 | 2021
20263-228838-01 | Xcel Energy | 85 | 13781 | IOU | 03580931 | 1000 | Solar |  |  | Interconnected | Danube | Trade | DAN | DAN021 | Community Solar Garden | Solar*Rewards Community | Trade Secret | 2021 | 2021
20263-228838-01 | Xcel Energy | 85 | 13781 | IOU | 04463382 | 13.05 | Solar |  |  | Interconnected | Trade Secret | Trade | RIV | RIV061 | Commercial | Solar*Rewards | Trade Secret | 2022 | 2022
20263-228838-01 | Xcel Energy | 85 | 13781 | IOU | 04787019 | 999 |  |  |  | Active Application | Trade Secret | Trade | OSS | OSS073 | Commercial |  | Trade Secret | 2021
20263-228838-01 | Xcel Energy | 85 | 13781 | IOU | 04803890 | 999 | Solar |  |  | Interconnected | Trade Secret | Trade | OSS | OSS073 | Commercial |  | Trade Secret | 2022 | 2023
20263-228838-01 | Xcel Energy | 85 | 13781 | IOU | 06001680 | 9.184 | Solar |  | X | Withdrawn | Trade Secret | Trade | VES | VES021 | Residential |  | Trade Secret | 2024
20263-228838-01 | Xcel Energy | 85 | 13781 | IOU | 05497647 | 6.4 | Solar |  |  | Interconnected | Trade Secret | Trade | CGR | CGR072 | Residential | Solar*Rewards | Trade Secret | 2023 | 2023
20263-228838-01 | Xcel Energy | 85 | 13781 | IOU | 03126053 | 1000 | Solar |  |  | Interconnected | North Branch | Trade | CHI | CHI311 | LMI | Solar*Rewards Community | Trade Secret | 2019 | 2025
20263-228838-01 | Xcel Energy | 85 | 13781 | IOU | 06042778 | 11.387 | Solar |  |  | Interconnected | Trade Secret | Trade | RPO | RPO311 | Residential |  | Trade Secret | 2024 | 2025
20263-228838-01 | Xcel Energy | 85 | 13781 | IOU | 05835684 | 7.296 | Solar |  |  | Interconnected | Trade Secret | Trade | HSN | HSN321 | Residential | Solar*Rewards | Trade Secret | 2024 | 2024
20263-228838-01 | Xcel Energy | 85 | 13781 | IOU | 05977536 | 3.796 | Solar |  |  | Withdrawn | Trade Secret | Trade | VMR | VMR061 | Residential |  | Trade Secret | 2024
20263-228838-01 | Xcel Energy | 85 | 13781 | IOU | 05954051 | 5.693 | Solar |  |  | Active Application | Trade Secret | Trade | VMR | VMR061 | Residential | Solar*Rewards | Trade Secret | 2024
20263-228838-01 | Xcel Energy | 85 | 13781 | IOU | 04807874 | 11.09 | Solar |  | X | Interconnected | Trade Secret | Trade | EDA | EDA063 | Residential | Solar*Rewards | Trade Secret | 2022 | 2022
20263-228838-01 | Xcel Energy | 85 | 13781 | IOU | 04794698 | 23.51 | Solar |  |  | Interconnected | Trade Secret | Trade | CEL | CEL066 | Commercial | Solar*Rewards | Trade Secret | 2022 | 2023
20263-228838-01 | Xcel Energy | 85 | 13781 | IOU | 05485078 | 2.61 | Solar |  |  | Interconnected | Trade Secret | Trade | RPO | RPO311 | Residential |  | Trade Secret | 2023 | 2023
20263-228838-01 | Xcel Energy | 85 | 13781 | IOU | 05451331 | 2.61 | Solar |  |  | Withdrawn | Trade Secret | Trade | RPO | RPO311 | Residential | Solar*Rewards | Trade Secret | 2023
20263-228838-01 | Xcel Energy | 85 | 13781 | IOU | 05737012 | 36.645 | Solar |  |  | Interconnected | Trade Secret | Trade | AHI | AHI063 | Commercial |  | Trade Secret | 2024 | 2024
20263-228838-01 | Xcel Energy | 85 | 13781 | IOU | 05189619 | 19.423 | Solar |  | X | Interconnected | Trade Secret | Trade | HUG | HUG321 | Residential | Solar*Rewards | Trade Secret | 2022 | 2023
20263-228838-01 | Xcel Energy | 85 | 13781 | IOU | 05783158 | 7.971 | Solar |  |  | Interconnected | Trade Secret | Trade | HUG | HUG311 | Residential | Solar*Rewards | Trade Secret | 2024 | 2024
20263-228838-01 | Xcel Energy | 85 | 13781 | IOU | 06192534 | 9.074 | Solar |  |  | Active Application | Trade Secret | Trade | HSN | HSN322 | Residential | Solar*Rewards | Trade Secret | 2025
20263-228838-01 | Xcel Energy | 85 | 13781 | IOU | 05493361 | 5.688 | Solar |  |  | Interconnected | Trade Secret | Trade | UPP | UPP083 | Residential | Solar*Rewards | Trade Secret | 2023 | 2023
20263-228838-01 | Xcel Energy | 85 | 13781 | IOU | 05594043 | 35.75 | Solar |  | X | Interconnected | Trade Secret | Trade | OPK | OPK073 | Residential |  | Trade Secret | 2023 | 2023
20263-228838-01 | Xcel Energy | 85 | 13781 | IOU | 06004324 | 5 | Storage |  |  | Interconnected | Trade Secret | Trade | OPK | OPK073 | Residential |  | Trade Secret | 2024 | 2025
20263-228838-01 | Xcel Energy | 85 | 13781 | IOU | 05587897 | 35.75 | Solar |  | X | Interconnected | Trade Secret | Trade | OPK | OPK073 | Residential |  | Trade Secret | 2023 | 2024
20263-228838-01 | Xcel Energy | 85 | 13781 | IOU | 06134020 | 14.423 | Solar |  |  | Interconnected | Trade Secret | Trade | GSL | GSL341 | Residential | Solar*Rewards | Trade Secret | 2025 | 2025
20263-228838-01 | Xcel Energy | 85 | 13781 | IOU | 03809265 | 1000 | Solar |  |  | Interconnected | Clear Lake | Trade | SDX | SDX311 | Community Solar Garden | Solar*Rewards Community | Trade Secret | 2022 | 2024
20263-228838-01 | Xcel Energy | 85 | 13781 | IOU | 05357653 | 39.75 | Solar |  |  | Interconnected | Trade Secret | Trade | LLK | LLK061 | Commercial | Solar*Rewards | Trade Secret | 2023 | 2024
20263-228838-01 | Xcel Energy | 85 | 13781 | IOU | 06144076 | 3.037 | Solar |  |  | Interconnected | Trade Secret | Trade | HSN | HSN322 | Residential |  | Trade Secret | 2025 | 2025
20263-228838-01 |  |  |  |  | 05713230 |  | Solar |  |  | Active Application | Trade Secret | Trade | AFT | AFT314 | Residential | Solar*Rewards |  | 2024
20263-228838-01 | Xcel Energy | 85 | 13781 | IOU | 05711882 | 7.56 | Solar |  |  | Interconnected | Trade Secret | Trade | AFT | AFT314 | Residential | Solar*Rewards | Trade Secret | 2024 | 2024
20263-228838-01 | Xcel Energy | 85 | 13781 | IOU | 06220550 | 4.592 | Solar |  |  | Interconnected | Trade Secret | Trade | CGR | CGR071 | Residential |  | Trade Secret | 2025 | 2025
20263-228838-01 | Xcel Energy | 85 | 13781 | IOU | 05803839 | 3.78 | Solar |  |  | Interconnected | Trade Secret | Trade | SLP | SLP092 | Residential | Solar*Rewards | Trade Secret | 2024 | 2024
20263-228838-01 | Xcel Energy | 85 | 13781 | IOU | 05979926 | 4.225 | Solar |  |  | Interconnected | Trade Secret | Trade | CGR | CGR071 | Residential |  | Trade Secret | 2024 | 2025
20263-228838-01 | Xcel Energy | 85 | 13781 | IOU | 04373555 | 999 | Solar |  |  | Interconnected | Granite Falls | Trade | MNV | MNV211 | LMI | Solar*Rewards Community | Trade Secret | 2023 | 2025
20263-228838-01 | Xcel Energy | 85 | 13781 | IOU | 06209342 | 11.5 | Solar |  | X | Active Application | Trade Secret | Trade | FSL | FSL312 | Residential |  | Trade Secret | 2025
20263-228838-01 | Xcel Energy | 85 | 13781 | IOU | 05950551 | 39.95 | Solar |  |  | Interconnected | Trade Secret | Trade | MPK | MPK071 | Commercial |  | Trade Secret | 2024 | 2025
20263-228838-01 | Xcel Energy | 85 | 13781 | IOU | 03735840 | 1000 | Solar |  |  | Interconnected | Wabasha | Trade | WAB | WAB031 | LMI | Solar*Rewards Community | Trade Secret | 2023 | 2025
20263-228838-01 | Xcel Energy | 85 | 13781 | IOU | 06206510 | 3.774 | Solar |  |  | Interconnected | Trade Secret | Trade | OAD | OAD075 | Residential | Solar*Rewards | Trade Secret | 2025 | 2025
20263-228838-01 | Xcel Energy | 85 | 13781 | IOU | 05951634 | 7.6 | Solar |  |  | Interconnected | Trade Secret | Trade | WWK | WWK321 | Residential | Solar*Rewards | Trade Secret | 2024 | 2025
20263-228838-01 | Xcel Energy | 85 | 13781 | IOU | 05218132 | 8.376 | Solar |  |  | Interconnected | Trade Secret | Trade | TLK | TLK067 | Residential |  | Trade Secret | 2022 | 2022
20263-228838-01 | Xcel Energy | 85 | 13781 | IOU | 03130577 | 2.4 | Solar |  |  | Interconnected | Trade Secret | Trade | RLK | RLK079 | Commercial | Solar*Rewards | Trade Secret | 2016 | 2017
20263-228838-01 | Xcel Energy | 85 | 13781 | IOU | 03131305 | 9.94 | Solar |  |  | Interconnected | Trade Secret | Trade | HSN | HSN322 | Residential | Solar*Rewards | Trade Secret | 2016 | 2017
20263-228838-01 | Xcel Energy | 85 | 13781 | IOU | 03134161 | 9 | Solar |  |  | Interconnected | Trade Secret | Trade | WAB | WAB031 | Residential | Made in Minnesota | Trade Secret | 2014 | 2015
20263-228838-01 | Xcel Energy | 85 | 13781 | IOU | 03134352 | 7.63 | Solar |  |  | Interconnected | Trade Secret | Trade | MST | MST071 | Residential | Made in Minnesota | Trade Secret | 2015 | 2015
20263-228838-01 | Xcel Energy | 85 | 13781 | IOU | 03130865 | 95 | Solar |  |  | Interconnected | Trade Secret | Trade | KOL | KOL065 | Commercial |  | Trade Secret | 2008 | 2008
20263-228838-01 | Xcel Energy | 85 | 13781 | IOU | 03420767 | 9.994 | Solar |  |  | Interconnected | Trade Secret | Trade | MEL | MEL087 | Residential | Solar*Rewards | Trade Secret | 2019 | 2020
20263-228838-01 | Xcel Energy | 85 | 13781 | IOU | 06018632 | 14.916 | Solar |  | X | Interconnected | Trade Secret | Trade | MPK | MPK086 | Residential | Solar*Rewards | Trade Secret | 2024 | 2025
20263-228838-01 | Xcel Energy | 85 | 13781 | IOU | SRO29974 | 4 | Solar |  |  | Withdrawn | Trade Secret | Trade | CGR | CGR063 | Commercial | Solar*Rewards | Trade Secret | 2013
20263-228838-01 | Xcel Energy | 85 | 13781 | IOU | 05367730 | 3.8 | Solar |  |  | Withdrawn | Trade Secret | Trade | CGR | CGR063 | Commercial |  | Trade Secret | 2023
20263-228838-01 | Xcel Energy | 85 | 13781 | IOU | 05867327 | 6.528 | Solar |  |  | Interconnected | Trade Secret | Trade | ECK | ECK063 | Residential |  | Trade Secret | 2024 | 2025
20263-228838-01 | Xcel Energy | 85 | 13781 | IOU | 05801336 | 4.188 | Solar |  |  | Interconnected | Trade Secret | Trade | TER | TER075 | Residential | Solar*Rewards | Trade Secret | 2024 | 2024
20263-228838-01 | Xcel Energy | 85 | 13781 | IOU | 06186125 | 3.84 | Solar |  |  | Active Application | Trade Secret | Trade | SOU | SOU079 | Residential | Solar*Rewards | Trade Secret | 2025
20263-228838-01 | Xcel Energy | 85 | 13781 | IOU | 05960020 | 3.747 | Solar |  |  | Interconnected | Trade Secret | Trade | WIL | WIL071 | Residential |  | Trade Secret | 2024 | 2025
20263-228838-01 | Xcel Energy | 85 | 13781 | IOU | 06215307 | 4.608 | Solar |  |  | Active Application | Trade Secret | Trade | TLK | TLK077 | Residential |  | Trade Secret | 2025
20263-228838-01 | Xcel Energy | 85 | 13781 | IOU | 03133879 | 10 | Solar |  |  | Interconnected | Trade Secret | Trade | SOU | SOU065 | Residential | Made in Minnesota | Trade Secret | 2014 | 2014
20263-228838-01 | Xcel Energy | 85 | 13781 | IOU | 03131844 | 7.625 | Solar |  |  | Interconnected | Trade Secret | Trade | AFT | AFT314 | Residential | Solar*Rewards | Trade Secret | 2017 | 2017
20263-228838-01 | Xcel Energy | 85 | 13781 | IOU | 03131843 | 9.94 | Solar |  |  | Interconnected | Trade Secret | Trade | AFT | AFT314 | Residential | Made in Minnesota | Trade Secret | 2017 | 2017
20263-228838-01 | Xcel Energy | 85 | 13781 | IOU | 03959438 | 7.616 | Solar |  |  | Interconnected | Trade Secret | Trade | DHL | DHL061 | Residential | Solar*Rewards | Trade Secret | 2020 | 2021
20263-228838-01 | Xcel Energy | 85 | 13781 | IOU | 03131158 | 200 | Other |  |  | Interconnected | Trade Secret | Trade | ELP | ELP082 | Commercial |  | Trade Secret | 2013 | 2013
20263-228838-01 | Xcel Energy | 85 | 13781 | IOU | 04087675 | 6.05 | Solar |  |  | Interconnected | Trade Secret | Trade | PKL | PKL085 | Residential |  | Trade Secret | 2020 | 2021
20263-228838-01 | Xcel Energy | 85 | 13781 | IOU | 04192381 | 6 | Solar |  |  | Interconnected | Trade Secret | Trade | IDA | IDA063 | Residential |  | Trade Secret | 2020 | 2021
20263-228838-01 | Xcel Energy | 85 | 13781 | IOU | 03169074 | 3.48 | Solar |  |  | Interconnected | Trade Secret | Trade | MPK | MPK068 | Residential | Solar*Rewards | Trade Secret | 2019 | 2020
20263-228838-01 | Xcel Energy | 85 | 13781 | IOU | OID3588874 | 5 | Solar |  |  | Withdrawn | Trade Secret | Trade | MPK | MPK068 | Residential | Solar*Rewards | Trade Secret | 2018
20263-228838-01 | Xcel Energy | 85 | 13781 | IOU | 05854579 | 5.052 | Solar |  |  | Interconnected | Trade Secret | Trade | WDY | WDY311 | Residential |  | Trade Secret | 2024 | 2024
20263-228838-01 | Xcel Energy | 85 | 13781 | IOU | 06217357 | 4.537 | Solar |  |  | Interconnected | Trade Secret | Trade | WIL | WIL097 | Residential |  | Trade Secret | 2025 | 2026
20263-228838-01 | Xcel Energy | 85 | 13781 | IOU | 06082461 | 10.628 | Solar |  |  | Interconnected | Trade Secret | Trade | RRK | RRK064 | Residential | Solar*Rewards | Trade Secret | 2025 | 2025
20263-228838-01 | Xcel Energy | 85 | 13781 | IOU | 05949265 | 10.628 | Solar |  |  | Interconnected | Trade Secret | Trade | MEL | MEL073 | Residential | Solar*Rewards | Trade Secret | 2024 | 2024
20263-228838-01 | Xcel Energy | 85 | 13781 | IOU | 05356756 | 9.994 | Solar |  |  | Withdrawn | Trade Secret | Trade | APA | APA061 | Residential | Solar*Rewards | Trade Secret | 2023
20263-228838-01 | Xcel Energy | 85 | 13781 | IOU | 05391153 | 11.39 | Solar |  |  | Interconnected | Trade Secret | Trade | APA | APA061 | Residential |  | Trade Secret | 2023 | 2023
20263-228838-01 | Xcel Energy | 85 | 13781 | IOU | 04067140 | 6 | Solar |  |  | Active Application | Trade Secret | Trade | SOU | SOU083 | Residential | Solar*Rewards | Trade Secret | 2020
20263-228838-01 | Xcel Energy | 85 | 13781 | IOU | 03130202 | 6 | Solar |  |  | Interconnected | Trade Secret | Trade | MPK | MPK068 | Residential | Solar*Rewards | Trade Secret | 2019 | 2020
20263-228838-01 | Xcel Energy | 85 | 13781 | IOU | 06201515 | 9.074 | Solar |  |  | Interconnected | Trade Secret | Trade | WES | WES064 | Residential | Solar*Rewards | Trade Secret | 2025 | 2025
20263-228838-01 | Xcel Energy | 85 | 13781 | IOU | 05703899 | 3.936 | Solar |  |  | Interconnected | Trade Secret | Trade | CHE | CHE064 | Residential |  | Trade Secret | 2024 | 2024
20263-228838-01 | Xcel Energy | 85 | 13781 | IOU | 03130960 | 2000 | Other |  |  | Interconnected | Trade Secret | Trade | SIP | SIP071 | Commercial |  | Trade Secret | 2006 | 2006
20263-228838-01 | Xcel Energy | 85 | 13781 | IOU | 06179850 | 7.6 | Solar |  |  | Active Application | Trade Secret | Trade | WWK | WWK321 | Residential | Solar*Rewards | Trade Secret | 2025
20263-228838-01 | Xcel Energy | 85 | 13781 | IOU | 04082020 | 6.05 | Solar |  |  | Interconnected | Trade Secret | Trade | AFT | AFT321 | Residential |  | Trade Secret | 2020 | 2021
20263-228838-01 | Xcel Energy | 85 | 13781 | IOU | 05348779 | 7.04 | Solar |  |  | Interconnected | Trade Secret | Trade | WCR | WCR322 | Residential |  | Trade Secret | 2023 | 2023
20263-228838-01 | Xcel Energy | 85 | 13781 | IOU | 05845014 | 10.451 | Solar |  |  | Interconnected | Trade Secret | Trade | BLC | BLC062 | Residential | Solar*Rewards | Trade Secret | 2024 | 2024
20263-228838-01 | Xcel Energy | 85 | 13781 | IOU | 06008602 | 4.608 | Solar |  |  | Interconnected | Trade Secret | Trade | OSS | OSS073 | Residential | Solar*Rewards | Trade Secret | 2024 | 2025
20263-228838-01 | Xcel Energy | 85 | 13781 | IOU | 03131664 | 10.592 | Solar |  |  | Interconnected | Trade Secret | Trade | SOU | SOU075 | Residential | Made in Minnesota | Trade Secret | 2017 | 2017
20263-228838-01 | Xcel Energy | 85 | 13781 | IOU | 03132404 | 7.616 | Solar |  |  | Interconnected | Trade Secret | Trade | HOL | HOL061 | Residential | Solar*Rewards | Trade Secret | 2018 | 2018
20263-228838-01 | Xcel Energy | 85 | 13781 | IOU | 03130887 | 18.72 | Solar |  |  | Interconnected | Trade Secret | Trade | MEL | MEL089 | Commercial |  | Trade Secret | 2008 | 2009
20263-228838-01 | Xcel Energy | 85 | 13781 | IOU | SRO14874 | 22.8 | Solar |  |  | Withdrawn | Trade Secret | Trade | MEL | MEL089 | Commercial | Solar*Rewards | Trade Secret | 2010
20263-228838-01 | Xcel Energy | 85 | 13781 | IOU | SRO25931 | 36 | Solar |  |  | Withdrawn | Trade Secret | Trade | ECK | ECK342 | Commercial | Solar*Rewards | Trade Secret | 2012
20263-228838-01 | Xcel Energy | 85 | 13781 | IOU | 03133069 | 36 | Solar |  |  | Interconnected | Trade Secret | Trade | ECK | ECK342 | Commercial | Solar*Rewards | Trade Secret | 2013 | 2014
20263-228838-01 | Xcel Energy | 85 | 13781 | IOU | 05405469 | 14 | Solar |  |  | Interconnected | Trade Secret | Trade | VKG | VKG061 | Residential |  | Trade Secret | 2023 | 2024
20263-228838-01 | Xcel Energy | 85 | 13781 | IOU | 05898762 | 5.052 | Solar |  |  | Interconnected | Trade Secret | Trade | RAM | RAM062 | Residential | Solar*Rewards | Trade Secret | 2024 | 2024
20263-228838-01 | Xcel Energy | 85 | 13781 | IOU | 06101691 | 8.775 | Solar |  |  | Active Application | Trade Secret | Trade | MDT | MDT071 | Commercial |  | Trade Secret | 2025
20263-228838-01 |  |  |  |  | 06101226 |  |  |  |  | Withdrawn | Trade Secret | Trade | MDT | MDT071 | Commercial |  |  | 2025
20263-228838-01 | Xcel Energy | 85 | 13781 | IOU | 05831522 | 7.258 | Solar |  |  | Interconnected | Trade Secret | Trade | CGR | CGR074 | Residential | Solar*Rewards | Trade Secret | 2024 | 2024
20263-228838-01 | Xcel Energy | 85 | 13781 | IOU | 06279285 | 11.5 | Solar |  | X | Active Application | Trade Secret | Trade | RAM | RAM071 | Residential |  | Trade Secret | 2025
20263-228838-01 | Xcel Energy | 85 | 13781 | IOU | 03133745 | 16 | Solar |  |  | Interconnected | Trade Secret | Trade | ZUM | ZUM022 | Residential | Solar*Rewards | Trade Secret | 2013 | 2013
20263-228838-01 | Xcel Energy | 85 | 13781 | IOU | 06338092 | 11.52 | Solar |  | X | Active Application | Trade Secret | Trade | STY | STY075 | Residential |  | Trade Secret | 2026
20263-228838-01 | Xcel Energy | 85 | 13781 | IOU | 05988683 | 3.8 | Solar |  |  | Withdrawn | Trade Secret | Trade | HWW | HWW074 | Residential | Solar*Rewards | Trade Secret | 2024
20263-228838-01 | Xcel Energy | 85 | 13781 | IOU | 03812910 | 6 | Solar |  |  | Active Application | Trade Secret | Trade | CHI | CHI311 | Commercial | Solar*Rewards | Trade Secret | 2020
20263-228838-01 | Xcel Energy | 85 | 13781 | IOU | 06249734 | 15.744 | Solar |  |  | Active Application | Trade Secret | Trade | WWK | WWK321 | Residential |  | Trade Secret | 2025
20263-228838-01 |  |  |  |  | OID2806076 |  | Wind |  |  | Withdrawn | Trade Secret | Trade | HUG | HUG311 | Residential |  |  | 2004
20263-228838-01 | Xcel Energy | 85 | 13781 | IOU | 03134365 | 20 | Solar |  |  | Interconnected | Trade Secret | Trade | HSN | HSN311 | Commercial | Solar*Rewards | Trade Secret | 2015 | 2016
20263-228838-01 | Xcel Energy | 85 | 13781 | IOU | 03132793 | 19.999 | Solar |  |  | Interconnected | Trade Secret | Trade | HSN | HSN311 | Commercial | Solar*Rewards | Trade Secret | 2018 | 2018
20263-228838-01 | Xcel Energy | 85 | 13781 | IOU | 03134754 | 7.63 | Solar |  |  | Interconnected | Trade Secret | Trade | GLK | GLK074 | Residential | Solar*Rewards | Trade Secret | 2016 | 2016
20263-228838-01 | Xcel Energy | 85 | 13781 | IOU | 03134603 | 4 | Solar |  |  | Interconnected | Trade Secret | Trade | MPK | MPK076 | Residential | Made in Minnesota | Trade Secret | 2015 | 2015
20263-228838-01 | Xcel Energy | 85 | 13781 | IOU | 06006503 | 16.34 | Solar |  |  | Withdrawn | Trade Secret | Trade | BCR | BCR063 | Residential | Solar*Rewards | Trade Secret | 2024
20263-228838-01 | Xcel Energy | 85 | 13781 | IOU | 06074708 | 5.32 | Solar |  |  | Active Application | Trade Secret | Trade | WES | WES074 | Residential | Solar*Rewards | Trade Secret | 2025
20263-228838-01 | Xcel Energy | 85 | 13781 | IOU | 06322027 | 5.32 | Solar |  |  | Active Application | Trade Secret | Trade | WES | WES074 | Residential | Solar*Rewards | Trade Secret | 2026
20263-228838-01 | Xcel Energy | 85 | 13781 | IOU | 03130003 | 33.3 | Solar |  |  | Interconnected | Trade Secret | Trade | WIL | WIL063 | Commercial | Solar*Rewards | Trade Secret | 2018 | 2020
20263-228838-01 | Xcel Energy | 85 | 13781 | IOU | 03130477 | 3.48 | Solar |  |  | Interconnected | Trade Secret | Trade | APA | APA075 | Residential | Solar*Rewards | Trade Secret | 2018 | 2019
20263-228838-01 | Xcel Energy | 85 | 13781 | IOU | 05309972 | 2.32 | Solar |  |  | Active Application | Trade Secret | Trade | DBL | DBL073 | Residential |  | Trade Secret | 2022
20263-228838-01 | Xcel Energy | 85 | 13781 | IOU | OID3065128 | 7.625 | Solar |  |  | Withdrawn | Trade Secret | Trade | HOL | HOL071 | Residential | Solar*Rewards | Trade Secret | 2017
20263-228838-01 | Xcel Energy | 85 | 13781 | IOU | 03134615 | 1.92 | Solar |  |  | Interconnected | Trade Secret | Trade | STY | STY072 | Residential | Solar*Rewards | Trade Secret | 2015 | 2016
20263-228838-01 | Xcel Energy | 85 | 13781 | IOU | 04939716 | 6.05 | Solar |  |  | Interconnected | Trade Secret | Trade | HSN | HSN322 | Residential | Solar*Rewards | Trade Secret | 2022 | 2022
20263-228838-01 | Xcel Energy | 85 | 13781 | IOU | 03131591 | 6 | Solar |  |  | Interconnected | Trade Secret | Trade | SOU | SOU069 | Residential | Made in Minnesota | Trade Secret | 2017 | 2017
20263-228838-01 | Xcel Energy | 85 | 13781 | IOU | 03133075 | 34.2 | Solar |  |  | Interconnected | Trade Secret | Trade | ECK | ECK342 | Commercial | Solar*Rewards | Trade Secret | 2013 | 2014
20263-228838-01 | Xcel Energy | 85 | 13781 | IOU | 05996123 | 6.046 | Solar |  |  | Active Application | Trade Secret | Trade | SMT | SMT081 | Residential |  | Trade Secret | 2024
20263-228838-01 | Xcel Energy | 85 | 13781 | IOU | 04203935 | 9.57 | Solar |  |  | Interconnected | Trade Secret | Trade | BCH | BCH311 | Residential | Solar*Rewards | Trade Secret | 2020 | 2021
20263-228838-01 | Xcel Energy | 85 | 13781 | IOU | 05796537 | 3.936 | Solar |  |  | Active Application | Trade Secret | Trade | SOU | SOU081 | Residential | Solar*Rewards | Trade Secret | 2024
20263-228838-01 | Xcel Energy | 85 | 13781 | IOU | 06076970 | 3.072 | Solar |  |  | Active Application | Trade Secret | Trade | SOU | SOU081 | Residential | Solar*Rewards | Trade Secret | 2025
20263-228838-01 | Xcel Energy | 85 | 13781 | IOU | 06060727 | 3.484 | Solar |  |  | Interconnected | Trade Secret | Trade | SMT | SMT081 | Residential |  | Trade Secret | 2025 | 2025
20263-228838-01 | Xcel Energy | 85 | 13781 | IOU | 04794174 | 5.51 | Solar |  |  | Interconnected | Trade Secret | Trade | BCH | BCH311 | Residential | Solar*Rewards | Trade Secret | 2022 | 2022
20263-228838-01 | Xcel Energy | 85 | 13781 | IOU | 05823444 | 3.747 | Solar |  |  | Active Application | Trade Secret | Trade | OSS | OSS073 | Residential |  | Trade Secret | 2024
20263-228838-01 | Xcel Energy | 85 | 13781 | IOU | 05570022 | 500 | Solar |  |  | Interconnected | Trade Secret | Trade | WEH | WEH022 | Commercial |  | Trade Secret | 2023 | 2025
20263-228838-01 | Xcel Energy | 85 | 13781 | IOU | 03446498 | 7.616 | Solar |  |  | Interconnected | Trade Secret | Trade | CGR | CGR071 | Residential | Solar*Rewards | Trade Secret | 2019 | 2020
20263-228838-01 | Xcel Energy | 85 | 13781 | IOU | 04638571 | 7.678 | Solar |  | X | Interconnected | Trade Secret | Trade | GLK | GLK063 | Residential |  | Trade Secret | 2021 | 2022
20263-228838-01 | Xcel Energy | 85 | 13781 | IOU | 03129965 | 6 | Solar |  |  | Interconnected | Trade Secret | Trade | SOU | SOU086 | Residential | Solar*Rewards | Trade Secret | 2018 | 2019
20263-228838-01 | Xcel Energy | 85 | 13781 | IOU | 04793509 | 11.39 | Solar |  |  | Interconnected | Trade Secret | Trade | WDY | WDY322 | Residential | Solar*Rewards | Trade Secret | 2022 | 2022
20263-228838-01 | Xcel Energy | 85 | 13781 | IOU | 03134143 | 3.8 | Solar |  |  | Interconnected | Trade Secret | Trade | SOU | SOU075 | Residential | Made in Minnesota | Trade Secret | 2014 | 2014
20263-228838-01 | Xcel Energy | 85 | 13781 | IOU | 05232276 | 7.678 | Solar |  |  | Interconnected | Trade Secret | Trade | LLK | LLK061 | Residential |  | Trade Secret | 2022 | 2023
20263-228838-01 | Xcel Energy | 85 | 13781 | IOU | 04422982 | 40.252 | Solar |  |  | Interconnected | Trade Secret | Trade | WES | WES063 | Commercial | Solar*Rewards | Trade Secret | 2021 | 2022
20263-228838-01 | Xcel Energy | 85 | 13781 | IOU | 04422981 | 100 | Solar |  |  | Interconnected | Trade Secret | Trade | WES | WES063 | Commercial |  | Trade Secret | 2021 | 2022
20263-228838-01 | Xcel Energy | 85 | 13781 | IOU | 06128774 | 16.896 | Solar |  |  | Interconnected | Trade Secret | Trade | TWL | TWL072 | Residential |  | Trade Secret | 2025 | 2025
20263-228838-01 | Xcel Energy | 85 | 13781 | IOU | 06121560 | 16.896 | Solar |  |  | Withdrawn | Trade Secret | Trade | TWL | TWL072 | Residential | Solar*Rewards | Trade Secret | 2025
20263-228838-01 | Xcel Energy | 85 | 13781 | IOU | 03130219 | 7.616 | Solar |  |  | Interconnected | Trade Secret | Trade | SWN | SWN022 | Residential | Solar*Rewards | Trade Secret | 2019 | 2019
20263-228838-01 | Xcel Energy | 85 | 13781 | IOU | 05659924 | 21.42 | Solar |  |  | Active Application | Trade Secret | Trade | WYO | WYO032 | Commercial |  | Trade Secret | 2023
20263-228838-01 | Xcel Energy | 85 | 13781 | IOU | 05572261 | 40.005 | Solar |  |  | Withdrawn | Trade Secret | Trade | WYO | WYO032 | Commercial |  | Trade Secret | 2023
20263-228838-01 | Xcel Energy | 85 | 13781 | IOU | 05396790 | 10.471 | Solar |  | X | Interconnected | Trade Secret | Trade | MPK | MPK084 | Residential | Solar*Rewards | Trade Secret | 2023 | 2023
20263-228838-01 | Xcel Energy | 85 | 13781 | IOU | 03130683 | 1.7 | Solar |  |  | Interconnected | Trade Secret | Trade | MPK | MPK084 | Residential |  | Trade Secret | 2003 | 2013
20263-228838-01 | Xcel Energy | 85 | 13781 | IOU | 04358419 | 10.44 | Solar |  |  | Interconnected | Trade Secret | Trade | EDP | EDP073 | Residential | Solar*Rewards | Trade Secret | 2021 | 2021
20263-228838-01 | Xcel Energy | 85 | 13781 | IOU | 05388989 | 18.12 | Storage |  |  | Interconnected | Trade Secret | Trade | EDP | EDP073 | Residential |  | Trade Secret | 2023 | 2023
20263-228838-01 | Xcel Energy | 85 | 13781 | IOU | 04685005 | 10.578 | Solar |  |  | Interconnected | Trade Secret | Trade | WES | WES065 | Residential |  | Trade Secret | 2021 | 2022
20263-228838-01 | Xcel Energy | 85 | 13781 | IOU | 05468128 | 7.04 | Solar |  |  | Interconnected | Trade Secret | Trade | WCR | WCR062 | Residential | Solar*Rewards | Trade Secret | 2023 | 2023
20263-228838-01 | Xcel Energy | 85 | 13781 | IOU | 06241568 | 3.839 | Solar |  |  | Active Application | Trade Secret | Trade | WIL | WIL074 | Residential |  | Trade Secret | 2025
20263-228838-01 | Xcel Energy | 85 | 13781 | IOU | 05808097 | 4.608 | Solar |  |  | Interconnected | Trade Secret | Trade | SAV | SAV073 | Residential | Solar*Rewards | Trade Secret | 2024 | 2024
20263-228838-01 | Xcel Energy | 85 | 13781 | IOU | 05596287 | 11.52 | Solar |  | X | Interconnected | Trade Secret | Trade | MND | MND061 | Residential |  | Trade Secret | 2023 | 2024
20263-228838-01 | Xcel Energy | 85 | 13781 | IOU | 05750424 | 7.68 | Solar |  |  | Interconnected | Trade Secret | Trade | TWL | TWL072 | Residential |  | Trade Secret | 2024 | 2024
20263-228838-01 | Xcel Energy | 85 | 13781 | IOU | 03300358 | 33.3 | Solar |  |  | Interconnected | Trade Secret | Trade | RLK | RLK071 | Commercial | Solar*Rewards | Trade Secret | 2019 | 2020
20263-228838-01 | Xcel Energy | 85 | 13781 | IOU | 03132682 | 2.16 | Solar |  |  | Interconnected | Trade Secret | Trade | SOU | SOU083 | Residential | Solar*Rewards | Trade Secret | 2018 | 2019
20263-228838-01 | Xcel Energy | 85 | 13781 | IOU | OID2062200 | 18 | Solar |  |  | Withdrawn | Trade Secret | Trade | RIV | RIV076 | Commercial | Solar*Rewards | Trade Secret | 2014
20263-228838-01 | Xcel Energy | 85 | 13781 | IOU | 03290831 | 5.51 | Solar |  |  | Interconnected | Trade Secret | Trade | OAD | OAD073 | Residential | Solar*Rewards | Trade Secret | 2019 | 2020
20263-228838-01 | Xcel Energy | 85 | 13781 | IOU | 03131753 | 9.94 | Solar |  |  | Interconnected | Trade Secret | Trade | SAV | SAV069 | Residential | Made in Minnesota | Trade Secret | 2017 | 2017
20263-228838-01 | Xcel Energy | 85 | 13781 | IOU | 05171118 | 3.77 | Solar |  |  | Interconnected | Trade Secret | Trade | WIL | WIL071 | Residential |  | Trade Secret | 2022 | 2023
20263-228838-01 | Xcel Energy | 85 | 13781 | IOU | 05189769 | 10.121 | Solar |  |  | Interconnected | Trade Secret | Trade | ECK | ECK062 | Residential |  | Trade Secret | 2022 | 2022
20263-228838-01 | Xcel Energy | 85 | 13781 | IOU | 06333398 | 360 | Solar |  |  | Active Application | Trade Secret | Trade | MOL | MOL071 | Commercial |  | Trade Secret | 2026
20263-228838-01 | Xcel Energy | 85 | 13781 | IOU | 03132877 | 32.51 | Solar |  |  | Interconnected | Trade Secret | Trade | GVW | GVW022 | Commercial | Solar*Rewards | Trade Secret | 2018 | 2019
20263-228838-01 | Xcel Energy | 85 | 13781 | IOU | 03131673 | 9.5 | Solar |  |  | Interconnected | Trade Secret | Trade | WAB | WAB031 | Residential | Made in Minnesota | Trade Secret | 2017 | 2017
20263-228838-01 | Xcel Energy | 85 | 13781 | IOU | 06258345 | 2.792 | Solar |  |  | Active Application | Trade Secret | Trade | RMT | RMT321 | Residential |  | Trade Secret | 2025
20263-228838-01 | Xcel Energy | 85 | 13781 | IOU | 05530682 | 8.96 | Solar |  |  | Interconnected | Trade Secret | Trade | RMT | RMT321 | Residential | Solar*Rewards | Trade Secret | 2023 | 2024
20263-228838-01 | Xcel Energy | 85 | 13781 | IOU | 06300918 | 11.52 | Solar |  | X | Active Application | Trade Secret | Trade | WIL | WIL084 | Residential |  | Trade Secret | 2025
20263-228838-01 | Xcel Energy | 85 | 13781 | IOU | 06017981 | 9.994 | Solar |  |  | Withdrawn | Trade Secret | Trade | APA | APA075 | Residential | Solar*Rewards | Trade Secret | 2024
20263-228838-01 | Xcel Energy | 85 | 13781 | IOU | 06020418 | 5.052 | Solar |  |  | Withdrawn | Trade Secret | Trade | APA | APA075 | Residential | Solar*Rewards | Trade Secret | 2024
20263-228838-01 | Xcel Energy | 85 | 13781 | IOU | 06020429 | 5.052 | Solar |  | X | Withdrawn | Trade Secret | Trade | APA | APA075 | Residential |  | Trade Secret | 2024
20263-228838-01 | Xcel Energy | 85 | 13781 | IOU | 05954687 | 5.052 | Solar |  |  | Withdrawn | Trade Secret | Trade | APA | APA075 | Residential |  | Trade Secret | 2024
20263-228838-01 | Xcel Energy | 85 | 13781 | IOU | 03133044 | 18 | Solar |  |  | Interconnected | Trade Secret | Trade | MST | MST080 | Commercial | Solar*Rewards | Trade Secret | 2013 | 2014
20263-228838-01 | Xcel Energy | 85 | 13781 | IOU | 06060875 | 3.796 | Solar |  |  | Interconnected | Trade Secret | Trade | SOU | SOU079 | Residential | Solar*Rewards | Trade Secret | 2025 | 2025
20263-228838-01 | Xcel Energy | 85 | 13781 | IOU | 04387857 | 4.64 | Solar |  |  | Interconnected | Trade Secret | Trade | GSL | GSL076 | Residential | Solar*Rewards | Trade Secret | 2021 | 2021
20263-228838-01 | Xcel Energy | 85 | 13781 | IOU | 05356547 | 6.09 | Solar |  |  | Interconnected | Trade Secret | Trade | MPK | MPK074 | Residential | Solar*Rewards | Trade Secret | 2023 | 2023
20263-228838-01 | Xcel Energy | 85 | 13781 | IOU | 06002856 | 4.886 | Solar |  |  | Withdrawn | Trade Secret | Trade | RRK | RRK064 | Residential | Solar*Rewards | Trade Secret | 2025
20263-228838-01 | Xcel Energy | 85 | 13781 | IOU | OID2989605 | 7.92 | Solar |  |  | Withdrawn | Trade Secret | Trade | WIN | WIN033 | Residential | Made in Minnesota | Trade Secret | 2017
20263-228838-01 | Xcel Energy | 85 | 13781 | IOU | OID3284584 | 19.999 | Solar |  |  | Withdrawn | Trade Secret | Trade | WIL | WIL062 | Commercial | Solar*Rewards | Trade Secret | 2018
20263-228838-01 | Xcel Energy | 85 | 13781 | IOU | 03135077 | 5.5 | Solar |  |  | Interconnected | Trade Secret | Trade | LAC | LAC062 | Residential | Made in Minnesota | Trade Secret | 2016 | 2016
20263-228838-01 | Xcel Energy | 85 | 13781 | IOU | 06209931 | 5.226 | Solar |  |  | Interconnected | Trade Secret | Trade | WDY | WDY322 | Residential |  | Trade Secret | 2025 | 2026
20263-228838-01 | Xcel Energy | 85 | 13781 | IOU | 04890803 | 2.61 | Solar |  |  | Interconnected | Trade Secret | Trade | SOU | SOU083 | Residential | Solar*Rewards | Trade Secret | 2022 | 2022
20263-228838-01 | Xcel Energy | 85 | 13781 | IOU | 04793853 | 5.8 | Solar |  |  | Interconnected | Trade Secret | Trade | LEX | LEX332 | Residential | Solar*Rewards | Trade Secret | 2022 | 2022
20263-228838-01 | Xcel Energy | 85 | 13781 | IOU | 06170446 | 5.76 | Solar |  |  | Interconnected | Trade Secret | Trade | ESW | ESW071 | Residential | Solar*Rewards | Trade Secret | 2025 | 2025
20263-228838-01 | Xcel Energy | 85 | 13781 | IOU | 04009725 | 8.99 | Solar |  |  | Interconnected | Trade Secret | Trade | TER | TER081 | Residential | Solar*Rewards | Trade Secret | 2020 | 2021
20263-228838-01 | Xcel Energy | 85 | 13781 | IOU | 04794280 | 5.22 | Solar |  |  | Interconnected | Trade Secret | Trade | SOU | SOU083 | Residential | Solar*Rewards | Trade Secret | 2022 | 2022
20263-228838-01 | Xcel Energy | 85 | 13781 | IOU | 03137700 | 5 | Solar |  |  | Interconnected | Trade Secret | Trade | WIN | WIN043 | Residential | Made in Minnesota | Trade Secret | 2017 | 2017
20263-228838-01 | Xcel Energy | 85 | 13781 | IOU | 03132524 | 9.94 | Solar |  |  | Interconnected | Trade Secret | Trade | MPK | MPK078 | Residential | Solar*Rewards | Trade Secret | 2018 | 2018
20263-228838-01 | Xcel Energy | 85 | 13781 | IOU | 04243564 | 4.95 | Solar |  |  | Interconnected | Trade Secret | Trade | SAV | SAV063 | Residential | Solar*Rewards | Trade Secret | 2021 | 2021
20263-228838-01 | Xcel Energy | 85 | 13781 | IOU | 03130302 | 3.747 | Solar |  |  | Interconnected | Trade Secret | Trade | TWL | TWL075 | Residential | Solar*Rewards | Trade Secret | 2019 | 2020
20263-228838-01 | Xcel Energy | 85 | 13781 | IOU | 03130411 | 986 | Solar |  |  | Interconnected | Trade Secret | Trade | RSP | RSP061 | Commercial |  | Trade Secret | 2018 | 2019
20263-228838-01 | Xcel Energy | 85 | 13781 | IOU | OID3419208 | 1000 | Solar |  |  | Withdrawn | Trade Secret | Trade | RSP | RSP061 | Commercial |  | Trade Secret | 2018
20263-228838-01 | Xcel Energy | 85 | 13781 | IOU | 04108674 | 3.747 | Solar |  |  | Interconnected | Trade Secret | Trade | MTR | MTR021 | Residential | Solar*Rewards | Trade Secret | 2020 | 2021
20263-228838-01 | Xcel Energy | 85 | 13781 | IOU | 06122616 | 7.6 | Solar |  |  | Interconnected | Trade Secret | Trade | GRC | GRC311 | Residential | Solar*Rewards | Trade Secret | 2025 | 2025
20263-228838-01 | Xcel Energy | 85 | 13781 | IOU | 04442084 | 3.747 | Solar |  |  | Interconnected | Trade Secret | Trade | SLP | SLP084 | Residential | Solar*Rewards | Trade Secret | 2021 | 2022
20263-228838-01 | Xcel Energy | 85 | 13781 | IOU | 05775008 | 35.985 | Solar |  |  | Withdrawn | Trade Secret | Trade | OPK | OPK073 | Residential | Solar*Rewards | Trade Secret | 2024
20263-228838-01 | Xcel Energy | 85 | 13781 | IOU | 03129987 | 6 | Solar |  |  | Interconnected | Trade Secret | Trade | OPK | OPK073 | Residential | Solar*Rewards | Trade Secret | 2018 | 2019
20263-228838-01 | Xcel Energy | 85 | 13781 | IOU | OID3666199 | 6 | Solar |  |  | Withdrawn | Trade Secret | Trade | OPK | OPK073 | Residential | Solar*Rewards | Trade Secret | 2018
20263-228838-01 | Xcel Energy | 85 | 13781 | IOU | 05779916 | 23.9 | Solar |  |  | Withdrawn | Trade Secret | Trade | OPK | OPK073 | Residential |  | Trade Secret | 2024
20263-228838-01 | Xcel Energy | 85 | 13781 | IOU | 05988421 | 5.76 | Solar |  |  | Interconnected | Trade Secret | Trade | MND | MND063 | Residential | Solar*Rewards | Trade Secret | 2024 | 2025
20263-228838-01 | Xcel Energy | 85 | 13781 | IOU | 05364772 | 398 | Solar |  |  | Active Application | Trade Secret | Trade | MPK | MPK068 | Commercial |  | Trade Secret | 2023
20263-228838-01 | Xcel Energy | 85 | 13781 | IOU | 05773905 | 6.615 | Solar |  |  | Active Application | Trade Secret | Trade | CGR | CGR063 | Residential |  | Trade Secret | 2024
20263-228838-01 | Xcel Energy | 85 | 13781 | IOU | 04871128 | 5.8 | Solar |  |  | Interconnected | Trade Secret | Trade | WES | WES076 | Residential | Solar*Rewards | Trade Secret | 2022 | 2022
20263-228838-01 | Xcel Energy | 85 | 13781 | IOU | 05131886 | 7.616 | Solar |  |  | Withdrawn | Trade Secret | Trade | VES | VES021 | Residential |  | Trade Secret | 2022
20263-228838-01 | Xcel Energy | 85 | 13781 | IOU | 05362980 | 7.83 | Solar |  |  | Active Application | Trade Secret | Trade | SCL | SCL322 | Residential | Solar*Rewards | Trade Secret | 2023
20263-228838-01 | Xcel Energy | 85 | 13781 | IOU | 05398266 | 10.819 | Solar |  |  | Withdrawn | Trade Secret | Trade | PBE | PBE061 | Residential | Solar*Rewards | Trade Secret | 2023
20263-228838-01 | Xcel Energy | 85 | 13781 | IOU | 05020175 | 9.57 | Solar |  |  | Interconnected | Trade Secret | Trade | WIL | WIL061 | Residential |  | Trade Secret | 2022 | 2022
20263-228838-01 | Xcel Energy | 85 | 13781 | IOU | 06028219 | 7.838 | Solar |  |  | Interconnected | Trade Secret | Trade | SLP | SLP092 | Residential |  | Trade Secret | 2024 | 2025
20263-228838-01 | Xcel Energy | 85 | 13781 | IOU | 05338362 | 3.19 | Solar |  |  | Interconnected | Trade Secret | Trade | TWL | TWL063 | Residential |  | Trade Secret | 2022 | 2023
20263-228838-01 | Xcel Energy | 85 | 13781 | IOU | 05593987 | 3.78 | Solar |  |  | Interconnected | Trade Secret | Trade | SOU | SOU063 | Residential |  | Trade Secret | 2023 | 2023
20263-228838-01 | Xcel Energy | 85 | 13781 | IOU | SRO16733 | 40 | Solar |  |  | Withdrawn | Trade Secret | Trade | WDY | WDY321 | Commercial | Solar*Rewards | Trade Secret | 2011
20263-228838-01 | Xcel Energy | 85 | 13781 | IOU | SRO20926 | 20 | Solar |  |  | Withdrawn | Trade Secret | Trade | DHL | DHL061 | Commercial | Solar*Rewards | Trade Secret | 2011
20263-228838-01 | Xcel Energy | 85 | 13781 | IOU | SRO20056 | 40 | Solar |  |  | Withdrawn | Trade Secret | Trade | DHL | DHL061 | Commercial | Solar*Rewards | Trade Secret | 2011
20263-228838-01 |  |  |  |  | 05944271 |  |  |  |  | Active Application | Trade Secret | Trade | FSL | FSL312 | Residential |  |  | 2024
20263-228838-01 | Xcel Energy | 85 | 13781 | IOU | 05941423 | 5.052 | Solar |  |  | Interconnected | Trade Secret | Trade | FSL | FSL312 | Residential |  | Trade Secret | 2024 | 2025
20263-228838-01 | Xcel Energy | 85 | 13781 | IOU | OID4026772 | 6 | Solar |  |  | Withdrawn | Trade Secret | Trade | IDA | IDA064 | Residential | Solar*Rewards | Trade Secret | 2019
20263-228838-01 | Xcel Energy | 85 | 13781 | IOU | 05289042 | 6.98 | Solar |  |  | Interconnected | Trade Secret | Trade | MPK | MPK071 | Residential | Solar*Rewards | Trade Secret | 2022 | 2024
20263-228838-01 | Xcel Energy | 85 | 13781 | IOU | 05278246 | 12.8 | Solar |  |  | Interconnected | Trade Secret | Trade | CHE | CHE065 | Residential |  | Trade Secret | 2022 | 2023
20263-228838-01 | Xcel Energy | 85 | 13781 | IOU | 05443591 | 2.32 | Solar |  |  | Interconnected | Trade Secret | Trade | MOL | MOL063 | Residential |  | Trade Secret | 2023 | 2023
20263-228838-01 | Xcel Energy | 85 | 13781 | IOU | 05933263 | 7.616 | Solar |  |  | Interconnected | Trade Secret | Trade | EBL | EBL084 | Residential |  | Trade Secret | 2024 | 2025
20263-228838-01 | Xcel Energy | 85 | 13781 | IOU | 05513897 | 4.64 | Solar |  |  | Active Application | Trade Secret | Trade | CGR | CGR063 | Residential |  | Trade Secret | 2023
20263-228838-01 | Xcel Energy | 85 | 13781 | IOU | 04555014 | 5 | Solar |  |  | Active Application | Trade Secret | Trade | SLP | SLP071 | Residential |  | Trade Secret | 2021
20263-228838-01 | Xcel Energy | 85 | 13781 | IOU | SRO29734 | 18 | Solar |  |  | Withdrawn | Trade Secret | Trade | WEB | WEB021 | Commercial | Solar*Rewards | Trade Secret | 2013
20263-228838-01 | Xcel Energy | 85 | 13781 | IOU | 04807819 | 7.25 | Solar |  |  | Interconnected | Trade Secret | Trade | RLK | RLK072 | Residential |  | Trade Secret | 2022 | 2023
20263-228838-01 | Xcel Energy | 85 | 13781 | IOU | 04276377 | 3.747 | Solar |  |  | Interconnected | Trade Secret | Trade | ECK | ECK063 | Residential |  | Trade Secret | 2021 | 2021
20263-228838-01 | Xcel Energy | 85 | 13781 | IOU | 03810792 | 9.86 | Solar |  |  | Interconnected | Trade Secret | Trade | HYL | HYL073 | Residential | Solar*Rewards | Trade Secret | 2020 | 2020
20263-228838-01 | Xcel Energy | 85 | 13781 | IOU | 03134279 | 10.01 | Solar |  |  | Interconnected | Trade Secret | Trade | RPL | RPL061 | Residential | Made in Minnesota | Trade Secret | 2015 | 2015
20263-228838-01 | Xcel Energy | 85 | 13781 | IOU | 05812550 | 99.9 | Solar |  |  | Active Application | Trade Secret | Trade | BCR | BCR083 | Commercial |  | Trade Secret | 2024
20263-228838-01 | Xcel Energy | 85 | 13781 | IOU | 05814836 | 120 | Solar |  |  | Withdrawn | Trade Secret | Trade | BCR | BCR083 | Commercial |  | Trade Secret | 2024
20263-228838-01 | Xcel Energy | 85 | 13781 | IOU | 05235239 | 22.04 | Solar |  |  | Interconnected | Trade Secret | Trade | WIL | WIL078 | Residential |  | Trade Secret | 2022 | 2023
20263-228838-01 | Xcel Energy | 85 | 13781 | IOU | 03133113 | 4.18 | Solar |  |  | Interconnected | Trade Secret | Trade | SOU | SOU064 | Residential | Solar*Rewards | Trade Secret | 2010 | 2010
20263-228838-01 | Xcel Energy | 85 | 13781 | IOU | 05834232 | 7.68 | Solar |  |  | Interconnected | Trade Secret | Trade | SOU | SOU064 | Residential | Solar*Rewards | Trade Secret | 2024 | 2024
20263-228838-01 | Xcel Energy | 85 | 13781 | IOU | 06058613 | 6.832 | Solar |  |  | Interconnected | Trade Secret | Trade | CTR | CTR031 | Residential | Solar*Rewards | Trade Secret | 2025 | 2025
20263-228838-01 | Xcel Energy | 85 | 13781 | IOU | 06042749 | 6.832 | Solar |  |  | Withdrawn | Trade Secret | Trade | CTR | CTR031 | Residential | Solar*Rewards | Trade Secret | 2024
20263-228838-01 | Xcel Energy | 85 | 13781 | IOU | 06236612 | 11.5 | Storage |  |  | Interconnected | Trade Secret | Trade | CTR | CTR031 | Residential |  | Trade Secret | 2025 | 2026
20263-228838-01 | Xcel Energy | 85 | 13781 | IOU | 06101973 | 6.282 | Solar |  |  | Interconnected | Trade Secret | Trade | AFT | AFT321 | Residential |  | Trade Secret | 2025 | 2025
20263-228838-01 | Xcel Energy | 85 | 13781 | IOU | 04229374 | 8.376 | Solar |  |  | Interconnected | Trade Secret | Trade | WAB | WAB031 | Residential | Solar*Rewards | Trade Secret | 2021 | 2021
20263-228838-01 | Xcel Energy | 85 | 13781 | IOU | 04248073 | 2.32 | Solar |  |  | Interconnected | Trade Secret | Trade | TWL | TWL064 | Residential | Solar*Rewards | Trade Secret | 2021 | 2021
20263-228838-01 | Xcel Energy | 85 | 13781 | IOU | 05818517 | 50 | Solar |  |  | Interconnected | Trade Secret | Trade | RAM | RAM062 | Commercial |  | Trade Secret | 2024 | 2025
20263-228838-01 | Xcel Energy | 85 | 13781 | IOU | 03980856 | 7.616 | Solar |  |  | Interconnected | Trade Secret | Trade | OAD | OAD073 | Residential | Solar*Rewards | Trade Secret | 2020 | 2021
20263-228838-01 |  |  |  |  | OID3883230 |  | Solar |  |  | Withdrawn | Trade Secret | Trade | OAD | OAD073 | Residential | Solar*Rewards |  | 2019
20263-228838-01 | Xcel Energy | 85 | 13781 | IOU | 04086951 | 3.49 | Solar |  |  | Interconnected | Trade Secret | Trade | GPH | GPH062 | Residential | Solar*Rewards | Trade Secret | 2020 | 2021
20263-228838-01 | Xcel Energy | 85 | 13781 | IOU | 05476653 | 2.61 | Solar |  |  | Interconnected | Trade Secret | Trade | VKG | VKG072 | Residential |  | Trade Secret | 2023 | 2024
20263-228838-01 | Xcel Energy | 85 | 13781 | IOU | 03132361 | 7.63 | Solar |  |  | Interconnected | Trade Secret | Trade | LIN | LIN022 | Residential | Solar*Rewards | Trade Secret | 2018 | 2018
20263-228838-01 |  |  |  |  | OID2416813 |  | Solar |  |  | Withdrawn | Trade Secret | Trade | LIN | LIN022 | Residential | Solar*Rewards |  | 2015
20263-228838-01 | Xcel Energy | 85 | 13781 | IOU | 05358355 | 4.06 | Solar |  |  | Interconnected | Trade Secret | Trade | EDA | EDA074 | Residential | Solar*Rewards | Trade Secret | 2023 | 2023
20263-228838-01 | Xcel Energy | 85 | 13781 | IOU | 05177097 | 7.65 | Solar |  |  | Interconnected | Trade Secret | Trade | RRK | RRK063 | Residential |  | Trade Secret | 2022 | 2023
20263-228838-01 | Xcel Energy | 85 | 13781 | IOU | 03130858 | 2.05 | Solar |  |  | Interconnected | Trade Secret | Trade | SLP | SLP082 | Residential |  | Trade Secret | 2008 | 2008
20263-228838-01 | Xcel Energy | 85 | 13781 | IOU | 05463145 | 7.625 | Solar |  |  | Interconnected | Trade Secret | Trade | ALD | ALD088 | Residential | Solar*Rewards | Trade Secret | 2023 | 2023
20263-228838-01 |  |  |  |  | 05464107 |  | Solar |  |  | Withdrawn | Trade Secret | Trade | ALD | ALD088 | Residential | Solar*Rewards |  | 2023
20263-228838-01 | Xcel Energy | 85 | 13781 | IOU | 03920567 | 3.3 | Solar |  |  | Interconnected | Trade Secret | Trade | PBE | PBE061 | Residential | Solar*Rewards | Trade Secret | 2020 | 2020
20263-228838-01 | Xcel Energy | 85 | 13781 | IOU | 06233963 | 3.49 | Solar |  |  | Active Application | Trade Secret | Trade | APA | APA068 | Residential |  | Trade Secret | 2025
20263-228838-01 | Xcel Energy | 85 | 13781 | IOU | 04898322 | 15.356 | Solar |  |  | Interconnected | Trade Secret | Trade | DPN | DPN061 | Residential | Solar*Rewards | Trade Secret | 2022 | 2022
20263-228838-01 | Xcel Energy | 85 | 13781 | IOU | 04955802 | 17.3 | Solar |  |  | Interconnected | Trade Secret | Trade | ALD | ALD096 | Commercial | Solar*Rewards | Trade Secret | 2022 | 2022
20263-228838-01 | Xcel Energy | 85 | 13781 | IOU | 05994027 | 7.8 | Solar |  |  | Interconnected | Trade Secret | Trade | FAB | FAB063 | Residential | Solar*Rewards | Trade Secret | 2024 | 2025
20263-228838-01 | Xcel Energy | 85 | 13781 | IOU | 05282666 | 4.48 | Solar |  |  | Interconnected | Trade Secret | Trade | CHE | CHE076 | Residential |  | Trade Secret | 2022 | 2023
20263-228838-01 | Xcel Energy | 85 | 13781 | IOU | 03131874 | 9.94 | Solar |  |  | Interconnected | Trade Secret | Trade | RPL | RPL061 | Residential | Solar*Rewards | Trade Secret | 2017 | 2017
20263-228838-01 | Xcel Energy | 85 | 13781 | IOU | 05169399 | 8.99 | Solar |  |  | Active Application | Trade Secret | Trade | HUG | HUG321 | Residential |  | Trade Secret | 2022
20263-228838-01 | Xcel Energy | 85 | 13781 | IOU | 05365076 | 8.99 | Solar |  |  | Interconnected | Trade Secret | Trade | HUG | HUG321 | Residential | Solar*Rewards | Trade Secret | 2023 | 2023
20263-228838-01 | Xcel Energy | 85 | 13781 | IOU | 05530240 | 600 | Solar |  |  | Withdrawn | Trade Secret | Trade | MST | MST074 | Commercial |  | Trade Secret | 2023
20263-228838-01 | Xcel Energy | 85 | 13781 | IOU | 03131446 | 9.94 | Solar |  |  | Interconnected | Trade Secret | Trade | LCR | LCR311 | Residential | Made in Minnesota | Trade Secret | 2017 | 2017
20263-228838-01 | Xcel Energy | 85 | 13781 | IOU | 03515580 | 7.616 | Solar |  |  | Interconnected | Trade Secret | Trade | AFT | AFT314 | Residential | Solar*Rewards | Trade Secret | 2019 | 2020
20263-228838-01 | Xcel Energy | 85 | 13781 | IOU | 05277390 | 6 | Solar |  |  | Interconnected | Trade Secret | Trade | SOU | SOU061 | Residential |  | Trade Secret | 2022 | 2023
20263-228838-01 | Xcel Energy | 85 | 13781 | IOU | 03132741 | 9.994 | Solar |  |  | Interconnected | Trade Secret | Trade | RRK | RRK064 | Residential | Solar*Rewards | Trade Secret | 2018 | 2018
20263-228838-01 | Xcel Energy | 85 | 13781 | IOU | 03131108 | 1.52 | Solar |  |  | Interconnected | Trade Secret | Trade | SCL | SCL312 | Residential |  | Trade Secret | 2012 | 2012
20263-228838-01 | Xcel Energy | 85 | 13781 | IOU | SRO22461 | 1.52 | Solar |  |  | Withdrawn | Trade Secret | Trade | SCL | SCL312 | Residential | Solar*Rewards | Trade Secret | 2012
20263-228838-01 | Xcel Energy | 85 | 13781 | IOU | 03134434 | 5 | Solar |  |  | Interconnected | Trade Secret | Trade | SOU | SOU060 | Residential | Made in Minnesota | Trade Secret | 2015 | 2015
20263-228838-01 | Xcel Energy | 85 | 13781 | IOU | 03132748 | 2.32 | Solar |  |  | Interconnected | Trade Secret | Trade | SOU | SOU060 | Residential | Solar*Rewards | Trade Secret | 2018 | 2019
20263-228838-01 | Xcel Energy | 85 | 13781 | IOU | 03130285 | 9.994 | Solar |  |  | Interconnected | Trade Secret | Trade | SOU | SOU072 | Residential | Solar*Rewards | Trade Secret | 2019 | 2019
20263-228838-01 | Xcel Energy | 85 | 13781 | IOU | 04383919 | 99 | Solar |  |  | Interconnected | Trade Secret | Trade | SLP | SLP081 | Commercial |  | Trade Secret | 2021 | 2025
20263-228838-01 | Xcel Energy | 85 | 13781 | IOU | 04509535 | 266.4 | Solar |  |  | Active Application | Trade Secret | Trade | SLP | SLP081 | Commercial |  | Trade Secret | 2021
20263-228838-01 | Xcel Energy | 85 | 13781 | IOU | 04354305 | 5 | Solar |  |  | Active Application | Trade Secret | Trade | GVW | GVW023 | Residential | Solar*Rewards | Trade Secret | 2021
20263-228838-01 | Xcel Energy | 85 | 13781 | IOU | 03133787 | 7.5 | Solar |  |  | Interconnected | Trade Secret | Trade | AFT | AFT322 | Residential | Solar*Rewards | Trade Secret | 2013 | 2013
20263-228838-01 | Xcel Energy | 85 | 13781 | IOU | 04618111 | 16.564 | Solar |  |  | Withdrawn | Trade Secret | Trade | MDT | MDT074 | Commercial | Solar*Rewards | Trade Secret | 2021
20263-228838-01 | Xcel Energy | 85 | 13781 | IOU | 06170475 | 7.6 | Solar |  |  | Active Application | Trade Secret | Trade | SIP | SIP063 | Residential | Solar*Rewards | Trade Secret | 2025
20263-228838-01 | Xcel Energy | 85 | 13781 | IOU | 03130034 | 4.8 | Solar |  |  | Interconnected | Trade Secret | Trade | SLP | SLP097 | Residential | Solar*Rewards | Trade Secret | 2018 | 2019
20263-228838-01 | Xcel Energy | 85 | 13781 | IOU | 06215125 | 9.489 | Solar |  |  | Interconnected | Trade Secret | Trade | SHP | SHP072 | Residential |  | Trade Secret | 2025 | 2025
20263-228838-01 | Xcel Energy | 85 | 13781 | IOU | 06173961 | 6.832 | Solar |  |  | Withdrawn | Trade Secret | Trade | SHP | SHP072 | Residential |  | Trade Secret | 2025
20263-228838-01 | Xcel Energy | 85 | 13781 | IOU | 04027940 | 2.792 | Solar |  |  | Interconnected | Trade Secret | Trade | HSN | HSN312 | Residential | Solar*Rewards | Trade Secret | 2020 | 2021
20263-228838-01 | Xcel Energy | 85 | 13781 | IOU | 03130769 | 2 | Solar |  |  | Interconnected | Trade Secret | Trade | HSN | HSN312 | Residential |  | Trade Secret | 2007 | 2013
20263-228838-01 | Xcel Energy | 85 | 13781 | IOU | 05200236 | 9.994 | Solar |  |  | Interconnected | Trade Secret | Trade | ECK | ECK342 | Residential |  | Trade Secret | 2022 | 2022
20263-228838-01 | Xcel Energy | 85 | 13781 | IOU | 03131863 | 5 | Solar |  |  | Interconnected | Trade Secret | Trade | AFT | AFT315 | Residential | Solar*Rewards | Trade Secret | 2017 | 2018
20263-228838-01 | Xcel Energy | 85 | 13781 | IOU | 04475592 | 21.75 | Solar |  |  | Interconnected | Trade Secret | Trade | STY | STY061 | Residential |  | Trade Secret | 2021 | 2022
20263-228838-01 | Xcel Energy | 85 | 13781 | IOU | 03130290 | 9.994 | Solar |  |  | Interconnected | Trade Secret | Trade | SLP | SLP082 | Residential | Solar*Rewards | Trade Secret | 2019 | 2019
20263-228838-01 | Xcel Energy | 85 | 13781 | IOU | 03130161 | 10.4 | Solar |  |  | Interconnected | Trade Secret | Trade | DPN | DPN063 | Residential | Solar*Rewards | Trade Secret | 2019 | 2020
20263-228838-01 | Xcel Energy | 85 | 13781 | IOU | 03131686 | 7.625 | Solar |  |  | Interconnected | Trade Secret | Trade | LEX | LEX331 | Residential | Made in Minnesota | Trade Secret | 2017 | 2017
20263-228838-01 |  |  |  |  | OID2729574 |  | Solar |  |  | Withdrawn | Trade Secret | Trade | LAC | LAC062 | Commercial | Made in Minnesota |  | 2016
20263-228838-01 | Xcel Energy | 85 | 13781 | IOU | 03131277 | 36.5 | Solar |  |  | Interconnected | Trade Secret | Trade | LAC | LAC062 | Commercial | Made in Minnesota | Trade Secret | 2016 | 2017
20263-228838-01 | Xcel Energy | 85 | 13781 | IOU | 03131698 | 3.747 | Solar |  |  | Interconnected | Trade Secret | Trade | ALD | ALD081 | Residential | Made in Minnesota | Trade Secret | 2017 | 2017
20263-228838-01 | Xcel Energy | 85 | 13781 | IOU | 06314804 | 3.774 | Solar |  |  | Active Application | Trade Secret | Trade | TWL | TWL064 | Residential |  | Trade Secret | 2025
20263-228838-01 | Xcel Energy | 85 | 13781 | IOU | 04427693 | 5.054 | Solar |  |  | Active Application | Trade Secret | Trade | SCL | SCL312 | Residential | Solar*Rewards | Trade Secret | 2021
20263-228838-01 | Xcel Energy | 85 | 13781 | IOU | 04559047 | 1 |  |  |  | Active Application | Trade Secret | Trade | SCL | SCL312 | Residential |  | Trade Secret | 2021
20263-228838-01 | Xcel Energy | 85 | 13781 | IOU | 03132275 | 7.625 | Solar |  |  | Interconnected | Trade Secret | Trade | GLD | GLD021 | Residential | Solar*Rewards | Trade Secret | 2018 | 2018
20263-228838-01 | Xcel Energy | 85 | 13781 | IOU | 03844702 | 9.994 | Solar |  |  | Interconnected | Trade Secret | Trade | SCA | SCA021 | Residential | Solar*Rewards | Trade Secret | 2020 | 2021
20263-228838-01 | Xcel Energy | 85 | 13781 | IOU | 03129776 | 2.82 | Solar |  |  | Interconnected | Trade Secret | Trade | TWL | TWL064 | Residential |  | Trade Secret | 2015 | 2015
20263-228838-01 | Xcel Energy | 85 | 13781 | IOU | 03133398 | 10.26 | Solar |  |  | Interconnected | Trade Secret | Trade | IDA | IDA073 | Residential | Solar*Rewards | Trade Secret | 2011 | 2011
20263-228838-01 | Xcel Energy | 85 | 13781 | IOU | 03132580 | 15.232 | Solar |  |  | Interconnected | Trade Secret | Trade | VKG | VKG061 | Residential | Solar*Rewards | Trade Secret | 2018 | 2018
20263-228838-01 | Xcel Energy | 85 | 13781 | IOU | 05821483 | 9.994 | Solar |  |  | Interconnected | Trade Secret | Trade | RAM | RAM064 | Residential |  | Trade Secret | 2024 | 2025
20263-228838-01 | Xcel Energy | 85 | 13781 | IOU | 06017813 | 11.5 | Solar |  | X | Interconnected | Trade Secret | Trade | EDA | EDA074 | Residential | Solar*Rewards | Trade Secret | 2024 | 2025
20263-228838-01 | Xcel Energy | 85 | 13781 | IOU | 05702656 | 2.6 | Solar |  |  | Interconnected | Trade Secret | Trade | WIL | WIL062 | Commercial |  | Trade Secret | 2024 | 2025
20263-228838-01 | Xcel Energy | 85 | 13781 | IOU | 05597368 | 4.55 | Solar |  |  | Active Application | Trade Secret | Trade | WIL | WIL062 | Residential | Solar*Rewards | Trade Secret | 2023
20263-228838-01 | Xcel Energy | 85 | 13781 | IOU | 03416813 | 7.616 | Solar |  |  | Interconnected | Trade Secret | Trade | RAM | RAM062 | Residential | Solar*Rewards | Trade Secret | 2019 | 2020
20263-228838-01 | Xcel Energy | 85 | 13781 | IOU | 03520232 | 14.4 | Solar |  |  | Interconnected | Trade Secret | Trade | UPP | UPP086 | Commercial | Solar*Rewards | Trade Secret | 2020 | 2020
20263-228838-01 | Xcel Energy | 85 | 13781 | IOU | 06096723 | 6.912 | Solar |  |  | Interconnected | Trade Secret | Trade | LEX | LEX332 | Residential |  | Trade Secret | 2025 | 2025
20263-228838-01 | Xcel Energy | 85 | 13781 | IOU | SRO12806 | 2.7 | Solar |  |  | Withdrawn | Trade Secret | Trade | SOU | SOU079 | Residential | Solar*Rewards | Trade Secret | 2010
20263-228838-01 | Xcel Energy | 85 | 13781 | IOU | 04131820 | 2.962 | Solar |  |  | Interconnected | Trade Secret | Trade | ALD | ALD076 | Residential |  | Trade Secret | 2020 | 2022
20263-228838-01 | Xcel Energy | 85 | 13781 | IOU | 05589041 | 9.135 | Solar |  |  | Interconnected | Trade Secret | Trade | SOU | SOU087 | Residential | Solar*Rewards | Trade Secret | 2023 | 2023
20263-228838-01 | Xcel Energy | 85 | 13781 | IOU | 05952036 | 2.03 | Solar |  |  | Interconnected | Trade Secret | Trade | RIV | RIV076 | Residential | Solar*Rewards | Trade Secret | 2024 | 2024
20263-228838-01 | Xcel Energy | 85 | 13781 | IOU | 04414821 | 5.22 | Solar |  |  | Interconnected | Trade Secret | Trade | GLK | GLK073 | Residential | Solar*Rewards | Trade Secret | 2021 | 2021
20263-228838-01 | Xcel Energy | 85 | 13781 | IOU | 06257091 | 11.52 | Solar |  |  | Active Application | Trade Secret | Trade | CTF | CTF022 | Residential |  | Trade Secret | 2025
20263-228838-01 | Xcel Energy | 85 | 13781 | IOU | 05983880 | 5.76 | Solar |  |  | Interconnected | Trade Secret | Trade | HSN | HSN311 | Residential | Solar*Rewards | Trade Secret | 2024 | 2025
20263-228838-01 | Xcel Energy | 85 | 13781 | IOU | 03277906 | 7.616 | Solar |  |  | Interconnected | Trade Secret | Trade | STO | STO002 | Residential | Solar*Rewards | Trade Secret | 2019 | 2020
20263-228838-01 | Xcel Energy | 85 | 13781 | IOU | 05864760 | 17.419 | Solar |  |  | Active Application | Trade Secret | Trade | WAS | WAS092 | Residential | Solar*Rewards | Trade Secret | 2024
20263-228838-01 | Xcel Energy | 85 | 13781 | IOU | 05386121 | 4.48 | Solar |  |  | Interconnected | Trade Secret | Trade | STY | STY072 | Residential | Solar*Rewards | Trade Secret | 2023 | 2026
20263-228838-01 | Xcel Energy | 85 | 13781 | IOU | 05128756 | 10 | Solar |  |  | Interconnected | Trade Secret | Trade | LAB | LAB312 | Residential |  | Trade Secret | 2022 | 2022
20263-228838-01 | Xcel Energy | 85 | 13781 | IOU | 04041205 | 8.12 | Solar |  |  | Interconnected | Trade Secret | Trade | IDA | IDA064 | Residential | Solar*Rewards | Trade Secret | 2020 | 2020
20263-228838-01 | Xcel Energy | 85 | 13781 | IOU | 03777130 | 3.19 | Solar |  |  | Interconnected | Trade Secret | Trade | LEX | LEX071 | Residential | Solar*Rewards | Trade Secret | 2020 | 2020
20263-228838-01 | Xcel Energy | 85 | 13781 | IOU | 03133484 | 30 | Solar |  |  | Interconnected | Trade Secret | Trade | RWD | RWD082 | Commercial | Solar*Rewards | Trade Secret | 2011 | 2012
20263-228838-01 | Xcel Energy | 85 | 13781 | IOU | 03133325 | 40 | Solar |  |  | Interconnected | Trade Secret | Trade | RWD | RWD082 | Commercial | Solar*Rewards | Trade Secret | 2010 | 2011
20263-228838-01 | Xcel Energy | 85 | 13781 | IOU | SRO16005 | 40 | Solar |  |  | Withdrawn | Trade Secret | Trade | RWD | RWD082 | Commercial | Solar*Rewards | Trade Secret | 2010
20263-228838-01 | Xcel Energy | 85 | 13781 | IOU | 04166410 | 9.57 | Solar |  |  | Interconnected | Trade Secret | Trade | DND | DND071 | Residential | Solar*Rewards | Trade Secret | 2021 | 2021
20263-228838-01 | Xcel Energy | 85 | 13781 | IOU | 04869037 | 12.47 | Solar |  |  | Interconnected | Trade Secret | Trade | CGR | CGR071 | Residential |  | Trade Secret | 2022 | 2022
20263-228838-01 | Xcel Energy | 85 | 13781 | IOU | 05963706 | 5.052 | Solar |  |  | Active Application | Trade Secret | Trade | HSN | HSN321 | Residential |  | Trade Secret | 2024
20263-228838-01 | Xcel Energy | 85 | 13781 | IOU | 03133589 | 22.8 | Solar |  |  | Interconnected | Trade Secret | Trade | DPN | DPN062 | Commercial | Solar*Rewards | Trade Secret | 2011 | 2012
20263-228838-01 | Xcel Energy | 85 | 13781 | IOU | OID3284777 | 19.999 | Solar |  |  | Withdrawn | Trade Secret | Trade | PRR | PRR063 | Commercial | Solar*Rewards | Trade Secret | 2018
20263-228838-01 |  |  |  |  | OID3472950 |  | Solar |  |  | Withdrawn | Trade Secret | Trade | PRR | PRR063 | Commercial | Solar*Rewards |  | 2018
20263-228838-01 | Xcel Energy | 85 | 13781 | IOU | 06113296 | 2.323 | Solar |  |  | Interconnected | Trade Secret | Trade | WES | WES065 | Residential | Solar*Rewards | Trade Secret | 2025 | 2025
20263-228838-01 | Xcel Energy | 85 | 13781 | IOU | 05462445 | 7.68 | Solar |  |  | Interconnected | Trade Secret | Trade | ECK | ECK342 | Residential | Solar*Rewards | Trade Secret | 2023 | 2023
20263-228838-01 | Xcel Energy | 85 | 13781 | IOU | 05577395 | 6.3 | Solar |  |  | Interconnected | Trade Secret | Trade | TER | TER075 | Residential | Solar*Rewards | Trade Secret | 2023 | 2023
20263-228838-01 | Xcel Energy | 85 | 13781 | IOU | 03132479 | 7.616 | Solar |  |  | Interconnected | Trade Secret | Trade | PKL | PKL085 | Residential | Solar*Rewards | Trade Secret | 2018 | 2018
20263-228838-01 | Xcel Energy | 85 | 13781 | IOU | 04978618 | 3.747 | Solar |  |  | Active Application | Trade Secret | Trade | FIC | FIC031 | Residential |  | Trade Secret | 2022
20263-228838-01 | Xcel Energy | 85 | 13781 | IOU | 03132827 | 6 | Solar |  |  | Interconnected | Trade Secret | Trade | APA | APA075 | Residential | Solar*Rewards | Trade Secret | 2018 | 2018
20263-228838-01 | Xcel Energy | 85 | 13781 | IOU | OID3436396 | 5 | Solar |  |  | Withdrawn | Trade Secret | Trade | APA | APA075 | Residential | Solar*Rewards | Trade Secret | 2018
20263-228838-01 | Xcel Energy | 85 | 13781 | IOU | 03339111 | 6 | Solar |  |  | Interconnected | Trade Secret | Trade | SAV | SAV069 | Residential | Solar*Rewards | Trade Secret | 2019 | 2019
20263-228838-01 | Xcel Energy | 85 | 13781 | IOU | 06054449 | 600 | Solar |  |  | Interconnected | Trade Secret | Trade | TLK | TLK073 | Commercial |  | Trade Secret | 2025 | 2025
20263-228838-01 | Xcel Energy | 85 | 13781 | IOU | 03131401 | 19.999 | Solar |  |  | Interconnected | Trade Secret | Trade | HSN | HSN311 | Commercial | Solar*Rewards | Trade Secret | 2017 | 2018
20263-228838-01 | Xcel Energy | 85 | 13781 | IOU | 03134393 | 2.5 | Solar |  |  | Interconnected | Trade Secret | Trade | HSN | HSN311 | Commercial | Made in Minnesota | Trade Secret | 2015 | 2015
20263-228838-01 | Xcel Energy | 85 | 13781 | IOU | 03132795 | 19.999 | Solar |  |  | Interconnected | Trade Secret | Trade | HSN | HSN311 | Commercial | Solar*Rewards | Trade Secret | 2018 | 2019
20263-228838-01 | Xcel Energy | 85 | 13781 | IOU | SRO29779 | 36 | Solar |  |  | Withdrawn | Trade Secret | Trade | HSN | HSN311 | Commercial | Solar*Rewards | Trade Secret | 2013
20263-228838-01 | Xcel Energy | 85 | 13781 | IOU | 04555097 | 3.747 | Solar |  |  | Interconnected | Trade Secret | Trade | OPK | OPK065 | Residential |  | Trade Secret | 2021 | 2022
20263-228838-01 | Xcel Energy | 85 | 13781 | IOU | 03131396 | 9.995 | Solar |  |  | Interconnected | Trade Secret | Trade | BRO | BRO021 | Commercial | Solar*Rewards | Trade Secret | 2017 | 2017
20263-228838-01 | Xcel Energy | 85 | 13781 | IOU | 03130374 | 9.995 | Solar |  |  | Interconnected | Trade Secret | Trade | BRO | BRO021 | Commercial |  | Trade Secret | 2017 | 2017
20263-228838-01 | Xcel Energy | 85 | 13781 | IOU | 03131721 | 7.63 | Solar |  |  | Interconnected | Trade Secret | Trade | ECK | ECK063 | Residential | Made in Minnesota | Trade Secret | 2017 | 2017
20263-228838-01 | Xcel Energy | 85 | 13781 | IOU | 04259371 | 5.8 | Solar |  |  | Interconnected | Trade Secret | Trade | LIN | LIN031 | Residential | Solar*Rewards | Trade Secret | 2021 | 2021
20263-228838-01 | Xcel Energy | 85 | 13781 | IOU | 05815961 | 3.037 | Solar |  |  | Interconnected | Trade Secret | Trade | HYL | HYL062 | Residential |  | Trade Secret | 2024 | 2024
20263-228838-01 | Xcel Energy | 85 | 13781 | IOU | 04976366 | 6.96 | Solar |  |  | Interconnected | Trade Secret | Trade | ECK | ECK063 | Residential |  | Trade Secret | 2022 | 2023
20263-228838-01 | Xcel Energy | 85 | 13781 | IOU | 05020158 | 6.67 | Solar |  |  | Interconnected | Trade Secret | Trade | PKL | PKL085 | Residential |  | Trade Secret | 2022 | 2022
20263-228838-01 | Xcel Energy | 85 | 13781 | IOU | 05515971 | 8.532 | Solar |  |  | Interconnected | Trade Secret | Trade | RPL | RPL061 | Residential | Solar*Rewards | Trade Secret | 2023 | 2023
20263-228838-01 | Xcel Energy | 85 | 13781 | IOU | 06251105 | 5.84 | Solar |  |  | Active Application | Trade Secret | Trade | HSN | HSN311 | Residential |  | Trade Secret | 2025
20263-228838-01 | Xcel Energy | 85 | 13781 | IOU | 04794023 | 6.09 | Solar |  |  | Withdrawn | Trade Secret | Trade | SLP | SLP083 | Residential | Solar*Rewards | Trade Secret | 2022
20263-228838-01 | Xcel Energy | 85 | 13781 | IOU | 06104745 | 4.555 | Solar |  |  | Withdrawn | Trade Secret | Trade | MPK | MPK082 | Residential | Solar*Rewards | Trade Secret | 2025
20263-228838-01 | Xcel Energy | 85 | 13781 | IOU | 04009386 | 4.8 | Solar |  |  | Interconnected | Trade Secret | Trade | CRL | CRL065 | Residential | Solar*Rewards | Trade Secret | 2020 | 2021
20263-228838-01 | Xcel Energy | 85 | 13781 | IOU | 03131067 | 300 | Other |  |  | Interconnected | Trade Secret | Trade | MEL | MEL087 | Commercial |  | Trade Secret | 2011 | 2011
20263-228838-01 | Xcel Energy | 85 | 13781 | IOU | OID3966786 | 6 | Solar |  |  | Interconnected | Trade Secret | Trade | MOL | MOL066 | Residential | Solar*Rewards | Trade Secret | 2019 | 2020
20263-228838-01 | Xcel Energy | 85 | 13781 | IOU | OID2062746 | 20 | Solar |  |  | Withdrawn | Trade Secret | Trade | HWW | HWW071 | Commercial | Solar*Rewards | Trade Secret | 2014
20263-228838-01 | Xcel Energy | 85 | 13781 | IOU | 05382590 | 3.77 | Solar |  |  | Interconnected | Trade Secret | Trade | OAD | OAD073 | Residential |  | Trade Secret | 2023 | 2023
20263-228838-01 | Xcel Energy | 85 | 13781 | IOU | 05855024 | 15.36 | Solar |  |  | Active Application | Trade Secret | Trade | MTR | MTR021 | Residential | Solar*Rewards | Trade Secret | 2024
20263-228838-01 | Xcel Energy | 85 | 13781 | IOU | 04887924 | 4.537 | Solar |  |  | Interconnected | Trade Secret | Trade | SOU | SOU082 | Residential | Solar*Rewards | Trade Secret | 2022 | 2023
20263-228838-01 | Xcel Energy | 85 | 13781 | IOU | 06213213 | 8.376 | Solar |  |  | Interconnected | Trade Secret | Trade | MEL | MEL081 | Residential |  | Trade Secret | 2025 | 2025
20263-228838-01 | Xcel Energy | 85 | 13781 | IOU | 03131562 | 19.999 | Solar |  |  | Interconnected | Trade Secret | Trade | WSG | WSG065 | Commercial | Solar*Rewards | Trade Secret | 2017 | 2018
20263-228838-01 | Xcel Energy | 85 | 13781 | IOU | SRO29624 | 4.73 | Solar |  |  | Withdrawn | Trade Secret | Trade | SCL | SCL322 | Residential | Solar*Rewards | Trade Secret | 2013
20263-228838-01 | Xcel Energy | 85 | 13781 | IOU | 03133914 | 7 | Solar |  |  | Interconnected | Trade Secret | Trade | SCL | SCL322 | Residential | Made in Minnesota | Trade Secret | 2014 | 2014
20263-228838-01 |  |  |  |  | OID3823209 |  | Solar |  |  | Withdrawn | Trade Secret | Trade | ALD | ALD085 | Residential | Solar*Rewards |  | 2019
20263-228838-01 | Xcel Energy | 85 | 13781 | IOU | 05966164 | 9.074 | Solar |  |  | Interconnected | Trade Secret | Trade | RAM | RAM064 | Residential | Solar*Rewards | Trade Secret | 2024 | 2025
20263-228838-01 | Xcel Energy | 85 | 13781 | IOU | 03132664 | 14.28 | Solar |  |  | Interconnected | Trade Secret | Trade | OPK | OPK077 | Residential | Solar*Rewards | Trade Secret | 2018 | 2018
20263-228838-01 | Xcel Energy | 85 | 13781 | IOU | 03521055 | 22.78 | Solar |  |  | Interconnected | Trade Secret | Trade | RIV | RIV062 | Commercial | Solar*Rewards | Trade Secret | 2020 | 2020
20263-228838-01 | Xcel Energy | 85 | 13781 | IOU | SRO28878 | 7.5 | Solar |  |  | Withdrawn | Trade Secret | Trade | RIV | RIV062 | Commercial | Solar*Rewards | Trade Secret | 2013
20263-228838-01 | Xcel Energy | 85 | 13781 | IOU | 04304153 | 9.994 | Solar |  |  | Active Application | Trade Secret | Trade | CHI | CHI311 | Residential |  | Trade Secret | 2021
20263-228838-01 | Xcel Energy | 85 | 13781 | IOU | 03130434 | 3.8 | Solar |  |  | Interconnected | Trade Secret | Trade | GLK | GLK072 | Residential | Solar*Rewards | Trade Secret | 2018 | 2018
20263-228838-01 |  |  |  |  | 06151932 |  | Solar |  |  | Active Application | Trade Secret | Trade | WIL | WIL076 | Residential | Solar*Rewards |  | 2025
20263-228838-01 | Xcel Energy | 85 | 13781 | IOU | 05980047 | 3.747 | Solar |  |  | Interconnected | Trade Secret | Trade | WIL | WIL076 | Residential |  | Trade Secret | 2024 | 2025
20263-228838-01 | Xcel Energy | 85 | 13781 | IOU | 03130568 | 7.625 | Solar |  |  | Interconnected | Trade Secret | Trade | SLP | SLP072 | Residential | Solar*Rewards | Trade Secret | 2016 | 2016
20263-228838-01 | Xcel Energy | 85 | 13781 | IOU | 06034173 | 7.591 | Solar |  |  | Interconnected | Trade Secret | Trade | RAM | RAM064 | Residential | Solar*Rewards | Trade Secret | 2024 | 2025
20263-228838-01 | Xcel Energy | 85 | 13781 | IOU | 03134775 | 9.94 | Solar |  |  | Interconnected | Trade Secret | Trade | CHI | CHI311 | Residential | Solar*Rewards | Trade Secret | 2016 | 2017
20263-228838-01 | Xcel Energy | 85 | 13781 | IOU | 06278644 | 8.832 | Solar |  |  | Active Application | Trade Secret | Trade | SOU | SOU083 | Residential |  | Trade Secret | 2025
20263-228838-01 | Xcel Energy | 85 | 13781 | IOU | 04136033 | 7.616 | Solar |  |  | Interconnected | Trade Secret | Trade | BRP | BRP071 | Residential | Solar*Rewards | Trade Secret | 2020 | 2021
20263-228838-01 | Xcel Energy | 85 | 13781 | IOU | 05900181 | 7.15 | Solar |  |  | Interconnected | Trade Secret | Trade | MPK | MPK064 | Residential |  | Trade Secret | 2024 | 2025
20263-228838-01 | Xcel Energy | 85 | 13781 | IOU | 06180446 | 17.482 | Solar |  |  | Active Application | Trade Secret | Trade | HUG | HUG321 | Residential | Solar*Rewards | Trade Secret | 2025
20263-228838-01 | Xcel Energy | 85 | 13781 | IOU | SRO29607 | 35 | Solar |  |  | Withdrawn | Trade Secret | Trade | RED | RED091 | Commercial | Solar*Rewards | Trade Secret | 2013
20263-228838-01 | Xcel Energy | 85 | 13781 | IOU | 03135125 | 7.63 | Solar |  |  | Interconnected | Trade Secret | Trade | RPL | RPL061 | Residential | Solar*Rewards | Trade Secret | 2016 | 2017
20263-228838-01 | Xcel Energy | 85 | 13781 | IOU | 03134356 | 4.8 | Solar |  |  | Interconnected | Trade Secret | Trade | DPN | DPN072 | Residential | Solar*Rewards | Trade Secret | 2015 | 2015
20263-228838-01 | Xcel Energy | 85 | 13781 | IOU | SRO24392 | 33.3 | Solar |  |  | Withdrawn | Trade Secret | Trade | MPK | MPK087 | Commercial | Solar*Rewards | Trade Secret | 2012
20263-228838-01 | Xcel Energy | 85 | 13781 | IOU | 05844664 | 6.528 | Solar |  |  | Interconnected | Trade Secret | Trade | SLP | SLP071 | Residential | Solar*Rewards | Trade Secret | 2024 | 2025
20263-228838-01 | Xcel Energy | 85 | 13781 | IOU | 06054134 | 15.562 | Solar |  | X | Interconnected | Trade Secret | Trade | TWL | TWL073 | Residential | Solar*Rewards | Trade Secret | 2025 | 2025
20263-228838-01 | Xcel Energy | 85 | 13781 | IOU | 03132527 | 0.28 | Solar |  |  | Interconnected | Trade Secret | Trade | IDA | IDA072 | Residential | Solar*Rewards | Trade Secret | 2018 | 2018
20263-228838-01 | Xcel Energy | 85 | 13781 | IOU | 03135114 | 9.94 | Solar |  |  | Interconnected | Trade Secret | Trade | EDP | EDP073 | Residential | Made in Minnesota | Trade Secret | 2016 | 2016
20263-228838-01 | Xcel Energy | 85 | 13781 | IOU | 04818200 | 4.932 | Solar |  |  | Interconnected | Trade Secret | Trade | CHE | CHE076 | Residential | Solar*Rewards | Trade Secret | 2022 | 2022
20263-228838-01 | Xcel Energy | 85 | 13781 | IOU | 04050690 | 6.96 | Solar |  |  | Interconnected | Trade Secret | Trade | WCR | WCR062 | Residential | Solar*Rewards | Trade Secret | 2020 | 2020
20263-228838-01 | Xcel Energy | 85 | 13781 | IOU | OID3571528 | 3.22 | Solar |  |  | Withdrawn | Trade Secret | Trade | SLP | SLP082 | Residential | Solar*Rewards | Trade Secret | 2018
20263-228838-01 |  |  |  |  | 05311979 |  | Solar |  |  | Active Application | Trade Secret | Trade | SLP | SLP082 | Residential | Solar*Rewards |  | 2022
20263-228838-01 | Xcel Energy | 85 | 13781 | IOU | 05206727 | 5.22 | Solar |  |  | Interconnected | Trade Secret | Trade | ALD | ALD092 | Residential |  | Trade Secret | 2022 | 2022
20263-228838-01 | Xcel Energy | 85 | 13781 | IOU | 05542293 | 2.03 | Solar |  |  | Interconnected | Trade Secret | Trade | TWL | TWL071 | Residential |  | Trade Secret | 2023 | 2023
20263-228838-01 | Xcel Energy | 85 | 13781 | IOU | 05554314 | 2.03 | Solar |  |  | Active Application | Trade Secret | Trade | TWL | TWL071 | Residential |  | Trade Secret | 2023
20263-228838-01 | Xcel Energy | 85 | 13781 | IOU | 05485803 | 25.6 | Solar |  |  | Interconnected | Trade Secret | Trade | AFT | AFT314 | Residential |  | Trade Secret | 2023 | 2025
20263-228838-01 | Xcel Energy | 85 | 13781 | IOU | 03658051 | 29.982 | Solar |  |  | Active Application | Trade Secret | Trade | ELP | ELP062 | Commercial | Solar*Rewards | Trade Secret | 2020
20263-228838-01 | Xcel Energy | 85 | 13781 | IOU | 06054668 | 220 | Solar |  |  | Interconnected | Trade Secret | Trade | TLK | TLK073 | Commercial |  | Trade Secret | 2025 | 2025
20263-228838-01 | Xcel Energy | 85 | 13781 | IOU | 04406343 | 3.747 | Solar |  |  | Active Application | Trade Secret | Trade | TER | TER083 | Residential | Solar*Rewards | Trade Secret | 2021
20263-228838-01 | Xcel Energy | 85 | 13781 | IOU | 05525805 | 2.32 | Solar |  |  | Interconnected | Trade Secret | Trade | OSS | OSS062 | Residential |  | Trade Secret | 2023 | 2023
20263-228838-01 | Xcel Energy | 85 | 13781 | IOU | 04793552 | 4.9 | Solar |  |  | Interconnected | Trade Secret | Trade | WIN | WIN033 | Residential | Solar*Rewards | Trade Secret | 2022 | 2022
20263-228838-01 | Xcel Energy | 85 | 13781 | IOU | 06204769 | 6.282 | Solar |  |  | Interconnected | Trade Secret | Trade | SLP | SLP086 | Residential | Solar*Rewards | Trade Secret | 2025 | 2025
20263-228838-01 | Xcel Energy | 85 | 13781 | IOU | 03134088 | 5 | Solar |  |  | Interconnected | Trade Secret | Trade | ALD | ALD083 | Residential | Made in Minnesota | Trade Secret | 2014 | 2014
20263-228838-01 | Xcel Energy | 85 | 13781 | IOU | 03134750 | 6 | Solar |  |  | Interconnected | Trade Secret | Trade | GLK | GLK074 | Residential | Solar*Rewards | Trade Secret | 2016 | 2016
20263-228838-01 | Xcel Energy | 85 | 13781 | IOU | 04515554 | 4.188 | Solar |  |  | Interconnected | Trade Secret | Trade | SOU | SOU061 | Residential |  | Trade Secret | 2021 | 2021
20263-228838-01 | Xcel Energy | 85 | 13781 | IOU | 06006388 | 6.832 | Solar |  |  | Interconnected | Trade Secret | Trade | LLK | LLK072 | Residential | Solar*Rewards | Trade Secret | 2024 | 2025
20263-228838-01 | Xcel Energy | 85 | 13781 | IOU | 05115382 | 2.32 | Solar |  |  | Active Application | Trade Secret | Trade | HWW | HWW062 | Residential |  | Trade Secret | 2022
20263-228838-01 | Xcel Energy | 85 | 13781 | IOU | 05133296 | 35.985 | Solar |  |  | Active Application | Trade Secret | Trade | MDT | MDT071 | Commercial |  | Trade Secret | 2022
20263-228838-01 | Xcel Energy | 85 | 13781 | IOU | 03134123 | 4.56 | Solar |  |  | Interconnected | Trade Secret | Trade | HSN | HSN321 | Residential | Solar*Rewards | Trade Secret | 2014 | 2015
20263-228838-01 | Xcel Energy | 85 | 13781 | IOU | 06190911 | 11.168 | Solar |  |  | Interconnected | Trade Secret | Trade | SCL | SCL312 | Residential | Solar*Rewards | Trade Secret | 2025 | 2025
20263-228838-01 | Xcel Energy | 85 | 13781 | IOU | OID3951277 | 13.7 | Solar |  |  | Withdrawn | Trade Secret | Trade | WRR | WRR075 | Commercial | Solar*Rewards | Trade Secret | 2019
20263-228838-01 | Xcel Energy | 85 | 13781 | IOU | 05809606 | 8.129 | Solar |  |  | Interconnected | Trade Secret | Trade | HOL | HOL061 | Residential |  | Trade Secret | 2024 | 2024
20263-228838-01 | Xcel Energy | 85 | 13781 | IOU | 04340660 | 5.054 | Solar |  |  | Active Application | Trade Secret | Trade | MHW | MHW311 | Residential | Solar*Rewards | Trade Secret | 2021
20263-228838-01 | Xcel Energy | 85 | 13781 | IOU | 04550127 | 2.88 | Solar |  |  | Interconnected | Trade Secret | Trade | TLK | TLK061 | Residential |  | Trade Secret | 2021 | 2021
20263-228838-01 | Xcel Energy | 85 | 13781 | IOU | 04390111 | 5.22 | Solar |  |  | Interconnected | Trade Secret | Trade | ALD | ALD083 | Residential | Solar*Rewards | Trade Secret | 2021 | 2021
20263-228838-01 | Xcel Energy | 85 | 13781 | IOU | 06228845 | 3.037 | Solar |  |  | Active Application | Trade Secret | Trade | ALD | ALD083 | Residential |  | Trade Secret | 2025
20263-228838-01 | Xcel Energy | 85 | 13781 | IOU | 03130410 | 7.25 | Solar |  |  | Interconnected | Trade Secret | Trade | TWL | TWL071 | Residential | Solar*Rewards | Trade Secret | 2018 | 2019
20263-228838-01 | Xcel Energy | 85 | 13781 | IOU | 06261757 | 7.6 | Solar |  |  | Active Application | Trade Secret | Trade | SOU | SOU065 | Residential |  | Trade Secret | 2025
20263-228838-01 | Xcel Energy | 85 | 13781 | IOU | 03132383 | 15.232 | Solar |  |  | Interconnected | Trade Secret | Trade | WCR | WCR061 | Commercial | Solar*Rewards | Trade Secret | 2018 | 2018
20263-228838-01 | Xcel Energy | 85 | 13781 | IOU | 04264996 | 7.616 | Solar |  |  | Interconnected | Trade Secret | Trade | CDV | CDV063 | Residential | Solar*Rewards | Trade Secret | 2020 | 2021
20263-228838-01 | Xcel Energy | 85 | 13781 | IOU | 03131422 | 302.4 | Solar |  |  | Interconnected | Trade Secret | Trade | TER | TER061 | Commercial |  | Trade Secret | 2017 | 2017
20263-228838-01 |  |  |  |  | OID2806755 |  | Solar |  |  | Withdrawn | Trade Secret | Trade | TER | TER061 | Commercial |  |  | 2016
20263-228838-01 | Xcel Energy | 85 | 13781 | IOU | 03863651 | 7.616 | Solar |  |  | Interconnected | Trade Secret | Trade | WES | WES064 | Residential | Solar*Rewards | Trade Secret | 2020 | 2021
20263-228838-01 | Xcel Energy | 85 | 13781 | IOU | 06025684 | 15.26 | Solar |  |  | Interconnected | Trade Secret | Trade | STY | STY063 | Commercial |  | Trade Secret | 2024 | 2025
20263-228838-01 | Xcel Energy | 85 | 13781 | IOU | 03131588 | 7.63 | Solar |  |  | Interconnected | Trade Secret | Trade | MPK | MPK074 | Residential | Made in Minnesota | Trade Secret | 2017 | 2017
20263-228838-01 | Xcel Energy | 85 | 13781 | IOU | 05860144 | 7.616 | Solar |  |  | Active Application | Trade Secret | Trade | BYT | BYT072 | Residential |  | Trade Secret | 2024
20263-228838-01 | Xcel Energy | 85 | 13781 | IOU | 05858913 | 4.886 | Solar |  |  | Interconnected | Trade Secret | Trade | ALD | ALD085 | Residential | Solar*Rewards | Trade Secret | 2024 | 2024
20263-228838-01 | Xcel Energy | 85 | 13781 | IOU | 05844518 | 9.984 | Solar |  |  | Active Application | Trade Secret | Trade | ALD | ALD085 | Residential |  | Trade Secret | 2024
20263-228838-01 | Xcel Energy | 85 | 13781 | IOU | 03134316 | 10.01 | Solar |  |  | Interconnected | Trade Secret | Trade | AFT | AFT314 | Residential | Made in Minnesota | Trade Secret | 2015 | 2015
20263-228838-01 | Xcel Energy | 85 | 13781 | IOU | 04086142 | 3.48 | Solar |  |  | Interconnected | Trade Secret | Trade | TER | TER062 | Residential | Solar*Rewards | Trade Secret | 2020 | 2021
20263-228838-01 | Xcel Energy | 85 | 13781 | IOU | 03134532 | 5 | Solar |  |  | Interconnected | Trade Secret | Trade | TER | TER062 | Residential | Solar*Rewards | Trade Secret | 2015 | 2015
20263-228838-01 | Xcel Energy | 85 | 13781 | IOU | 05373289 | 39.75 | Solar |  |  | Interconnected | Trade Secret | Trade | UPP | UPP082 | Commercial |  | Trade Secret | 2023 | 2023
20263-228838-01 | Xcel Energy | 85 | 13781 | IOU | 03535795 | 15.52 | Solar |  |  | Active Application | Trade Secret | Trade | HUG | HUG321 | Residential | Solar*Rewards | Trade Secret | 2020
20263-228838-01 | Xcel Energy | 85 | 13781 | IOU | 05149975 | 8.8 | Solar |  |  | Interconnected | Trade Secret | Trade | HUG | HUG311 | Residential |  | Trade Secret | 2022 | 2023
20263-228838-01 | Xcel Energy | 85 | 13781 | IOU | 05367201 | 5.51 | Solar |  |  | Interconnected | Trade Secret | Trade | LEX | LEX061 | Residential |  | Trade Secret | 2023 | 2023
20263-228838-01 | Xcel Energy | 85 | 13781 | IOU | OID2019075 | 35.88 | Solar |  |  | Withdrawn | Trade Secret | Trade | CHI | CHI311 | Residential | Made in Minnesota | Trade Secret | 2014
20263-228838-01 | Xcel Energy | 85 | 13781 | IOU | 03132728 | 7.616 | Solar |  |  | Interconnected | Trade Secret | Trade | KOL | KOL071 | Residential | Solar*Rewards | Trade Secret | 2018 | 2018
20263-228838-01 | Xcel Energy | 85 | 13781 | IOU | 06324642 | 4.188 | Solar |  |  | Active Application | Trade Secret | Trade | SOU | SOU064 | Residential | Solar*Rewards | Trade Secret | 2026
20263-228838-01 | Xcel Energy | 85 | 13781 | IOU | 04942156 | 9.772 | Solar |  |  | Interconnected | Trade Secret | Trade | RRK | RRK063 | Residential | Solar*Rewards | Trade Secret | 2022 | 2022
20263-228838-01 | Xcel Energy | 85 | 13781 | IOU | 06236809 | 6.631 | Solar |  |  | Interconnected | Trade Secret | Trade | NMC | NMC082 | Residential |  | Trade Secret | 2025 | 2025
20263-228838-01 | Xcel Energy | 85 | 13781 | IOU | 04936409 | 7.616 | Solar |  |  | Interconnected | Trade Secret | Trade | OAD | OAD061 | Residential |  | Trade Secret | 2022 | 2023
20263-228838-01 | Xcel Energy | 85 | 13781 | IOU | 05575552 | 9.994 | Solar |  |  | Interconnected | Trade Secret | Trade | AFT | AFT314 | Residential | Solar*Rewards | Trade Secret | 2023 | 2023
20263-228838-01 | Xcel Energy | 85 | 13781 | IOU | 05417112 | 6.4 | Solar |  |  | Withdrawn | Trade Secret | Trade | GRC | GRC312 | Residential | Solar*Rewards | Trade Secret | 2023
20263-228838-01 | Xcel Energy | 85 | 13781 | IOU | 04794438 | 2.9 | Solar |  | X | Interconnected | Trade Secret | Trade | SOU | SOU063 | Residential | Solar*Rewards | Trade Secret | 2022 | 2023
20263-228838-01 | Xcel Energy | 85 | 13781 | IOU | 03980675 | 11.39 | Solar |  |  | Interconnected | Trade Secret | Trade | GVW | GVW021 | Residential | Solar*Rewards | Trade Secret | 2020 | 2020
20263-228838-01 | Xcel Energy | 85 | 13781 | IOU | 06104040 | 3.84 | Storage |  |  | Withdrawn | Trade Secret | Trade | IDA | IDA074 | Residential |  | Trade Secret | 2025
20263-228838-01 | Xcel Energy | 85 | 13781 | IOU | 05127198 | 9.074 | Solar |  |  | Interconnected | Trade Secret | Trade | IDA | IDA074 | Residential |  | Trade Secret | 2022 | 2022
20263-228838-01 | Xcel Energy | 85 | 13781 | IOU | OID3914297 | 7.616 | Solar |  |  | Interconnected | Trade Secret | Trade | MPK | MPK087 | Residential | Solar*Rewards | Trade Secret | 2019 | 2020
20263-228838-01 | Xcel Energy | 85 | 13781 | IOU | OID3850773 | 2.88 | Solar |  |  | Withdrawn | Trade Secret | Trade | MPK | MPK087 | Residential | Solar*Rewards | Trade Secret | 2019
20263-228838-01 | Xcel Energy | 85 | 13781 | IOU | 05015774 | 33.428 | Solar |  |  | Withdrawn | Trade Secret | Trade | SCL | SCL322 | Commercial | Solar*Rewards | Trade Secret | 2022
20263-228838-01 | Xcel Energy | 85 | 13781 | IOU | 05312619 | 8.45 | Solar |  |  | Interconnected | Trade Secret | Trade | PKL | PKL083 | Residential |  | Trade Secret | 2022 | 2023
20263-228838-01 | Xcel Energy | 85 | 13781 | IOU | 04794100 | 5.8 | Solar |  |  | Interconnected | Trade Secret | Trade | EDA | EDA067 | Residential | Solar*Rewards | Trade Secret | 2022 | 2022
20263-228838-01 | Xcel Energy | 85 | 13781 | IOU | 06200856 | 7.872 | Solar |  |  | Withdrawn | Trade Secret | Trade | AHI | AHI063 | Residential | Solar*Rewards | Trade Secret | 2025
20263-228838-01 | Xcel Energy | 85 | 13781 | IOU | 06222480 | 7.872 | Solar |  |  | Interconnected | Trade Secret | Trade | AHI | AHI063 | Residential |  | Trade Secret | 2025 | 2025
20263-228838-01 | Xcel Energy | 85 | 13781 | IOU | 05516702 | 9.984 | Solar |  |  | Active Application | Trade Secret | Trade | SAV | SAV063 | Residential |  | Trade Secret | 2023
20263-228838-01 | Xcel Energy | 85 | 13781 | IOU | 03505453 | 9.994 | Solar |  |  | Interconnected | Trade Secret | Trade | BCR | BCR063 | Residential | Solar*Rewards | Trade Secret | 2019 | 2020
20263-228838-01 | Xcel Energy | 85 | 13781 | IOU | 03133343 | 40 | Solar |  |  | Interconnected | Trade Secret | Trade | MOL | MOL062 | Commercial | Solar*Rewards | Trade Secret | 2011 | 2011
20263-228838-01 | Xcel Energy | 85 | 13781 | IOU | 05571826 | 5.22 | Solar |  |  | Interconnected | Trade Secret | Trade | OAD | OAD061 | Residential | Solar*Rewards | Trade Secret | 2023 | 2024
20263-228838-01 | Xcel Energy | 85 | 13781 | IOU | 03130004 | 33.3 | Solar |  |  | Interconnected | Trade Secret | Trade | WIL | WIL063 | Commercial | Solar*Rewards | Trade Secret | 2018 | 2020
20263-228838-01 | Xcel Energy | 85 | 13781 | IOU | 04719497 | 4.384 | Solar |  |  | Interconnected | Trade Secret | Trade | LIN | LIN022 | Residential |  | Trade Secret | 2021 | 2022
20263-228838-01 | Xcel Energy | 85 | 13781 | IOU | 05589010 | 520 | Solar |  |  | Interconnected | Trade Secret | Trade | HYL | HYL074 | Commercial |  | Trade Secret | 2023 | 2025
20263-228838-01 | Xcel Energy | 85 | 13781 | IOU | 04192329 | 6 | Solar |  |  | Interconnected | Trade Secret | Trade | OSS | OSS062 | Residential |  | Trade Secret | 2021 | 2022
20263-228838-01 | Xcel Energy | 85 | 13781 | IOU | 05866098 | 11.5 | Solar |  | X | Interconnected | Trade Secret | Trade | WCR | WCR322 | Residential |  | Trade Secret | 2024 | 2025
20263-228838-01 | Xcel Energy | 85 | 13781 | IOU | 03131564 | 19.999 | Solar |  |  | Interconnected | Trade Secret | Trade | WSG | WSG065 | Commercial | Solar*Rewards | Trade Secret | 2017 | 2018
20263-228838-01 | Xcel Energy | 85 | 13781 | IOU | 04255023 | 4.384 | Solar |  |  | Interconnected | Trade Secret | Trade | WSG | WSG061 | Residential |  | Trade Secret | 2021 | 2021
20263-228838-01 | Xcel Energy | 85 | 13781 | IOU | 04454748 | 3.747 | Solar |  |  | Active Application | Trade Secret | Trade | GFD | GFD022 | Residential | Solar*Rewards | Trade Secret | 2021
20263-228838-01 | Xcel Energy | 85 | 13781 | IOU | 04508216 | 3.747 | Solar |  |  | Interconnected | Trade Secret | Trade | GFD | GFD022 | Residential |  | Trade Secret | 2021 | 2022
20263-228838-01 | Xcel Energy | 85 | 13781 | IOU | 03134630 | 5 | Solar |  |  | Interconnected | Trade Secret | Trade | STY | STY075 | Residential | Solar*Rewards | Trade Secret | 2015 | 2016
20263-228838-01 | Xcel Energy | 85 | 13781 | IOU | OID2251226 | 7.5 | Solar |  |  | Withdrawn | Trade Secret | Trade | AFT | AFT314 | Residential | Solar*Rewards | Trade Secret | 2015
20263-228838-01 | Xcel Energy | 85 | 13781 | IOU | 06204376 | 3.839 | Solar |  |  | Interconnected | Trade Secret | Trade | LEX | LEX061 | Residential |  | Trade Secret | 2025 | 2025
20263-228838-01 | Xcel Energy | 85 | 13781 | IOU | 06184901 | 3.484 | Solar |  |  | Active Application | Trade Secret | Trade | LEX | LEX061 | Residential |  | Trade Secret | 2025
20263-228838-01 | Xcel Energy | 85 | 13781 | IOU | 03132589 | 7.616 | Solar |  |  | Interconnected | Trade Secret | Trade | KOL | KOL073 | Residential | Solar*Rewards | Trade Secret | 2018 | 2018
20263-228838-01 | Xcel Energy | 85 | 13781 | IOU | 03133219 | 7.5 | Solar |  |  | Interconnected | Trade Secret | Trade | RPO | RPO312 | Residential | Solar*Rewards | Trade Secret | 2010 | 2010
20263-228838-01 | Xcel Energy | 85 | 13781 | IOU | 04794176 | 5.8 | Solar |  |  | Interconnected | Trade Secret | Trade | SLP | SLP083 | Residential | Solar*Rewards | Trade Secret | 2022 | 2022
20263-228838-01 | Xcel Energy | 85 | 13781 | IOU | 06293226 | 9.184 | Solar |  |  | Active Application | Trade Secret | Trade | SLP | SLP092 | Residential |  | Trade Secret | 2025
20263-228838-01 | Xcel Energy | 85 | 13781 | IOU | SRO29653 | 5 | Solar |  |  | Withdrawn | Trade Secret | Trade | ALD | ALD084 | Residential | Solar*Rewards | Trade Secret | 2013
20263-228838-01 | Xcel Energy | 85 | 13781 | IOU | 06322077 | 13.611 | Solar |  |  | Active Application | Trade Secret | Trade | OSS | OSS065 | Residential | Solar*Rewards | Trade Secret | 2026
20263-228838-01 | Xcel Energy | 85 | 13781 | IOU | 04539964 | 9.994 | Solar |  |  | Interconnected | Trade Secret | Trade | GLK | GLK062 | Residential |  | Trade Secret | 2021 | 2022
20263-228838-01 |  |  |  |  | 04808192 |  | Solar |  |  | Active Application | Trade Secret | Trade | GLK | GLK062 | Residential | Solar*Rewards |  | 2022
20263-228838-01 | Xcel Energy | 85 | 13781 | IOU | 03510251 | 300 | Solar |  |  | Interconnected | Trade Secret | Trade | GRC | GRC311 | Commercial |  | Trade Secret | 2019 | 2021
20263-228838-01 | Xcel Energy | 85 | 13781 | IOU | 03135048 | 6 | Solar |  |  | Interconnected | Trade Secret | Trade | WIL | WIL071 | Residential | Solar*Rewards | Trade Secret | 2016 | 2016
20263-228838-01 | Xcel Energy | 85 | 13781 | IOU | 03132544 | 5 | Solar |  |  | Interconnected | Trade Secret | Trade | TWL | TWL064 | Residential | Solar*Rewards | Trade Secret | 2018 | 2018
20263-228838-01 | Xcel Energy | 85 | 13781 | IOU | 06227173 | 7.6 | Solar |  |  | Active Application | Trade Secret | Trade | EKO | EKO021 | Residential |  | Trade Secret | 2025
20263-228838-01 |  |  |  |  | OID2250517 |  | Solar |  |  | Withdrawn | Trade Secret | Trade | WAB | WAB031 | Commercial | Solar*Rewards |  | 2015
20263-228838-01 | Xcel Energy | 85 | 13781 | IOU | 05275209 | 2.9 | Solar |  |  | Interconnected | Trade Secret | Trade | RAM | RAM064 | Residential |  | Trade Secret | 2022 | 2023
20263-228838-01 | Xcel Energy | 85 | 13781 | IOU | 03133205 | 2.7 | Solar |  |  | Interconnected | Trade Secret | Trade | WIL | WIL098 | Residential | Solar*Rewards | Trade Secret | 2010 | 2010
20263-228838-01 | Xcel Energy | 85 | 13781 | IOU | 05284338 | 31.9 | Solar |  |  | Interconnected | Trade Secret | Trade | LIN | LIN031 | Residential |  | Trade Secret | 2022 | 2023
20263-228838-01 | Xcel Energy | 85 | 13781 | IOU | 04268965 | 7.616 | Solar |  |  | Interconnected | Trade Secret | Trade | OSS | OSS071 | Residential |  | Trade Secret | 2021 | 2021
20263-228838-01 | Xcel Energy | 85 | 13781 | IOU | 05860224 | 6.046 | Solar |  |  | Active Application | Trade Secret | Trade | APA | APA076 | Residential |  | Trade Secret | 2024
20263-228838-01 | Xcel Energy | 85 | 13781 | IOU | 05977091 | 7.616 | Solar |  |  | Interconnected | Trade Secret | Trade | APA | APA076 | Residential |  | Trade Secret | 2024 | 2025
20263-228838-01 | Xcel Energy | 85 | 13781 | IOU | 03810799 | 6.38 | Solar |  |  | Interconnected | Trade Secret | Trade | UPP | UPP063 | Residential | Solar*Rewards | Trade Secret | 2020 | 2021
20263-228838-01 | Xcel Energy | 85 | 13781 | IOU | 05988466 | 4.592 | Solar |  |  | Interconnected | Trade Secret | Trade | ECK | ECK342 | Residential | Solar*Rewards | Trade Secret | 2024 | 2025
20263-228838-01 | Xcel Energy | 85 | 13781 | IOU | 04044200 | 4.95 | Solar |  |  | Interconnected | Trade Secret | Trade | WIL | WIL073 | Residential |  | Trade Secret | 2020 | 2021
20263-228838-01 | Xcel Energy | 85 | 13781 | IOU | 03131832 | 15.25 | Solar |  |  | Interconnected | Trade Secret | Trade | SOU | SOU063 | Commercial | Solar*Rewards | Trade Secret | 2017 | 2017
20263-228838-01 | Xcel Energy | 85 | 13781 | IOU | 04431312 | 6.028 | Solar |  |  | Interconnected | Trade Secret | Trade | CHE | CHE076 | Residential |  | Trade Secret | 2021 | 2021
20263-228838-01 | Xcel Energy | 85 | 13781 | IOU | 04975976 | 6.38 | Solar |  |  | Interconnected | Trade Secret | Trade | SAV | SAV069 | Residential |  | Trade Secret | 2022 | 2022
20263-228838-01 | Xcel Energy | 85 | 13781 | IOU | 05932404 | 4.35 | Solar |  |  | Interconnected | Trade Secret | Trade | SOU | SOU076 | Residential | Solar*Rewards | Trade Secret | 2024 | 2024
20263-228838-01 | Xcel Energy | 85 | 13781 | IOU | 04946530 | 4.4 | Solar |  |  | Interconnected | Trade Secret | Trade | TLK | TLK066 | Residential | Solar*Rewards | Trade Secret | 2022 | 2022
20263-228838-01 | Xcel Energy | 85 | 13781 | IOU | 03129800 | 2000 | Other |  |  | Interconnected | Trade Secret | Trade | WIL | WIL092 | Commercial |  | Trade Secret | 2016 | 2016
20263-228838-01 | Xcel Energy | 85 | 13781 | IOU | 06090331 | 9.216 | Solar |  |  | Active Application | Trade Secret | Trade | DOC | DOC031 | Residential |  | Trade Secret | 2025
20263-228838-01 | Xcel Energy | 85 | 13781 | IOU | 05672150 | 7.56 | Solar |  |  | Withdrawn | Trade Secret | Trade | DOC | DOC031 | Residential |  | Trade Secret | 2023
20263-228838-01 | Xcel Energy | 85 | 13781 | IOU | 04793946 | 15.66 | Solar |  |  | Interconnected | Trade Secret | Trade | PKL | PKL063 | Residential | Solar*Rewards | Trade Secret | 2022 | 2022
20263-228838-01 | Xcel Energy | 85 | 13781 | IOU | 03130184 | 1.92 | Solar |  |  | Interconnected | Trade Secret | Trade | TER | TER062 | Residential | Solar*Rewards | Trade Secret | 2019 | 2019
20263-228838-01 | Xcel Energy | 85 | 13781 | IOU | OID2655207 | 5 | Solar |  |  | Withdrawn | Trade Secret | Trade | TER | TER062 | Residential | Made in Minnesota | Trade Secret | 2016
20263-228838-01 | Xcel Energy | 85 | 13781 | IOU | 03132598 | 7.68 | Solar |  |  | Interconnected | Trade Secret | Trade | GNL | GNL072 | Residential | Solar*Rewards | Trade Secret | 2018 | 2018
20263-228838-01 | Xcel Energy | 85 | 13781 | IOU | 05712144 | 9.57 | Solar |  |  | Interconnected | Trade Secret | Trade | EKO | EKO021 | Residential | Solar*Rewards | Trade Secret | 2024 | 2024
20263-228838-01 | Xcel Energy | 85 | 13781 | IOU | 03133608 | 5.3 | Solar |  |  | Interconnected | Trade Secret | Trade | BCR | BCR062 | Residential | Solar*Rewards | Trade Secret | 2011 | 2012
20263-228838-01 | Xcel Energy | 85 | 13781 | IOU | 04800607 | 8.12 | Solar |  |  | Interconnected | Trade Secret | Trade | MPK | MPK063 | Residential | Solar*Rewards | Trade Secret | 2022 | 2023
20263-228838-01 | Xcel Energy | 85 | 13781 | IOU | 06137833 | 7.971 | Solar |  |  | Interconnected | Trade Secret | Trade | CHE | CHE065 | Residential |  | Trade Secret | 2025 | 2025
20263-228838-01 | Xcel Energy | 85 | 13781 | IOU | 03130305 | 2.64 | Solar |  |  | Interconnected | Trade Secret | Trade | SOU | SOU064 | Residential | Solar*Rewards | Trade Secret | 2019 | 2019
20263-228838-01 | Xcel Energy | 85 | 13781 | IOU | OID3743701 | 1.92 | Solar |  |  | Withdrawn | Trade Secret | Trade | SOU | SOU064 | Residential | Solar*Rewards | Trade Secret | 2019
20263-228838-01 | Xcel Energy | 85 | 13781 | IOU | 05527756 | 74.4 | Solar |  |  | Interconnected | Trade Secret | Trade | WSG | WSG063 | Commercial |  | Trade Secret | 2023 | 2024
20263-228838-01 | Xcel Energy | 85 | 13781 | IOU | 05402862 | 53.2 | Solar |  |  | Interconnected | Trade Secret | Trade | WSD | WSD061 | Commercial |  | Trade Secret | 2023 | 2024
20263-228838-01 | Xcel Energy | 85 | 13781 | IOU | 05402260 | 67.032 |  |  |  | Withdrawn | Trade Secret | Trade | WSD | WSD061 | Commercial |  | Trade Secret | 2023
20263-228838-01 | Xcel Energy | 85 | 13781 | IOU | 05169922 | 199.998 | Solar |  |  | Active Application | Trade Secret | Trade | WSD | WSD061 | Commercial | Solar*Rewards | Trade Secret | 2022
20263-228838-01 | Xcel Energy | 85 | 13781 | IOU | OID2313754 | 3.36 | Solar |  |  | Withdrawn | Trade Secret | Trade | SAK | SAK312 | Residential | Solar*Rewards | Trade Secret | 2015
20263-228838-01 | Xcel Energy | 85 | 13781 | IOU | 03130455 | 15.12 | Solar |  |  | Interconnected | Trade Secret | Trade | WWK | WWK321 | Residential | Solar*Rewards | Trade Secret | 2018 | 2019
20263-228838-01 | Xcel Energy | 85 | 13781 | IOU | 06013745 | 7.591 | Solar |  | X | Interconnected | Trade Secret | Trade | HYL | HYL073 | Residential |  | Trade Secret | 2024 | 2026
20263-228838-01 | Xcel Energy | 85 | 13781 | IOU | 03131657 | 6 | Solar |  |  | Interconnected | Trade Secret | Trade | WEB | WEB021 | Residential | Made in Minnesota | Trade Secret | 2017 | 2017
20263-228838-01 | Xcel Energy | 85 | 13781 | IOU | 06039146 | 10.752 | Solar |  |  | Interconnected | Trade Secret | Trade | HSN | HSN321 | Residential | Solar*Rewards | Trade Secret | 2024 | 2025
20263-228838-01 | Xcel Energy | 85 | 13781 | IOU | 05220801 | 720 | Solar |  |  | Interconnected | Trade Secret | Trade | ESW | ESW061 | Commercial |  | Trade Secret | 2022 | 2024
20263-228838-01 | Xcel Energy | 85 | 13781 | IOU | 04109505 | 19.988 | Solar |  |  | Interconnected | Trade Secret | Trade | AFT | AFT315 | Residential | Solar*Rewards | Trade Secret | 2021 | 2022
20263-228838-01 | Xcel Energy | 85 | 13781 | IOU | 05207078 | 6.4 | Solar |  |  | Interconnected | Trade Secret | Trade | STY | STY072 | Residential |  | Trade Secret | 2022 | 2022
20263-228838-01 | Xcel Energy | 85 | 13781 | IOU | 05866483 | 9.29 | Solar |  |  | Interconnected | Trade Secret | Trade | HUG | HUG322 | Residential | Solar*Rewards | Trade Secret | 2024 | 2025
20263-228838-01 | Xcel Energy | 85 | 13781 | IOU | 04483476 | 6 | Solar |  |  | Active Application | Trade Secret | Trade | GFD | GFD021 | Residential | Solar*Rewards | Trade Secret | 2021
20263-228838-01 | Xcel Energy | 85 | 13781 | IOU | 04794255 | 4.64 | Solar |  |  | Interconnected | Trade Secret | Trade | SOU | SOU083 | Residential | Solar*Rewards | Trade Secret | 2022 | 2022
20263-228838-01 | Xcel Energy | 85 | 13781 | IOU | 04794129 | 6.09 | Solar |  |  | Interconnected | Trade Secret | Trade | HWW | HWW074 | Residential | Solar*Rewards | Trade Secret | 2022 | 2022
20263-228838-01 | Xcel Energy | 85 | 13781 | IOU | 06318181 | 3.84 | Solar |  |  | Active Application | Trade Secret | Trade | GNL | GNL072 | Residential |  | Trade Secret | 2025
20263-228838-01 | Xcel Energy | 85 | 13781 | IOU | 06321424 | 3.84 | Solar |  |  | Active Application | Trade Secret | Trade | GNL | GNL072 | Residential |  | Trade Secret | 2026
20263-228838-01 | Xcel Energy | 85 | 13781 | IOU | 06210266 | 3.49 | Solar |  |  | Interconnected | Trade Secret | Trade | EDA | EDA067 | Residential |  | Trade Secret | 2025 | 2025
20263-228838-01 | Xcel Energy | 85 | 13781 | IOU | 03130774 | 4 | Solar |  |  | Interconnected | Trade Secret | Trade | HUG | HUG321 | Residential |  | Trade Secret | 2007 | 2007
20263-228838-01 | Xcel Energy | 85 | 13781 | IOU | 03134694 | 6 | Solar |  |  | Interconnected | Trade Secret | Trade | HUG | HUG321 | Residential | Solar*Rewards | Trade Secret | 2015 | 2016
20263-228838-01 | Xcel Energy | 85 | 13781 | IOU | 03132536 | 3.8 | Solar |  |  | Interconnected | Trade Secret | Trade | TWL | TWL063 | Residential | Solar*Rewards | Trade Secret | 2018 | 2018
20263-228838-01 | Xcel Energy | 85 | 13781 | IOU | 04228429 | 3.77 | Solar |  |  | Interconnected | Trade Secret | Trade | ECK | ECK342 | Residential | Solar*Rewards | Trade Secret | 2021 | 2021
20263-228838-01 | Xcel Energy | 85 | 13781 | IOU | 03564708 | 139.998 | Solar |  |  | Interconnected | Trade Secret | Trade | WSG | WSG351 | Commercial |  | Trade Secret | 2020 | 2021
20263-228838-01 | Xcel Energy | 85 | 13781 | IOU | 04942945 | 5.12 | Solar |  |  | Interconnected | Trade Secret | Trade | GVW | GVW023 | Residential | Solar*Rewards | Trade Secret | 2022 | 2022
20263-228838-01 | Xcel Energy | 85 | 13781 | IOU | 04862563 | 3.747 | Solar |  |  | Withdrawn | Trade Secret | Trade | WIL | WIL073 | Residential |  | Trade Secret | 2022
20263-228838-01 | Xcel Energy | 85 | 13781 | IOU | 03131882 | 5 | Solar |  |  | Interconnected | Trade Secret | Trade | MPK | MPK082 | Residential | Made in Minnesota | Trade Secret | 2017 | 2017
20263-228838-01 | Xcel Energy | 85 | 13781 | IOU | OID2360044 | 5 | Solar |  |  | Withdrawn | Trade Secret | Trade | MPK | MPK082 | Residential | Solar*Rewards | Trade Secret | 2015
20263-228838-01 | Xcel Energy | 85 | 13781 | IOU | 04041467 | 7.616 | Solar |  |  | Interconnected | Trade Secret | Trade | TWL | TWL068 | Residential | Solar*Rewards | Trade Secret | 2020 | 2020
20263-228838-01 | Xcel Energy | 85 | 13781 | IOU | 05954069 | 5.052 | Solar |  |  | Active Application | Trade Secret | Trade | WES | WES073 | Residential |  | Trade Secret | 2024
20263-228838-01 | Xcel Energy | 85 | 13781 | IOU | 05295471 | 5.22 | Solar |  |  | Interconnected | Trade Secret | Trade | OAD | OAD061 | Commercial |  | Trade Secret | 2022 | 2023
20263-228838-01 | Xcel Energy | 85 | 13781 | IOU | 05845294 | 10.368 | Solar |  |  | Withdrawn | Trade Secret | Trade | AFT | AFT314 | Residential |  | Trade Secret | 2024
20263-228838-01 | Xcel Energy | 85 | 13781 | IOU | 05836179 | 10.368 | Solar |  |  | Interconnected | Trade Secret | Trade | AFT | AFT314 | Residential |  | Trade Secret | 2024 | 2024
20263-228838-01 | Xcel Energy | 85 | 13781 | IOU | 05432311 | 7.15 | Solar |  |  | Interconnected | Trade Secret | Trade | WEH | WEH021 | Residential |  | Trade Secret | 2023 | 2023
20263-228838-01 | Xcel Energy | 85 | 13781 | IOU | 03130492 | 7.63 | Solar |  |  | Interconnected | Trade Secret | Trade | MTW | MTW021 | Residential | Solar*Rewards | Trade Secret | 2018 | 2019
20263-228838-01 | Xcel Energy | 85 | 13781 | IOU | 05745942 | 10.496 | Solar |  |  | Interconnected | Trade Secret | Trade | BRP | BRP072 | Residential | Solar*Rewards | Trade Secret | 2024 | 2024
20263-228838-01 | Xcel Energy | 85 | 13781 | IOU | 05413128 | 11.39 | Solar |  |  | Interconnected | Trade Secret | Trade | LLK | LLK061 | Residential |  | Trade Secret | 2023 | 2023
20263-228838-01 | Xcel Energy | 85 | 13781 | IOU | OID3870468 | 2.4 | Solar |  |  | Withdrawn | Trade Secret | Trade | FAB | FAB071 | Residential | Solar*Rewards | Trade Secret | 2019
20263-228838-01 | Xcel Energy | 85 | 13781 | IOU | 03663281 | 2.4 | Solar |  |  | Interconnected | Trade Secret | Trade | FAB | FAB071 | Residential | Solar*Rewards | Trade Secret | 2020 | 2020
20263-228838-01 | Xcel Energy | 85 | 13781 | IOU | 05170527 | 66.6 | Solar |  |  | Interconnected | Trade Secret | Trade | UPP | UPP083 | Commercial |  | Trade Secret | 2022 | 2023
20263-228838-01 | Xcel Energy | 85 | 13781 | IOU | OID3996118 | 5.8 | Solar |  |  | Interconnected | Trade Secret | Trade | HUG | HUG311 | Residential | Solar*Rewards | Trade Secret | 2019 | 2020
20263-228838-01 | Xcel Energy | 85 | 13781 | IOU | 04170375 | 3.747 | Solar |  |  | Interconnected | Trade Secret | Trade | RPL | RPL061 | Residential | Solar*Rewards | Trade Secret | 2021 | 2021
20263-228838-01 | Xcel Energy | 85 | 13781 | IOU | OID2963216 | 7.63 | Solar |  |  | Withdrawn | Trade Secret | Trade | UPP | UPP084 | Residential | Made in Minnesota | Trade Secret | 2017
20263-228838-01 | Xcel Energy | 85 | 13781 | IOU | 03132851 | 5 | Solar |  |  | Interconnected | Trade Secret | Trade | UPP | UPP084 | Residential | Made in Minnesota | Trade Secret | 2018 | 2018
20263-228838-01 | Xcel Energy | 85 | 13781 | IOU | 04390060 | 3.747 | Solar |  |  | Interconnected | Trade Secret | Trade | AFT | AFT314 | Residential | Solar*Rewards | Trade Secret | 2021 | 2022
20263-228838-01 | Xcel Energy | 85 | 13781 | IOU | 03130069 | 5.76 | Solar |  |  | Interconnected | Trade Secret | Trade | GSL | GSL341 | Residential | Solar*Rewards | Trade Secret | 2018 | 2019
20263-228838-01 | Xcel Energy | 85 | 13781 | IOU | 03186712 | 7.616 | Solar |  |  | Interconnected | Trade Secret | Trade | SHP | SHP062 | Residential | Solar*Rewards | Trade Secret | 2019 | 2019
20263-228838-01 | Xcel Energy | 85 | 13781 | IOU | 04831164 | 3.836 | Solar |  |  | Interconnected | Trade Secret | Trade | ECK | ECK321 | Residential | Solar*Rewards | Trade Secret | 2022 | 2022
20263-228838-01 | Xcel Energy | 85 | 13781 | IOU | 05723412 | 10.496 | Solar |  |  | Interconnected | Trade Secret | Trade | CGR | CGR071 | Residential | Solar*Rewards | Trade Secret | 2024 | 2024
20263-228838-01 | Xcel Energy | 85 | 13781 | IOU | 03809415 | 5 | Solar |  |  | Interconnected | Trade Secret | Trade | DGC | DGC061 | Residential | Solar*Rewards | Trade Secret | 2020 | 2021
20263-228838-01 | Xcel Energy | 85 | 13781 | IOU | 05397189 | 10 | Solar |  |  | Active Application | Trade Secret | Trade | CRL | CRL031 | Commercial |  | Trade Secret | 2023
20263-228838-01 |  |  |  |  | OID2806560 |  | Natural Gas |  |  | Withdrawn | Trade Secret | Trade | HUG | HUG321 | Residential |  |  | 2012
20263-228838-01 | Xcel Energy | 85 | 13781 | IOU | 05946337 | 7.6 | Solar |  |  | Interconnected | Trade Secret | Trade | BEL | BEL061 | Residential | Solar*Rewards | Trade Secret | 2024 | 2025
20263-228838-01 | Xcel Energy | 85 | 13781 | IOU | 06193302 | 9.7 | Storage |  |  | Active Application | Trade Secret | Trade | WSG | WSG071 | Residential |  | Trade Secret | 2025
20263-228838-01 | Xcel Energy | 85 | 13781 | IOU | 05795567 | 9.994 | Solar |  |  | Interconnected | Trade Secret | Trade | WSG | WSG071 | Residential | Solar*Rewards | Trade Secret | 2024 | 2024
20263-228838-01 | Xcel Energy | 85 | 13781 | IOU | 04793939 | 7.329 | Solar |  |  | Interconnected | Trade Secret | Trade | EBL | EBL084 | Residential | Solar*Rewards | Trade Secret | 2022 | 2022
20263-228838-01 | Xcel Energy | 85 | 13781 | IOU | 04267369 | 3.747 | Solar |  |  | Active Application | Trade Secret | Trade | APA | APA075 | Residential | Solar*Rewards | Trade Secret | 2020
20263-228838-01 | Xcel Energy | 85 | 13781 | IOU | 04303589 | 3.747 | Solar |  |  | Interconnected | Trade Secret | Trade | APA | APA075 | Residential | Solar*Rewards | Trade Secret | 2021 | 2021
20263-228838-01 | Xcel Energy | 85 | 13781 | IOU | 03132554 | 8 | Solar |  |  | Interconnected | Trade Secret | Trade | PIL | PIL022 | Residential | Solar*Rewards | Trade Secret | 2018 | 2018
20263-228838-01 | Xcel Energy | 85 | 13781 | IOU | 06040033 | 6.08 | Solar |  |  | Withdrawn | Trade Secret | Trade | TWL | TWL066 | Residential | Solar*Rewards | Trade Secret | 2024
20263-228838-01 | Xcel Energy | 85 | 13781 | IOU | 06040014 | 6.08 | Solar |  |  | Withdrawn | Trade Secret | Trade | TWL | TWL066 | Residential | Solar*Rewards | Trade Secret | 2024
20263-228838-01 | Xcel Energy | 85 | 13781 | IOU | 05971058 | 4.645 | Solar |  |  | Withdrawn | Trade Secret | Trade | TWL | TWL066 | Residential | Solar*Rewards | Trade Secret | 2024
20263-228838-01 | Xcel Energy | 85 | 13781 | IOU | 06056636 | 6.08 | Solar |  |  | Interconnected | Trade Secret | Trade | TWL | TWL066 | Residential | Solar*Rewards | Trade Secret | 2025 | 2025
20263-228838-01 | Xcel Energy | 85 | 13781 | IOU | 05358710 | 6.282 | Solar |  |  | Interconnected | Trade Secret | Trade | HUG | HUG321 | Residential | Solar*Rewards | Trade Secret | 2023 | 2023
20263-228838-01 | Xcel Energy | 85 | 13781 | IOU | 03130659 | 6 | Solar |  |  | Interconnected | Trade Secret | Trade | AHI | AHI022 | Commercial | Solar*Rewards | Trade Secret | 2016 | 2017
20263-228838-01 | Xcel Energy | 85 | 13781 | IOU | 03181021 | 5.04 | Solar |  |  | Interconnected | Trade Secret | Trade | OAD | OAD062 | Residential | Solar*Rewards | Trade Secret | 2019 | 2020
20263-228838-01 | Xcel Energy | 85 | 13781 | IOU | 04342259 | 10.73 | Solar |  |  | Interconnected | Trade Secret | Trade | SOU | SOU078 | Residential | Solar*Rewards | Trade Secret | 2021 | 2021
20263-228838-01 | Xcel Energy | 85 | 13781 | IOU | 03132957 | 9.994 | Solar |  |  | Interconnected | Trade Secret | Trade | RWD | RWD081 | Residential | Solar*Rewards | Trade Secret | 2018 | 2019
20263-228838-01 | Xcel Energy | 85 | 13781 | IOU | 03134665 | 7.63 | Solar |  |  | Interconnected | Trade Secret | Trade | DPN | DPN061 | Residential | Solar*Rewards | Trade Secret | 2015 | 2016
20263-228838-01 | Xcel Energy | 85 | 13781 | IOU | OID2789314 | 7.625 | Solar |  |  | Withdrawn | Trade Secret | Trade | DPN | DPN061 | Residential |  | Trade Secret | 2016
20263-228838-01 | Xcel Energy | 85 | 13781 | IOU | OID2787247 | 7.625 | Solar |  |  | Withdrawn | Trade Secret | Trade | DPN | DPN061 | Residential | Solar*Rewards | Trade Secret | 2016
20263-228838-01 | Xcel Energy | 85 | 13781 | IOU | 05217125 | 3.77 | Solar |  |  | Interconnected | Trade Secret | Trade | MEL | MEL072 | Residential |  | Trade Secret | 2022 | 2022
20263-228838-01 | Xcel Energy | 85 | 13781 | IOU | 04409042 | 5.5 | Solar |  |  | Interconnected | Trade Secret | Trade | RCH | RCH061 | Residential |  | Trade Secret | 2021 | 2022
20263-228838-01 | Xcel Energy | 85 | 13781 | IOU | 06193416 | 3.484 | Solar |  |  | Active Application | Trade Secret | Trade | RAM | RAM061 | Residential | Solar*Rewards | Trade Secret | 2025
20263-228838-01 | Xcel Energy | 85 | 13781 | IOU | 03130884 | 2.3 | Solar |  |  | Interconnected | Trade Secret | Trade | SHP | SHP072 | Residential |  | Trade Secret | 2008 | 2008
20263-228838-01 | Xcel Energy | 85 | 13781 | IOU | 03400872 | 17.61 | Solar |  |  | Interconnected | Trade Secret | Trade | ALD | ALD088 | Residential | Solar*Rewards | Trade Secret | 2019 | 2020
20263-228838-01 | Xcel Energy | 85 | 13781 | IOU | 03134270 | 5.6 | Solar |  |  | Interconnected | Trade Secret | Trade | FAP | FAP062 | Commercial | Made in Minnesota | Trade Secret | 2015 | 2016
20263-228838-01 | Xcel Energy | 85 | 13781 | IOU | 04092031 | 7.7 | Solar |  |  | Interconnected | Trade Secret | Trade | VMR | VMR062 | Residential |  | Trade Secret | 2020 | 2021
20263-228838-01 | Xcel Energy | 85 | 13781 | IOU | 03514533 | 2.9 | Solar |  |  | Interconnected | Trade Secret | Trade | IDA | IDA071 | Residential | Solar*Rewards | Trade Secret | 2019 | 2020
20263-228838-01 | Xcel Energy | 85 | 13781 | IOU | 06186317 | 6.282 | Solar |  |  | Interconnected | Trade Secret | Trade | WIL | WIL062 | Residential |  | Trade Secret | 2025 | 2025
20263-228838-01 | Xcel Energy | 85 | 13781 | IOU | 03132210 | 6 | Solar |  |  | Interconnected | Trade Secret | Trade | GLK | GLK073 | Residential | Solar*Rewards | Trade Secret | 2018 | 2018
20263-228838-01 |  |  |  |  | 06288101 |  |  |  |  | Active Application | Trade Secret | Trade | AFT | AFT315 | Residential |  |  | 2025
20263-228838-01 | Xcel Energy | 85 | 13781 | IOU | OID3350974 | 4.32 | Solar |  |  | Withdrawn | Trade Secret | Trade | MPK | MPK068 | Residential | Solar*Rewards | Trade Secret | 2018
20263-228838-01 | Xcel Energy | 85 | 13781 | IOU | 04987898 | 7.329 | Solar |  |  | Interconnected | Trade Secret | Trade | RLK | RLK071 | Residential | Solar*Rewards | Trade Secret | 2022 | 2022
20263-228838-01 | Xcel Energy | 85 | 13781 | IOU | 05390062 | 3.19 | Solar |  |  | Interconnected | Trade Secret | Trade | STY | STY072 | Residential |  | Trade Secret | 2023 | 2023
20263-228838-01 | Xcel Energy | 85 | 13781 | IOU | 05520578 | 8.448 | Solar |  |  | Interconnected | Trade Secret | Trade | GVW | GVW022 | Residential |  | Trade Secret | 2023 | 2023
20263-228838-01 | Xcel Energy | 85 | 13781 | IOU | 06034725 | 8.027 | Solar |  |  | Interconnected | Trade Secret | Trade | HUG | HUG312 | Residential | Solar*Rewards | Trade Secret | 2025 | 2025
20263-228838-01 | Xcel Energy | 85 | 13781 | IOU | 03130287 | 4.93 | Solar |  |  | Interconnected | Trade Secret | Trade | MEL | MEL077 | Residential | Solar*Rewards | Trade Secret | 2019 | 2019
20263-228838-01 | Xcel Energy | 85 | 13781 | IOU | 05768099 | 6.912 | Solar |  |  | Interconnected | Trade Secret | Trade | MEL | MEL088 | Residential | Solar*Rewards | Trade Secret | 2024 | 2024
20263-228838-01 | Xcel Energy | 85 | 13781 | IOU | OID3466682 | 12 | Solar |  |  | Withdrawn | Trade Secret | Trade | FAP | FAP062 | Residential | Solar*Rewards | Trade Secret | 2018
20263-228838-01 | Xcel Energy | 85 | 13781 | IOU | 04024218 | 3.747 | Solar |  |  | Interconnected | Trade Secret | Trade | GRC | GRC062 | Residential | Solar*Rewards | Trade Secret | 2020 | 2021
20263-228838-01 | Xcel Energy | 85 | 13781 | IOU | 03131769 | 7.63 | Solar |  |  | Interconnected | Trade Secret | Trade | GNL | GNL072 | Residential | Made in Minnesota | Trade Secret | 2017 | 2017
20263-228838-01 | Xcel Energy | 85 | 13781 | IOU | 04839317 | 9.373 | Solar |  |  | Interconnected | Trade Secret | Trade | GRI | GRI001 | Residential |  | Trade Secret | 2022 | 2022
20263-228838-01 | Xcel Energy | 85 | 13781 | IOU | 04830778 | 9.373 | Solar |  |  | Active Application | Trade Secret | Trade | GRI | GRI001 | Residential |  | Trade Secret | 2022
20263-228838-01 | Xcel Energy | 85 | 13781 | IOU | 03664114 | 4.188 | Solar |  |  | Interconnected | Trade Secret | Trade | HWW | HWW061 | Residential | Solar*Rewards | Trade Secret | 2020 | 2020
20263-228838-01 | Xcel Energy | 85 | 13781 | IOU | 03134922 | 7.63 | Solar |  |  | Interconnected | Trade Secret | Trade | SHP | SHP061 | Residential | Made in Minnesota | Trade Secret | 2016 | 2016
20263-228838-01 | Xcel Energy | 85 | 13781 | IOU | SRO29645 | 36 | Solar |  |  | Withdrawn | Trade Secret | Trade | HYL | HYL061 | Commercial | Solar*Rewards | Trade Secret | 2013
20263-228838-01 | Xcel Energy | 85 | 13781 | IOU | 03131945 | 6 | Solar |  |  | Interconnected | Trade Secret | Trade | GLK | GLK064 | Residential | Solar*Rewards | Trade Secret | 2017 | 2018
20263-228838-01 | Xcel Energy | 85 | 13781 | IOU | 03131964 | 7.625 | Solar |  |  | Interconnected | Trade Secret | Trade | GLK | GLK064 | Residential | Made in Minnesota | Trade Secret | 2017 | 2018
20263-228838-01 | Xcel Energy | 85 | 13781 | IOU | 04974790 | 6.38 | Solar |  |  | Interconnected | Trade Secret | Trade | SOU | SOU065 | Residential | Solar*Rewards | Trade Secret | 2022 | 2022
20263-228838-01 |  |  |  |  | OID3780150 |  | Solar |  |  | Withdrawn | Trade Secret | Trade | YLM | YLM212 | Residential | Solar*Rewards |  | 2019
20263-228838-01 |  |  |  |  | OID3780149 |  | Solar |  |  | Withdrawn | Trade Secret | Trade | YLM | YLM212 | Residential | Solar*Rewards |  | 2019
20263-228838-01 | Xcel Energy | 85 | 13781 | IOU | 03129808 | 5400 | Natural Gas |  |  | Active Application | Trade Secret | Trade | ATW | ATW062 | Commercial |  | Trade Secret | 2017
20263-228838-01 | Xcel Energy | 85 | 13781 | IOU | 05373122 | 2.9 | Solar |  |  | Interconnected | Trade Secret | Trade | CHE | CHE064 | Residential |  | Trade Secret | 2023 | 2023
20263-228838-01 | Xcel Energy | 85 | 13781 | IOU | 03130269 | 5 | Solar |  |  | Interconnected | Trade Secret | Trade | TWL | TWL063 | Residential | Solar*Rewards | Trade Secret | 2019 | 2019
20263-228838-01 | Xcel Energy | 85 | 13781 | IOU | SRO29932 | 15 | Solar |  |  | Withdrawn | Trade Secret | Trade | HWW | HWW071 | Commercial | Solar*Rewards | Trade Secret | 2013
20263-228838-01 | Xcel Energy | 85 | 13781 | IOU | 06162656 | 10.368 | Solar |  |  | Interconnected | Trade Secret | Trade | SLP | SLP084 | Residential |  | Trade Secret | 2025 | 2025
20263-228838-01 | Xcel Energy | 85 | 13781 | IOU | 06126388 | 10.368 | Solar |  |  | Withdrawn | Trade Secret | Trade | SLP | SLP084 | Residential | Solar*Rewards | Trade Secret | 2025
20263-228838-01 | Xcel Energy | 85 | 13781 | IOU | 06009285 | 15.232 | Solar |  |  | Active Application | Trade Secret | Trade | BEL | BEL061 | Residential |  | Trade Secret | 2024
20263-228838-01 | Xcel Energy | 85 | 13781 | IOU | 05497058 | 14.208 | Solar |  |  | Interconnected | Trade Secret | Trade | GSL | GSL074 | Residential |  | Trade Secret | 2023 | 2023
20263-228838-01 | Xcel Energy | 85 | 13781 | IOU | 04966896 | 11.96 | Solar |  | X | Interconnected | Trade Secret | Trade | ECK | ECK062 | Residential | Solar*Rewards | Trade Secret | 2022 | 2022
20263-228838-01 | Xcel Energy | 85 | 13781 | IOU | 03131058 | 10 | Wind |  |  | Interconnected | Trade Secret | Trade | LLK | LLK071 | Commercial |  | Trade Secret | 2011 | 2011
20263-228838-01 | Xcel Energy | 85 | 13781 | IOU | 05601791 | 5.76 | Solar |  |  | Interconnected | Trade Secret | Trade | FSL | FSL312 | Residential |  | Trade Secret | 2023 | 2024
20263-228838-01 | Xcel Energy | 85 | 13781 | IOU | 05581578 | 11.97 | Solar |  |  | Interconnected | Trade Secret | Trade | SLP | SLP085 | Residential | Solar*Rewards | Trade Secret | 2023 | 2024
20263-228838-01 | Xcel Energy | 85 | 13781 | IOU | 05784098 | 5.76 | Solar |  |  | Interconnected | Trade Secret | Trade | WCS | WCS062 | Residential | Solar*Rewards | Trade Secret | 2024 | 2024
20263-228838-01 | Xcel Energy | 85 | 13781 | IOU | OID3824816 | 5.75 | Solar |  |  | Withdrawn | Trade Secret | Trade | CRL | CRL033 | Residential | Solar*Rewards | Trade Secret | 2019
20263-228838-01 | Xcel Energy | 85 | 13781 | IOU | 05505873 | 50 | Solar |  |  | Interconnected | Trade Secret | Trade | IDA | IDA064 | Commercial |  | Trade Secret | 2023 | 2023
20263-228838-01 | Xcel Energy | 85 | 13781 | IOU | 05235473 | 8.7 | Solar |  |  | Withdrawn | Trade Secret | Trade | STY | STY075 | Residential |  | Trade Secret | 2022
20263-228838-01 | Xcel Energy | 85 | 13781 | IOU | 03132041 | 3.747 | Solar |  |  | Interconnected | Trade Secret | Trade | SLP | SLP084 | Residential | Solar*Rewards | Trade Secret | 2017 | 2017
20263-228838-01 | Xcel Energy | 85 | 13781 | IOU | 05941429 | 7.616 | Solar |  |  | Interconnected | Trade Secret | Trade | RRK | RRK063 | Residential |  | Trade Secret | 2024 | 2025
20263-228838-01 | Xcel Energy | 85 | 13781 | IOU | 03254183 | 7.616 | Solar |  |  | Interconnected | Trade Secret | Trade | VKG | VKG072 | Residential | Solar*Rewards | Trade Secret | 2019 | 2020
20263-228838-01 | Xcel Energy | 85 | 13781 | IOU | OID3635992 | 29.82 | Solar |  |  | Withdrawn | Trade Secret | Trade | MST | MST070 | Commercial | Solar*Rewards | Trade Secret | 2018
20263-228838-01 | Xcel Energy | 85 | 13781 | IOU | 03130439 | 29.82 | Solar |  |  | Interconnected | Trade Secret | Trade | MST | MST070 | Commercial | Solar*Rewards | Trade Secret | 2018 | 2019
20263-228838-01 | Xcel Energy | 85 | 13781 | IOU | 04849519 | 7.83 | Solar |  |  | Interconnected | Trade Secret | Trade | HUG | HUG312 | Residential | Solar*Rewards | Trade Secret | 2022 | 2022
20263-228838-01 | Xcel Energy | 85 | 13781 | IOU | 04805212 | 7.54 | Solar |  |  | Interconnected | Trade Secret | Trade | ALD | ALD073 | Residential |  | Trade Secret | 2022 | 2023
20263-228838-01 | Xcel Energy | 85 | 13781 | IOU | 04117436 | 7.616 | Solar |  | X | Active Application | Trade Secret | Trade | EDA | EDA061 | Residential | Solar*Rewards | Trade Secret | 2020
20263-228838-01 | Xcel Energy | 85 | 13781 | IOU | 05599802 | 6.912 | Solar |  |  | Interconnected | Trade Secret | Trade | WRR | WRR064 | Residential |  | Trade Secret | 2023 | 2023
20263-228838-01 | Xcel Energy | 85 | 13781 | IOU | 05863713 | 9.994 | Solar |  |  | Interconnected | Trade Secret | Trade | CNC | CNC071 | Residential |  | Trade Secret | 2024 | 2025
20263-228838-01 | Xcel Energy | 85 | 13781 | IOU | 04068177 | 3.77 | Solar |  |  | Interconnected | Trade Secret | Trade | WIL | WIL071 | Residential | Solar*Rewards | Trade Secret | 2020 | 2020
20263-228838-01 | Xcel Energy | 85 | 13781 | IOU | 05971759 | 25 | Solar |  |  | Withdrawn | Trade Secret | Trade | RIV | RIV063 | Commercial |  | Trade Secret | 2024
20263-228838-01 | Xcel Energy | 85 | 13781 | IOU | 06155533 | 25 | Solar |  |  | Active Application | Trade Secret | Trade | RIV | RIV063 | Commercial |  | Trade Secret | 2025
20263-228838-01 | Xcel Energy | 85 | 13781 | IOU | 03134814 | 5 | Solar |  |  | Interconnected | Trade Secret | Trade | SOU | SOU079 | Residential | Made in Minnesota | Trade Secret | 2016 | 2016
20263-228838-01 | Xcel Energy | 85 | 13781 | IOU | OID2537271 | 7.63 | Solar |  |  | Withdrawn | Trade Secret | Trade | SOU | SOU079 | Residential | Solar*Rewards | Trade Secret | 2016
20263-228838-01 | Xcel Energy | 85 | 13781 | IOU | 05161245 | 15.046 | Solar |  |  | Interconnected | Trade Secret | Trade | FSL | FSL311 | Residential |  | Trade Secret | 2022 | 2022
20263-228838-01 | Xcel Energy | 85 | 13781 | IOU | 05769802 | 6.387 | Solar |  |  | Interconnected | Trade Secret | Trade | WCR | WCR322 | Residential |  | Trade Secret | 2024 | 2024
20263-228838-01 | Xcel Energy | 85 | 13781 | IOU | 03131333 | 11.39 | Solar |  |  | Interconnected | Trade Secret | Trade | FRO | FRO021 | Residential | Solar*Rewards | Trade Secret | 2017 | 2017
20263-228838-01 | Xcel Energy | 85 | 13781 | IOU | 05956561 | 8.528 | Solar |  |  | Interconnected | Trade Secret | Trade | ALK | ALK063 | Residential | Solar*Rewards | Trade Secret | 2024 | 2024
20263-228838-01 | Xcel Energy | 85 | 13781 | IOU | 05354147 | 3.48 | Solar |  |  | Interconnected | Trade Secret | Trade | OAD | OAD061 | Residential |  | Trade Secret | 2023 | 2023
20263-228838-01 | Xcel Energy | 85 | 13781 | IOU | 04156918 | 29 | Solar |  |  | Interconnected | Trade Secret | Trade | WIL | WIL063 | Commercial | Solar*Rewards | Trade Secret | 2020 | 2021
20263-228838-01 | Xcel Energy | 85 | 13781 | IOU | OID2019247 | 20 | Solar |  |  | Withdrawn | Trade Secret | Trade | WAT | WAT081 | Commercial | Solar*Rewards | Trade Secret | 2014
20263-228838-01 | Xcel Energy | 85 | 13781 | IOU | 04304051 | 7.616 | Solar |  |  | Interconnected | Trade Secret | Trade | DBL | DBL066 | Residential |  | Trade Secret | 2021 | 2021
20263-228838-01 | Xcel Energy | 85 | 13781 | IOU | 05333090 | 3.19 | Solar |  |  | Interconnected | Trade Secret | Trade | DBL | DBL073 | Residential |  | Trade Secret | 2022 | 2023
20263-228838-01 | Xcel Energy | 85 | 13781 | IOU | 03132053 | 7.63 | Solar |  |  | Interconnected | Trade Secret | Trade | RPL | RPL064 | Residential | Solar*Rewards | Trade Secret | 2017 | 2018
20263-228838-01 | Xcel Energy | 85 | 13781 | IOU | OID3290165 | 19.999 | Solar |  |  | Withdrawn | Trade Secret | Trade | MDT | MDT062 | Commercial | Solar*Rewards | Trade Secret | 2018
20263-228838-01 | Xcel Energy | 85 | 13781 | IOU | OID3470388 | 39.998 | Solar |  |  | Withdrawn | Trade Secret | Trade | MDT | MDT062 | Commercial | Solar*Rewards | Trade Secret | 2018
20263-228838-01 | Xcel Energy | 85 | 13781 | IOU | 04818215 | 4.384 | Solar |  |  | Active Application | Trade Secret | Trade | ECK | ECK321 | Residential | Solar*Rewards | Trade Secret | 2022
20263-228838-01 | Xcel Energy | 85 | 13781 | IOU | 05236449 | 2.32 | Solar |  |  | Interconnected | Trade Secret | Trade | CHE | CHE076 | Residential |  | Trade Secret | 2022 | 2023
20263-228838-01 | Xcel Energy | 85 | 13781 | IOU | OID2554684 | 17.64 | Solar |  |  | Withdrawn | Trade Secret | Trade | GLK | GLK074 | Residential | Solar*Rewards | Trade Secret | 2016
20263-228838-01 | Xcel Energy | 85 | 13781 | IOU | 03132671 | 19.88 | Solar |  | X | Interconnected | Trade Secret | Trade | GLK | GLK074 | Residential | Solar*Rewards | Trade Secret | 2018 | 2018
20263-228838-01 | Xcel Energy | 85 | 13781 | IOU | 06132258 | 5.584 | Solar |  |  | Interconnected | Trade Secret | Trade | RRK | RRK064 | Residential | Solar*Rewards | Trade Secret | 2025 | 2025
20263-228838-01 | Xcel Energy | 85 | 13781 | IOU | 06118942 | 9.216 | Solar |  |  | Withdrawn | Trade Secret | Trade | RRK | RRK064 | Residential |  | Trade Secret | 2025
20263-228838-01 | Xcel Energy | 85 | 13781 | IOU | 03788355 | 6 | Solar |  |  | Active Application | Trade Secret | Trade | WCS | WCS064 | Commercial | Solar*Rewards | Trade Secret | 2020
20263-228838-01 | Xcel Energy | 85 | 13781 | IOU | 04079483 | 7.616 | Solar |  |  | Interconnected | Trade Secret | Trade | CTF | CTF022 | Residential |  | Trade Secret | 2020 | 2021
20263-228838-01 | Xcel Energy | 85 | 13781 | IOU | 04172032 | 7.616 | Solar |  |  | Interconnected | Trade Secret | Trade | EXC | EXC061 | Residential |  | Trade Secret | 2021 | 2021
20263-228838-01 | Xcel Energy | 85 | 13781 | IOU | 03130702 | 4 | Solar |  |  | Interconnected | Trade Secret | Trade | ALD | ALD084 | Residential |  | Trade Secret | 2004 | 2013
20263-228838-01 | Xcel Energy | 85 | 13781 | IOU | SRO29581 | 6 | Solar |  |  | Withdrawn | Trade Secret | Trade | SLP | SLP084 | Residential | Solar*Rewards | Trade Secret | 2013
20263-228838-01 | Xcel Energy | 85 | 13781 | IOU | 03133861 | 4.32 | Solar |  |  | Interconnected | Trade Secret | Trade | SLP | SLP084 | Residential | Made in Minnesota | Trade Secret | 2014 | 2014
20263-228838-01 | Xcel Energy | 85 | 13781 | IOU | 03136114 | 18 | Solar |  |  | Interconnected | Trade Secret | Trade | MTW | MTW021 | Commercial | Solar*Rewards | Trade Secret | 2018 | 2019
20263-228838-01 | Xcel Energy | 85 | 13781 | IOU | 04930303 | 18 | Solar |  |  | Withdrawn | Trade Secret | Trade | MTW | MTW021 | Residential | Solar*Rewards | Trade Secret | 2022
20263-228838-01 | Xcel Energy | 85 | 13781 | IOU | 04420797 | 11.39 | Solar |  |  | Active Application | Trade Secret | Trade | CHI | CHI311 | Residential | Solar*Rewards | Trade Secret | 2021
20263-228838-01 | Xcel Energy | 85 | 13781 | IOU | 06013469 | 4.886 | Solar |  |  | Interconnected | Trade Secret | Trade | HWW | HWW074 | Residential | Solar*Rewards | Trade Secret | 2024 | 2025
20263-228838-01 | Xcel Energy | 85 | 13781 | IOU | 05712306 | 7.329 | Solar |  |  | Active Application | Trade Secret | Trade | SCA | SCA021 | Residential | Solar*Rewards | Trade Secret | 2024
20263-228838-01 | Xcel Energy | 85 | 13781 | IOU | 05988210 | 3.747 | Solar |  |  | Active Application | Trade Secret | Trade | SMT | SMT061 | Residential |  | Trade Secret | 2024
20263-228838-01 | Xcel Energy | 85 | 13781 | IOU | 05978518 | 4.934 | Solar |  |  | Active Application | Trade Secret | Trade | ALD | ALD095 | Commercial |  | Trade Secret | 2024
20263-228838-01 | Xcel Energy | 85 | 13781 | IOU | 06270260 | 3.839 | Solar |  |  | Active Application | Trade Secret | Trade | TER | TER062 | Residential |  | Trade Secret | 2025
20263-228838-01 | Xcel Energy | 85 | 13781 | IOU | 05946101 | 5.052 | Solar |  |  | Withdrawn | Trade Secret | Trade | DBL | DBL063 | Residential |  | Trade Secret | 2024
20263-228838-01 | Xcel Energy | 85 | 13781 | IOU | 06232577 | 4.188 | Solar |  |  | Active Application | Trade Secret | Trade | WES | WES073 | Residential |  | Trade Secret | 2025
20263-228838-01 | Xcel Energy | 85 | 13781 | IOU | OID3895923 | 39.998 | Solar |  |  | Withdrawn | Trade Secret | Trade | OSS | OSS075 | Commercial | Solar*Rewards | Trade Secret | 2019
20263-228838-01 | Xcel Energy | 85 | 13781 | IOU | 03131127 | 7.3 | Solar |  |  | Interconnected | Trade Secret | Trade | MDT | MDT073 | Residential |  | Trade Secret | 2012 | 2012
20263-228838-01 | Xcel Energy | 85 | 13781 | IOU | 03132773 | 15.232 | Solar |  |  | Interconnected | Trade Secret | Trade | HUG | HUG321 | Residential | Solar*Rewards | Trade Secret | 2018 | 2018
20263-228838-01 | Xcel Energy | 85 | 13781 | IOU | OID3403345 | 17.61 | Solar |  |  | Withdrawn | Trade Secret | Trade | HUG | HUG321 | Residential | Solar*Rewards | Trade Secret | 2018
20263-228838-01 | Xcel Energy | 85 | 13781 | IOU | 05450691 | 5.12 | Solar |  |  | Withdrawn | Trade Secret | Trade | HAS | HAS033 | Residential | Solar*Rewards | Trade Secret | 2023
20263-228838-01 | Xcel Energy | 85 | 13781 | IOU | 04442646 | 6.98 | Solar |  |  | Interconnected | Trade Secret | Trade | BCR | BCR083 | Residential | Solar*Rewards | Trade Secret | 2021 | 2022
20263-228838-01 | Xcel Energy | 85 | 13781 | IOU | 03131892 | 9.5 | Solar |  |  | Interconnected | Trade Secret | Trade | LAC | LAC062 | Residential | Made in Minnesota | Trade Secret | 2017 | 2017
20263-228838-01 | Xcel Energy | 85 | 13781 | IOU | 03130221 | 7.54 | Solar |  |  | Interconnected | Trade Secret | Trade | UPP | UPP082 | Residential | Solar*Rewards | Trade Secret | 2019 | 2019
20263-228838-01 | Xcel Energy | 85 | 13781 | IOU | 06321936 | 6.38 | Solar |  |  | Active Application | Trade Secret | Trade | MDT | MDT077 | Residential | Solar*Rewards | Trade Secret | 2026
20263-228838-01 | Xcel Energy | 85 | 13781 | IOU | 06069581 | 1500 | Other |  | X | Withdrawn | Trade Secret | Trade | WES | WES072 | Commercial |  | Trade Secret | 2025
20263-228838-01 | Xcel Energy | 85 | 13781 | IOU | 04266071 | 39.998 | Solar |  |  | Interconnected | Trade Secret | Trade | WES | WES072 | Commercial | Solar*Rewards | Trade Secret | 2021 | 2021
20263-228838-01 | Xcel Energy | 85 | 13781 | IOU | 03130587 | 3 | Solar |  |  | Interconnected | Trade Secret | Trade | TER | TER081 | Residential | Solar*Rewards | Trade Secret | 2016 | 2017
20263-228838-01 | Xcel Energy | 85 | 13781 | IOU | 05849713 | 11.52 | Solar |  |  | Interconnected | Trade Secret | Trade | WCR | WCR322 | Residential |  | Trade Secret | 2024 | 2024
20263-228838-01 | Xcel Energy | 85 | 13781 | IOU | 03955371 | 6.6 | Solar |  |  | Interconnected | Trade Secret | Trade | PBE | PBE061 | Residential | Solar*Rewards | Trade Secret | 2020 | 2021
20263-228838-01 | Xcel Energy | 85 | 13781 | IOU | 05971305 | 9.6 | Solar |  |  | Interconnected | Trade Secret | Trade | HUG | HUG312 | Residential | Solar*Rewards | Trade Secret | 2024 | 2025
20263-228838-01 | Xcel Energy | 85 | 13781 | IOU | 06151549 | 7.6 | Solar |  |  | Active Application | Trade Secret | Trade | TLK | TLK067 | Residential | Solar*Rewards | Trade Secret | 2025
20263-228838-01 | Xcel Energy | 85 | 13781 | IOU | 04041344 | 3.747 | Solar |  |  | Interconnected | Trade Secret | Trade | ALD | ALD088 | Residential | Solar*Rewards | Trade Secret | 2020 | 2021
20263-228838-01 | Xcel Energy | 85 | 13781 | IOU | 04513177 | 5.8 | Solar |  |  | Interconnected | Trade Secret | Trade | KOL | KOL061 | Residential |  | Trade Secret | 2021 | 2021
20263-228838-01 | Xcel Energy | 85 | 13781 | IOU | 04449424 | 5.8 | Solar |  |  | Active Application | Trade Secret | Trade | KOL | KOL061 | Residential | Solar*Rewards | Trade Secret | 2021
20263-228838-01 | Xcel Energy | 85 | 13781 | IOU | 03130761 | 3 | Solar |  |  | Interconnected | Trade Secret | Trade | SLP | SLP084 | Residential |  | Trade Secret | 2006 | 2007
20263-228838-01 | Xcel Energy | 85 | 13781 | IOU | 04403925 | 15.232 | Solar |  | X | Interconnected | Trade Secret | Trade | WES | WES073 | Residential | Solar*Rewards | Trade Secret | 2021 | 2021
20263-228838-01 | Xcel Energy | 85 | 13781 | IOU | OID3098425 | 19.999 | Solar |  |  | Withdrawn | Trade Secret | Trade | OSS | OSS066 | Commercial | Solar*Rewards | Trade Secret | 2017
20263-228838-01 | Xcel Energy | 85 | 13781 | IOU | 03132666 | 1.92 | Solar |  |  | Interconnected | Trade Secret | Trade | SOU | SOU084 | Residential | Solar*Rewards | Trade Secret | 2018 | 2019
20263-228838-01 | Xcel Energy | 85 | 13781 | IOU | 03131331 | 9.94 | Solar |  |  | Interconnected | Trade Secret | Trade | RPO | RPO312 | Residential | Solar*Rewards | Trade Secret | 2017 | 2017
20263-228838-01 | Xcel Energy | 85 | 13781 | IOU | 05490083 | 36 | Solar |  |  | Interconnected | Trade Secret | Trade | WCS | WCS071 | Commercial |  | Trade Secret | 2023 | 2024
20263-228838-01 | Xcel Energy | 85 | 13781 | IOU | 03133010 | 7.616 | Solar |  |  | Interconnected | Trade Secret | Trade | VKG | VKG072 | Residential | Solar*Rewards | Trade Secret | 2018 | 2019
20263-228838-01 | Xcel Energy | 85 | 13781 | IOU | 04381911 | 500 | Solar |  |  | Active Application | Trade Secret | Trade | MEL | MEL088 | Commercial |  | Trade Secret | 2021
20263-228838-01 | Xcel Energy | 85 | 13781 | IOU | 04997156 | 4.93 | Solar |  |  | Active Application | Trade Secret | Trade | APA | APA073 | Residential | Solar*Rewards | Trade Secret | 2022
20263-228838-01 | Xcel Energy | 85 | 13781 | IOU | 05996681 | 5.052 | Solar |  |  | Interconnected | Trade Secret | Trade | RRK | RRK063 | Residential |  | Trade Secret | 2024 | 2025
20263-228838-01 | Xcel Energy | 85 | 13781 | IOU | 05277468 | 6.282 | Solar |  |  | Interconnected | Trade Secret | Trade | WSG | WSG061 | Residential |  | Trade Secret | 2022 | 2023
20263-228838-01 | Xcel Energy | 85 | 13781 | IOU | 06153127 | 8.064 | Solar |  |  | Interconnected | Trade Secret | Trade | RLK | RLK073 | Residential | Solar*Rewards | Trade Secret | 2025 | 2025
20263-228838-01 | Xcel Energy | 85 | 13781 | IOU | 03511036 | 24 | Solar |  |  | Interconnected | Trade Secret | Trade | YAM | YAM031 | Commercial | Solar*Rewards | Trade Secret | 2019 | 2020
20263-228838-01 | Xcel Energy | 85 | 13781 | IOU | 05864702 | 6.723 | Solar |  |  | Withdrawn | Trade Secret | Trade | LSP | LSP022 | Residential |  | Trade Secret | 2024
20263-228838-01 | Xcel Energy | 85 | 13781 | IOU | 03133163 | 4.18 | Solar |  |  | Interconnected | Trade Secret | Trade | GVW | GVW031 | Residential | Solar*Rewards | Trade Secret | 2010 | 2010
20263-228838-01 | Xcel Energy | 85 | 13781 | IOU | 05547903 | 4.225 | Solar |  |  | Interconnected | Trade Secret | Trade | GVW | GVW031 | Residential |  | Trade Secret | 2023 | 2023
20263-228838-01 | Xcel Energy | 85 | 13781 | IOU | 03131603 | 7.625 | Solar |  |  | Interconnected | Trade Secret | Trade | RLK | RLK072 | Residential | Made in Minnesota | Trade Secret | 2017 | 2017
20263-228838-01 | Xcel Energy | 85 | 13781 | IOU | 04641928 | 33.06 | Solar |  |  | Interconnected | Trade Secret | Trade | GLK | GLK072 | Residential |  | Trade Secret | 2021 | 2021
20263-228838-01 | Xcel Energy | 85 | 13781 | IOU | 05215126 | 19.988 | Solar |  |  | Interconnected | Trade Secret | Trade | DPN | DPN062 | Residential |  | Trade Secret | 2022 | 2023
20263-228838-01 | Xcel Energy | 85 | 13781 | IOU | 04614403 | 2.9 | Solar |  |  | Interconnected | Trade Secret | Trade | RLK | RLK072 | Residential |  | Trade Secret | 2021 | 2022
20263-228838-01 | Xcel Energy | 85 | 13781 | IOU | 04706794 | 4.35 | Solar |  |  | Interconnected | Trade Secret | Trade | RLK | RLK072 | Residential |  | Trade Secret | 2021 | 2022
20263-228838-01 | Xcel Energy | 85 | 13781 | IOU | 04497777 | 2.61 | Solar |  |  | Interconnected | Trade Secret | Trade | HWW | HWW073 | Residential |  | Trade Secret | 2021 | 2021
20263-228838-01 | Xcel Energy | 85 | 13781 | IOU | 04084068 | 11.39 | Solar |  |  | Interconnected | Trade Secret | Trade | DPN | DPN072 | Residential | Solar*Rewards | Trade Secret | 2020 | 2021
20263-228838-01 | Xcel Energy | 85 | 13781 | IOU | 03750668 | 29.982 | Solar |  |  | Interconnected | Trade Secret | Trade | HWW | HWW063 | Commercial | Solar*Rewards | Trade Secret | 2020 | 2021
20263-228838-01 | Xcel Energy | 85 | 13781 | IOU | 04807223 | 11.517 | Solar |  |  | Interconnected | Trade Secret | Trade | IDA | IDA072 | Residential | Solar*Rewards | Trade Secret | 2022 | 2022
20263-228838-01 | Xcel Energy | 85 | 13781 | IOU | 03131759 | 5 | Solar |  |  | Interconnected | Trade Secret | Trade | SOU | SOU063 | Residential | Made in Minnesota | Trade Secret | 2017 | 2018
20263-228838-01 | Xcel Energy | 85 | 13781 | IOU | 05411978 | 2.925 | Solar |  |  | Withdrawn | Trade Secret | Trade | ALD | ALD076 | Residential | Solar*Rewards | Trade Secret | 2023
20263-228838-01 | Xcel Energy | 85 | 13781 | IOU | 05796434 | 2.275 | Solar |  |  | Interconnected | Trade Secret | Trade | ALD | ALD076 | Residential | Solar*Rewards | Trade Secret | 2024 | 2025
20263-228838-01 | Xcel Energy | 85 | 13781 | IOU | 04029252 | 6 | Solar |  |  | Interconnected | Trade Secret | Trade | WAV | WAV021 | Residential | Solar*Rewards | Trade Secret | 2020 | 2021
20263-228838-01 | Xcel Energy | 85 | 13781 | IOU | OID2731456 | 9.93 | Solar |  |  | Withdrawn | Trade Secret | Trade | RWD | RWD061 | Residential | Solar*Rewards | Trade Secret | 2016
20263-228838-01 | Xcel Energy | 85 | 13781 | IOU | OID3308946 | 9.94 | Solar |  |  | Withdrawn | Trade Secret | Trade | RWD | RWD061 | Residential | Solar*Rewards | Trade Secret | 2018
20263-228838-01 | Xcel Energy | 85 | 13781 | IOU | 03955378 | 5.22 | Solar |  |  | Withdrawn | Trade Secret | Trade | GVW | GVW031 | Residential | Solar*Rewards | Trade Secret | 2020
20263-228838-01 | Xcel Energy | 85 | 13781 | IOU | 06096153 | 6.073 | Solar |  |  | Interconnected | Trade Secret | Trade | LOK | LOK062 | Residential |  | Trade Secret | 2025 | 2025
20263-228838-01 | Xcel Energy | 85 | 13781 | IOU | OID2765076 | 40 | Solar |  |  | Withdrawn | Trade Secret | Trade | AFT | AFT321 | Commercial | Made in Minnesota | Trade Secret | 2016
20263-228838-01 | Xcel Energy | 85 | 13781 | IOU | 04726072 | 6.028 | Solar |  |  | Interconnected | Trade Secret | Trade | EDA | EDA074 | Residential |  | Trade Secret | 2021 | 2022
20263-228838-01 | Xcel Energy | 85 | 13781 | IOU | 05450939 | 3.465 | Solar |  |  | Interconnected | Trade Secret | Trade | RVA | RVA061 | Residential | Solar*Rewards | Trade Secret | 2023 | 2023
20263-228838-01 | Xcel Energy | 85 | 13781 | IOU | 06229487 | 7.6 | Solar |  |  | Active Application | Trade Secret | Trade | ESW | ESW081 | Residential |  | Trade Secret | 2025
20263-228838-01 | Xcel Energy | 85 | 13781 | IOU | 04580298 | 2.9 | Solar |  |  | Interconnected | Trade Secret | Trade | SHP | SHP062 | Residential |  | Trade Secret | 2021 | 2021
20263-228838-01 | Xcel Energy | 85 | 13781 | IOU | 04799152 | 17.799 | Solar |  |  | Interconnected | Trade Secret | Trade | ALD | ALD086 | Residential | Solar*Rewards | Trade Secret | 2022 | 2023
20263-228838-01 | Xcel Energy | 85 | 13781 | IOU | 05959367 | 8.35 | Solar |  |  | Active Application | Trade Secret | Trade | CEL | CEL072 | Residential | Solar*Rewards | Trade Secret | 2024
20263-228838-01 | Xcel Energy | 85 | 13781 | IOU | 03131028 | 2.76 | Solar |  |  | Interconnected | Trade Secret | Trade | ALD | ALD084 | Residential |  | Trade Secret | 2010 | 2010
20263-228838-01 | Xcel Energy | 85 | 13781 | IOU | 04947886 | 9.869 | Solar |  |  | Interconnected | Trade Secret | Trade | MHW | MHW311 | Residential | Solar*Rewards | Trade Secret | 2022 | 2025
20263-228838-01 | Xcel Energy | 85 | 13781 | IOU | 04362624 | 5.22 | Solar |  |  | Interconnected | Trade Secret | Trade | SHP | SHP062 | Residential | Solar*Rewards | Trade Secret | 2021 | 2021
20263-228838-01 | Xcel Energy | 85 | 13781 | IOU | 03132386 | 6 | Solar |  |  | Interconnected | Trade Secret | Trade | ALD | ALD083 | Commercial | Solar*Rewards | Trade Secret | 2018 | 2018
20263-228838-01 | Xcel Energy | 85 | 13781 | IOU | 03691128 | 5.8 | Solar |  |  | Interconnected | Trade Secret | Trade | MPK | MPK084 | Residential | Solar*Rewards | Trade Secret | 2020 | 2020
20263-228838-01 | Xcel Energy | 85 | 13781 | IOU | 06078744 | 7.216 | Solar |  |  | Interconnected | Trade Secret | Trade | WIL | WIL081 | Residential | Solar*Rewards | Trade Secret | 2025 | 2025
20263-228838-01 | Xcel Energy | 85 | 13781 | IOU | 04862858 | 8.12 | Solar |  |  | Interconnected | Trade Secret | Trade | WIL | WIL076 | Residential | Solar*Rewards | Trade Secret | 2022 | 2023
20263-228838-01 | Xcel Energy | 85 | 13781 | IOU | 05289303 | 9.994 | Solar |  |  | Interconnected | Trade Secret | Trade | APA | APA067 | Residential |  | Trade Secret | 2022 | 2023
20263-228838-01 | Xcel Energy | 85 | 13781 | IOU | 03954512 | 4.32 | Solar |  |  | Active Application | Trade Secret | Trade | CTF | CTF022 | Residential | Solar*Rewards | Trade Secret | 2020
20263-228838-01 | Xcel Energy | 85 | 13781 | IOU | 03131710 | 5.04 | Solar |  |  | Interconnected | Trade Secret | Trade | ALD | ALD084 | Residential | Made in Minnesota | Trade Secret | 2017 | 2018
20263-228838-01 |  |  |  |  | OID3096142 |  | Solar |  |  | Withdrawn | Trade Secret | Trade | ALD | ALD084 | Residential | Solar*Rewards |  | 2017
20263-228838-01 |  |  |  |  | OID3096149 |  | Solar |  |  | Withdrawn | Trade Secret | Trade | ALD | ALD084 | Residential | Made in Minnesota |  | 2017
20263-228838-01 | Xcel Energy | 85 | 13781 | IOU | 04439016 | 17.61 | Solar |  |  | Interconnected | Trade Secret | Trade | HYL | HYL064 | Residential | Solar*Rewards | Trade Secret | 2021 | 2021
20263-228838-01 | Xcel Energy | 85 | 13781 | IOU | 05534334 | 8.45 | Solar |  |  | Interconnected | Trade Secret | Trade | RAM | RAM071 | Residential |  | Trade Secret | 2023 | 2023
20263-228838-01 | Xcel Energy | 85 | 13781 | IOU | 04935782 | 3.747 | Solar |  |  | Interconnected | Trade Secret | Trade | WRR | WRR075 | Residential |  | Trade Secret | 2022 | 2022
20263-228838-01 | Xcel Energy | 85 | 13781 | IOU | 03133652 | 6 | Solar |  |  | Interconnected | Trade Secret | Trade | REW | REW023 | Residential | Solar*Rewards | Trade Secret | 2012 | 2012
20263-228838-01 | Xcel Energy | 85 | 13781 | IOU | 05357038 | 9.994 | Solar |  |  | Interconnected | Trade Secret | Trade | APA | APA077 | Residential | Solar*Rewards | Trade Secret | 2023 | 2023
20263-228838-01 | Xcel Energy | 85 | 13781 | IOU | 05511751 | 9.994 | Solar |  | X | Interconnected | Trade Secret | Trade | TER | TER075 | Residential |  | Trade Secret | 2023 | 2024
20263-228838-01 | Xcel Energy | 85 | 13781 | IOU | 04380731 | 6.028 | Solar |  |  | Interconnected | Trade Secret | Trade | PBE | PBE061 | Residential | Solar*Rewards | Trade Secret | 2021 | 2021
20263-228838-01 | Xcel Energy | 85 | 13781 | IOU | 04079511 | 6.96 | Solar |  |  | Interconnected | Trade Secret | Trade | NOF | NOF061 | Residential | Solar*Rewards | Trade Secret | 2020 | 2021
20263-228838-01 | Xcel Energy | 85 | 13781 | IOU | 06279119 | 4.875 | Solar |  |  | Active Application | Trade Secret | Trade | ALD | ALD076 | Residential |  | Trade Secret | 2025
20263-228838-01 | Xcel Energy | 85 | 13781 | IOU | 03130724 | 2000 | Other |  |  | Interconnected | Trade Secret | Trade | OPK | OPK077 | Commercial |  | Trade Secret | 2004 | 2005
20263-228838-01 | Xcel Energy | 85 | 13781 | IOU | 03130722 | 2000 | Other |  |  | Interconnected | Trade Secret | Trade | OPK | OPK077 | Commercial |  | Trade Secret | 2013 | 2003
20263-228838-01 | Xcel Energy | 85 | 13781 | IOU | 03130723 | 1600 | Other |  |  | Interconnected | Trade Secret | Trade | OPK | OPK077 | Commercial |  | Trade Secret | 2004 | 2005
20263-228838-01 | Xcel Energy | 85 | 13781 | IOU | 06036116 | 4.555 | Solar |  |  | Interconnected | Trade Secret | Trade | WSG | WSG066 | Residential | Solar*Rewards | Trade Secret | 2024 | 2025
20263-228838-01 | Xcel Energy | 85 | 13781 | IOU | 06085342 | 7.971 | Solar |  |  | Interconnected | Trade Secret | Trade | MPK | MPK063 | Residential |  | Trade Secret | 2025 | 2025
20263-228838-01 | Xcel Energy | 85 | 13781 | IOU | 05357098 | 4.095 | Solar |  |  | Interconnected | Trade Secret | Trade | PKL | PKL065 | Residential | Solar*Rewards | Trade Secret | 2023 | 2023
20263-228838-01 | Xcel Energy | 85 | 13781 | IOU | 03134380 | 6 | Solar |  |  | Interconnected | Trade Secret | Trade | SOU | SOU081 | Residential | Made in Minnesota | Trade Secret | 2015 | 2015
20263-228838-01 | Xcel Energy | 85 | 13781 | IOU | 03133090 | 36 | Solar |  |  | Interconnected | Trade Secret | Trade | ESW | ESW073 | Commercial | Solar*Rewards | Trade Secret | 2013 | 2015
20263-228838-01 | Xcel Energy | 85 | 13781 | IOU | 06001477 | 3.747 | Solar |  |  | Interconnected | Trade Secret | Trade | SOU | SOU064 | Residential |  | Trade Secret | 2024 | 2025
20263-228838-01 | Xcel Energy | 85 | 13781 | IOU | 05661048 | 4.095 | Solar |  |  | Interconnected | Trade Secret | Trade | OAD | OAD063 | Residential |  | Trade Secret | 2023 | 2024
20263-228838-01 | Xcel Energy | 85 | 13781 | IOU | 04925628 | 10.121 | Solar |  |  | Interconnected | Trade Secret | Trade | RAM | RAM077 | Residential | Solar*Rewards | Trade Secret | 2022 | 2022
20263-228838-01 |  |  |  |  | OID2215898 |  | Solar |  |  | Withdrawn | Trade Secret | Trade | BCH | BCH311 | Residential | Solar*Rewards |  | 2015
20263-228838-01 | Xcel Energy | 85 | 13781 | IOU | 05526291 | 3.84 | Solar |  |  | Interconnected | Trade Secret | Trade | BCH | BCH311 | Residential | Solar*Rewards | Trade Secret | 2023 | 2023
20263-228838-01 | Xcel Energy | 85 | 13781 | IOU | 03170954 | 11.39 | Solar |  |  | Interconnected | Trade Secret | Trade | WYO | WYO021 | Residential | Solar*Rewards | Trade Secret | 2019 | 2019
20263-228838-01 | Xcel Energy | 85 | 13781 | IOU | OID3470381 | 39.998 | Solar |  |  | Withdrawn | Trade Secret | Trade | PRR | PRR063 | Commercial | Solar*Rewards | Trade Secret | 2018
20263-228838-01 | Xcel Energy | 85 | 13781 | IOU | OID3284719 | 19.999 | Solar |  |  | Withdrawn | Trade Secret | Trade | PRR | PRR063 | Commercial | Solar*Rewards | Trade Secret | 2018
20263-228838-01 | Xcel Energy | 85 | 13781 | IOU | 05847368 | 5.052 | Solar |  |  | Interconnected | Trade Secret | Trade | TLK | TLK064 | Residential |  | Trade Secret | 2024 | 2025
20263-228838-01 | Xcel Energy | 85 | 13781 | IOU | 04837601 | 5.28 | Solar |  |  | Withdrawn | Trade Secret | Trade | LAB | LAB311 | Residential |  | Trade Secret | 2022
20263-228838-01 | Xcel Energy | 85 | 13781 | IOU | 04562860 | 7.616 | Solar |  |  | Active Application | Trade Secret | Trade | LAB | LAB311 | Residential | Solar*Rewards | Trade Secret | 2021
20263-228838-01 | Xcel Energy | 85 | 13781 | IOU | 04562224 | 7.616 | Solar |  |  | Active Application | Trade Secret | Trade | LAB | LAB311 | Residential | Solar*Rewards | Trade Secret | 2021
20263-228838-01 | Xcel Energy | 85 | 13781 | IOU | 04562859 | 7.616 | Solar |  |  | Active Application | Trade Secret | Trade | LAB | LAB311 | Residential | Solar*Rewards | Trade Secret | 2021
20263-228838-01 | Xcel Energy | 85 | 13781 | IOU | 04428946 | 7.616 | Solar |  |  | Active Application | Trade Secret | Trade | LAB | LAB311 | Residential | Solar*Rewards | Trade Secret | 2021
20263-228838-01 | Xcel Energy | 85 | 13781 | IOU | 03131641 | 15.26 | Solar |  |  | Interconnected | Trade Secret | Trade | APA | APA075 | Commercial | Solar*Rewards | Trade Secret | 2017 | 2017
20263-228838-01 | Xcel Energy | 85 | 13781 | IOU | 06236472 | 7.6 | Solar |  |  | Withdrawn | Trade Secret | Trade | WWK | WWK321 | Residential |  | Trade Secret | 2025
20263-228838-01 | Xcel Energy | 85 | 13781 | IOU | 04966914 | 6.67 | Solar |  |  | Interconnected | Trade Secret | Trade | VMR | VMR062 | Residential | Solar*Rewards | Trade Secret | 2022 | 2022
20263-228838-01 | Xcel Energy | 85 | 13781 | IOU | 06213412 | 15.562 | Solar |  |  | Interconnected | Trade Secret | Trade | SAV | SAV073 | Residential |  | Trade Secret | 2025 | 2025
20263-228838-01 | Xcel Energy | 85 | 13781 | IOU | 03419628 | 2.61 | Solar |  |  | Interconnected | Trade Secret | Trade | TER | TER062 | Commercial | Solar*Rewards | Trade Secret | 2019 | 2020
20263-228838-01 | Xcel Energy | 85 | 13781 | IOU | SRO29564 | 10 | Solar |  |  | Withdrawn | Trade Secret | Trade |  |  | Residential | Solar*Rewards | Trade Secret | 2013
20263-228838-01 | Xcel Energy | 85 | 13781 | IOU | 05583635 | 13.824 | Solar |  |  | Interconnected | Trade Secret | Trade | RPO | RPO312 | Residential |  | Trade Secret | 2023 | 2023
20263-228838-01 | Xcel Energy | 85 | 13781 | IOU | 06201156 | 10.628 | Solar |  |  | Withdrawn | Trade Secret | Trade | SAV | SAV073 | Residential | Solar*Rewards | Trade Secret | 2025
20263-228838-01 | Xcel Energy | 85 | 13781 | IOU | 06219194 | 10.628 | Solar |  |  | Interconnected | Trade Secret | Trade | SAV | SAV073 | Residential |  | Trade Secret | 2025 | 2025
20263-228838-01 | Xcel Energy | 85 | 13781 | IOU | 03129709 | 39.998 | Solar |  |  | Interconnected | Trade Secret | Trade | OSS | OSS072 | Commercial | Solar*Rewards | Trade Secret | 2018 | 2020
20263-228838-01 | Xcel Energy | 85 | 13781 | IOU | OID3325773 | 19.999 | Solar |  |  | Withdrawn | Trade Secret | Trade | OSS | OSS072 | Commercial | Solar*Rewards | Trade Secret | 2018
20263-228838-01 | Xcel Energy | 85 | 13781 | IOU | 06205439 | 9.772 | Solar |  |  | Interconnected | Trade Secret | Trade | HSN | HSN321 | Residential | Solar*Rewards | Trade Secret | 2025 | 2025
20263-228838-01 | Xcel Energy | 85 | 13781 | IOU | 03130781 | 9.75 | Solar |  |  | Interconnected | Trade Secret | Trade | SOU | SOU086 | Commercial |  | Trade Secret | 2006 | 2007
20263-228838-01 | Xcel Energy | 85 | 13781 | IOU | 05401608 | 900 | Solar |  |  | Active Application | Trade Secret | Trade | EDP | EDP082 | Commercial |  | Trade Secret | 2023
20263-228838-01 | Xcel Energy | 85 | 13781 | IOU | 05402215 | 900 | Solar |  |  | Active Application | Trade Secret | Trade | EDP | EDP082 | Commercial |  | Trade Secret | 2023
20263-228838-01 | Xcel Energy | 85 | 13781 | IOU | 05940973 | 6.073 | Solar |  |  | Interconnected | Trade Secret | Trade | ALD | ALD084 | Residential |  | Trade Secret | 2024 | 2024
20263-228838-01 | Xcel Energy | 85 | 13781 | IOU | 05503483 | 9.164 | Solar |  |  | Interconnected | Trade Secret | Trade | RMT | RMT321 | Residential |  | Trade Secret | 2023 | 2023
20263-228838-01 | Xcel Energy | 85 | 13781 | IOU | 05162412 | 8.41 | Solar |  |  | Interconnected | Trade Secret | Trade | BCH | BCH311 | Residential |  | Trade Secret | 2022 | 2021
20263-228838-01 | Xcel Energy | 85 | 13781 | IOU | 04990112 | 8.41 | Solar |  |  | Withdrawn | Trade Secret | Trade | BCH | BCH311 | Residential | Solar*Rewards | Trade Secret | 2022
20263-228838-01 | Xcel Energy | 85 | 13781 | IOU | 05757856 | 11.168 | Solar |  |  | Interconnected | Trade Secret | Trade | HUG | HUG311 | Residential | Solar*Rewards | Trade Secret | 2024 | 2024
20263-228838-01 | Xcel Energy | 85 | 13781 | IOU | 06257305 | 7.043 | Solar |  |  | Interconnected | Trade Secret | Trade | AHI | AHI025 | Residential |  | Trade Secret | 2025 | 2026
20263-228838-01 |  |  |  |  | OID2806644 |  | Solar |  |  | Withdrawn | Trade Secret | Trade | ALB | ALB023 | Commercial |  |  | 2014
20263-228838-01 | Xcel Energy | 85 | 13781 | IOU | 06000551 | 16.1 | Solar |  |  | Interconnected | Trade Secret | Trade | WTN | WTN062 | Residential |  | Trade Secret | 2024 | 2025
20263-228838-01 | Xcel Energy | 85 | 13781 | IOU | 05752250 | 6.528 | Solar |  |  | Interconnected | Trade Secret | Trade | LIN | LIN022 | Residential | Solar*Rewards | Trade Secret | 2024 | 2024
20263-228838-01 | Xcel Energy | 85 | 13781 | IOU | 04393057 | 9.994 | Solar |  |  | Interconnected | Trade Secret | Trade | ECK | ECK322 | Residential | Solar*Rewards | Trade Secret | 2021 | 2021
20263-228838-01 | Xcel Energy | 85 | 13781 | IOU | 04493199 | 7.672 | Solar |  |  | Interconnected | Trade Secret | Trade | RMT | RMT321 | Residential |  | Trade Secret | 2021 | 2021
20263-228838-01 | Xcel Energy | 85 | 13781 | IOU | 03130100 | 29.02 | Solar |  |  | Interconnected | Trade Secret | Trade | WRR | WRR081 | Commercial | Solar*Rewards | Trade Secret | 2018 | 2019
20263-228838-01 |  |  |  |  | OID3480815 |  | Solar |  |  | Withdrawn | Trade Secret | Trade |  |  | Commercial | Solar*Rewards |  | 2018
20263-228838-01 | Xcel Energy | 85 | 13781 | IOU | 04421303 | 11.31 | Solar |  |  | Interconnected | Trade Secret | Trade | RMT | RMT321 | Residential | Solar*Rewards | Trade Secret | 2021 | 2021
20263-228838-01 | Xcel Energy | 85 | 13781 | IOU | 06179652 | 11.517 | Solar |  |  | Interconnected | Trade Secret | Trade | GSL | GSL341 | Residential | Solar*Rewards | Trade Secret | 2025 | 2025
20263-228838-01 | Xcel Energy | 85 | 13781 | IOU | 06077670 | 11.393 | Solar |  |  | Interconnected | Trade Secret | Trade | HSN | HSN321 | Residential |  | Trade Secret | 2025 | 2025
20263-228838-01 | Xcel Energy | 85 | 13781 | IOU | 05978847 | 4.86 | Solar |  |  | Interconnected | Trade Secret | Trade | OAD | OAD074 | Commercial | Solar*Rewards | Trade Secret | 2025 | 2025
20263-228838-01 | Xcel Energy | 85 | 13781 | IOU | SRC042334 | 250 | Solar |  |  | Withdrawn | Trade Secret | Trade | NOF | NOF061 | Community Solar Garden | Solar*Rewards Community | Trade Secret | 2015
20263-228838-01 | Xcel Energy | 85 | 13781 | IOU | 04175647 | 1000 | Solar |  |  | Withdrawn | Trade Secret | Trade | WAT | WAT221 | Community Solar Garden | Solar*Rewards Community | Trade Secret | 2020
20263-228838-01 |  |  |  |  | 05856671 |  | Solar |  |  | Active Application | Trade Secret | Trade |  |  | Residential | Solar*Rewards |  | 2024
20263-228838-01 | Xcel Energy | 85 | 13781 | IOU | SRC042132 | 1000 | Solar |  |  | Withdrawn | Trade Secret | Trade | ANN | ANN021 | Community Solar Garden | Solar*Rewards Community | Trade Secret | 2015
20263-228838-01 |  |  |  |  | SRO29503 |  | Solar |  |  | Withdrawn | Trade Secret | Trade |  |  |  | Other |  | 2013
20263-228838-01 |  |  |  |  | 04946387 |  | Solar |  |  | Active Application | Trade Secret | Trade |  |  | Residential | Solar*Rewards |  | 2022
20263-228838-01 |  |  |  |  | 05252605 |  |  |  |  | Active Application | Trade Secret | Trade |  |  | Residential |  |  | 2022
20263-228838-01 |  |  |  |  | 05489080 |  |  |  |  | Active Application | Trade Secret | Trade |  |  | Residential |  |  | 2023
20263-228838-01 |  |  |  |  | 04450369 |  |  |  |  | Active Application | Trade Secret | Trade |  |  | Residential |  |  | 2021
20263-228838-01 |  |  |  |  | 05130687 |  |  |  |  | Active Application | Trade Secret | Trade |  |  | Residential |  |  | 2022
20263-228838-01 |  |  |  |  | 04257870 |  |  |  |  | Active Application | Trade Secret | Trade |  |  | Residential |  |  | 2020
20263-228838-01 |  |  |  |  | 05180569 |  | Solar |  |  | Active Application | Trade Secret | Trade |  |  | Residential | Solar*Rewards |  | 2022
20263-228838-01 | Xcel Energy | 85 | 13781 | IOU | SRC040727 | 1000 | Solar |  |  | Withdrawn | Trade Secret | Trade | GFD | GFD021 | Community Solar Garden | Solar*Rewards Community | Trade Secret | 2015
20263-228838-01 | Xcel Energy | 85 | 13781 | IOU | SRC038719 | 1000 | Solar |  |  | Withdrawn | Trade Secret | Trade | VMR | VMR061 | Community Solar Garden | Solar*Rewards Community | Trade Secret | 2014
20263-228838-01 | Xcel Energy | 85 | 13781 | IOU | SRO12643 | 5 | Solar |  |  | Withdrawn | Trade Secret | Trade |  |  |  | Solar*Rewards | Trade Secret | 2010
20263-228838-01 | Xcel Energy | 85 | 13781 | IOU | SRC038658 | 1000 | Solar |  |  | Withdrawn | Trade Secret | Trade | NER | NER021 | Community Solar Garden | Solar*Rewards Community | Trade Secret | 2014
20263-228838-01 | Xcel Energy | 85 | 13781 | IOU | 03129698 | 19.999 | Solar |  |  | Withdrawn | Trade Secret | Trade | HWW | HWW061 | Residential | Solar*Rewards | Trade Secret | 2018
20263-228838-01 | Xcel Energy | 85 | 13781 | IOU | SRC050643 | 1000 | Solar |  |  | Withdrawn | Trade Secret | Trade |  |  | Community Solar Garden | Solar*Rewards Community | Trade Secret | 2016
20263-228838-01 | Xcel Energy | 85 | 13781 | IOU | SRC041390 | 972 | Solar |  |  | Withdrawn | Trade Secret | Trade | LAP | LAP311 | Community Solar Garden | Solar*Rewards Community | Trade Secret | 2015
20263-228838-01 | Xcel Energy | 85 | 13781 | IOU | SRC075336 | 1000 | Solar |  |  | Withdrawn | Trade Secret | Trade | LIL | LIL021 | Community Solar Garden | Solar*Rewards Community | Trade Secret | 2019
20263-228838-01 | Xcel Energy | 85 | 13781 | IOU | 03128579 | 1000 | Solar |  |  | Interconnected | Afton | Trade | AFT | AFT315 | Community Solar Garden | Solar*Rewards Community | Trade Secret | 2018 | 2020
20263-228838-01 | Xcel Energy | 85 | 13781 | IOU | 04418866 | 1000 | Solar |  |  | Active Application | Trade Secret | Trade |  |  | Community Solar Garden | Solar*Rewards Community | Trade Secret | 2021
20263-228838-01 | Xcel Energy | 85 | 13781 | IOU | 04639394 | 1000 | Solar |  |  | Active Application | Trade Secret | Trade | MHW | MHW311 | Community Solar Garden | Solar*Rewards Community | Trade Secret | 2021
20263-228838-01 | Xcel Energy | 85 | 13781 | IOU | 03820168 | 1000 | Solar |  |  | Active Application | Trade Secret | Trade | WAS | WAS092 | Community Solar Garden | Solar*Rewards Community | Trade Secret | 2020
20263-228838-01 |  |  |  |  | 05963534 |  | Solar |  |  | Active Application | Trade Secret | Trade |  |  | Residential | Solar*Rewards |  | 2024
20263-228838-01 | Xcel Energy | 85 | 13781 | IOU | SRC042472 | 950 | Solar |  |  | Withdrawn | Trade Secret | Trade | KEN | KEN022 | Community Solar Garden | Solar*Rewards Community | Trade Secret | 2015
20263-228838-01 | Xcel Energy | 85 | 13781 | IOU | 03125941 | 250 | Solar |  |  | Interconnected | Cottage Grove | Trade | CHE | CHE063 | Community Solar Garden | Solar*Rewards Community | Trade Secret | 2016 | 2018
20263-228838-01 | Xcel Energy | 85 | 13781 | IOU | 03124813 | 1000 | Solar |  |  | Interconnected | Cold Spring | Trade | WAK | WAK321 | Community Solar Garden | Solar*Rewards Community | Trade Secret | 2015 | 2017
20263-228838-01 | Xcel Energy | 85 | 13781 | IOU | SRC038319 | 1000 | Solar |  |  | Withdrawn | Trade Secret | Trade | RMT | RMT311 | Community Solar Garden | Solar*Rewards Community | Trade Secret | 2014
20263-228838-01 |  |  |  |  | 04872209 |  | Solar |  |  | Active Application | Trade Secret | Trade |  |  | Residential | Solar*Rewards |  | 2022
20263-228838-01 |  |  |  |  | 04105396 |  | Solar |  |  | Active Application | Trade Secret | Trade |  |  | Residential | Solar*Rewards |  | 2020
20263-228838-01 |  |  |  |  | 05116432 |  |  |  |  | Active Application | Trade Secret | Trade |  |  | Residential |  |  | 2022
20263-228838-01 | Xcel Energy | 85 | 13781 | IOU | SRC038549 | 1000 | Solar |  |  | Withdrawn | Trade Secret | Trade | HAS | HAS021 | Community Solar Garden | Solar*Rewards Community | Trade Secret | 2014
20263-228838-01 | Xcel Energy | 85 | 13781 | IOU | SRC040601 | 1000 | Solar |  |  | Withdrawn | Trade Secret | Trade | SMT | SMT082 | Community Solar Garden | Solar*Rewards Community | Trade Secret | 2015
20263-228838-01 | Xcel Energy | 85 | 13781 | IOU | SRC039107 | 1000 | Solar |  |  | Withdrawn | Trade Secret | Trade | WTN | WTN062 | Community Solar Garden | Solar*Rewards Community | Trade Secret | 2015
20263-228838-01 | Xcel Energy | 85 | 13781 | IOU | 03123278 | 1000 | Solar |  |  | Interconnected | Hayfield | Trade | DOC | DOC211 | Community Solar Garden | Solar*Rewards Community | Trade Secret | 2018 | 2021
20263-228838-01 | Xcel Energy | 85 | 13781 | IOU | 03258257 | 1000 | Solar |  |  | Withdrawn | Trade Secret | Trade | CHI | CHI311 | Community Solar Garden | Solar*Rewards Community | Trade Secret | 2019
20263-228838-01 | Xcel Energy | 85 | 13781 | IOU | 03127295 | 1000 | Solar |  |  | Interconnected | Morristown | Trade | MTW | MTW021 | Community Solar Garden | Solar*Rewards Community | Trade Secret | 2016 | 2019
20263-228838-01 |  |  |  |  | 05720055 |  |  |  |  | Withdrawn | Trade Secret | Trade |  |  | Residential |  |  | 2024
20263-228838-01 | Xcel Energy | 85 | 13781 | IOU | 05605608 | 1000 | Solar |  |  | Withdrawn | Trade Secret | Trade |  |  | Community Solar Garden | Solar*Rewards Community | Trade Secret | 2023
20263-228838-01 | Xcel Energy | 85 | 13781 | IOU | 05657248 | 1000 | Solar |  |  | Withdrawn | Trade Secret | Trade | CHI | CHI311 | Community Solar Garden | Solar*Rewards Community | Trade Secret | 2023
20263-228838-01 | Xcel Energy | 85 | 13781 | IOU | SRC052437 | 1000 | Solar |  |  | Withdrawn | Trade Secret | Trade | SCA | SCA021 | Community Solar Garden | Solar*Rewards Community | Trade Secret | 2016
20263-228838-01 | Xcel Energy | 85 | 13781 | IOU | SRC040607 | 1000 | Solar |  |  | Withdrawn | Trade Secret | Trade | SMT | SMT082 | Community Solar Garden | Solar*Rewards Community | Trade Secret | 2015
20263-228838-01 | Xcel Energy | 85 | 13781 | IOU | SRC038537 | 1000 | Solar |  |  | Withdrawn | Trade Secret | Trade | HAS | HAS021 | Community Solar Garden | Solar*Rewards Community | Trade Secret | 2014
20263-228838-01 | Xcel Energy | 85 | 13781 | IOU | 04349165 | 1000 | Solar |  |  | Active Application | Trade Secret | Trade | LAK | LAK032 | LMI | Solar*Rewards Community | Trade Secret | 2023
20263-228838-01 |  |  |  |  | 05382809 |  |  |  |  | Active Application | Trade Secret | Trade |  |  | Residential |  |  | 2023
20263-228838-01 |  |  |  |  | 03864200 |  | Solar |  |  | Active Application | Trade Secret | Trade |  |  | Residential | Solar*Rewards |  | 2020
20263-228838-01 |  |  |  |  | 05812173 |  | Solar |  |  | Active Application | Trade Secret | Trade |  |  | Residential | Solar*Rewards |  | 2024
20263-228838-01 |  |  |  |  | 05976990 |  |  |  |  | Withdrawn | Trade Secret | Trade |  |  | Residential |  |  | 2024
20263-228838-01 |  |  |  |  | 06011342 |  | Solar |  |  | Active Application | Trade Secret | Trade |  |  | Residential | Solar*Rewards |  | 2024
20263-228838-01 |  |  |  |  | 04971267 |  |  |  |  | Active Application | Trade Secret | Trade |  |  | Residential |  |  | 2022
20263-228838-01 |  |  |  |  | 05394950 |  |  |  |  | Active Application | Trade Secret | Trade |  |  | Residential |  |  | 2023
20263-228838-01 |  |  |  |  | 06071811 |  |  |  |  | Withdrawn | Trade Secret | Trade |  |  | Residential |  |  | 2025
20263-228838-01 | Xcel Energy | 85 | 13781 | IOU | SRC047169 | 57.6 | Solar |  |  | Withdrawn | Trade Secret | Trade | ECK | ECK063 | Community Solar Garden | Solar*Rewards Community | Trade Secret | 2016
20263-228838-01 | Xcel Energy | 85 | 13781 | IOU | SRC074495 | 1000 | Solar |  |  | Withdrawn | Trade Secret | Trade |  |  | Community Solar Garden | Solar*Rewards Community | Trade Secret | 2019
20263-228838-01 | Xcel Energy | 85 | 13781 | IOU | 03127493 | 1000 | Solar |  |  | Interconnected | North Branch | Trade | CHI | CHI311 | Community Solar Garden | Solar*Rewards Community | Trade Secret | 2017 | 2018
20263-228838-01 | Xcel Energy | 85 | 13781 | IOU | OID2806184 | 1 | Other |  |  | Interconnected | Trade Secret | Trade |  |  | Residential |  | Trade Secret | 2007 | 2007
20263-228838-01 | Xcel Energy | 85 | 13781 | IOU | SRC064069 | 1000 | Solar |  |  | Withdrawn | Trade Secret | Trade | REW | REW023 | Community Solar Garden | Solar*Rewards Community | Trade Secret | 2017
20263-228838-01 | Xcel Energy | 85 | 13781 | IOU | SRC041400 | 1000 | Solar |  |  | Withdrawn | Trade Secret | Trade |  |  | Community Solar Garden | Solar*Rewards Community | Trade Secret | 2015
20263-228838-01 | Xcel Energy | 85 | 13781 | IOU | SRC038543 | 1000 | Solar |  |  | Withdrawn | Trade Secret | Trade | HAS | HAS021 | Community Solar Garden | Solar*Rewards Community | Trade Secret | 2014
20263-228838-01 | Xcel Energy | 85 | 13781 | IOU | SRC038458 | 1000 | Solar |  |  | Withdrawn | Trade Secret | Trade | CTF | CTF021 | Community Solar Garden | Solar*Rewards Community | Trade Secret | 2014
20263-228838-01 | Xcel Energy | 85 | 13781 | IOU | 03123364 | 1000 | Solar |  |  | Interconnected | Waconia | Trade | WWK | WWK311 | Community Solar Garden | Solar*Rewards Community | Trade Secret | 2016 | 2019
20263-228838-01 | Xcel Energy | 85 | 13781 | IOU | 03126888 | 1000 | Solar |  |  | Interconnected | Belgrade | Trade | PAT | PAT312 | Community Solar Garden | Solar*Rewards Community | Trade Secret | 2016 | 2019
20263-228838-01 |  |  |  |  | 05702859 |  |  |  |  | Active Application | Trade Secret | Trade |  |  | Residential |  |  | 2024
20263-228838-01 | Xcel Energy | 85 | 13781 | IOU | SRC039783 | 1000 | Solar |  |  | Withdrawn | Trade Secret | Trade |  |  | Community Solar Garden | Solar*Rewards Community | Trade Secret | 2015
20263-228838-01 | Xcel Energy | 85 | 13781 | IOU | 03124689 | 1000 | Solar |  |  | Interconnected | Northfield | Trade | NOF | NOF061 | Community Solar Garden | Solar*Rewards Community | Trade Secret | 2015 | 2017
20263-228838-01 | Xcel Energy | 85 | 13781 | IOU | 03815508 | 1000 | Solar |  |  | Withdrawn | Trade Secret | Trade | LAY | LAY061 | Community Solar Garden | Solar*Rewards Community | Trade Secret | 2020
20263-228838-01 | Xcel Energy | 85 | 13781 | IOU | SRC052003 | 1000 | Solar |  |  | Withdrawn | Trade Secret | Trade |  |  | Community Solar Garden | Solar*Rewards Community | Trade Secret | 2016
20263-228838-01 | Xcel Energy | 85 | 13781 | IOU | 03128490 | 1000 | Solar |  |  | Interconnected | Mapleton | Trade | MPN | MPN081 | Community Solar Garden | Solar*Rewards Community | Trade Secret | 2015 | 2018
20263-228838-01 | Xcel Energy | 85 | 13781 | IOU | 03130937 | 10000 | Natural Gas |  |  | Interconnected | Trade Secret | Trade | SIP | SIP062 | Commercial |  | Trade Secret | 2001 | 2001
20263-228838-01 | Xcel Energy | 85 | 13781 | IOU | 03127791 | 1000 | Solar |  |  | Interconnected | Hector | Trade | HEC | HEC001 | Community Solar Garden | Solar*Rewards Community | Trade Secret | 2015 | 2017
20263-228838-01 | Xcel Energy | 85 | 13781 | IOU | 03130717 | 400 | Other |  |  | Interconnected | Trade Secret | Trade | DPN | DPN073 | Residential |  | Trade Secret | 2005 | 2005
20263-228838-01 | Xcel Energy | 85 | 13781 | IOU | 05474515 | 1000 | Solar |  |  | Withdrawn | Trade Secret | Trade |  |  | Commercial | Other | Trade Secret | 2023
20263-228838-01 | Xcel Energy | 85 | 13781 | IOU | 03863274 | 1000 | Solar |  |  | Withdrawn | Trade Secret | Trade | WEL | WEL021 | Community Solar Garden | Solar*Rewards Community | Trade Secret | 2020
20263-228838-01 | Xcel Energy | 85 | 13781 | IOU | SRC038407 | 1000 | Solar |  |  | Withdrawn | Trade Secret | Trade | NOF | NOF071 | Community Solar Garden | Solar*Rewards Community | Trade Secret | 2014
20263-228838-01 | Xcel Energy | 85 | 13781 | IOU | SRC038671 | 1000 | Solar |  |  | Withdrawn | Trade Secret | Trade | FSL | FSL311 | Community Solar Garden | Solar*Rewards Community | Trade Secret | 2014
20263-228838-01 | Xcel Energy | 85 | 13781 | IOU | SRC067633 | 1000 | Solar |  |  | Withdrawn | Trade Secret | Trade | PAT | PAT312 | Community Solar Garden | Solar*Rewards Community | Trade Secret | 2018
20263-228838-01 | Xcel Energy | 85 | 13781 | IOU | 03128532 | 1000 | Solar |  |  | Interconnected | Waterville | Trade | WAT | WAT081 | Community Solar Garden | Solar*Rewards Community | Trade Secret | 2015 | 2018
20263-228838-01 |  |  |  |  | 05602003 |  | Solar |  |  | Active Application | Trade Secret | Trade |  |  | Community Solar Garden | Solar*Rewards Community |  | 2023
20263-228838-01 |  |  |  |  | 06018367 |  |  |  |  | Withdrawn | Trade Secret | Trade |  |  | Residential |  |  | 2024
20263-228838-01 | Xcel Energy | 85 | 13781 | IOU | SRC042488 | 1000 | Solar |  |  | Withdrawn | Trade Secret | Trade | LAF | LAF001 | Community Solar Garden | Solar*Rewards Community | Trade Secret | 2015
20263-228838-01 | Xcel Energy | 85 | 13781 | IOU | SRC042380 | 1000 | Solar |  |  | Withdrawn | Trade Secret | Trade | NOF | NOF061 | Community Solar Garden | Solar*Rewards Community | Trade Secret | 2015
20263-228838-01 | Xcel Energy | 85 | 13781 | IOU | 03127742 | 1000 | Solar |  |  | Interconnected | Glyndon | Trade | AVR | AVR081 | Community Solar Garden | Solar*Rewards Community | Trade Secret | 2017 | 2020
20263-228838-01 | Xcel Energy | 85 | 13781 | IOU | 03121456 | 1000 | Solar |  |  | Interconnected | Saint Michael | Trade | LAP | LAP311 | Community Solar Garden | Solar*Rewards Community | Trade Secret | 2015 | 2018
20263-228838-01 |  |  |  |  | SRO27879 |  | Solar |  |  | Withdrawn | Trade Secret | Trade |  |  |  | Other |  | 2012
20263-228838-01 | Xcel Energy | 85 | 13781 | IOU | 03130124 | 5.22 | Solar |  |  | Withdrawn | Trade Secret | Trade | SLP | SLP084 | Residential | Solar*Rewards | Trade Secret | 2018
20263-228838-01 | Xcel Energy | 85 | 13781 | IOU | SRC065659 | 1000 | Solar |  |  | Withdrawn | Trade Secret | Trade | MGN | MGN211 | Community Solar Garden | Solar*Rewards Community | Trade Secret | 2018
20263-228838-01 | Xcel Energy | 85 | 13781 | IOU | SRC071261 | 1000 | Solar |  |  | Withdrawn | Trade Secret | Trade |  |  | Community Solar Garden | Solar*Rewards Community | Trade Secret | 2019
20263-228838-01 | Xcel Energy | 85 | 13781 | IOU | 03126682 | 250 | Solar |  |  | Interconnected | Hastings | Trade | CGR | CGR063 | Community Solar Garden | Solar*Rewards Community | Trade Secret | 2015 | 2018
20263-228838-01 | Xcel Energy | 85 | 13781 | IOU | 03128572 | 1000 | Solar |  |  | Interconnected | Pipestone | Trade | PIP | PIP090 | Community Solar Garden | Solar*Rewards Community | Trade Secret | 2015 | 2017
20263-228838-01 |  |  |  |  | 04548529 |  | Solar |  |  | Active Application | Trade Secret | Trade |  |  | Community Solar Garden | Solar*Rewards Community |  | 2021
20263-228838-01 |  |  |  |  | 06191032 |  | Solar |  |  | Withdrawn | Trade Secret | Trade |  |  | Residential | Solar*Rewards |  | 2025
20263-228838-01 | Xcel Energy | 85 | 13781 | IOU | SRC040458 | 250 | Solar |  |  | Withdrawn | Trade Secret | Trade | SAV | SAV071 | Community Solar Garden | Solar*Rewards Community | Trade Secret | 2015
20263-228838-01 |  |  |  |  | SRO15529 |  | Solar |  |  | Withdrawn | Trade Secret | Trade |  |  |  | Other |  | 2010
20263-228838-01 | Xcel Energy | 85 | 13781 | IOU | SRC063643 | 1000 | Solar |  |  | Withdrawn | Trade Secret | Trade | WAS | WAS092 | Community Solar Garden | Solar*Rewards Community | Trade Secret | 2017
20263-228838-01 | Xcel Energy | 85 | 13781 | IOU | SRC038782 | 998 | Solar |  |  | Withdrawn | Trade Secret | Trade | NOF | NOF061 | Community Solar Garden | Solar*Rewards Community | Trade Secret | 2014
20263-228838-01 | Xcel Energy | 85 | 13781 | IOU | SRC039764 | 1000 | Solar |  |  | Withdrawn | Trade Secret | Trade | WEF | WEF071 | Community Solar Garden | Solar*Rewards Community | Trade Secret | 2015
20263-228838-01 | Xcel Energy | 85 | 13781 | IOU | SRC039289 | 1000 | Solar |  |  | Withdrawn | Trade Secret | Trade |  |  | Community Solar Garden | Solar*Rewards Community | Trade Secret | 2015
20263-228838-01 | Xcel Energy | 85 | 13781 | IOU | 03127602 | 1000 | Solar |  |  | Interconnected | Northfield | Trade | NOF | NOF071 | Community Solar Garden | Solar*Rewards Community | Trade Secret | 2014 | 2016
20263-228838-01 |  |  |  |  | 04465496 |  | Solar |  |  | Active Application | Trade Secret | Trade |  |  | Residential | Solar*Rewards |  | 2021
20263-228838-01 | Xcel Energy | 85 | 13781 | IOU | 05756391 | 4990 | Solar |  |  | Withdrawn | Trade Secret | Trade |  |  | Commercial | Other | Trade Secret | 2024
20263-228838-01 | Xcel Energy | 85 | 13781 | IOU | SRC038419 | 1000 | Solar |  |  | Withdrawn | Trade Secret | Trade | PAT | PAT313 | Community Solar Garden | Solar*Rewards Community | Trade Secret | 2014
20263-228838-01 | Xcel Energy | 85 | 13781 | IOU | SRC038618 | 1000 | Solar |  |  | Withdrawn | Trade Secret | Trade | FSL | FSL311 | Community Solar Garden | Solar*Rewards Community | Trade Secret | 2014
20263-228838-01 | Xcel Energy | 85 | 13781 | IOU | SRC040405 | 1000 | Solar |  |  | Withdrawn | Trade Secret | Trade | CGR | CGR061 | Community Solar Garden | Solar*Rewards Community | Trade Secret | 2015
20263-228838-01 | Xcel Energy | 85 | 13781 | IOU | SRC040627 | 950 | Solar |  |  | Withdrawn | Trade Secret | Trade |  |  | Community Solar Garden | Solar*Rewards Community | Trade Secret | 2015
20263-228838-01 |  |  |  |  | 05585207 |  |  |  |  | Withdrawn | Trade Secret | Trade |  |  | Residential |  |  | 2023
20263-228838-01 | Xcel Energy | 85 | 13781 | IOU | 05947021 | 5000 | Solar |  |  | Withdrawn | Trade Secret | Trade |  |  | Commercial | Other | Trade Secret | 2024
20263-228838-01 | Xcel Energy | 85 | 13781 | IOU | 03129294 | 39.998 | Solar |  |  | Withdrawn | Trade Secret | Trade | VIL | VIL021 | Residential | Solar*Rewards | Trade Secret | 2018
20263-228838-01 | Xcel Energy | 85 | 13781 | IOU | 05571449 | 500 | Solar |  |  | Withdrawn | Trade Secret | Trade |  |  | Community Solar Garden | Solar*Rewards Community | Trade Secret | 2023
20263-228838-01 |  |  |  |  | 04509235 |  | Solar |  |  | Active Application | Trade Secret | Trade |  |  | Residential | Solar*Rewards |  | 2021
20263-228838-01 | Xcel Energy | 85 | 13781 | IOU | SRC042174 | 1000 | Solar |  |  | Withdrawn | Trade Secret | Trade |  |  | Community Solar Garden | Solar*Rewards Community | Trade Secret | 2015
20263-228838-01 | Xcel Energy | 85 | 13781 | IOU | SRC042330 | 250 | Solar |  |  | Withdrawn | Trade Secret | Trade | NOF | NOF061 | Community Solar Garden | Solar*Rewards Community | Trade Secret | 2015
20263-228838-01 | Xcel Energy | 85 | 13781 | IOU | SRC068263 | 1000 | Solar |  |  | Withdrawn | Trade Secret | Trade | PAT | PAT312 | Community Solar Garden | Solar*Rewards Community | Trade Secret | 2018
20263-228838-01 | Xcel Energy | 85 | 13781 | IOU | 03121383 | 1000 | Solar |  |  | Interconnected | Osakis | Trade | DGC | DGC061 | Community Solar Garden | Solar*Rewards Community | Trade Secret | 2015 | 2018
20263-228838-01 |  |  |  |  | SRO29256 |  | Solar |  |  | Withdrawn | Trade Secret | Trade |  |  |  | Other |  | 2013
20263-228838-01 | Xcel Energy | 85 | 13781 | IOU | 05751385 | 45000 | Solar |  |  | Interconnected | Trade Secret | Trade |  |  | Commercial |  | Trade Secret | 2024 | 2024
20263-228838-01 | Xcel Energy | 85 | 13781 | IOU | 05495701 | 1000 | Solar |  |  | Withdrawn | Trade Secret | Trade | PAT | PAT312 | Community Solar Garden | Solar*Rewards Community | Trade Secret | 2023
20263-228838-01 |  |  |  |  | 05293974 |  | Solar |  |  | Active Application | Trade Secret | Trade |  |  | Residential | Solar*Rewards |  | 2022
20263-228838-01 | Xcel Energy | 85 | 13781 | IOU | SRC038439 | 1000 | Solar |  |  | Withdrawn | Trade Secret | Trade | NOF | NOF071 | Community Solar Garden | Solar*Rewards Community | Trade Secret | 2014
20263-228838-01 | Xcel Energy | 85 | 13781 | IOU | SRC045529 | 1000 | Solar |  |  | Withdrawn | Trade Secret | Trade |  |  | Community Solar Garden | Solar*Rewards Community | Trade Secret | 2016
20263-228838-01 | Xcel Energy | 85 | 13781 | IOU | 03341704 | 7.2 | Solar |  |  | Active Application | Trade Secret | Trade | AFT | AFT315 | Residential | Solar*Rewards | Trade Secret | 2019
20263-228838-01 |  |  |  |  | 04871895 |  | Solar |  |  | Active Application | Trade Secret | Trade |  |  | Residential | Solar*Rewards |  | 2022
20263-228838-01 | Xcel Energy | 85 | 13781 | IOU | 05678682 | 1000 | Solar |  |  | Active Application | Trade Secret | Trade |  |  | Community Solar Garden | Solar*Rewards Community | Trade Secret | 2023
20263-228838-01 | Xcel Energy | 85 | 13781 | IOU | SRC040965 | 1000 | Solar |  |  | Withdrawn | Trade Secret | Trade | HSN | HSN321 | Community Solar Garden | Solar*Rewards Community | Trade Secret | 2015
20263-228838-01 | Xcel Energy | 85 | 13781 | IOU | 03127167 | 1000 | Solar |  |  | Interconnected | Belle Plaine | Trade | BEL | BEL062 | Community Solar Garden | Solar*Rewards Community | Trade Secret | 2015 | 2020
20263-228838-01 | Xcel Energy | 85 | 13781 | IOU | SRC039320 | 1000 | Solar |  |  | Withdrawn | Trade Secret | Trade |  |  | Community Solar Garden | Solar*Rewards Community | Trade Secret | 2015
20263-228838-01 | Xcel Energy | 85 | 13781 | IOU | SRC040894 | 1000 | Solar |  |  | Withdrawn | Trade Secret | Trade |  |  | Community Solar Garden | Solar*Rewards Community | Trade Secret | 2015
20263-228838-01 |  |  |  |  | 05657703 |  |  |  |  | Active Application | Trade Secret | Trade |  |  | Residential |  |  | 2023
20263-228838-01 |  |  |  |  | 05241478 |  |  |  |  | Active Application | Trade Secret | Trade |  |  | Residential |  |  | 2022
20263-228838-01 |  |  |  |  | 04889834 |  |  |  |  | Active Application | Trade Secret | Trade |  |  | Residential |  |  | 2022
20263-228838-01 | Xcel Energy | 85 | 13781 | IOU | 04131957 | 999.9 | Solar |  |  | Active Application | Trade Secret | Trade | STW | STW021 | LMI | Solar*Rewards Community | Trade Secret | 2022
20263-228838-01 |  |  |  |  | SRO28526 |  | Solar |  |  | Withdrawn | Trade Secret | Trade |  |  |  | Solar*Rewards |  | 2013
20263-228838-01 |  |  |  |  | 04862838 |  |  |  |  | Active Application | Trade Secret | Trade |  |  | Residential |  |  | 2022
20263-228838-01 |  |  |  |  | 05293317 |  | Solar |  |  | Active Application | Trade Secret | Trade |  |  | Residential | Solar*Rewards |  | 2022
20263-228838-01 |  |  |  |  | 06340318 |  | Solar |  |  | Active Application | Trade Secret | Trade |  |  | Residential | Solar*Rewards |  | 2026
20263-228838-01 | Xcel Energy | 85 | 13781 | IOU | 05509233 | 1000 | Solar |  |  | Withdrawn | Trade Secret | Trade | DND | DND071 | Community Solar Garden | Solar*Rewards Community | Trade Secret | 2023
20263-228838-01 | Xcel Energy | 85 | 13781 | IOU | 04924916 | 1000 | Solar |  |  | Withdrawn | Trade Secret | Trade | KAN | KAN031 | Community Solar Garden | Solar*Rewards Community | Trade Secret | 2022
20263-228838-01 | Xcel Energy | 85 | 13781 | IOU | 04079124 | 1000 | Solar |  |  | Withdrawn | Trade Secret | Trade | LAY | LAY061 | Community Solar Garden | Solar*Rewards Community | Trade Secret | 2020
20263-228838-01 | Xcel Energy | 85 | 13781 | IOU | 05470304 | 999 | Solar |  |  | Withdrawn | Trade Secret | Trade | REW | REW021 | Community Solar Garden | Solar*Rewards Community | Trade Secret | 2023
20263-228838-01 | Xcel Energy | 85 | 13781 | IOU | SRC039323 | 1000 | Solar |  |  | Withdrawn | Trade Secret | Trade |  |  | Community Solar Garden | Solar*Rewards Community | Trade Secret | 2015
20263-228838-01 | Xcel Energy | 85 | 13781 | IOU | SRC038468 | 1000 | Solar |  |  | Withdrawn | Trade Secret | Trade | LOW | LOW021 | Community Solar Garden | Solar*Rewards Community | Trade Secret | 2014
20263-228838-01 |  |  |  |  | SRO28247 |  | Solar |  |  | Withdrawn | Trade Secret | Trade |  |  |  | Other |  | 2013
20263-228838-01 |  |  |  |  | 05683933 |  | Solar |  |  | Active Application | Trade Secret | Trade |  |  | Community Solar Garden | Solar*Rewards Community |  | 2023
20263-228838-01 | Xcel Energy | 85 | 13781 | IOU | SRC038830 | 1000 | Solar |  |  | Withdrawn | Trade Secret | Trade | MEI | MEI021 | Community Solar Garden | Solar*Rewards Community | Trade Secret | 2015
20263-228838-01 | Xcel Energy | 85 | 13781 | IOU | SRC040686 | 950 | Solar |  |  | Withdrawn | Trade Secret | Trade |  |  | Community Solar Garden | Solar*Rewards Community | Trade Secret | 2015
20263-228838-01 | Xcel Energy | 85 | 13781 | IOU | SRC040486 | 1000 | Solar |  |  | Withdrawn | Trade Secret | Trade | WAB | WAB031 | Community Solar Garden | Solar*Rewards Community | Trade Secret | 2015
20263-228838-01 | Xcel Energy | 85 | 13781 | IOU | 03125986 | 972 | Solar |  |  | Interconnected | Saint Joseph | Trade | WTB | WTB021 | Community Solar Garden | Solar*Rewards Community | Trade Secret | 2015 | 2017
20263-228838-01 |  |  |  |  | 05394101 |  | Solar |  |  | Active Application | Trade Secret | Trade |  |  | Residential | Solar*Rewards |  | 2023
20263-228838-01 | Xcel Energy | 85 | 13781 | IOU | 05418391 | 1000 | Solar |  |  | Withdrawn | Trade Secret | Trade | LAE | LAE061 | Community Solar Garden | Solar*Rewards Community | Trade Secret | 2023
20263-228838-01 | Xcel Energy | 85 | 13781 | IOU | 03126838 | 1000 | Solar |  |  | Interconnected | Byron | Trade | WEB | WEB021 | Community Solar Garden | Solar*Rewards Community | Trade Secret | 2015 | 2017
20263-228838-01 | Xcel Energy | 85 | 13781 | IOU | SRC040457 | 250 | Solar |  |  | Withdrawn | Trade Secret | Trade | SAV | SAV071 | Community Solar Garden | Solar*Rewards Community | Trade Secret | 2015
20263-228838-01 | Xcel Energy | 85 | 13781 | IOU | 03121419 | 1000 | Solar |  |  | Interconnected | Richmond | Trade | RCH | RCH061 | Community Solar Garden | Solar*Rewards Community | Trade Secret | 2015 | 2017
20263-228838-01 | Xcel Energy | 85 | 13781 | IOU | 04618406 | 5.235 | Solar |  |  | Interconnected | Trade Secret | Trade | BEL | BEL061 | Residential |  | Trade Secret | 2021 | 2022
20263-228838-01 | Xcel Energy | 85 | 13781 | IOU | OID3061251 | 24.06 | Solar |  |  | Withdrawn | Trade Secret | Trade |  |  | Commercial | Solar*Rewards | Trade Secret | 2017
20263-228838-01 | Xcel Energy | 85 | 13781 | IOU | OID3644088 | 33.3 | Solar |  |  | Withdrawn | Trade Secret | Trade | SLP | SLP096 | Commercial | Solar*Rewards | Trade Secret | 2018
20263-228838-01 | Xcel Energy | 85 | 13781 | IOU | OID3360881 | 9.94 | Solar |  |  | Withdrawn | Trade Secret | Trade | ALK | ALK067 | Residential | Solar*Rewards | Trade Secret | 2018
20263-228838-01 | Xcel Energy | 85 | 13781 | IOU | OID3383137 | 9.94 | Solar |  |  | Withdrawn | Trade Secret | Trade | ALK | ALK067 | Residential | Solar*Rewards | Trade Secret | 2018
20263-228838-01 | Xcel Energy | 85 | 13781 | IOU | 06175154 | 4.064 | Solar |  |  | Interconnected | Trade Secret | Trade | CGR | CGR072 | Residential | Solar*Rewards | Trade Secret | 2025 | 2025
20263-228838-01 | Xcel Energy | 85 | 13781 | IOU | 03781083 | 15.08 | Solar |  | X | Interconnected | Trade Secret | Trade | LLK | LLK071 | Residential | Solar*Rewards | Trade Secret | 2020 | 2020
20263-228838-01 | Xcel Energy | 85 | 13781 | IOU | 05257669 | 8.32 | Solar |  |  | Withdrawn | Trade Secret | Trade | CGR | CGR063 | Residential |  | Trade Secret | 2022
20263-228838-01 | Xcel Energy | 85 | 13781 | IOU | 03131744 | 2.962 | Solar |  |  | Interconnected | Trade Secret | Trade | MEL | MEL061 | Residential | Solar*Rewards | Trade Secret | 2017 | 2017
20263-228838-01 | Xcel Energy | 85 | 13781 | IOU | OID3368810 | 9.94 | Solar |  |  | Withdrawn | Trade Secret | Trade | ALK | ALK067 | Residential | Solar*Rewards | Trade Secret | 2018
20263-228838-01 | Xcel Energy | 85 | 13781 | IOU | 05590237 | 7.875 | Solar |  |  | Withdrawn | Trade Secret | Trade | EDA | EDA067 | Residential | Solar*Rewards | Trade Secret | 2023
20263-228838-01 | Xcel Energy | 85 | 13781 | IOU | 05412474 | 4.608 | Solar |  |  | Interconnected | Trade Secret | Trade | STY | STY062 | Residential | Solar*Rewards | Trade Secret | 2023 | 2023
20263-228838-01 | Xcel Energy | 85 | 13781 | IOU | 04387509 | 6.98 | Solar |  |  | Interconnected | Trade Secret | Trade | MST | MST071 | Residential | Solar*Rewards | Trade Secret | 2021 | 2021
20263-228838-01 | Xcel Energy | 85 | 13781 | IOU | 03132408 | 7.625 | Solar |  |  | Interconnected | Trade Secret | Trade | GNL | GNL072 | Commercial | Solar*Rewards | Trade Secret | 2018 | 2018
20263-228838-01 | Xcel Energy | 85 | 13781 | IOU | 05478675 | 7.56 | Solar |  |  | Interconnected | Trade Secret | Trade | DND | DND071 | Residential |  | Trade Secret | 2023 | 2023
20263-228838-01 | Xcel Energy | 85 | 13781 | IOU | 03132903 | 6.72 | Solar |  |  | Interconnected | Trade Secret | Trade | GLK | GLK071 | Residential | Solar*Rewards | Trade Secret | 2018 | 2019
20263-228838-01 | Xcel Energy | 85 | 13781 | IOU | 04089756 | 4.4 | Solar |  |  | Interconnected | Trade Secret | Trade | TWL | TWL066 | Residential | Solar*Rewards | Trade Secret | 2020 | 2020
20263-228838-01 | Xcel Energy | 85 | 13781 | IOU | 05149988 | 4.4 | Solar |  |  | Interconnected | Trade Secret | Trade | RPO | RPO311 | Residential |  | Trade Secret | 2022 | 2022
20263-228838-01 | Xcel Energy | 85 | 13781 | IOU | 05366774 | 8.725 | Solar |  |  | Interconnected | Trade Secret | Trade | GSL | GSL341 | Residential |  | Trade Secret | 2023 | 2023
20263-228838-01 | Xcel Energy | 85 | 13781 | IOU | 04058789 | 5.8 | Solar |  |  | Interconnected | Trade Secret | Trade | LOK | LOK093 | Residential | Solar*Rewards | Trade Secret | 2020 | 2020
20263-228838-01 |  |  |  |  | OID3998460 |  | Solar |  |  | Withdrawn | Trade Secret | Trade | RPO | RPO312 | Residential | Solar*Rewards |  | 2019
20263-228838-01 | Xcel Energy | 85 | 13781 | IOU | 06204306 | 25 | Solar |  |  | Interconnected | Trade Secret | Trade | HSN | HSN321 | Commercial |  | Trade Secret | 2025 | 2026
20263-228838-01 | Xcel Energy | 85 | 13781 | IOU | 06134810 | 6.832 | Solar |  |  | Interconnected | Trade Secret | Trade | WWK | WWK311 | Residential | Solar*Rewards | Trade Secret | 2025 | 2025
20263-228838-01 | Xcel Energy | 85 | 13781 | IOU | 05812759 | 5.052 | Solar |  |  | Interconnected | Trade Secret | Trade | RPO | RPO311 | Residential | Solar*Rewards | Trade Secret | 2024 | 2024
20263-228838-01 | Xcel Energy | 85 | 13781 | IOU | 06069663 | 10.51 | Solar |  |  | Withdrawn | Trade Secret | Trade | DND | DND072 | Residential | Solar*Rewards | Trade Secret | 2025
20263-228838-01 | Xcel Energy | 85 | 13781 | IOU | 05977682 | 5.76 | Solar |  |  | Interconnected | Trade Secret | Trade | ECK | ECK322 | Residential | Solar*Rewards | Trade Secret | 2024 | 2025
20263-228838-01 | Xcel Energy | 85 | 13781 | IOU | 05822130 | 11.152 | Solar |  |  | Interconnected | Trade Secret | Trade | HUG | HUG311 | Residential | Solar*Rewards | Trade Secret | 2024 | 2024
20263-228838-01 | Xcel Energy | 85 | 13781 | IOU | 04142361 | 6 | Solar |  |  | Interconnected | Trade Secret | Trade | WAS | WAS092 | Residential | Solar*Rewards | Trade Secret | 2020 | 2021
20263-228838-01 | Xcel Energy | 85 | 13781 | IOU | 04004979 | 100 | Solar |  |  | Interconnected | Trade Secret | Trade | EDP | EDP095 | Commercial |  | Trade Secret | 2020 | 2021
20263-228838-01 | Xcel Energy | 85 | 13781 | IOU | 06201107 | 6.387 | Solar |  |  | Active Application | Trade Secret | Trade | CGR | CGR072 | Residential | Solar*Rewards | Trade Secret | 2025
20263-228838-01 | Xcel Energy | 85 | 13781 | IOU | 05577293 | 6.93 | Solar |  |  | Interconnected | Trade Secret | Trade | RMT | RMT321 | Residential |  | Trade Secret | 2023 | 2023
20263-228838-01 | Xcel Energy | 85 | 13781 | IOU | 03610539 | 11.39 | Solar |  |  | Interconnected | Trade Secret | Trade | SLP | SLP084 | Residential | Solar*Rewards | Trade Secret | 2020 | 2020
20263-228838-01 | Xcel Energy | 85 | 13781 | IOU | 05259066 | 9.57 | Solar |  |  | Active Application | Trade Secret | Trade | LCR | LCR311 | Residential |  | Trade Secret | 2022
20263-228838-01 | Xcel Energy | 85 | 13781 | IOU | 04793936 | 18.56 | Solar |  |  | Interconnected | Trade Secret | Trade | HUG | HUG321 | Residential | Solar*Rewards | Trade Secret | 2022 | 2022
20263-228838-01 | Xcel Energy | 85 | 13781 | IOU | 06270841 | 4.886 | Solar |  |  | Active Application | Trade Secret | Trade | HUG | HUG311 | Residential |  | Trade Secret | 2025
20263-228838-01 | Xcel Energy | 85 | 13781 | IOU | 05620343 | 4.41 | Solar |  |  | Interconnected | Trade Secret | Trade | RMT | RMT321 | Residential |  | Trade Secret | 2023 | 2024
20263-228838-01 | Xcel Energy | 85 | 13781 | IOU | 05322604 | 6.96 |  |  |  | Active Application | Trade Secret | Trade | WDY | WDY312 | Residential |  | Trade Secret | 2022
20263-228838-01 | Xcel Energy | 85 | 13781 | IOU | 05364417 | 6.96 | Solar |  |  | Interconnected | Trade Secret | Trade | WDY | WDY312 | Residential | Solar*Rewards | Trade Secret | 2023 | 2023
20263-228838-01 | Xcel Energy | 85 | 13781 | IOU | 05239417 | 6.4 | Solar |  |  | Interconnected | Trade Secret | Trade | RMT | RMT321 | Residential |  | Trade Secret | 2022 | 2023
20263-228838-01 | Xcel Energy | 85 | 13781 | IOU | 04437894 | 7.54 | Solar |  | X | Interconnected | Trade Secret | Trade | DPN | DPN072 | Residential |  | Trade Secret | 2021 | 2021
20263-228838-01 | Xcel Energy | 85 | 13781 | IOU | 05389295 | 4.48 | Solar |  |  | Interconnected | Trade Secret | Trade | RPO | RPO311 | Residential | Solar*Rewards | Trade Secret | 2023 | 2023
20263-228838-01 | Xcel Energy | 85 | 13781 | IOU | 04793721 | 5.51 | Solar |  |  | Interconnected | Trade Secret | Trade | VMR | VMR062 | Residential | Solar*Rewards | Trade Secret | 2022 | 2022
20263-228838-01 | Xcel Energy | 85 | 13781 | IOU | 05593956 | 6.615 | Solar |  |  | Interconnected | Trade Secret | Trade | RLK | RLK069 | Residential |  | Trade Secret | 2023 | 2024
20263-228838-01 | Xcel Energy | 85 | 13781 | IOU | 05203103 | 5.12 | Solar |  |  | Withdrawn | Trade Secret | Trade | MHW | MHW311 | Residential |  | Trade Secret | 2022
20263-228838-01 | Xcel Energy | 85 | 13781 | IOU | 05234956 | 8.376 | Solar |  |  | Interconnected | Trade Secret | Trade | CGR | CGR071 | Residential |  | Trade Secret | 2022 | 2023
20263-228838-01 | Xcel Energy | 85 | 13781 | IOU | 05562262 | 11.52 | Storage |  |  | Interconnected | Trade Secret | Trade | CGR | CGR071 | Residential |  | Trade Secret | 2023 | 2024
20263-228838-01 | Xcel Energy | 85 | 13781 | IOU | 04793572 | 11.31 | Solar |  |  | Interconnected | Trade Secret | Trade | DHL | DHL061 | Residential | Solar*Rewards | Trade Secret | 2022 | 2022
20263-228838-01 | Xcel Energy | 85 | 13781 | IOU | 06100536 | 17.61 | Solar |  |  | Interconnected | Trade Secret | Trade | BCR | BCR063 | Residential | Solar*Rewards | Trade Secret | 2025 | 2025
20263-228838-01 | Xcel Energy | 85 | 13781 | IOU | 06102820 | 17.61 | Solar |  |  | Withdrawn | Trade Secret | Trade | BCR | BCR063 | Residential | Solar*Rewards | Trade Secret | 2025
20263-228838-01 | Xcel Energy | 85 | 13781 | IOU | 03352422 | 1000 | Solar |  |  | Interconnected | Glenwood | Trade | GLD | GLD021 | Community Solar Garden | Solar*Rewards Community | Trade Secret | 2019 | 2021
20263-228838-01 | Xcel Energy | 85 | 13781 | IOU | 05461070 | 3.19 | Solar |  |  | Interconnected | Trade Secret | Trade | CGR | CGR071 | Residential |  | Trade Secret | 2023 | 2023
20263-228838-01 | Xcel Energy | 85 | 13781 | IOU | 06188632 | 20.94 | Solar |  |  | Interconnected | Trade Secret | Trade | WSG | WSG362 | Residential | Solar*Rewards | Trade Secret | 2025 | 2025
20263-228838-01 | Xcel Energy | 85 | 13781 | IOU | 06119151 | 9.216 | Solar |  |  | Interconnected | Trade Secret | Trade | RMT | RMT321 | Residential | Solar*Rewards | Trade Secret | 2025 | 2025
20263-228838-01 | Xcel Energy | 85 | 13781 | IOU | 05524219 | 6.32 | Solar |  |  | Interconnected | Trade Secret | Trade | BYT | BYT072 | Residential |  | Trade Secret | 2023 | 2023
20263-228838-01 | Xcel Energy | 85 | 13781 | IOU | 05489176 | 4.35 | Solar |  |  | Interconnected | Trade Secret | Trade | TWL | TWL083 | Residential |  | Trade Secret | 2023 | 2023
20263-228838-01 | Xcel Energy | 85 | 13781 | IOU | 05451406 | 4.35 | Solar |  |  | Withdrawn | Trade Secret | Trade | TWL | TWL083 | Residential | Solar*Rewards | Trade Secret | 2023
20263-228838-01 | Xcel Energy | 85 | 13781 | IOU | 06125355 | 6.073 | Solar |  |  | Interconnected | Trade Secret | Trade | CGR | CGR071 | Residential | Solar*Rewards | Trade Secret | 2025 | 2025
20263-228838-01 | Xcel Energy | 85 | 13781 | IOU | 06106633 | 6 | Storage |  |  | Active Application | Trade Secret | Trade | RPO | RPO311 | Residential |  | Trade Secret | 2025
20263-228838-01 | Xcel Energy | 85 | 13781 | IOU | 04966917 | 8.376 | Solar |  |  | Interconnected | Trade Secret | Trade | RPO | RPO311 | Residential | Solar*Rewards | Trade Secret | 2022 | 2022
20263-228838-01 | Xcel Energy | 85 | 13781 | IOU | 05333029 | 6.38 | Solar |  |  | Interconnected | Trade Secret | Trade | CHE | CHE065 | Residential |  | Trade Secret | 2022 | 2023
20263-228838-01 | Xcel Energy | 85 | 13781 | IOU | 03648690 | 1000 | Solar |  |  | Interconnected | Center City | Trade | LCR | LCR311 | Community Solar Garden | Solar*Rewards Community | Trade Secret | 2021 | 2024
20263-228838-01 | Xcel Energy | 85 | 13781 | IOU | 03975885 | 1000 | Solar |  |  | Interconnected | Stewart | Trade | STW | STW021 | Community Solar Garden | Solar*Rewards Community | Trade Secret | 2021 | 2022
20263-228838-01 | Xcel Energy | 85 | 13781 | IOU | 05808679 | 7.591 | Solar |  |  | Withdrawn | Trade Secret | Trade | MPK | MPK074 | Residential | Solar*Rewards | Trade Secret | 2024
20263-228838-01 | Xcel Energy | 85 | 13781 | IOU | 05332632 | 4.06 | Solar |  |  | Interconnected | Trade Secret | Trade | CHE | CHE065 | Residential |  | Trade Secret | 2022 | 2023
20263-228838-01 | Xcel Energy | 85 | 13781 | IOU | 05320841 | 75 | Solar |  |  | Interconnected | Trade Secret | Trade | STY | STY063 | Commercial |  | Trade Secret | 2023 | 2023
20263-228838-01 | Xcel Energy | 85 | 13781 | IOU | 04440336 | 33.3 | Solar |  |  | Withdrawn | Trade Secret | Trade | SCL | SCL322 | Commercial | Solar*Rewards | Trade Secret | 2021
20263-228838-01 | Xcel Energy | 85 | 13781 | IOU | 06277644 | 5.76 | Solar |  |  | Active Application | Trade Secret | Trade | OPK | OPK077 | Residential |  | Trade Secret | 2025
20263-228838-01 | Xcel Energy | 85 | 13781 | IOU | 05819020 | 5.76 | Solar |  |  | Interconnected | Trade Secret | Trade | TER | TER071 | Residential | Solar*Rewards | Trade Secret | 2024 | 2024
20263-228838-01 | Xcel Energy | 85 | 13781 | IOU | 05012312 | 7.25 | Solar |  |  | Interconnected | Trade Secret | Trade | SOU | SOU073 | Residential | Solar*Rewards | Trade Secret | 2022 | 2023
20263-228838-01 | Xcel Energy | 85 | 13781 | IOU | 05806338 | 5.933 | Solar |  |  | Interconnected | Trade Secret | Trade | HWW | HWW073 | Residential |  | Trade Secret | 2024 | 2025
20263-228838-01 | Xcel Energy | 85 | 13781 | IOU | 06095482 | 16.701 | Solar |  |  | Interconnected | Trade Secret | Trade | SLP | SLP085 | Residential | Solar*Rewards | Trade Secret | 2025 | 2025
20263-228838-01 |  |  |  |  | 06241009 |  | Storage |  |  | Active Application | Trade Secret | Trade | SLP | SLP085 | Residential |  |  | 2025
20263-228838-01 | Xcel Energy | 85 | 13781 | IOU | OID3334459 | 19.999 | Solar |  |  | Withdrawn | Trade Secret | Trade | ALD | ALD083 | Commercial | Solar*Rewards | Trade Secret | 2018
20263-228838-01 |  |  |  |  | OID3334450 |  | Solar |  |  | Withdrawn | Trade Secret | Trade | ALD | ALD083 | Commercial | Solar*Rewards |  | 2018
20263-228838-01 | Xcel Energy | 85 | 13781 | IOU | 03229261 | 7.616 | Solar |  |  | Interconnected | Trade Secret | Trade | WES | WES074 | Residential | Solar*Rewards | Trade Secret | 2019 | 2020
20263-228838-01 | Xcel Energy | 85 | 13781 | IOU | 05233040 | 8.41 | Solar |  |  | Interconnected | Trade Secret | Trade | RPL | RPL064 | Residential |  | Trade Secret | 2022 | 2023
20263-228838-01 | Xcel Energy | 85 | 13781 | IOU | 06146663 | 3.84 | Storage |  |  | Interconnected | Trade Secret | Trade | RPL | RPL064 | Residential |  | Trade Secret | 2025 | 2025
20263-228838-01 | Xcel Energy | 85 | 13781 | IOU | 04962585 | 36 | Solar |  |  | Withdrawn | Trade Secret | Trade | MRN | MRN021 | Commercial | Solar*Rewards | Trade Secret | 2022
20263-228838-01 | Xcel Energy | 85 | 13781 | IOU | 05767044 | 4.935 | Solar |  |  | Interconnected | Trade Secret | Trade | RLK | RLK065 | Residential |  | Trade Secret | 2024 | 2024
20263-228838-01 |  |  |  |  | OID2514745 |  | Solar |  |  | Withdrawn | Trade Secret | Trade | BEL | BEL061 | Residential | Solar*Rewards |  | 2015
20263-228838-01 | Xcel Energy | 85 | 13781 | IOU | 05465380 | 6.3 | Solar |  |  | Interconnected | Trade Secret | Trade | SLP | SLP082 | Residential |  | Trade Secret | 2023 | 2023
20263-228838-01 | Xcel Energy | 85 | 13781 | IOU | 05450923 | 5.355 | Solar |  |  | Withdrawn | Trade Secret | Trade | SLP | SLP082 | Residential | Solar*Rewards | Trade Secret | 2023
20263-228838-01 | Xcel Energy | 85 | 13781 | IOU | SRO29935 | 5 | Solar |  |  | Withdrawn | Trade Secret | Trade | SOU | SOU086 | Residential | Solar*Rewards | Trade Secret | 2013
20263-228838-01 | Xcel Energy | 85 | 13781 | IOU | 06202895 | 1.745 | Solar |  |  | Interconnected | Trade Secret | Trade | SOU | SOU086 | Residential |  | Trade Secret | 2025 | 2025
20263-228838-01 | Xcel Energy | 85 | 13781 | IOU | 05357162 | 8.49 | Solar |  | X | Interconnected | Trade Secret | Trade | SOU | SOU086 | Residential | Solar*Rewards | Trade Secret | 2023 | 2023
20263-228838-01 | Xcel Energy | 85 | 13781 | IOU | 04510669 | 29.02 | Solar |  |  | Interconnected | Trade Secret | Trade | SOU | SOU088 | Commercial | Solar*Rewards | Trade Secret | 2021 | 2021
20263-228838-01 | Xcel Energy | 85 | 13781 | IOU | 03132290 | 15.232 | Solar |  |  | Interconnected | Trade Secret | Trade | LLK | LLK071 | Residential | Solar*Rewards | Trade Secret | 2018 | 2018
20263-228838-01 | Xcel Energy | 85 | 13781 | IOU | 05813556 | 5.052 | Solar |  |  | Interconnected | Trade Secret | Trade | WDY | WDY322 | Residential |  | Trade Secret | 2024 | 2024
20263-228838-01 | Xcel Energy | 85 | 13781 | IOU | 05971768 | 6.453 | Solar |  |  | Interconnected | Trade Secret | Trade | CEL | CEL064 | Residential |  | Trade Secret | 2024 | 2025
20263-228838-01 | Xcel Energy | 85 | 13781 | IOU | 05541941 | 2.32 | Solar |  |  | Active Application | Trade Secret | Trade | TLK | TLK071 | Residential |  | Trade Secret | 2023
20263-228838-01 | Xcel Energy | 85 | 13781 | IOU | 05555767 | 2.32 | Solar |  |  | Interconnected | Trade Secret | Trade | TLK | TLK071 | Residential |  | Trade Secret | 2023 | 2023
20263-228838-01 | Xcel Energy | 85 | 13781 | IOU | 03132384 | 9.94 | Solar |  |  | Interconnected | Trade Secret | Trade | ALD | ALD072 | Commercial | Solar*Rewards | Trade Secret | 2018 | 2018
20263-228838-01 | Xcel Energy | 85 | 13781 | IOU | 06283929 | 14.208 | Solar |  |  | Active Application | Trade Secret | Trade | WCR | WCR063 | Residential |  | Trade Secret | 2025
20263-228838-01 | Xcel Energy | 85 | 13781 | IOU | 03294252 | 2.61 | Solar |  |  | Interconnected | Trade Secret | Trade | APA | APA069 | Residential | Solar*Rewards | Trade Secret | 2019 | 2019
20263-228838-01 |  |  |  |  | OID2932898 |  | Solar |  |  | Withdrawn | Trade Secret | Trade | MDT | MDT067 | Commercial | Solar*Rewards |  | 2017
20263-228838-01 | Xcel Energy | 85 | 13781 | IOU | 03131489 | 17.565 | Solar |  |  | Interconnected | Trade Secret | Trade | MDT | MDT067 | Commercial | Solar*Rewards | Trade Secret | 2017 | 2017
20263-228838-01 | Xcel Energy | 85 | 13781 | IOU | 05845369 | 3.774 | Solar |  |  | Withdrawn | Trade Secret | Trade | RLK | RLK072 | Residential | Solar*Rewards | Trade Secret | 2024
20263-228838-01 | Xcel Energy | 85 | 13781 | IOU | 05736888 | 4.064 | Solar |  |  | Interconnected | Trade Secret | Trade | RLK | RLK072 | Residential | Solar*Rewards | Trade Secret | 2024 | 2024
20263-228838-01 | Xcel Energy | 85 | 13781 | IOU | 03959166 | 2.61 | Solar |  |  | Interconnected | Trade Secret | Trade | TWL | TWL067 | Residential | Solar*Rewards | Trade Secret | 2020 | 2020
20263-228838-01 | Xcel Energy | 85 | 13781 | IOU | 05190292 | 7.15 | Solar |  | X | Active Application | Trade Secret | Trade | MHW | MHW311 | Residential | Solar*Rewards | Trade Secret | 2022
20263-228838-01 | Xcel Energy | 85 | 13781 | IOU | 03320141 | 5 | Solar |  |  | Interconnected | Trade Secret | Trade | OAD | OAD063 | Residential | Solar*Rewards | Trade Secret | 2019 | 2020
20263-228838-01 | Xcel Energy | 85 | 13781 | IOU | 06018664 | 16.5 | Storage |  |  | Interconnected | Trade Secret | Trade | OAD | OAD063 | Residential |  | Trade Secret | 2024 | 2025
20263-228838-01 | Xcel Energy | 85 | 13781 | IOU | 05958197 | 5.693 | Solar |  |  | Withdrawn | Trade Secret | Trade | CRL | CRL033 | Residential | Solar*Rewards | Trade Secret | 2024
20263-228838-01 | Xcel Energy | 85 | 13781 | IOU | OID3569697 | 8.64 | Solar |  |  | Withdrawn | Trade Secret | Trade | LIN | LIN031 | Residential | Solar*Rewards | Trade Secret | 2018
20263-228838-01 | Xcel Energy | 85 | 13781 | IOU | 04025647 | 7.616 | Solar |  |  | Interconnected | Trade Secret | Trade | GNL | GNL071 | Residential | Solar*Rewards | Trade Secret | 2020 | 2021
20263-228838-01 | Xcel Energy | 85 | 13781 | IOU | 05863214 | 6.96 | Solar |  |  | Interconnected | Trade Secret | Trade | ALD | ALD076 | Residential | Solar*Rewards | Trade Secret | 2024 | 2024
20263-228838-01 | Xcel Energy | 85 | 13781 | IOU | 03134678 | 3.8 | Solar |  |  | Interconnected | Trade Secret | Trade | MPK | MPK071 | Residential | Solar*Rewards | Trade Secret | 2015 | 2016
20263-228838-01 | Xcel Energy | 85 | 13781 | IOU | 05771112 | 4.355 | Solar |  |  | Interconnected | Trade Secret | Trade | HSN | HSN311 | Residential |  | Trade Secret | 2024 | 2024
20263-228838-01 | Xcel Energy | 85 | 13781 | IOU | 05757226 | 4.355 | Solar |  |  | Withdrawn | Trade Secret | Trade | HSN | HSN311 | Residential | Solar*Rewards | Trade Secret | 2024
20263-228838-01 | Xcel Energy | 85 | 13781 | IOU | 04962546 | 10.791 | Solar |  |  | Interconnected | Trade Secret | Trade | AFT | AFT315 | Residential | Solar*Rewards | Trade Secret | 2022 | 2022
20263-228838-01 | Xcel Energy | 85 | 13781 | IOU | OID3639055 | 14.51 | Solar |  |  | Withdrawn | Trade Secret | Trade | RWD | RWD063 | Commercial | Solar*Rewards | Trade Secret | 2018
20263-228838-01 | Xcel Energy | 85 | 13781 | IOU | 03339373 | 11.39 | Solar |  |  | Interconnected | Trade Secret | Trade | RWD | RWD063 | Commercial | Solar*Rewards | Trade Secret | 2019 | 2020
20263-228838-01 | Xcel Energy | 85 | 13781 | IOU | 06194350 | 6.631 | Solar |  |  | Withdrawn | Trade Secret | Trade | SOU | SOU075 | Residential | Solar*Rewards | Trade Secret | 2025
20263-228838-01 | Xcel Energy | 85 | 13781 | IOU | 06221006 | 6.631 | Solar |  |  | Interconnected | Trade Secret | Trade | SOU | SOU075 | Residential |  | Trade Secret | 2025 | 2025
20263-228838-01 | Xcel Energy | 85 | 13781 | IOU | 04328191 | 5.054 | Solar |  |  | Interconnected | Trade Secret | Trade | ECK | ECK321 | Residential |  | Trade Secret | 2021 | 2022
20263-228838-01 | Xcel Energy | 85 | 13781 | IOU | 05291670 | 14.08 | Solar |  |  | Interconnected | Trade Secret | Trade | RLK | RLK072 | Residential |  | Trade Secret | 2022 | 2023
20263-228838-01 | Xcel Energy | 85 | 13781 | IOU | 04990753 | 27.3 | Solar |  |  | Interconnected | Trade Secret | Trade | GSL | GSL075 | Commercial | Solar*Rewards | Trade Secret | 2022 | 2024
20263-228838-01 | Xcel Energy | 85 | 13781 | IOU | SRO29587 | 2.15 | Solar |  |  | Withdrawn | Trade Secret | Trade | MPK | MPK074 | Residential | Solar*Rewards | Trade Secret | 2013
20263-228838-01 | Xcel Energy | 85 | 13781 | IOU | 04795981 | 3.141 | Solar |  |  | Withdrawn | Trade Secret | Trade | HWW | HWW071 | Residential | Solar*Rewards | Trade Secret | 2022
20263-228838-01 | Xcel Energy | 85 | 13781 | IOU | 03131516 | 3.8 | Solar |  |  | Interconnected | Trade Secret | Trade | WIL | WIL098 | Residential | Made in Minnesota | Trade Secret | 2017 | 2018
20263-228838-01 | Xcel Energy | 85 | 13781 | IOU | 05808009 | 5.226 | Solar |  |  | Interconnected | Trade Secret | Trade | HYL | HYL073 | Residential |  | Trade Secret | 2024 | 2024
20263-228838-01 | Xcel Energy | 85 | 13781 | IOU | 03949802 | 1.4 | Solar |  |  | Withdrawn | Trade Secret | Trade | HUG | HUG321 | Residential | Solar*Rewards | Trade Secret | 2020
20263-228838-01 | Xcel Energy | 85 | 13781 | IOU | 05384809 | 14.352 | Solar |  |  | Withdrawn | Trade Secret | Trade | HUG | HUG321 | Residential | Solar*Rewards | Trade Secret | 2023
20263-228838-01 | Xcel Energy | 85 | 13781 | IOU | 05262749 | 11.39 | Solar |  |  | Withdrawn | Trade Secret | Trade | HUG | HUG321 | Residential | Solar*Rewards | Trade Secret | 2022
20263-228838-01 | Xcel Energy | 85 | 13781 | IOU | 05722813 | 8.505 | Solar |  |  | Withdrawn | Trade Secret | Trade | HUG | HUG321 | Residential | Solar*Rewards | Trade Secret | 2024
20263-228838-01 | Xcel Energy | 85 | 13781 | IOU | 05515336 | 9.45 | Solar |  |  | Withdrawn | Trade Secret | Trade | HUG | HUG321 | Residential | Solar*Rewards | Trade Secret | 2023
20263-228838-01 | Xcel Energy | 85 | 13781 | IOU | 05796926 | 9.423 | Solar |  |  | Active Application | Trade Secret | Trade | HUG | HUG321 | Residential | Solar*Rewards | Trade Secret | 2024
20263-228838-01 | Xcel Energy | 85 | 13781 | IOU | 03134695 | 5 | Solar |  |  | Interconnected | Trade Secret | Trade | PRR | PRR062 | Residential | Solar*Rewards | Trade Secret | 2015 | 2017
20263-228838-01 | Xcel Energy | 85 | 13781 | IOU | 05169206 | 7.616 | Solar |  |  | Interconnected | Trade Secret | Trade | REW | REW023 | Residential |  | Trade Secret | 2022 | 2023
20263-228838-01 | Xcel Energy | 85 | 13781 | IOU | 03132374 | 2.16 | Solar |  |  | Interconnected | Trade Secret | Trade | MPK | MPK068 | Residential | Solar*Rewards | Trade Secret | 2018 | 2018
20263-228838-01 | Xcel Energy | 85 | 13781 | IOU | 03131071 | 750 | Other |  |  | Interconnected | Trade Secret | Trade | SHP | SHP061 | Commercial |  | Trade Secret | 2011 | 2011
20263-228838-01 | Xcel Energy | 85 | 13781 | IOU | 05237225 | 8.32 | Solar |  |  | Interconnected | Trade Secret | Trade | FSL | FSL312 | Residential |  | Trade Secret | 2022 | 2023
20263-228838-01 | Xcel Energy | 85 | 13781 | IOU | 05900197 | 4.355 | Solar |  |  | Interconnected | Trade Secret | Trade | CRL | CRL033 | Residential |  | Trade Secret | 2024 | 2024
20263-228838-01 | Xcel Energy | 85 | 13781 | IOU | OID2105547 | 4.56 | Solar |  |  | Withdrawn | Trade Secret | Trade | HWW | HWW073 | Residential | Solar*Rewards | Trade Secret | 2014
20263-228838-01 | Xcel Energy | 85 | 13781 | IOU | 03134443 | 4.56 | Solar |  |  | Interconnected | Trade Secret | Trade | HWW | HWW073 | Residential | Made in Minnesota | Trade Secret | 2015 | 2015
20263-228838-01 | Xcel Energy | 85 | 13781 | IOU | OID3813560 | 9.94 | Solar |  |  | Withdrawn | Trade Secret | Trade | DND | DND071 | Residential | Solar*Rewards | Trade Secret | 2019
20263-228838-01 | Xcel Energy | 85 | 13781 | IOU | 03140928 | 9.994 | Solar |  |  | Interconnected | Trade Secret | Trade | DND | DND071 | Residential | Solar*Rewards | Trade Secret | 2019 | 2020
20263-228838-01 | Xcel Energy | 85 | 13781 | IOU | OID3470363 | 39.998 | Solar |  |  | Withdrawn | Trade Secret | Trade | DND | DND071 | Commercial | Solar*Rewards | Trade Secret | 2018
20263-228838-01 | Xcel Energy | 85 | 13781 | IOU | 04880931 | 3.49 | Solar |  |  | Interconnected | Trade Secret | Trade | SOU | SOU082 | Residential | Solar*Rewards | Trade Secret | 2022 | 2023
20263-228838-01 | Xcel Energy | 85 | 13781 | IOU | 03131532 | 5.06 | Solar |  |  | Interconnected | Trade Secret | Trade | LOK | LOK081 | Residential | Made in Minnesota | Trade Secret | 2017 | 2018
20263-228838-01 | Xcel Energy | 85 | 13781 | IOU | 06207022 | 6.98 | Solar |  | X | Interconnected | Trade Secret | Trade | PKL | PKL066 | Residential |  | Trade Secret | 2025 | 2026
20263-228838-01 | Xcel Energy | 85 | 13781 | IOU | 06326299 | 24 | Storage |  |  | Active Application | Trade Secret | Trade | TWL | TWL071 | Residential |  | Trade Secret | 2026
20263-228838-01 | Xcel Energy | 85 | 13781 | IOU | 03132575 | 5.04 | Solar |  |  | Interconnected | Trade Secret | Trade | WSG | WSG362 | Residential | Solar*Rewards | Trade Secret | 2018 | 2018
20263-228838-01 | Xcel Energy | 85 | 13781 | IOU | 03894269 | 99 | Solar |  |  | Active Application | Trade Secret | Trade | SOU | SOU086 | Commercial |  | Trade Secret | 2020
20263-228838-01 | Xcel Energy | 85 | 13781 | IOU | 05599869 | 12.18 | Solar |  |  | Interconnected | Trade Secret | Trade | MEL | MEL078 | Residential |  | Trade Secret | 2023 | 2023
20263-228838-01 | Xcel Energy | 85 | 13781 | IOU | 04380242 | 3.747 | Solar |  |  | Interconnected | Trade Secret | Trade | SCL | SCL312 | Residential | Solar*Rewards | Trade Secret | 2021 | 2021
20263-228838-01 | Xcel Energy | 85 | 13781 | IOU | 05486596 | 99.96 | Solar |  |  | Active Application | Trade Secret | Trade | NMC | NMC092 | Commercial |  | Trade Secret | 2023
20263-228838-01 | Xcel Energy | 85 | 13781 | IOU | 06267025 | 7.678 | Solar |  |  | Active Application | Trade Secret | Trade | SOU | SOU064 | Residential |  | Trade Secret | 2025
20263-228838-01 | Xcel Energy | 85 | 13781 | IOU | 03989979 | 4.64 | Solar |  |  | Interconnected | Trade Secret | Trade | WDY | WDY311 | Residential | Solar*Rewards | Trade Secret | 2020 | 2020
20263-228838-01 | Xcel Energy | 85 | 13781 | IOU | 03130663 | 36 | Solar |  |  | Interconnected | Trade Secret | Trade | WIL | WIL092 | Commercial | Made in Minnesota | Trade Secret | 2016 | 2017
20263-228838-01 | Xcel Energy | 85 | 13781 | IOU | 04920844 | 12.8 | Solar |  |  | Interconnected | Trade Secret | Trade | PIL | PIL022 | Commercial | Solar*Rewards | Trade Secret | 2022 | 2022
20263-228838-01 | Xcel Energy | 85 | 13781 | IOU | 06006019 | 5.052 | Solar |  |  | Interconnected | Trade Secret | Trade | CGR | CGR074 | Residential |  | Trade Secret | 2024 | 2025
20263-228838-01 | Xcel Energy | 85 | 13781 | IOU | 03131235 | 9.94 | Solar |  |  | Interconnected | Trade Secret | Trade | RAM | RAM071 | Residential | Solar*Rewards | Trade Secret | 2016 | 2017
20263-228838-01 | Xcel Energy | 85 | 13781 | IOU | 06220223 | 5.933 | Solar |  |  | Interconnected | Trade Secret | Trade | SOU | SOU087 | Residential |  | Trade Secret | 2025 | 2025
20263-228838-01 | Xcel Energy | 85 | 13781 | IOU | 06026611 | 3.25 | Solar |  |  | Withdrawn | Trade Secret | Trade | WCR | WCR321 | Residential |  | Trade Secret | 2024
20263-228838-01 | Xcel Energy | 85 | 13781 | IOU | 03328134 | 2.88 | Solar |  |  | Interconnected | Trade Secret | Trade | WCR | WCR321 | Residential | Solar*Rewards | Trade Secret | 2019 | 2020
20263-228838-01 | Xcel Energy | 85 | 13781 | IOU | 05863288 | 7.6 | Solar |  |  | Interconnected | Trade Secret | Trade | HSN | HSN311 | Residential | Solar*Rewards | Trade Secret | 2024 | 2024
20263-228838-01 | Xcel Energy | 85 | 13781 | IOU | 05413342 | 35.2 | Solar |  | X | Interconnected | Trade Secret | Trade | RLK | RLK066 | Residential |  | Trade Secret | 2023 | 2023
20263-228838-01 | Xcel Energy | 85 | 13781 | IOU | 06221029 | 16.752 | Solar |  |  | Interconnected | Trade Secret | Trade | SLP | SLP071 | Residential |  | Trade Secret | 2025 | 2026
20263-228838-01 | Xcel Energy | 85 | 13781 | IOU | 06203309 | 15.705 | Solar |  |  | Withdrawn | Trade Secret | Trade | SLP | SLP071 | Residential | Solar*Rewards | Trade Secret | 2025
20263-228838-01 | Xcel Energy | 85 | 13781 | IOU | 06252544 | 6.144 | Solar |  |  | Active Application | Trade Secret | Trade | MOL | MOL079 | Residential |  | Trade Secret | 2025
20263-228838-01 | Xcel Energy | 85 | 13781 | IOU | 03134382 | 6 | Solar |  |  | Interconnected | Trade Secret | Trade | HWW | HWW062 | Residential | Made in Minnesota | Trade Secret | 2015 | 2015
20263-228838-01 | Xcel Energy | 85 | 13781 | IOU | 05540178 | 22.8 | Solar |  |  | Interconnected | Trade Secret | Trade | AFT | AFT314 | Residential | Solar*Rewards | Trade Secret | 2023 | 2023
20263-228838-01 | Xcel Energy | 85 | 13781 | IOU | 05725814 | 8.448 | Solar |  |  | Interconnected | Trade Secret | Trade | WRR | WRR075 | Residential |  | Trade Secret | 2024 | 2024
20263-228838-01 | Xcel Energy | 85 | 13781 | IOU | 06164400 | 4.064 | Solar |  |  | Interconnected | Trade Secret | Trade | AFT | AFT322 | Residential | Solar*Rewards | Trade Secret | 2025 | 2025
20263-228838-01 | Xcel Energy | 85 | 13781 | IOU | 05981046 | 4.9 | Solar |  |  | Active Application | Trade Secret | Trade | MTR | MTR021 | Residential |  | Trade Secret | 2024
20263-228838-01 | Xcel Energy | 85 | 13781 | IOU | 04982262 | 3.747 | Solar |  |  | Interconnected | Trade Secret | Trade | HUG | HUG322 | Residential | Solar*Rewards | Trade Secret | 2022 | 2022
20263-228838-01 | Xcel Energy | 85 | 13781 | IOU | 03133064 | 36 | Solar |  |  | Interconnected | Trade Secret | Trade | OSS | OSS063 | Commercial | Solar*Rewards | Trade Secret | 2013 | 2014
20263-228838-01 | Xcel Energy | 85 | 13781 | IOU | SRO19196 | 45 | Solar |  |  | Withdrawn | Trade Secret | Trade | OSS | OSS063 | Commercial | Solar*Rewards | Trade Secret | 2012
20263-228838-01 | Xcel Energy | 85 | 13781 | IOU | 06087144 | 15.182 | Solar |  |  | Withdrawn | Trade Secret | Trade | CRL | CRL033 | Residential | Solar*Rewards | Trade Secret | 2025
20263-228838-01 | Xcel Energy | 85 | 13781 | IOU | 06321941 | 11.6 | Solar |  |  | Active Application | Trade Secret | Trade | CRL | CRL033 | Residential | Solar*Rewards | Trade Secret | 2026
20263-228838-01 |  |  |  |  | 06087135 |  | Solar |  |  | Withdrawn | Trade Secret | Trade | CRL | CRL033 | Residential | Solar*Rewards |  | 2025
20263-228838-01 | Xcel Energy | 85 | 13781 | IOU | 06086341 | 14.309 | Solar |  |  | Active Application | Trade Secret | Trade | CRL | CRL033 | Residential | Solar*Rewards | Trade Secret | 2025
20263-228838-01 | Xcel Energy | 85 | 13781 | IOU | 03133677 | 7 | Solar |  |  | Interconnected | Trade Secret | Trade | CGR | CGR061 | Residential | Solar*Rewards | Trade Secret | 2012 | 2012
20263-228838-01 | Xcel Energy | 85 | 13781 | IOU | 03645766 | 7.616 | Solar |  |  | Interconnected | Trade Secret | Trade | WIL | WIL063 | Residential | Solar*Rewards | Trade Secret | 2020 | 2020
20263-228838-01 | Xcel Energy | 85 | 13781 | IOU | 03133351 | 29.985 | Solar |  |  | Interconnected | Trade Secret | Trade | EDA | EDA061 | Commercial | Solar*Rewards | Trade Secret | 2011 | 2011
20263-228838-01 | Xcel Energy | 85 | 13781 | IOU | 03726563 | 7.616 | Solar |  |  | Interconnected | Trade Secret | Trade | HUG | HUG321 | Residential | Solar*Rewards | Trade Secret | 2020 | 2021
20263-228838-01 | Xcel Energy | 85 | 13781 | IOU | 06084789 | 5.904 | Solar |  |  | Interconnected | Trade Secret | Trade | WCR | WCR063 | Residential |  | Trade Secret | 2025 | 2025
20263-228838-01 | Xcel Energy | 85 | 13781 | IOU | 06079231 | 5.904 | Solar |  |  | Withdrawn | Trade Secret | Trade | WCR | WCR063 | Residential | Solar*Rewards | Trade Secret | 2025
20263-228838-01 | Xcel Energy | 85 | 13781 | IOU | 03134282 | 4.32 | Solar |  |  | Interconnected | Trade Secret | Trade | OPK | OPK077 | Residential | Made in Minnesota | Trade Secret | 2015 | 2015
20263-228838-01 | Xcel Energy | 85 | 13781 | IOU | 05395439 | 8.16 | Storage |  |  | Interconnected | Trade Secret | Trade | OPK | OPK077 | Residential |  | Trade Secret | 2023 | 2023
20263-228838-01 | Xcel Energy | 85 | 13781 | IOU | OID3494745 | 9.994 | Solar |  |  | Withdrawn | Trade Secret | Trade | REW | REW031 | Residential | Solar*Rewards | Trade Secret | 2018
20263-228838-01 | Xcel Energy | 85 | 13781 | IOU | 03704511 | 6.282 | Solar |  |  | Interconnected | Trade Secret | Trade | MDT | MDT074 | Residential | Solar*Rewards | Trade Secret | 2020 | 2020
20263-228838-01 | Xcel Energy | 85 | 13781 | IOU | 03133276 | 9.995 | Solar |  |  | Interconnected | Trade Secret | Trade | SAV | SAV063 | Commercial | Solar*Rewards | Trade Secret | 2010 | 2011
20263-228838-01 | Xcel Energy | 85 | 13781 | IOU | 03134312 | 36 | Solar |  |  | Interconnected | Trade Secret | Trade | TWL | TWL075 | Commercial | Made in Minnesota | Trade Secret | 2015 | 2016
20263-228838-01 | Xcel Energy | 85 | 13781 | IOU | 03131691 | 9.94 | Solar |  |  | Interconnected | Trade Secret | Trade | HWW | HWW062 | Residential | Made in Minnesota | Trade Secret | 2017 | 2017
20263-228838-01 | Xcel Energy | 85 | 13781 | IOU | 04896762 | 7.124 | Solar |  |  | Interconnected | Trade Secret | Trade | ALK | ALK063 | Residential | Solar*Rewards | Trade Secret | 2022 | 2022
20263-228838-01 | Xcel Energy | 85 | 13781 | IOU | 05371735 | 15.705 | Solar |  |  | Interconnected | Trade Secret | Trade | AFT | AFT314 | Residential |  | Trade Secret | 2023 | 2021
20263-228838-01 | Xcel Energy | 85 | 13781 | IOU | 03132753 | 3.92 | Solar |  |  | Interconnected | Trade Secret | Trade | UPP | UPP063 | Residential | Solar*Rewards | Trade Secret | 2018 | 2019
20263-228838-01 | Xcel Energy | 85 | 13781 | IOU | 03132476 | 5 | Solar |  |  | Interconnected | Trade Secret | Trade | SOU | SOU076 | Residential | Solar*Rewards | Trade Secret | 2018 | 2018
20263-228838-01 | Xcel Energy | 85 | 13781 | IOU | 04778113 | 11.39 | Solar |  |  | Interconnected | Trade Secret | Trade | UPP | UPP068 | Commercial |  | Trade Secret | 2023 | 2023
20263-228838-01 | Xcel Energy | 85 | 13781 | IOU | 05490121 | 5.12 | Solar |  |  | Withdrawn | Trade Secret | Trade | MOL | MOL065 | Residential | Solar*Rewards | Trade Secret | 2023
20263-228838-01 | Xcel Energy | 85 | 13781 | IOU | 05497642 | 5.12 | Solar |  |  | Interconnected | Trade Secret | Trade | MOL | MOL065 | Residential |  | Trade Secret | 2023 | 2023
20263-228838-01 | Xcel Energy | 85 | 13781 | IOU | 05858748 | 2.792 | Solar |  |  | Interconnected | Trade Secret | Trade | SOU | SOU086 | Residential | Solar*Rewards | Trade Secret | 2024 | 2024
20263-228838-01 | Xcel Energy | 85 | 13781 | IOU | 05975681 | 6.046 | Solar |  |  | Withdrawn | Trade Secret | Trade | MAZ | MAZ021 | Residential |  | Trade Secret | 2024
20263-228838-01 | Xcel Energy | 85 | 13781 | IOU | 05984835 | 6.08 | Solar |  |  | Active Application | Trade Secret | Trade | SOU | SOU061 | Residential | Solar*Rewards | Trade Secret | 2025
20263-228838-01 | Xcel Energy | 85 | 13781 | IOU | 06321858 | 6.08 | Solar |  |  | Active Application | Trade Secret | Trade | SOU | SOU061 | Residential | Solar*Rewards | Trade Secret | 2026
20263-228838-01 | Xcel Energy | 85 | 13781 | IOU | 04794452 | 9.994 | Solar |  |  | Withdrawn | Trade Secret | Trade | SCA | SCA021 | Residential | Solar*Rewards | Trade Secret | 2022
20263-228838-01 | Xcel Energy | 85 | 13781 | IOU | 05218644 | 4.48 | Solar |  |  | Interconnected | Trade Secret | Trade | CTR | CTR022 | Residential |  | Trade Secret | 2022 | 2022
20263-228838-01 | Xcel Energy | 85 | 13781 | IOU | OID3666316 | 37.598 | Solar |  |  | Withdrawn | Trade Secret | Trade | RRK | RRK064 | Commercial | Solar*Rewards | Trade Secret | 2018
20263-228838-01 | Xcel Energy | 85 | 13781 | IOU | 03298234 | 37.598 | Solar |  |  | Interconnected | Trade Secret | Trade | RRK | RRK064 | Commercial | Solar*Rewards | Trade Secret | 2019 | 2020
20263-228838-01 | Xcel Energy | 85 | 13781 | IOU | 04215618 | 7.616 | Solar |  |  | Interconnected | Trade Secret | Trade | GSL | GSL076 | Residential | Solar*Rewards | Trade Secret | 2020 | 2021
20263-228838-01 | Xcel Energy | 85 | 13781 | IOU | SRO29933 | 45 | Solar |  |  | Withdrawn | Trade Secret | Trade | FAB | FAB071 | Commercial | Solar*Rewards | Trade Secret | 2013
20263-228838-01 | Xcel Energy | 85 | 13781 | IOU | OID3284678 | 19.999 | Solar |  |  | Withdrawn | Trade Secret | Trade | FAB | FAB071 | Commercial | Solar*Rewards | Trade Secret | 2018
20263-228838-01 | Xcel Energy | 85 | 13781 | IOU | 05433126 | 5.12 | Solar |  |  | Withdrawn | Trade Secret | Trade | MHW | MHW311 | Residential | Solar*Rewards | Trade Secret | 2023
20263-228838-01 | Xcel Energy | 85 | 13781 | IOU | 06262123 | 7.6 | Solar |  |  | Active Application | Trade Secret | Trade | HSN | HSN322 | Residential |  | Trade Secret | 2025
20263-228838-01 | Xcel Energy | 85 | 13781 | IOU | 06292197 | 7 | Solar |  |  | Active Application | Trade Secret | Trade | HUG | HUG321 | Residential |  | Trade Secret | 2026
20263-228838-01 | Xcel Energy | 85 | 13781 | IOU | 04887782 | 4.932 | Solar |  |  | Interconnected | Trade Secret | Trade | ALK | ALK064 | Residential | Solar*Rewards | Trade Secret | 2022 | 2022
20263-228838-01 | Xcel Energy | 85 | 13781 | IOU | 04027777 | 3.48 | Solar |  |  | Interconnected | Trade Secret | Trade | GLK | GLK073 | Residential | Solar*Rewards | Trade Secret | 2020 | 2021
20263-228838-01 | Xcel Energy | 85 | 13781 | IOU | 03133455 | 3.6 | Solar |  |  | Interconnected | Trade Secret | Trade | WIL | WIL061 | Residential | Solar*Rewards | Trade Secret | 2011 | 2011
20263-228838-01 | Xcel Energy | 85 | 13781 | IOU | 06180765 | 6.631 | Solar |  |  | Interconnected | Trade Secret | Trade | APA | APA075 | Residential | Solar*Rewards | Trade Secret | 2025 | 2025
20263-228838-01 | Xcel Energy | 85 | 13781 | IOU | 06072817 | 8.709 | Solar |  |  | Interconnected | Trade Secret | Trade | VMR | VMR062 | Residential | Solar*Rewards | Trade Secret | 2025 | 2025
20263-228838-01 |  |  |  |  | OID1946222 |  | Solar |  |  | Withdrawn | Trade Secret | Trade | GSL | GSL341 | Residential | Made in Minnesota |  | 2014
20263-228838-01 | Xcel Energy | 85 | 13781 | IOU | OID3317416 | 9.94 | Solar |  |  | Withdrawn | Trade Secret | Trade | GSL | GSL341 | Residential | Solar*Rewards | Trade Secret | 2018
20263-228838-01 | Xcel Energy | 85 | 13781 | IOU | 03576207 | 13.05 | Solar |  |  | Interconnected | Trade Secret | Trade | GSL | GSL341 | Residential | Solar*Rewards | Trade Secret | 2020 | 2020
20263-228838-01 | Xcel Energy | 85 | 13781 | IOU | 05856536 | 8.528 | Solar |  |  | Interconnected | Trade Secret | Trade | ALK | ALK063 | Residential | Solar*Rewards | Trade Secret | 2024 | 2024
20263-228838-01 | Xcel Energy | 85 | 13781 | IOU | 04595714 | 8.99 | Solar |  |  | Interconnected | Trade Secret | Trade | ECK | ECK322 | Residential | Solar*Rewards | Trade Secret | 2021 | 2022
20263-228838-01 | Xcel Energy | 85 | 13781 | IOU | 04185379 | 4.08 | Solar |  |  | Interconnected | Trade Secret | Trade | SOU | SOU079 | Residential | Solar*Rewards | Trade Secret | 2020 | 2021
20263-228838-01 | Xcel Energy | 85 | 13781 | IOU | 03131000 | 4.7 | Solar |  |  | Interconnected | Trade Secret | Trade | HWW | HWW073 | Commercial |  | Trade Secret | 2010 | 2010
20263-228838-01 | Xcel Energy | 85 | 13781 | IOU | 05128372 | 133.2 | Solar |  |  | Active Application | Trade Secret | Trade | SLP | SLP084 | Commercial |  | Trade Secret | 2022
20263-228838-01 | Xcel Energy | 85 | 13781 | IOU | 05017331 | 5.8 | Solar |  |  | Interconnected | Trade Secret | Trade | AFT | AFT321 | Residential |  | Trade Secret | 2022 | 2022
20263-228838-01 | Xcel Energy | 85 | 13781 | IOU | 04803882 | 3.48 | Solar |  |  | Interconnected | Trade Secret | Trade | MPK | MPK074 | Residential | Solar*Rewards | Trade Secret | 2022 | 2022
20263-228838-01 | Xcel Energy | 85 | 13781 | IOU | 04137161 | 7.15 | Solar |  |  | Interconnected | Trade Secret | Trade | LLK | LLK061 | Residential | Solar*Rewards | Trade Secret | 2020 | 2020
20263-228838-01 | Xcel Energy | 85 | 13781 | IOU | 04140882 | 7.15 | Solar |  |  | Active Application | Trade Secret | Trade | LLK | LLK061 | Residential | Solar*Rewards | Trade Secret | 2020
20263-228838-01 | Xcel Energy | 85 | 13781 | IOU | 05775747 | 3.484 | Solar |  |  | Interconnected | Trade Secret | Trade | WCR | WCR322 | Residential |  | Trade Secret | 2024 | 2024
20263-228838-01 | Xcel Energy | 85 | 13781 | IOU | 05759467 | 11.168 | Solar |  |  | Interconnected | Trade Secret | Trade | EDA | EDA063 | Residential | Solar*Rewards | Trade Secret | 2024 | 2024
20263-228838-01 | Xcel Energy | 85 | 13781 | IOU | 03938430 | 3.747 | Solar |  |  | Interconnected | Trade Secret | Trade | WCR | WCR061 | Residential | Solar*Rewards | Trade Secret | 2020 | 2020
20263-228838-01 | Xcel Energy | 85 | 13781 | IOU | 03132356 | 12 | Solar |  |  | Interconnected | Trade Secret | Trade | LIN | LIN031 | Residential | Solar*Rewards | Trade Secret | 2018 | 2018
20263-228838-01 | Xcel Energy | 85 | 13781 | IOU | 05624353 | 8.96 | Solar |  |  | Interconnected | Trade Secret | Trade | SAV | SAV073 | Residential |  | Trade Secret | 2023 | 2024
20263-228838-01 | Xcel Energy | 85 | 13781 | IOU | OID3893929 | 5.8 | Solar |  |  | Interconnected | Trade Secret | Trade | SLP | SLP092 | Residential | Solar*Rewards | Trade Secret | 2019 | 2020
20263-228838-01 | Xcel Energy | 85 | 13781 | IOU | 05507030 | 6.4 | Solar |  |  | Interconnected | Trade Secret | Trade | CRL | CRL033 | Residential | Solar*Rewards | Trade Secret | 2023 | 2023
20263-228838-01 |  |  |  |  | OID2922196 |  | Natural Gas |  |  | Withdrawn | Trade Secret | Trade | LEX | LEX073 | Commercial |  |  | 2017
20263-228838-01 | Xcel Energy | 85 | 13781 | IOU | 05414515 | 7.475 | Solar |  |  | Interconnected | Trade Secret | Trade | STY | STY061 | Residential |  | Trade Secret | 2023 | 2023
20263-228838-01 | Xcel Energy | 85 | 13781 | IOU | 05404449 | 4.875 | Solar |  |  | Withdrawn | Trade Secret | Trade | STY | STY061 | Residential | Solar*Rewards | Trade Secret | 2023
20263-228838-01 | Xcel Energy | 85 | 13781 | IOU | 03135071 | 20 | Solar |  |  | Interconnected | Trade Secret | Trade | SDX | SDX312 | Commercial | Solar*Rewards | Trade Secret | 2016 | 2016
20263-228838-01 | Xcel Energy | 85 | 13781 | IOU | OID2914092 | 5 | Solar |  |  | Withdrawn | Trade Secret | Trade | PRR | PRR062 | Residential | Solar*Rewards | Trade Secret | 2017
20263-228838-01 | Xcel Energy | 85 | 13781 | IOU | 04793812 | 6.67 | Solar |  |  | Interconnected | Trade Secret | Trade | RIV | RIV076 | Residential | Solar*Rewards | Trade Secret | 2022 | 2022
20263-228838-01 | Xcel Energy | 85 | 13781 | IOU | 06071238 | 4.537 | Solar |  |  | Interconnected | Trade Secret | Trade | SOU | SOU076 | Residential | Solar*Rewards | Trade Secret | 2025 | 2025
20263-228838-01 | Xcel Energy | 85 | 13781 | IOU | 05848956 | 3.747 | Solar |  |  | Interconnected | Trade Secret | Trade | CGR | CGR064 | Residential |  | Trade Secret | 2024 | 2025
20263-228838-01 | Xcel Energy | 85 | 13781 | IOU | 03134142 | 7 | Solar |  |  | Interconnected | Trade Secret | Trade | RAM | RAM073 | Residential | Made in Minnesota | Trade Secret | 2014 | 2015
20263-228838-01 | Xcel Energy | 85 | 13781 | IOU | 05827674 | 5.904 | Solar |  |  | Interconnected | Trade Secret | Trade | RRK | RRK064 | Residential | Solar*Rewards | Trade Secret | 2024 | 2024
20263-228838-01 | Xcel Energy | 85 | 13781 | IOU | 06191031 | 9.074 | Solar |  |  | Interconnected | Trade Secret | Trade | MPK | MPK063 | Residential | Solar*Rewards | Trade Secret | 2025 | 2025
20263-228838-01 | Xcel Energy | 85 | 13781 | IOU | 05812766 | 5.76 | Solar |  |  | Interconnected | Trade Secret | Trade | WIL | WIL063 | Residential | Solar*Rewards | Trade Secret | 2024 | 2024
20263-228838-01 |  |  |  |  | 04347827 |  | Solar |  |  | Active Application | Trade Secret | Trade | WIL | WIL063 | Residential | Solar*Rewards |  | 2021
20263-228838-01 | Xcel Energy | 85 | 13781 | IOU | 05588583 | 6.93 | Solar |  |  | Interconnected | Trade Secret | Trade | IDA | IDA073 | Residential | Solar*Rewards | Trade Secret | 2023 | 2024
20263-228838-01 | Xcel Energy | 85 | 13781 | IOU | 05226360 | 4.06 | Solar |  |  | Active Application | Trade Secret | Trade | NOF | NOF061 | Residential |  | Trade Secret | 2022
20263-228838-01 | Xcel Energy | 85 | 13781 | IOU | 05712130 | 6.615 | Solar |  |  | Interconnected | Trade Secret | Trade | HYL | HYL064 | Residential | Solar*Rewards | Trade Secret | 2024 | 2024
20263-228838-01 | Xcel Energy | 85 | 13781 | IOU | 03134197 | 6 | Solar |  |  | Interconnected | Trade Secret | Trade | GPH | GPH062 | Residential | Made in Minnesota | Trade Secret | 2015 | 2015
20263-228838-01 | Xcel Energy | 85 | 13781 | IOU | SRO17882 | 30.24 | Solar |  |  | Withdrawn | Trade Secret | Trade | SCL | SCL311 | Commercial | Solar*Rewards | Trade Secret | 2011
20263-228838-01 | Xcel Energy | 85 | 13781 | IOU | 03943018 | 4.06 | Solar |  |  | Interconnected | Trade Secret | Trade | MPK | MPK087 | Residential | Solar*Rewards | Trade Secret | 2020 | 2020
20263-228838-01 | Xcel Energy | 85 | 13781 | IOU | 03132135 | 8 | Solar |  |  | Interconnected | Trade Secret | Trade | LAP | LAP311 | Residential | Made in Minnesota | Trade Secret | 2017 | 2017
20263-228838-01 | Xcel Energy | 85 | 13781 | IOU | 04690193 | 9.316 | Solar |  |  | Interconnected | Trade Secret | Trade | GLK | GLK071 | Residential |  | Trade Secret | 2021 | 2022
20263-228838-01 | Xcel Energy | 85 | 13781 | IOU | 06250180 | 3.774 | Solar |  |  | Interconnected | Trade Secret | Trade | NMC | NMC082 | Residential |  | Trade Secret | 2025 | 2025
20263-228838-01 | Xcel Energy | 85 | 13781 | IOU | 06060723 | 4.555 | Solar |  |  | Interconnected | Trade Secret | Trade | SOU | SOU079 | Residential | Solar*Rewards | Trade Secret | 2025 | 2025
20263-228838-01 | Xcel Energy | 85 | 13781 | IOU | 04107350 | 5.8 | Solar |  |  | Interconnected | Trade Secret | Trade | CRL | CRL065 | Residential | Solar*Rewards | Trade Secret | 2020 | 2021
20263-228838-01 | Xcel Energy | 85 | 13781 | IOU | 03133393 | 5.13 | Solar |  |  | Interconnected | Trade Secret | Trade | MPK | MPK087 | Residential | Solar*Rewards | Trade Secret | 2011 | 2011
20263-228838-01 | Xcel Energy | 85 | 13781 | IOU | 03779072 | 6 | Solar |  |  | Active Application | Trade Secret | Trade | HSN | HSN321 | Residential | Solar*Rewards | Trade Secret | 2020
20263-228838-01 | Xcel Energy | 85 | 13781 | IOU | 05935106 | 3.747 | Solar |  |  | Withdrawn | Trade Secret | Trade | WIL | WIL098 | Residential |  | Trade Secret | 2024
20263-228838-01 | Xcel Energy | 85 | 13781 | IOU | 05651210 | 5.525 | Solar |  |  | Withdrawn | Trade Secret | Trade | TWL | TWL063 | Residential | Solar*Rewards | Trade Secret | 2023
20263-228838-01 | Xcel Energy | 85 | 13781 | IOU | 05745379 | 5.525 | Solar |  |  | Active Application | Trade Secret | Trade | TWL | TWL063 | Residential | Solar*Rewards | Trade Secret | 2024
20263-228838-01 | Xcel Energy | 85 | 13781 | IOU | 04611191 | 5.054 | Solar |  |  | Interconnected | Trade Secret | Trade | DBL | DBL063 | Residential |  | Trade Secret | 2021 | 2022
20263-228838-01 | Xcel Energy | 85 | 13781 | IOU | 04527758 | 1.74 | Solar |  |  | Interconnected | Trade Secret | Trade | PIP | PIP061 | Residential |  | Trade Secret | 2021 | 2022
20263-228838-01 |  |  |  |  | OID2800698 |  | Solar |  |  | Withdrawn | Trade Secret | Trade | SDX | SDX311 | Residential | Solar*Rewards |  | 2016
20263-228838-01 | Xcel Energy | 85 | 13781 | IOU | 03787860 | 7.25 | Solar |  |  | Interconnected | Trade Secret | Trade | RPO | RPO311 | Residential | Solar*Rewards | Trade Secret | 2020 | 2020
20263-228838-01 |  |  |  |  | 04803469 |  | Solar |  |  | Active Application | Trade Secret | Trade | UPP | UPP086 | Residential | Solar*Rewards |  | 2022
20263-228838-01 | Xcel Energy | 85 | 13781 | IOU | 04860703 | 6.38 | Solar |  |  | Interconnected | Trade Secret | Trade | UPP | UPP086 | Residential | Solar*Rewards | Trade Secret | 2022 | 2022
20263-228838-01 | Xcel Energy | 85 | 13781 | IOU | 06222369 | 7.6 | Solar |  |  | Interconnected | Trade Secret | Trade | RMT | RMT321 | Residential |  | Trade Secret | 2025 | 2025
20263-228838-01 | Xcel Energy | 85 | 13781 | IOU | 04257984 | 6.028 | Solar |  |  | Interconnected | Trade Secret | Trade | HYL | HYL061 | Residential | Solar*Rewards | Trade Secret | 2021 | 2021
20263-228838-01 | Xcel Energy | 85 | 13781 | IOU | 04805377 | 3.747 | Solar |  |  | Interconnected | Trade Secret | Trade | ECK | ECK321 | Residential |  | Trade Secret | 2022 | 2022
20263-228838-01 | Xcel Energy | 85 | 13781 | IOU | 04420403 | 7.616 | Solar |  |  | Interconnected | Trade Secret | Trade | ALD | ALD085 | Commercial | Solar*Rewards | Trade Secret | 2021 | 2021
20263-228838-01 | Xcel Energy | 85 | 13781 | IOU | 04405823 | 8.376 | Solar |  |  | Interconnected | Trade Secret | Trade | BEL | BEL061 | Residential | Solar*Rewards | Trade Secret | 2021 | 2021
20263-228838-01 | Xcel Energy | 85 | 13781 | IOU | 03134493 | 4.32 | Solar |  |  | Interconnected | Trade Secret | Trade | BYT | BYT061 | Residential | Solar*Rewards | Trade Secret | 2015 | 2015
20263-228838-01 | Xcel Energy | 85 | 13781 | IOU | 05711963 | 6.3 | Solar |  |  | Interconnected | Trade Secret | Trade | SAK | SAK321 | Residential | Solar*Rewards | Trade Secret | 2024 | 2024
20263-228838-01 | Xcel Energy | 85 | 13781 | IOU | 05604685 | 6.3 | Solar |  |  | Active Application | Trade Secret | Trade | SAK | SAK321 | Residential | Solar*Rewards | Trade Secret | 2023
20263-228838-01 | Xcel Energy | 85 | 13781 | IOU | 05494897 | 16.128 | Solar |  |  | Interconnected | Trade Secret | Trade | RED | RED091 | Residential |  | Trade Secret | 2023 | 2023
20263-228838-01 | Xcel Energy | 85 | 13781 | IOU | 03132478 | 6 | Solar |  |  | Interconnected | Trade Secret | Trade | UPP | UPP084 | Residential | Solar*Rewards | Trade Secret | 2018 | 2018
20263-228838-01 | Xcel Energy | 85 | 13781 | IOU | 04295131 | 7.616 | Solar |  |  | Active Application | Trade Secret | Trade | HUG | HUG321 | Residential | Solar*Rewards | Trade Secret | 2021
20263-228838-01 | Xcel Energy | 85 | 13781 | IOU | 05597367 | 7.56 | Solar |  |  | Active Application | Trade Secret | Trade | UPP | UPP082 | Residential |  | Trade Secret | 2023
20263-228838-01 | Xcel Energy | 85 | 13781 | IOU | 06166332 | 9.871 | Solar |  |  | Active Application | Trade Secret | Trade | WDY | WDY312 | Residential |  | Trade Secret | 2025
20263-228838-01 | Xcel Energy | 85 | 13781 | IOU | 03133340 | 35 | Solar |  |  | Interconnected | Trade Secret | Trade | CEL | CEL072 | Commercial | Solar*Rewards | Trade Secret | 2011 | 2011
20263-228838-01 | Xcel Energy | 85 | 13781 | IOU | 03131174 | 300 | Biogas |  |  | Interconnected | Trade Secret | Trade | TWL | TWL072 | Commercial |  | Trade Secret | 2013 | 2013
20263-228838-01 | Xcel Energy | 85 | 13781 | IOU | 03133682 | 36 | Solar |  |  | Interconnected | Trade Secret | Trade | TWL | TWL072 | Commercial | Solar*Rewards | Trade Secret | 2012 | 2016
20263-228838-01 | Xcel Energy | 85 | 13781 | IOU | 03133466 | 30 | Solar |  |  | Interconnected | Trade Secret | Trade | ALD | ALD076 | Commercial | Solar*Rewards | Trade Secret | 2011 | 2012
20263-228838-01 | Xcel Energy | 85 | 13781 | IOU | 06059339 | 39.75 | Solar |  |  | Active Application | Trade Secret | Trade | ALD | ALD076 | Commercial |  | Trade Secret | 2025
20263-228838-01 | Xcel Energy | 85 | 13781 | IOU | 05596093 | 16.752 | Solar |  |  | Active Application | Trade Secret | Trade | HUG | HUG311 | Residential | Solar*Rewards | Trade Secret | 2023
20263-228838-01 | Xcel Energy | 85 | 13781 | IOU | 05445533 | 18.148 | Solar |  |  | Interconnected | Trade Secret | Trade | HUG | HUG311 | Residential |  | Trade Secret | 2023 | 2023
20263-228838-01 | Xcel Energy | 85 | 13781 | IOU | 04101090 | 9.994 | Solar |  |  | Withdrawn | Trade Secret | Trade | SOU | SOU077 | Residential | Solar*Rewards | Trade Secret | 2021
20263-228838-01 | Xcel Energy | 85 | 13781 | IOU | 03647283 | 9.994 | Solar |  |  | Interconnected | Trade Secret | Trade | SOU | SOU077 | Residential | Solar*Rewards | Trade Secret | 2020 | 2020
20263-228838-01 | Xcel Energy | 85 | 13781 | IOU | 04243317 | 9.994 | Solar |  |  | Interconnected | Trade Secret | Trade | STY | STY073 | Residential | Solar*Rewards | Trade Secret | 2021 | 2021
20263-228838-01 | Xcel Energy | 85 | 13781 | IOU | 05128389 | 9.994 | Solar |  | X | Interconnected | Trade Secret | Trade | WSG | WSG362 | Residential |  | Trade Secret | 2022 | 2022
20263-228838-01 | Xcel Energy | 85 | 13781 | IOU | 06174427 | 4.886 | Solar |  |  | Interconnected | Trade Secret | Trade | EBL | EBL084 | Residential | Solar*Rewards | Trade Secret | 2025 | 2025
20263-228838-01 | Xcel Energy | 85 | 13781 | IOU | 05271882 | 4.35 | Solar |  |  | Interconnected | Trade Secret | Trade | HAS | HAS033 | Residential |  | Trade Secret | 2022 | 2023
20263-228838-01 | Xcel Energy | 85 | 13781 | IOU | 04146281 | 23.51 | Solar |  |  | Interconnected | Trade Secret | Trade | BIS | BIS001 | Commercial | Solar*Rewards | Trade Secret | 2021 | 2023
20263-228838-01 | Xcel Energy | 85 | 13781 | IOU | 03157971 | 17.39 | Solar |  |  | Interconnected | Trade Secret | Trade | CTR | CTR031 | Residential | Solar*Rewards | Trade Secret | 2019 | 2019
20263-228838-01 | Xcel Energy | 85 | 13781 | IOU | OID3811571 | 17.39 | Solar |  |  | Withdrawn | Trade Secret | Trade | CTR | CTR031 | Residential | Solar*Rewards | Trade Secret | 2019
20263-228838-01 | Xcel Energy | 85 | 13781 | IOU | 05859834 | 3.747 | Solar |  |  | Interconnected | Trade Secret | Trade | OPK | OPK072 | Residential |  | Trade Secret | 2024 | 2025
20263-228838-01 | Xcel Energy | 85 | 13781 | IOU | 05937143 | 10.4 | Solar |  |  | Active Application | Trade Secret | Trade | MPN | MPN081 | Residential | Solar*Rewards | Trade Secret | 2024
20263-228838-01 | Xcel Energy | 85 | 13781 | IOU | 05958276 | 11.168 | Solar |  |  | Withdrawn | Trade Secret | Trade | MPN | MPN081 | Residential | Solar*Rewards | Trade Secret | 2024
20263-228838-01 | Xcel Energy | 85 | 13781 | IOU | 05225890 | 6.38 | Solar |  |  | Interconnected | Trade Secret | Trade | LLK | LLK072 | Residential |  | Trade Secret | 2022 | 2023
20263-228838-01 | Xcel Energy | 85 | 13781 | IOU | 03130185 | 6.24 | Solar |  |  | Interconnected | Trade Secret | Trade | RPL | RPL064 | Residential | Solar*Rewards | Trade Secret | 2019 | 2019
20263-228838-01 | Xcel Energy | 85 | 13781 | IOU | 06229384 | 7.6 | Solar |  |  | Interconnected | Trade Secret | Trade | ESW | ESW081 | Residential |  | Trade Secret | 2025 | 2025
20263-228838-01 | Xcel Energy | 85 | 13781 | IOU | 06129618 | 749.9 | Solar |  | X | Active Application | Trade Secret | Trade | ALD | ALD097 | Commercial |  | Trade Secret | 2025
20263-228838-01 | Xcel Energy | 85 | 13781 | IOU | 05371969 | 480 | Solar |  |  | Withdrawn | Trade Secret | Trade | ALD | ALD097 | Commercial |  | Trade Secret | 2023
20263-228838-01 | Xcel Energy | 85 | 13781 | IOU | 05436447 | 7.54 | Solar |  |  | Interconnected | Trade Secret | Trade | GNL | GNL063 | Residential |  | Trade Secret | 2023 | 2023
20263-228838-01 | Xcel Energy | 85 | 13781 | IOU | 05362888 | 6.96 | Solar |  |  | Withdrawn | Trade Secret | Trade | GNL | GNL063 | Residential | Solar*Rewards | Trade Secret | 2023
20263-228838-01 | Xcel Energy | 85 | 13781 | IOU | 06116928 | 3.037 | Solar |  |  | Interconnected | Trade Secret | Trade | WYO | WYO022 | Residential | Solar*Rewards | Trade Secret | 2025 | 2025
20263-228838-01 | Xcel Energy | 85 | 13781 | IOU | OID3748355 | 19.99 | Solar |  |  | Withdrawn | Trade Secret | Trade | ZUF | ZUF021 | Residential | Solar*Rewards | Trade Secret | 2019
20263-228838-01 | Xcel Energy | 85 | 13781 | IOU | OID3666650 | 18.195 | Solar |  |  | Withdrawn | Trade Secret | Trade | ZUF | ZUF021 | Residential | Solar*Rewards | Trade Secret | 2018
20263-228838-01 | Xcel Energy | 85 | 13781 | IOU | 03177483 | 19.99 | Solar |  |  | Interconnected | Trade Secret | Trade | ZUF | ZUF021 | Residential | Solar*Rewards | Trade Secret | 2019 | 2020
20263-228838-01 | Xcel Energy | 85 | 13781 | IOU | 05987800 | 7.616 | Solar |  |  | Interconnected | Trade Secret | Trade | HYL | HYL071 | Residential |  | Trade Secret | 2024 | 2025
20263-228838-01 | Xcel Energy | 85 | 13781 | IOU | 04793598 | 2.9 | Solar |  |  | Interconnected | Trade Secret | Trade | SOU | SOU079 | Residential | Solar*Rewards | Trade Secret | 2022 | 2022
20263-228838-01 | Xcel Energy | 85 | 13781 | IOU | 06162133 | 7.6 | Solar |  |  | Interconnected | Trade Secret | Trade | FRM | FRM062 | Residential | Solar*Rewards | Trade Secret | 2025 | 2025
20263-228838-01 | Xcel Energy | 85 | 13781 | IOU | OID2294623 | 20.02 | Solar |  |  | Withdrawn | Trade Secret | Trade | RPL | RPL073 | Commercial | Solar*Rewards | Trade Secret | 2015
20263-228838-01 | Xcel Energy | 85 | 13781 | IOU | 06268593 | 4.482 | Solar |  |  | Active Application | Trade Secret | Trade | WIL | WIL085 | Residential |  | Trade Secret | 2025
20263-228838-01 | Xcel Energy | 85 | 13781 | IOU | 03232581 | 6 | Solar |  |  | Interconnected | Trade Secret | Trade | EDA | EDA079 | Residential | Solar*Rewards | Trade Secret | 2019 | 2020
20263-228838-01 | Xcel Energy | 85 | 13781 | IOU | 05400517 | 3.75 | Solar |  |  | Withdrawn | Trade Secret | Trade | EDA | EDA079 | Residential | Solar*Rewards | Trade Secret | 2023
20263-228838-01 | Xcel Energy | 85 | 13781 | IOU | 05797871 | 9.109 | Solar |  |  | Interconnected | Trade Secret | Trade | RPO | RPO312 | Residential | Solar*Rewards | Trade Secret | 2024 | 2024
20263-228838-01 | Xcel Energy | 85 | 13781 | IOU | 05015375 | 3.19 | Solar |  |  | Withdrawn | Trade Secret | Trade | WES | WES061 | Residential |  | Trade Secret | 2022
20263-228838-01 | Xcel Energy | 85 | 13781 | IOU | 03501377 | 39.998 | Solar |  |  | Interconnected | Trade Secret | Trade | YAM | YAM021 | Commercial | Solar*Rewards | Trade Secret | 2019 | 2021
20263-228838-01 | Xcel Energy | 85 | 13781 | IOU | 03248099 | 6 | Solar |  |  | Interconnected | Trade Secret | Trade | SOU | SOU087 | Residential | Solar*Rewards | Trade Secret | 2019 | 2020
20263-228838-01 | Xcel Energy | 85 | 13781 | IOU | 05500804 | 4.095 | Solar |  |  | Interconnected | Trade Secret | Trade | AFT | AFT321 | Residential |  | Trade Secret | 2023 | 2021
20263-228838-01 | Xcel Energy | 85 | 13781 | IOU | 06055346 | 39.99 | Solar |  |  | Interconnected | Trade Secret | Trade | WSG | WSG065 | Commercial |  | Trade Secret | 2025 | 2025
20263-228838-01 | Xcel Energy | 85 | 13781 | IOU | 04295033 | 9.994 | Solar |  |  | Interconnected | Trade Secret | Trade | BCR | BCR061 | Residential | Solar*Rewards | Trade Secret | 2021 | 2021
20263-228838-01 | Xcel Energy | 85 | 13781 | IOU | 04008642 | 5.51 | Solar |  |  | Interconnected | Trade Secret | Trade | SLP | SLP073 | Residential | Solar*Rewards | Trade Secret | 2020 | 2020
20263-228838-01 | Xcel Energy | 85 | 13781 | IOU | 06264226 | 13.611 | Solar |  |  | Active Application | Trade Secret | Trade | CGR | CGR074 | Residential |  | Trade Secret | 2025
20263-228838-01 | Xcel Energy | 85 | 13781 | IOU | 05833628 | 3.936 | Solar |  |  | Interconnected | Trade Secret | Trade | XRD | XRD062 | Residential | Solar*Rewards | Trade Secret | 2024 | 2024
20263-228838-01 | Xcel Energy | 85 | 13781 | IOU | 05422521 | 3.19 | Solar |  |  | Interconnected | Trade Secret | Trade | SLP | SLP076 | Residential | Solar*Rewards | Trade Secret | 2023 | 2023
20263-228838-01 | Xcel Energy | 85 | 13781 | IOU | 06061993 | 3.141 | Solar |  |  | Interconnected | Trade Secret | Trade | SLP | SLP076 | Residential | Solar*Rewards | Trade Secret | 2025 | 2025
20263-228838-01 | Xcel Energy | 85 | 13781 | IOU | 03131857 | 5 | Solar |  |  | Interconnected | Trade Secret | Trade | MOL | MOL079 | Residential | Solar*Rewards | Trade Secret | 2017 | 2017
20263-228838-01 | Xcel Energy | 85 | 13781 | IOU | SRO28982 | 45 | Solar |  |  | Withdrawn | Trade Secret | Trade | ALB | ALB022 | Commercial | Solar*Rewards | Trade Secret | 2013
20263-228838-01 | Xcel Energy | 85 | 13781 | IOU | 03134103 | 36 | Solar |  |  | Interconnected | Trade Secret | Trade | ALB | ALB022 | Commercial | Made in Minnesota | Trade Secret | 2014 | 2015
20263-228838-01 | Xcel Energy | 85 | 13781 | IOU | 03134104 | 36 | Solar |  |  | Interconnected | Trade Secret | Trade | ALB | ALB022 | Commercial | Made in Minnesota | Trade Secret | 2014 | 2015
20263-228838-01 | Xcel Energy | 85 | 13781 | IOU | 03133347 | 3.8 | Solar |  |  | Interconnected | Trade Secret | Trade | PAT | PAT313 | Residential | Solar*Rewards | Trade Secret | 2011 | 2011
20263-228838-01 | Xcel Energy | 85 | 13781 | IOU | 06221341 | 9.772 | Solar |  |  | Withdrawn | Trade Secret | Trade | UPP | UPP082 | Residential |  | Trade Secret | 2025
20263-228838-01 | Xcel Energy | 85 | 13781 | IOU | 06322163 | 9.772 | Solar |  |  | Active Application | Trade Secret | Trade | UPP | UPP082 | Residential | Solar*Rewards | Trade Secret | 2026
20263-228838-01 |  |  |  |  | OID3731283 |  | Solar |  |  | Withdrawn | Trade Secret | Trade | MRN | MRN021 | Commercial | Solar*Rewards |  | 2019
20263-228838-01 |  |  |  |  | OID3731282 |  | Solar |  |  | Withdrawn | Trade Secret | Trade | MRN | MRN021 | Commercial | Solar*Rewards |  | 2019
20263-228838-01 | Xcel Energy | 85 | 13781 | IOU | OID3667643 | 39.98 | Solar |  |  | Withdrawn | Trade Secret | Trade | MRN | MRN021 | Commercial | Solar*Rewards | Trade Secret | 2018
20263-228838-01 | Xcel Energy | 85 | 13781 | IOU | 03130191 | 33.3 | Solar |  |  | Interconnected | Trade Secret | Trade | SCL | SCL322 | Commercial | Solar*Rewards | Trade Secret | 2019 | 2020
20263-228838-01 |  |  |  |  | OID3694698 |  | Solar |  |  | Withdrawn | Trade Secret | Trade | SCL | SCL322 | Commercial |  |  | 2019
20263-228838-01 | Xcel Energy | 85 | 13781 | IOU | 03133164 | 48 | Solar |  |  | Interconnected | Trade Secret | Trade | AFT | AFT315 | Residential | Solar*Rewards | Trade Secret | 2010 | 2010
20263-228838-01 | Xcel Energy | 85 | 13781 | IOU | 06040191 | 5.376 | Solar |  |  | Interconnected | Trade Secret | Trade | HWW | HWW062 | Residential | Solar*Rewards | Trade Secret | 2024 | 2025
20263-228838-01 | Xcel Energy | 85 | 13781 | IOU | 03133416 | 4.5 | Solar |  |  | Interconnected | Trade Secret | Trade | PKL | PKL085 | Residential | Solar*Rewards | Trade Secret | 2011 | 2011
20263-228838-01 | Xcel Energy | 85 | 13781 | IOU | 03130875 | 2.5 | Solar |  |  | Interconnected | Trade Secret | Trade | MPK | MPK078 | Commercial |  | Trade Secret | 2008 | 2008
20263-228838-01 | Xcel Energy | 85 | 13781 | IOU | 04266031 | 11.39 | Solar |  |  | Interconnected | Trade Secret | Trade | WCR | WCR321 | Residential |  | Trade Secret | 2021 | 2022
20263-228838-01 | Xcel Energy | 85 | 13781 | IOU | 06259086 | 5.584 | Solar |  |  | Active Application | Trade Secret | Trade | DPN | DPN072 | Residential |  | Trade Secret | 2025
20263-228838-01 | Xcel Energy | 85 | 13781 | IOU | 06206180 | 5.235 | Solar |  |  | Withdrawn | Trade Secret | Trade | DPN | DPN072 | Residential |  | Trade Secret | 2025
20263-228838-01 | Xcel Energy | 85 | 13781 | IOU | OID2565293 | 5.74 | Solar |  |  | Interconnected | Trade Secret | Trade | RPL | RPL064 | Residential | Made in Minnesota | Trade Secret | 2016 | 2016
20263-228838-01 | Xcel Energy | 85 | 13781 | IOU | 03134791 | 5 | Solar |  |  | Interconnected | Trade Secret | Trade | RPL | RPL064 | Residential | Made in Minnesota | Trade Secret | 2016 | 2016
20263-228838-01 | Xcel Energy | 85 | 13781 | IOU | 03130940 | 20 | Wind |  |  | Interconnected | Trade Secret | Trade | WAS | WAS092 | Residential |  | Trade Secret | 2002 | 2002
20263-228838-01 | Xcel Energy | 85 | 13781 | IOU | 03132346 | 7.616 | Solar |  |  | Interconnected | Trade Secret | Trade | PKL | PKL085 | Residential | Solar*Rewards | Trade Secret | 2018 | 2018
20263-228838-01 | Xcel Energy | 85 | 13781 | IOU | 04466826 | 3.747 | Solar |  |  | Interconnected | Trade Secret | Trade | PKL | PKL085 | Residential | Solar*Rewards | Trade Secret | 2021 | 2021
20263-228838-01 | Xcel Energy | 85 | 13781 | IOU | 04350795 | 5.8 | Solar |  |  | Interconnected | Trade Secret | Trade | HWW | HWW072 | Residential | Solar*Rewards | Trade Secret | 2021 | 2021
20263-228838-01 | Xcel Energy | 85 | 13781 | IOU | 03245939 | 11.39 | Solar |  |  | Interconnected | Trade Secret | Trade | WCR | WCR311 | Residential | Solar*Rewards | Trade Secret | 2019 | 2020
20263-228838-01 | Xcel Energy | 85 | 13781 | IOU | 05229933 | 4.35 | Solar |  |  | Interconnected | Trade Secret | Trade | WES | WES073 | Residential |  | Trade Secret | 2022 | 2023
20263-228838-01 | Xcel Energy | 85 | 13781 | IOU | 03812664 | 3.747 | Solar |  |  | Active Application | Trade Secret | Trade | TWL | TWL075 | Residential | Solar*Rewards | Trade Secret | 2020
20263-228838-01 | Xcel Energy | 85 | 13781 | IOU | 03881075 | 3.747 | Solar |  |  | Interconnected | Trade Secret | Trade | TWL | TWL075 | Residential | Solar*Rewards | Trade Secret | 2020 | 2020
20263-228838-01 | Xcel Energy | 85 | 13781 | IOU | 05508698 | 5.372 | Solar |  |  | Withdrawn | Trade Secret | Trade | AHI | AHI022 | Residential | Solar*Rewards | Trade Secret | 2023
20263-228838-01 | Xcel Energy | 85 | 13781 | IOU | 05530837 | 6.3 | Solar |  |  | Interconnected | Trade Secret | Trade | AHI | AHI022 | Residential | Solar*Rewards | Trade Secret | 2023 | 2023
20263-228838-01 | Xcel Energy | 85 | 13781 | IOU | 06130967 | 8.73 | Solar |  |  | Interconnected | Trade Secret | Trade | WES | WES075 | Residential | Solar*Rewards | Trade Secret | 2025 | 2025
20263-228838-01 | Xcel Energy | 85 | 13781 | IOU | 06116472 | 10.121 | Solar |  |  | Active Application | Trade Secret | Trade | WES | WES075 | Residential | Solar*Rewards | Trade Secret | 2025
20263-228838-01 | Xcel Energy | 85 | 13781 | IOU | 04470048 | 39.998 | Solar |  |  | Active Application | Trade Secret | Trade | HWW | HWW062 | Commercial | Solar*Rewards | Trade Secret | 2021
20263-228838-01 | Xcel Energy | 85 | 13781 | IOU | 04923118 | 7.616 | Solar |  |  | Interconnected | Trade Secret | Trade | WSG | WSG361 | Residential | Solar*Rewards | Trade Secret | 2022 | 2022
20263-228838-01 | Xcel Energy | 85 | 13781 | IOU | 05558070 | 99.9 | Solar |  |  | Interconnected | Trade Secret | Trade | RLK | RLK079 | Commercial |  | Trade Secret | 2023 | 2025
20263-228838-01 | Xcel Energy | 85 | 13781 | IOU | OID2696164 | 9.94 | Solar |  |  | Withdrawn | Trade Secret | Trade | LLK | LLK072 | Residential | Solar*Rewards | Trade Secret | 2016
20263-228838-01 | Xcel Energy | 85 | 13781 | IOU | 03135139 | 12 | Solar |  |  | Interconnected | Trade Secret | Trade | LLK | LLK072 | Residential | Solar*Rewards | Trade Secret | 2016 | 2016
20263-228838-01 | Xcel Energy | 85 | 13781 | IOU | 06059074 | 5.693 | Solar |  | X | Interconnected | Trade Secret | Trade | WES | WES072 | Residential | Solar*Rewards | Trade Secret | 2025 | 2025
20263-228838-01 | Xcel Energy | 85 | 13781 | IOU | 06341332 | 720 | Solar |  |  | Active Application | Trade Secret | Trade | RAM | RAM071 | Commercial |  | Trade Secret | 2026
20263-228838-01 | Xcel Energy | 85 | 13781 | IOU | 04403530 | 16.054 | Solar |  |  | Interconnected | Trade Secret | Trade | OPK | OPK077 | Residential | Solar*Rewards | Trade Secret | 2021 | 2021
20263-228838-01 | Xcel Energy | 85 | 13781 | IOU | 05607974 | 2.9 | Solar |  |  | Withdrawn | Trade Secret | Trade | SOU | SOU083 | Residential |  | Trade Secret | 2023
20263-228838-01 | Xcel Energy | 85 | 13781 | IOU | 05629836 | 2.9 | Solar |  |  | Interconnected | Trade Secret | Trade | SOU | SOU083 | Residential |  | Trade Secret | 2023 | 2024
20263-228838-01 | Xcel Energy | 85 | 13781 | IOU | 06064083 | 4.188 | Solar |  |  | Interconnected | Trade Secret | Trade | SOU | SOU077 | Residential | Solar*Rewards | Trade Secret | 2025 | 2025
20263-228838-01 | Xcel Energy | 85 | 13781 | IOU | 05273577 | 6 | Solar |  |  | Withdrawn | Trade Secret | Trade | MOL | MOL073 | Residential |  | Trade Secret | 2022
20263-228838-01 | Xcel Energy | 85 | 13781 | IOU | 05450847 | 5 | Solar |  |  | Withdrawn | Trade Secret | Trade | MOL | MOL073 | Residential |  | Trade Secret | 2023
20263-228838-01 | Xcel Energy | 85 | 13781 | IOU | 05263183 | 5 | Solar |  |  | Withdrawn | Trade Secret | Trade | MOL | MOL073 | Residential |  | Trade Secret | 2023
20263-228838-01 | Xcel Energy | 85 | 13781 | IOU | SRO29813 | 3.5 | Solar |  |  | Withdrawn | Trade Secret | Trade | SOU | SOU083 | Residential | Solar*Rewards | Trade Secret | 2013
20263-228838-01 | Xcel Energy | 85 | 13781 | IOU | 03134132 | 3.5 | Solar |  |  | Interconnected | Trade Secret | Trade | SOU | SOU083 | Residential | Made in Minnesota | Trade Secret | 2014 | 2014
20263-228838-01 | Xcel Energy | 85 | 13781 | IOU | 05459402 | 4.35 | Solar |  |  | Interconnected | Trade Secret | Trade | CGR | CGR072 | Residential |  | Trade Secret | 2023 | 2023
20263-228838-01 | Xcel Energy | 85 | 13781 | IOU | 06206077 | 3.84 | Storage |  |  | Active Application | Trade Secret | Trade | HWW | HWW062 | Residential |  | Trade Secret | 2025
20263-228838-01 | Xcel Energy | 85 | 13781 | IOU | 05739207 | 5.8 | Solar |  |  | Interconnected | Trade Secret | Trade | HWW | HWW062 | Residential | Solar*Rewards | Trade Secret | 2024 | 2024
20263-228838-01 | Xcel Energy | 85 | 13781 | IOU | OID3885621 | 11.39 | Solar |  |  | Interconnected | Trade Secret | Trade | REW | REW023 | Residential | Solar*Rewards | Trade Secret | 2019 | 2020
20263-228838-01 | Xcel Energy | 85 | 13781 | IOU | 05960437 | 20.15 | Solar |  |  | Withdrawn | Trade Secret | Trade | KAN | KAN021 | Residential | Solar*Rewards | Trade Secret | 2024
20263-228838-01 | Xcel Energy | 85 | 13781 | IOU | 03408295 | 9.994 | Solar |  |  | Interconnected | Trade Secret | Trade | CHE | CHE076 | Residential | Solar*Rewards | Trade Secret | 2019 | 2020
20263-228838-01 | Xcel Energy | 85 | 13781 | IOU | 05830227 | 5.052 | Solar |  |  | Interconnected | Trade Secret | Trade | OAD | OAD071 | Residential |  | Trade Secret | 2024 | 2025
20263-228838-01 |  |  |  |  | 06076119 |  | Solar |  |  | Withdrawn | Trade Secret | Trade | OAD | OAD071 | Residential | Solar*Rewards |  | 2025
20263-228838-01 | Xcel Energy | 85 | 13781 | IOU | 03129640 | 11.39 | Solar |  |  | Interconnected | Trade Secret | Trade | CTR | CTR031 | Commercial | Solar*Rewards | Trade Secret | 2018 | 2019
20263-228838-01 | Xcel Energy | 85 | 13781 | IOU | 06029729 | 11.393 | Solar |  |  | Interconnected | Trade Secret | Trade | MEL | MEL074 | Residential | Solar*Rewards | Trade Secret | 2024 | 2025
20263-228838-01 | Xcel Energy | 85 | 13781 | IOU | 04393812 | 10.47 | Solar |  |  | Interconnected | Trade Secret | Trade | BRP | BRP071 | Residential | Solar*Rewards | Trade Secret | 2021 | 2021
20263-228838-01 | Xcel Energy | 85 | 13781 | IOU | 05859730 | 4.934 | Solar |  |  | Withdrawn | Trade Secret | Trade | GPH | GPH061 | Residential | Solar*Rewards | Trade Secret | 2024
20263-228838-01 | Xcel Energy | 85 | 13781 | IOU | 05859752 | 4.934 | Solar |  |  | Interconnected | Trade Secret | Trade | GPH | GPH061 | Residential | Solar*Rewards | Trade Secret | 2024 | 2024
20263-228838-01 | Xcel Energy | 85 | 13781 | IOU | 06238336 | 4.56 | Solar |  |  | Active Application | Trade Secret | Trade | TLK | TLK075 | Residential |  | Trade Secret | 2025
20263-228838-01 | Xcel Energy | 85 | 13781 | IOU | 06074343 | 17.664 | Solar |  |  | Active Application | Trade Secret | Trade | SCL | SCL313 | Residential | Solar*Rewards | Trade Secret | 2025
20263-228838-01 | Xcel Energy | 85 | 13781 | IOU | 06046863 | 5.904 | Solar |  |  | Active Application | Trade Secret | Trade | WSG | WSG361 | Residential | Solar*Rewards | Trade Secret | 2024
20263-228838-01 | Xcel Energy | 85 | 13781 | IOU | 06321988 | 6.912 | Solar |  |  | Active Application | Trade Secret | Trade | WSG | WSG361 | Residential | Solar*Rewards | Trade Secret | 2026
20263-228838-01 | Xcel Energy | 85 | 13781 | IOU | 06076903 | 5.904 | Solar |  |  | Active Application | Trade Secret | Trade | WSG | WSG361 | Residential | Solar*Rewards | Trade Secret | 2025
20263-228838-01 | Xcel Energy | 85 | 13781 | IOU | 05746078 | 7.678 | Solar |  |  | Interconnected | Trade Secret | Trade | RPO | RPO312 | Residential | Solar*Rewards | Trade Secret | 2024 | 2024
20263-228838-01 | Xcel Energy | 85 | 13781 | IOU | 06090785 | 9.109 | Solar |  |  | Interconnected | Trade Secret | Trade | SOU | SOU088 | Residential | Solar*Rewards | Trade Secret | 2025 | 2025
20263-228838-01 | Xcel Energy | 85 | 13781 | IOU | 04916074 | 3.288 | Solar |  |  | Interconnected | Trade Secret | Trade | HSN | HSN321 | Residential | Solar*Rewards | Trade Secret | 2022 | 2022
20263-228838-01 | Xcel Energy | 85 | 13781 | IOU | 04613764 | 5.933 | Solar |  |  | Interconnected | Trade Secret | Trade | GNL | GNL063 | Residential |  | Trade Secret | 2021 | 2022
20263-228838-01 | Xcel Energy | 85 | 13781 | IOU | 04087962 | 4.64 | Solar |  |  | Interconnected | Trade Secret | Trade | ORO | ORO062 | Residential | Solar*Rewards | Trade Secret | 2020 | 2021
20263-228838-01 | Xcel Energy | 85 | 13781 | IOU | 06042620 | 4.188 | Solar |  |  | Interconnected | Trade Secret | Trade | HWW | HWW074 | Residential | Solar*Rewards | Trade Secret | 2024 | 2025
20263-228838-01 | Xcel Energy | 85 | 13781 | IOU | OID3927779 | 9.994 | Solar |  |  | Withdrawn | Trade Secret | Trade | FSL | FSL312 | Residential | Solar*Rewards | Trade Secret | 2019
20263-228838-01 | Xcel Energy | 85 | 13781 | IOU | 03294400 | 7.616 | Solar |  | X | Interconnected | Trade Secret | Trade | FSL | FSL312 | Residential | Solar*Rewards | Trade Secret | 2019 | 2020
20263-228838-01 | Xcel Energy | 85 | 13781 | IOU | OID3794062 | 428 | Solar |  |  | Withdrawn | Trade Secret | Trade | SCL | SCL312 | Commercial |  | Trade Secret | 2019
20263-228838-01 | Xcel Energy | 85 | 13781 | IOU | 03154822 | 425 | Solar |  |  | Interconnected | Trade Secret | Trade | SCL | SCL312 | Commercial |  | Trade Secret | 2019 | 2019
20263-228838-01 | Xcel Energy | 85 | 13781 | IOU | 05240720 | 11.39 | Solar |  |  | Interconnected | Trade Secret | Trade | FAB | FAB063 | Residential |  | Trade Secret | 2022 | 2025
20263-228838-01 | Xcel Energy | 85 | 13781 | IOU | 04699535 | 5.054 | Solar |  |  | Interconnected | Trade Secret | Trade | MEL | MEL078 | Residential |  | Trade Secret | 2021 | 2022
20263-228838-01 | Xcel Energy | 85 | 13781 | IOU | 04794451 | 5.22 | Solar |  |  | Interconnected | Trade Secret | Trade | MEL | MEL062 | Residential | Solar*Rewards | Trade Secret | 2022 | 2022
20263-228838-01 | Xcel Energy | 85 | 13781 | IOU | 03181891 | 9.994 | Solar |  |  | Interconnected | Trade Secret | Trade | ECK | ECK063 | Residential | Solar*Rewards | Trade Secret | 2019 | 2019
20263-228838-01 | Xcel Energy | 85 | 13781 | IOU | OID3876082 | 2.88 | Solar |  |  | Withdrawn | Trade Secret | Trade | WES | WES062 | Residential | Solar*Rewards | Trade Secret | 2019
20263-228838-01 | Xcel Energy | 85 | 13781 | IOU | 03131785 | 9.94 | Solar |  |  | Interconnected | Trade Secret | Trade | WCR | WCR322 | Residential | Made in Minnesota | Trade Secret | 2017 | 2017
20263-228838-01 | Xcel Energy | 85 | 13781 | IOU | OID2284093 | 3.84 | Solar |  |  | Withdrawn | Trade Secret | Trade | HAS | HAS031 | Residential | Made in Minnesota | Trade Secret | 2015
20263-228838-01 | Xcel Energy | 85 | 13781 | IOU | 05224912 | 4.35 | Solar |  |  | Interconnected | Trade Secret | Trade | WIL | WIL073 | Residential |  | Trade Secret | 2022 | 2023
20263-228838-01 | Xcel Energy | 85 | 13781 | IOU | 06232813 | 8.027 | Solar |  |  | Interconnected | Trade Secret | Trade | MST | MST066 | Residential |  | Trade Secret | 2025 | 2025
20263-228838-01 | Xcel Energy | 85 | 13781 | IOU | 03141872 | 15.232 | Solar |  |  | Interconnected | Trade Secret | Trade | WAT | WAT081 | Residential | Solar*Rewards | Trade Secret | 2019 | 2020
20263-228838-01 | Xcel Energy | 85 | 13781 | IOU | 04340771 | 3.747 | Solar |  |  | Active Application | Trade Secret | Trade | TWL | TWL075 | Residential | Solar*Rewards | Trade Secret | 2021
20263-228838-01 | Xcel Energy | 85 | 13781 | IOU | 05977378 | 5.76 | Solar |  |  | Interconnected | Trade Secret | Trade | FSL | FSL312 | Residential | Solar*Rewards | Trade Secret | 2024 | 2025
20263-228838-01 | Xcel Energy | 85 | 13781 | IOU | 04820485 | 3.998 | Solar |  |  | Interconnected | Trade Secret | Trade | SOU | SOU086 | Commercial | Solar*Rewards | Trade Secret | 2022 | 2023
20263-228838-01 | Xcel Energy | 85 | 13781 | IOU | 06061443 | 2.443 | Solar |  |  | Active Application | Trade Secret | Trade | HWW | HWW062 | Residential | Solar*Rewards | Trade Secret | 2025
20263-228838-01 | Xcel Energy | 85 | 13781 | IOU | 06321910 | 2.443 | Solar |  |  | Active Application | Trade Secret | Trade | HWW | HWW062 | Residential | Solar*Rewards | Trade Secret | 2026
20263-228838-01 | Xcel Energy | 85 | 13781 | IOU | 06210913 | 5.226 | Solar |  |  | Interconnected | Trade Secret | Trade | AFT | AFT321 | Residential |  | Trade Secret | 2025 | 2025
20263-228838-01 | Xcel Energy | 85 | 13781 | IOU | SRO29574 | 5.805 | Solar |  |  | Withdrawn | Trade Secret | Trade |  |  | Residential | Solar*Rewards | Trade Secret | 2013
20263-228838-01 | Xcel Energy | 85 | 13781 | IOU | SRO31456 | 45 | Solar |  |  | Withdrawn | Trade Secret | Trade | TER | TER075 | Commercial | Solar*Rewards | Trade Secret | 2013
20263-228838-01 | Xcel Energy | 85 | 13781 | IOU | 05535061 | 10.15 | Solar |  |  | Interconnected | Trade Secret | Trade | CEL | CEL064 | Residential |  | Trade Secret | 2023 | 2024
20263-228838-01 | Xcel Energy | 85 | 13781 | IOU | 04612971 | 9.994 | Solar |  |  | Active Application | Trade Secret | Trade | CEL | CEL064 | Residential | Solar*Rewards | Trade Secret | 2021
20263-228838-01 | Xcel Energy | 85 | 13781 | IOU | 03130771 | 4 | Solar |  |  | Interconnected | Trade Secret | Trade | CEL | CEL064 | Residential |  | Trade Secret | 2009 | 2013
20263-228838-01 | Xcel Energy | 85 | 13781 | IOU | 06018576 | 33.15 | Storage |  |  | Interconnected | Trade Secret | Trade | CEL | CEL064 | Residential |  | Trade Secret | 2024 | 2025
20263-228838-01 | Xcel Energy | 85 | 13781 | IOU | 05753613 | 17.101 | Solar |  |  | Interconnected | Trade Secret | Trade | TWL | TWL066 | Residential | Solar*Rewards | Trade Secret | 2024 | 2025
20263-228838-01 | Xcel Energy | 85 | 13781 | IOU | 05331559 | 3.77 | Solar |  |  | Withdrawn | Trade Secret | Trade | SLP | SLP082 | Residential |  | Trade Secret | 2023
20263-228838-01 | Xcel Energy | 85 | 13781 | IOU | 04575701 | 359.997 | Solar |  |  | Interconnected | Trade Secret | Trade | ALK | ALK072 | Commercial |  | Trade Secret | 2021 | 2021
20263-228838-01 | Xcel Energy | 85 | 13781 | IOU | 03554031 | 25.23 | Solar |  |  | Interconnected | Trade Secret | Trade | LSP | LSP021 | Commercial | Solar*Rewards | Trade Secret | 2020 | 2021
20263-228838-01 | Xcel Energy | 85 | 13781 | IOU | 05470815 | 6.09 | Solar |  |  | Interconnected | Trade Secret | Trade | SLP | SLP082 | Residential | Solar*Rewards | Trade Secret | 2023 | 2023
20263-228838-01 | Xcel Energy | 85 | 13781 | IOU | 03913520 | 3.77 | Solar |  |  | Active Application | Trade Secret | Trade | CRL | CRL033 | Residential | Solar*Rewards | Trade Secret | 2020
20263-228838-01 | Xcel Energy | 85 | 13781 | IOU | 05468107 | 3.78 | Solar |  |  | Withdrawn | Trade Secret | Trade | SOU | SOU079 | Residential | Solar*Rewards | Trade Secret | 2023
20263-228838-01 | Xcel Energy | 85 | 13781 | IOU | 05487005 | 4.108 | Solar |  |  | Interconnected | Trade Secret | Trade | SOU | SOU079 | Residential |  | Trade Secret | 2023 | 2023
20263-228838-01 | Xcel Energy | 85 | 13781 | IOU | 05932870 | 5.052 | Solar |  |  | Active Application | Trade Secret | Trade | WIL | WIL079 | Residential |  | Trade Secret | 2024
20263-228838-01 | Xcel Energy | 85 | 13781 | IOU | 06197226 | 4.935 | Solar |  |  | Interconnected | Trade Secret | Trade | RAM | RAM072 | Residential | Solar*Rewards | Trade Secret | 2025 | 2025
20263-228838-01 | Xcel Energy | 85 | 13781 | IOU | 03132701 | 3.36 | Solar |  |  | Interconnected | Trade Secret | Trade | SOU | SOU087 | Residential | Solar*Rewards | Trade Secret | 2018 | 2019
20263-228838-01 | Xcel Energy | 85 | 13781 | IOU | 04794112 | 4.93 | Solar |  |  | Interconnected | Trade Secret | Trade | TWL | TWL072 | Residential | Solar*Rewards | Trade Secret | 2022 | 2022
20263-228838-01 | Xcel Energy | 85 | 13781 | IOU | 03134576 | 12.6 | Solar |  |  | Interconnected | Trade Secret | Trade | WAB | WAB031 | Residential | Made in Minnesota | Trade Secret | 2015 | 2015
20263-228838-01 | Xcel Energy | 85 | 13781 | IOU | 06106467 | 6.073 | Solar |  |  | Interconnected | Trade Secret | Trade | SOU | SOU061 | Residential |  | Trade Secret | 2025 | 2025
20263-228838-01 | Xcel Energy | 85 | 13781 | IOU | 04377695 | 5.235 | Solar |  |  | Active Application | Trade Secret | Trade | SLP | SLP082 | Residential | Solar*Rewards | Trade Secret | 2021
20263-228838-01 | Xcel Energy | 85 | 13781 | IOU | 04793548 | 5.235 | Solar |  |  | Interconnected | Trade Secret | Trade | SLP | SLP082 | Residential | Solar*Rewards | Trade Secret | 2022 | 2022
20263-228838-01 | Xcel Energy | 85 | 13781 | IOU | 03133505 | 30 | Solar |  |  | Interconnected | Trade Secret | Trade | OSS | OSS066 | Commercial | Solar*Rewards | Trade Secret | 2011 | 2012
20263-228838-01 | Xcel Energy | 85 | 13781 | IOU | 03647070 | 9.994 | Solar |  |  | Interconnected | Trade Secret | Trade | WYO | WYO031 | Commercial | Solar*Rewards | Trade Secret | 2020 | 2020
20263-228838-01 | Xcel Energy | 85 | 13781 | IOU | 04101995 | 7.93 | Solar |  |  | Interconnected | Trade Secret | Trade | GVW | GVW021 | Residential | Solar*Rewards | Trade Secret | 2021 | 2021
20263-228838-01 | Xcel Energy | 85 | 13781 | IOU | 05149609 | 8.96 | Solar |  |  | Interconnected | Trade Secret | Trade | WDY | WDY322 | Residential |  | Trade Secret | 2022 | 2022
20263-228838-01 | Xcel Energy | 85 | 13781 | IOU | 05368037 | 3.48 | Solar |  |  | Active Application | Trade Secret | Trade | SOU | SOU087 | Residential |  | Trade Secret | 2023
20263-228838-01 | Xcel Energy | 85 | 13781 | IOU | 03135119 | 7.31 | Solar |  |  | Interconnected | Trade Secret | Trade | HSN | HSN322 | Residential | Solar*Rewards | Trade Secret | 2016 | 2016
20263-228838-01 | Xcel Energy | 85 | 13781 | IOU | OID2683175 | 7.31 | Solar |  |  | Interconnected | Trade Secret | Trade | HSN | HSN322 | Residential | Solar*Rewards | Trade Secret | 2016 | 2016
20263-228838-01 | Xcel Energy | 85 | 13781 | IOU | 05996375 | 3.04 | Solar |  |  | Interconnected | Trade Secret | Trade | IDA | IDA072 | Residential | Solar*Rewards | Trade Secret | 2024 | 2024
20263-228838-01 | Xcel Energy | 85 | 13781 | IOU | 06115086 | 6.912 | Solar |  |  | Interconnected | Trade Secret | Trade | WDY | WDY311 | Residential | Solar*Rewards | Trade Secret | 2025 | 2025
20263-228838-01 | Xcel Energy | 85 | 13781 | IOU | 05274529 | 12.913 | Solar |  |  | Interconnected | Trade Secret | Trade | CHE | CHE065 | Residential |  | Trade Secret | 2022 | 2023
20263-228838-01 | Xcel Energy | 85 | 13781 | IOU | 05228904 | 12.564 | Solar |  |  | Interconnected | Trade Secret | Trade | CHE | CHE065 | Residential |  | Trade Secret | 2022 | 2023
20263-228838-01 | Xcel Energy | 85 | 13781 | IOU | 04560501 | 5.054 | Solar |  |  | Interconnected | Trade Secret | Trade | UPP | UPP084 | Residential |  | Trade Secret | 2021 | 2022
20263-228838-01 | Xcel Energy | 85 | 13781 | IOU | 04520370 | 5.054 | Solar |  |  | Active Application | Trade Secret | Trade | UPP | UPP084 | Residential |  | Trade Secret | 2021
20263-228838-01 | Xcel Energy | 85 | 13781 | IOU | 05704143 | 2.323 | Solar |  |  | Interconnected | Trade Secret | Trade | HYL | HYL063 | Residential |  | Trade Secret | 2024 | 2024
20263-228838-01 | Xcel Energy | 85 | 13781 | IOU | 05819446 | 5.376 | Solar |  |  | Interconnected | Trade Secret | Trade | MOL | MOL066 | Residential | Solar*Rewards | Trade Secret | 2024 | 2024
20263-228838-01 | Xcel Energy | 85 | 13781 | IOU | 03329730 | 5 | Solar |  |  | Interconnected | Trade Secret | Trade | SOU | SOU072 | Residential | Solar*Rewards | Trade Secret | 2019 | 2020
20263-228838-01 | Xcel Energy | 85 | 13781 | IOU | 05770073 | 6.144 | Solar |  |  | Interconnected | Trade Secret | Trade | MEL | MEL083 | Residential | Solar*Rewards | Trade Secret | 2024 | 2024
20263-228838-01 | Xcel Energy | 85 | 13781 | IOU | 05668484 | 5.76 | Solar |  |  | Interconnected | Trade Secret | Trade | WDY | WDY311 | Residential |  | Trade Secret | 2024 | 2024
20263-228838-01 | Xcel Energy | 85 | 13781 | IOU | 06226187 | 9.994 | Solar |  |  | Interconnected | Trade Secret | Trade | HUG | HUG311 | Residential |  | Trade Secret | 2025 | 2025
20263-228838-01 | Xcel Energy | 85 | 13781 | IOU | 06213351 | 7.6 | Solar |  |  | Withdrawn | Trade Secret | Trade | HUG | HUG311 | Residential | Solar*Rewards | Trade Secret | 2025
20263-228838-01 | Xcel Energy | 85 | 13781 | IOU | 03133394 | 7.6 | Solar |  |  | Interconnected | Trade Secret | Trade | TWL | TWL078 | Residential | Solar*Rewards | Trade Secret | 2011 | 2011
20263-228838-01 | Xcel Energy | 85 | 13781 | IOU | 05975993 | 3.747 | Solar |  |  | Interconnected | Trade Secret | Trade | GLK | GLK062 | Residential |  | Trade Secret | 2024 | 2025
20263-228838-01 | Xcel Energy | 85 | 13781 | IOU | OID2988626 | 6 | Solar |  |  | Withdrawn | Trade Secret | Trade | MHW | MHW311 | Residential | Made in Minnesota | Trade Secret | 2017
20263-228838-01 | Xcel Energy | 85 | 13781 | IOU | 03949122 | 7.329 | Solar |  |  | Active Application | Trade Secret | Trade | HUG | HUG322 | Residential | Solar*Rewards | Trade Secret | 2020
20263-228838-01 | Xcel Energy | 85 | 13781 | IOU | 03130176 | 12 | Solar |  |  | Interconnected | Trade Secret | Trade | RLK | RLK071 | Residential | Solar*Rewards | Trade Secret | 2019 | 2019
20263-228838-01 | Xcel Energy | 85 | 13781 | IOU | 05250915 | 3.77 | Solar |  |  | Interconnected | Trade Secret | Trade | APA | APA071 | Residential |  | Trade Secret | 2022 | 2023
20263-228838-01 | Xcel Energy | 85 | 13781 | IOU | 04060248 | 3.6 | Solar |  |  | Interconnected | Trade Secret | Trade | DBL | DBL073 | Residential | Solar*Rewards | Trade Secret | 2020 | 2021
20263-228838-01 | Xcel Energy | 85 | 13781 | IOU | 04841002 | 7.124 | Solar |  |  | Interconnected | Trade Secret | Trade | GLK | GLK074 | Residential | Solar*Rewards | Trade Secret | 2022 | 2022
20263-228838-01 |  |  |  |  | 06178505 |  | Solar |  |  | Active Application | Trade Secret | Trade | GLK | GLK074 | Residential | Solar*Rewards |  | 2025
20263-228838-01 | Xcel Energy | 85 | 13781 | IOU | 05356567 | 39.99 | Solar |  |  | Interconnected | Trade Secret | Trade | MPK | MPK078 | Commercial | Solar*Rewards | Trade Secret | 2023 | 2024
20263-228838-01 | Xcel Energy | 85 | 13781 | IOU | 05385202 | 10.24 | Solar |  |  | Interconnected | Trade Secret | Trade | STY | STY075 | Residential | Solar*Rewards | Trade Secret | 2023 | 2023
20263-228838-01 | Xcel Energy | 85 | 13781 | IOU | 03129620 | 33.3 | Solar |  |  | Interconnected | Trade Secret | Trade | RLK | RLK069 | Commercial | Made in Minnesota | Trade Secret | 2018 | 2019
20263-228838-01 | Xcel Energy | 85 | 13781 | IOU | 05524565 | 10.744 | Solar |  |  | Withdrawn | Trade Secret | Trade | WIL | WIL078 | Residential | Solar*Rewards | Trade Secret | 2023
20263-228838-01 | Xcel Energy | 85 | 13781 | IOU | 06220290 | 7.043 | Solar |  |  | Active Application | Trade Secret | Trade | WES | WES071 | Residential |  | Trade Secret | 2025
20263-228838-01 | Xcel Energy | 85 | 13781 | IOU | 04401269 | 12.76 | Solar |  |  | Interconnected | Trade Secret | Trade | MEL | MEL067 | Residential | Solar*Rewards | Trade Secret | 2021 | 2021
20263-228838-01 | Xcel Energy | 85 | 13781 | IOU | 06166678 | 10.752 | Solar |  |  | Interconnected | Trade Secret | Trade | TWL | TWL066 | Residential | Solar*Rewards | Trade Secret | 2025 | 2025
20263-228838-01 | Xcel Energy | 85 | 13781 | IOU | 04509058 | 7.616 | Solar |  |  | Interconnected | Trade Secret | Trade | HSN | HSN311 | Residential |  | Trade Secret | 2021 | 2021
20263-228838-01 | Xcel Energy | 85 | 13781 | IOU | 04492888 | 7.616 | Solar |  |  | Active Application | Trade Secret | Trade | HSN | HSN311 | Residential | Solar*Rewards | Trade Secret | 2021
20263-228838-01 | Xcel Energy | 85 | 13781 | IOU | 03134780 | 9.94 | Solar |  |  | Interconnected | Trade Secret | Trade | SCA | SCA021 | Residential | Made in Minnesota | Trade Secret | 2016 | 2016
20263-228838-01 | Xcel Energy | 85 | 13781 | IOU | 03130278 | 15.232 | Solar |  |  | Interconnected | Trade Secret | Trade | GNL | GNL062 | Residential | Solar*Rewards | Trade Secret | 2019 | 2019
20263-228838-01 |  |  |  |  | OID3137359 |  | Solar |  |  | Withdrawn | Trade Secret | Trade | GNL | GNL062 | Residential |  |  | 2017
20263-228838-01 | Xcel Energy | 85 | 13781 | IOU | 03131938 | 3.747 | Solar |  |  | Interconnected | Trade Secret | Trade | SLP | SLP097 | Residential | Solar*Rewards | Trade Secret | 2017 | 2017
20263-228838-01 | Xcel Energy | 85 | 13781 | IOU | OID3083501 | 3.747 | Solar |  |  | Withdrawn | Trade Secret | Trade | SLP | SLP097 | Residential | Solar*Rewards | Trade Secret | 2017
20263-228838-01 | Xcel Energy | 85 | 13781 | IOU | 06256896 | 10.368 | Solar |  |  | Active Application | Trade Secret | Trade | MDT | MDT062 | Residential |  | Trade Secret | 2025
20263-228838-01 | Xcel Energy | 85 | 13781 | IOU | 06227707 | 5.122 | Solar |  |  | Active Application | Trade Secret | Trade | RPO | RPO311 | Residential |  | Trade Secret | 2025
20263-228838-01 |  |  |  |  | OID3705432 |  | Solar |  |  | Withdrawn | Trade Secret | Trade | SOU | SOU075 | Residential | Solar*Rewards |  | 2019
20263-228838-01 | Xcel Energy | 85 | 13781 | IOU | OID3618482 | 2.4 | Solar |  |  | Withdrawn | Trade Secret | Trade | SOU | SOU075 | Residential | Solar*Rewards | Trade Secret | 2018
20263-228838-01 | Xcel Energy | 85 | 13781 | IOU | 03130172 | 2.4 | Solar |  |  | Interconnected | Trade Secret | Trade | SOU | SOU075 | Residential | Solar*Rewards | Trade Secret | 2019 | 2019
20263-228838-01 | Xcel Energy | 85 | 13781 | IOU | 03133730 | 5 | Solar |  |  | Interconnected | Trade Secret | Trade | NOF | NOF071 | Residential | Solar*Rewards | Trade Secret | 2013 | 2013
20263-228838-01 | Xcel Energy | 85 | 13781 | IOU | 06192266 | 4.886 | Solar |  |  | Active Application | Trade Secret | Trade | RIV | RIV061 | Residential | Solar*Rewards | Trade Secret | 2025
20263-228838-01 | Xcel Energy | 85 | 13781 | IOU | 03133718 | 35 | Solar |  |  | Interconnected | Trade Secret | Trade | WIL | WIL096 | Commercial | Solar*Rewards | Trade Secret | 2013 | 2013
20263-228838-01 | Xcel Energy | 85 | 13781 | IOU | OID3284580 | 19.999 | Solar |  |  | Withdrawn | Trade Secret | Trade | LAC | LAC063 | Commercial | Solar*Rewards | Trade Secret | 2018
20263-228838-01 | Xcel Energy | 85 | 13781 | IOU | 06205308 | 2.443 | Solar |  |  | Interconnected | Trade Secret | Trade | TER | TER062 | Residential | Solar*Rewards | Trade Secret | 2025 | 2025
20263-228838-01 | Xcel Energy | 85 | 13781 | IOU | 06328591 | 16.128 | Solar |  | X | Active Application | Trade Secret | Trade | EDA | EDA067 | Residential |  | Trade Secret | 2026
20263-228838-01 | Xcel Energy | 85 | 13781 | IOU | OID3910106 | 5.52 | Solar |  |  | Interconnected | Trade Secret | Trade | HOL | HOL072 | Residential | Solar*Rewards | Trade Secret | 2019 | 2020
20263-228838-01 | Xcel Energy | 85 | 13781 | IOU | 04793620 | 6 | Solar |  |  | Interconnected | Trade Secret | Trade | SOU | SOU076 | Residential | Solar*Rewards | Trade Secret | 2022 | 2022
20263-228838-01 | Xcel Energy | 85 | 13781 | IOU | OID2590394 | 3 | Solar |  |  | Withdrawn | Trade Secret | Trade | SOU | SOU076 | Residential | Made in Minnesota | Trade Secret | 2016
20263-228838-01 | Xcel Energy | 85 | 13781 | IOU | 06136502 | 4.592 | Solar |  |  | Interconnected | Trade Secret | Trade | WEH | WEH021 | Residential | Solar*Rewards | Trade Secret | 2025 | 2025
20263-228838-01 | Xcel Energy | 85 | 13781 | IOU | 04557813 | 11.39 | Solar |  |  | Active Application | Trade Secret | Trade | CHE | CHE065 | Residential |  | Trade Secret | 2021
20263-228838-01 | Xcel Energy | 85 | 13781 | IOU | 04558611 | 11.39 |  |  |  | Active Application | Trade Secret | Trade | CHE | CHE065 | Residential |  | Trade Secret | 2021
20263-228838-01 | Xcel Energy | 85 | 13781 | IOU | 05588819 | 6.615 | Solar |  |  | Interconnected | Trade Secret | Trade | WCR | WCR311 | Residential | Solar*Rewards | Trade Secret | 2023 | 2023
20263-228838-01 |  |  |  |  | OID3835667 |  | Solar |  |  | Withdrawn | Trade Secret | Trade | LEX | LEX063 | Residential | Solar*Rewards |  | 2019
20263-228838-01 | Xcel Energy | 85 | 13781 | IOU | OID3832483 | 7.616 | Solar |  |  | Withdrawn | Trade Secret | Trade | LEX | LEX063 | Residential | Solar*Rewards | Trade Secret | 2019
20263-228838-01 | Xcel Energy | 85 | 13781 | IOU | 03141249 | 7.616 | Solar |  |  | Interconnected | Trade Secret | Trade | LEX | LEX063 | Residential | Solar*Rewards | Trade Secret | 2019 | 2019
20263-228838-01 | Xcel Energy | 85 | 13781 | IOU | 05372839 | 7.68 | Solar |  |  | Interconnected | Trade Secret | Trade | HUG | HUG311 | Residential | Solar*Rewards | Trade Secret | 2023 | 2023
20263-228838-01 | Xcel Energy | 85 | 13781 | IOU | 03130419 | 5.51 | Solar |  |  | Interconnected | Trade Secret | Trade | MST | MST071 | Residential | Solar*Rewards | Trade Secret | 2018 | 2019
20263-228838-01 | Xcel Energy | 85 | 13781 | IOU | 05947310 | 9.489 | Solar |  |  | Active Application | Trade Secret | Trade | GLK | GLK064 | Residential | Solar*Rewards | Trade Secret | 2024
20263-228838-01 | Xcel Energy | 85 | 13781 | IOU | 05000279 | 5.22 | Solar |  |  | Interconnected | Trade Secret | Trade | WCR | WCR322 | Residential | Solar*Rewards | Trade Secret | 2022 | 2022
20263-228838-01 | Xcel Energy | 85 | 13781 | IOU | OID3899349 | 7.54 | Solar |  |  | Interconnected | Trade Secret | Trade | WYO | WYO033 | Residential | Solar*Rewards | Trade Secret | 2019 | 2020
20263-228838-01 | Xcel Energy | 85 | 13781 | IOU | 04808064 | 5.054 | Solar |  |  | Interconnected | Trade Secret | Trade | PRR | PRR062 | Residential |  | Trade Secret | 2022 | 2022
20263-228838-01 | Xcel Energy | 85 | 13781 | IOU | 06190967 | 7.08 | Storage |  |  | Interconnected | Trade Secret | Trade | MPK | MPK087 | Commercial |  | Trade Secret | 2025 | 2025
20263-228838-01 | Xcel Energy | 85 | 13781 | IOU | 05364508 | 4.188 | Solar |  |  | Interconnected | Trade Secret | Trade | MPK | MPK087 | Commercial |  | Trade Secret | 2023 | 2023
20263-228838-01 | Xcel Energy | 85 | 13781 | IOU | OID3797037 | 16.4 | Solar |  |  | Withdrawn | Trade Secret | Trade | CLC | CLC221 | Residential | Solar*Rewards | Trade Secret | 2019
20263-228838-01 | Xcel Energy | 85 | 13781 | IOU | 04265044 | 4.32 | Solar |  |  | Interconnected | Trade Secret | Trade | SLP | SLP092 | Residential | Solar*Rewards | Trade Secret | 2021 | 2021
20263-228838-01 | Xcel Energy | 85 | 13781 | IOU | OID2968821 | 7.63 | Solar |  |  | Withdrawn | Trade Secret | Trade | GLK | GLK061 | Residential | Made in Minnesota | Trade Secret | 2017
20263-228838-01 | Xcel Energy | 85 | 13781 | IOU | 03132831 | 6 | Solar |  |  | Interconnected | Trade Secret | Trade | GLK | GLK061 | Residential | Solar*Rewards | Trade Secret | 2018 | 2018
20263-228838-01 | Xcel Energy | 85 | 13781 | IOU | OID2251802 | 2.5 | Solar |  |  | Withdrawn | Trade Secret | Trade | WAB | WAB031 | Residential | Solar*Rewards | Trade Secret | 2015
20263-228838-01 | Xcel Energy | 85 | 13781 | IOU | 04478423 | 5 | Solar |  |  | Withdrawn | Trade Secret | Trade | AFT | AFT322 | Residential |  | Trade Secret | 2021
20263-228838-01 | Xcel Energy | 85 | 13781 | IOU | 05440618 | 4.41 | Solar |  |  | Interconnected | Trade Secret | Trade | AFT | AFT322 | Residential | Solar*Rewards | Trade Secret | 2023 | 2023
20263-228838-01 | Xcel Energy | 85 | 13781 | IOU | 05771098 | 6.046 | Solar |  |  | Active Application | Trade Secret | Trade | SOU | SOU075 | Residential |  | Trade Secret | 2024
20263-228838-01 | Xcel Energy | 85 | 13781 | IOU | 05849615 | 990.159 | Solar |  |  | Active Application | Trade Secret | Trade | SLP | SLP322 | Commercial |  | Trade Secret | 2024
20263-228838-01 | Xcel Energy | 85 | 13781 | IOU | 05971094 | 13.664 | Solar |  |  | Interconnected | Trade Secret | Trade | DND | DND061 | Residential | Solar*Rewards | Trade Secret | 2024 | 2024
20263-228838-01 | Xcel Energy | 85 | 13781 | IOU | 05948077 | 13.664 | Solar |  |  | Withdrawn | Trade Secret | Trade | DND | DND061 | Residential | Solar*Rewards | Trade Secret | 2024
20263-228838-01 | Xcel Energy | 85 | 13781 | IOU | OID3840730 | 36 | Solar |  |  | Withdrawn | Trade Secret | Trade | WAS | WAS092 | Commercial | Solar*Rewards | Trade Secret | 2019
20263-228838-01 | Xcel Energy | 85 | 13781 | IOU | 03913227 | 6.38 | Solar |  |  | Interconnected | Trade Secret | Trade | WIL | WIL062 | Residential | Solar*Rewards | Trade Secret | 2020 | 2021
20263-228838-01 | Xcel Energy | 85 | 13781 | IOU | 03131867 | 5 | Solar |  |  | Interconnected | Trade Secret | Trade | HWW | HWW072 | Residential | Solar*Rewards | Trade Secret | 2017 | 2018
20263-228838-01 | Xcel Energy | 85 | 13781 | IOU | 04328388 | 3.49 | Solar |  |  | Active Application | Trade Secret | Trade | GSL | GSL074 | Residential | Solar*Rewards | Trade Secret | 2021
20263-228838-01 | Xcel Energy | 85 | 13781 | IOU | 06231630 | 6.98 | Solar |  |  | Interconnected | Trade Secret | Trade | TER | TER062 | Residential |  | Trade Secret | 2025 | 2026
20263-228838-01 | Xcel Energy | 85 | 13781 | IOU | 06098935 | 8.832 | Solar |  |  | Active Application | Trade Secret | Trade | WTN | WTN061 | Residential | Solar*Rewards | Trade Secret | 2025
20263-228838-01 | Xcel Energy | 85 | 13781 | IOU | 05356645 | 16.455 | Solar |  | X | Active Application | Trade Secret | Trade | HAS | HAS033 | Residential | Solar*Rewards | Trade Secret | 2023
20263-228838-01 | Xcel Energy | 85 | 13781 | IOU | 06031641 | 5.32 | Solar |  |  | Interconnected | Trade Secret | Trade | ALD | ALD076 | Residential | Solar*Rewards | Trade Secret | 2024 | 2025
20263-228838-01 | Xcel Energy | 85 | 13781 | IOU | 03932891 | 6.24 | Solar |  |  | Interconnected | Trade Secret | Trade | RLK | RLK073 | Residential | Solar*Rewards | Trade Secret | 2020 | 2020
20263-228838-01 | Xcel Energy | 85 | 13781 | IOU | 05986950 | 6.046 | Solar |  |  | Withdrawn | Trade Secret | Trade | SAV | SAV069 | Residential |  | Trade Secret | 2024
20263-228838-01 | Xcel Energy | 85 | 13781 | IOU | 05212081 | 3.84 | Solar |  |  | Interconnected | Trade Secret | Trade | GRC | GRC312 | Residential |  | Trade Secret | 2022 | 2023
20263-228838-01 | Xcel Energy | 85 | 13781 | IOU | 03133626 | 34.2 | Solar |  |  | Interconnected | Trade Secret | Trade | ESW | ESW082 | Commercial | Solar*Rewards | Trade Secret | 2012 | 2012
20263-228838-01 | Xcel Energy | 85 | 13781 | IOU | SRO22648 | 11.4 | Solar |  |  | Withdrawn | Trade Secret | Trade | ESW | ESW082 | Commercial | Solar*Rewards | Trade Secret | 2012
20263-228838-01 | Xcel Energy | 85 | 13781 | IOU | 03131959 | 18 | Solar |  |  | Interconnected | Trade Secret | Trade | PRR | PRR063 | Commercial | Solar*Rewards | Trade Secret | 2017 | 2018
20263-228838-01 | Xcel Energy | 85 | 13781 | IOU | 05737967 | 6.912 | Solar |  |  | Withdrawn | Trade Secret | Trade | WSG | WSG064 | Residential | Solar*Rewards | Trade Secret | 2024
20263-228838-01 | Xcel Energy | 85 | 13781 | IOU | 05729490 | 6.912 | Solar |  |  | Interconnected | Trade Secret | Trade | WSG | WSG064 | Residential |  | Trade Secret | 2024 | 2024
20263-228838-01 | Xcel Energy | 85 | 13781 | IOU | 03134608 | 7.63 | Solar |  |  | Interconnected | Trade Secret | Trade | SHP | SHP061 | Commercial | Solar*Rewards | Trade Secret | 2015 | 2016
20263-228838-01 | Xcel Energy | 85 | 13781 | IOU | 05864356 | 10.5 | Solar |  |  | Withdrawn | Trade Secret | Trade | WCR | WCR311 | Residential |  | Trade Secret | 2024
20263-228838-01 | Xcel Energy | 85 | 13781 | IOU | 03134227 | 4.8 | Solar |  |  | Interconnected | Trade Secret | Trade | AHI | AHI063 | Residential | Solar*Rewards | Trade Secret | 2015 | 2015
20263-228838-01 | Xcel Energy | 85 | 13781 | IOU | 06079472 | 9.869 | Solar |  |  | Interconnected | Trade Secret | Trade | WSG | WSG361 | Residential | Solar*Rewards | Trade Secret | 2025 | 2025
20263-228838-01 | Xcel Energy | 85 | 13781 | IOU | 05641556 | 5.355 | Solar |  |  | Interconnected | Trade Secret | Trade | BRP | BRP061 | Residential |  | Trade Secret | 2024 | 2024
20263-228838-01 | Xcel Energy | 85 | 13781 | IOU | 05584748 | 3.78 | Solar |  |  | Withdrawn | Trade Secret | Trade | BRP | BRP061 | Residential |  | Trade Secret | 2023
20263-228838-01 | Xcel Energy | 85 | 13781 | IOU | 05900109 | 11.393 | Solar |  |  | Interconnected | Trade Secret | Trade | SLP | SLP084 | Residential | Solar*Rewards | Trade Secret | 2024 | 2024
20263-228838-01 | Xcel Energy | 85 | 13781 | IOU | 05797945 | 4.555 | Solar |  |  | Interconnected | Trade Secret | Trade | SLP | SLP087 | Residential | Solar*Rewards | Trade Secret | 2024 | 2024
20263-228838-01 | Xcel Energy | 85 | 13781 | IOU | 03946470 | 4.886 | Solar |  |  | Interconnected | Trade Secret | Trade | PKL | PKL075 | Residential | Solar*Rewards | Trade Secret | 2020 | 2020
20263-228838-01 | Xcel Energy | 85 | 13781 | IOU | 06058622 | 7.971 | Solar |  |  | Interconnected | Trade Secret | Trade | HWW | HWW062 | Residential | Solar*Rewards | Trade Secret | 2025 | 2025
20263-228838-01 | Xcel Energy | 85 | 13781 | IOU | 05772388 | 5.693 | Solar |  |  | Interconnected | Trade Secret | Trade | HWW | HWW073 | Residential | Solar*Rewards | Trade Secret | 2024 | 2024
20263-228838-01 | Xcel Energy | 85 | 13781 | IOU | 05976010 | 4.934 | Solar |  |  | Interconnected | Trade Secret | Trade | WCR | WCR311 | Residential | Solar*Rewards | Trade Secret | 2024 | 2024
20263-228838-01 | Xcel Energy | 85 | 13781 | IOU | 06208671 | 5.76 | Solar |  |  | Withdrawn | Trade Secret | Trade | WIL | WIL084 | Residential |  | Trade Secret | 2025
20263-228838-01 | Xcel Energy | 85 | 13781 | IOU | 06298483 | 350 | Other |  |  | Active Application | Trade Secret | Trade | OPK | OPK071 | Commercial |  | Trade Secret | 2025
20263-228838-01 | Xcel Energy | 85 | 13781 | IOU | 06232999 | 350 |  |  |  | Active Application | Trade Secret | Trade | OPK | OPK071 | Commercial |  | Trade Secret | 2025
20263-228838-01 | Xcel Energy | 85 | 13781 | IOU | 06240889 | 350 | Other |  |  | Active Application | Trade Secret | Trade | OPK | OPK071 | Commercial |  | Trade Secret | 2025
20263-228838-01 | Xcel Energy | 85 | 13781 | IOU | 03195272 | 7.616 | Solar |  |  | Interconnected | Trade Secret | Trade | MND | MND063 | Residential | Solar*Rewards | Trade Secret | 2019 | 2019
20263-228838-01 | Xcel Energy | 85 | 13781 | IOU | OID3610881 | 7.616 | Solar |  |  | Withdrawn | Trade Secret | Trade | MND | MND063 | Residential | Solar*Rewards | Trade Secret | 2018
20263-228838-01 | Xcel Energy | 85 | 13781 | IOU | 06191096 | 3.522 | Solar |  |  | Interconnected | Trade Secret | Trade | CHE | CHE076 | Residential |  | Trade Secret | 2025 | 2025
20263-228838-01 | Xcel Energy | 85 | 13781 | IOU | 03131802 | 3.6 | Solar |  |  | Interconnected | Trade Secret | Trade | HWW | HWW062 | Residential | Solar*Rewards | Trade Secret | 2017 | 2017
20263-228838-01 | Xcel Energy | 85 | 13781 | IOU | 03131900 | 11.39 | Solar |  |  | Interconnected | Trade Secret | Trade | VKG | VKG072 | Residential | Solar*Rewards | Trade Secret | 2017 | 2017
20263-228838-01 | Xcel Energy | 85 | 13781 | IOU | 05961703 | 7.616 | Solar |  |  | Interconnected | Trade Secret | Trade | HOL | HOL073 | Residential |  | Trade Secret | 2024 | 2025
20263-228838-01 | Xcel Energy | 85 | 13781 | IOU | OID2828857 | 6.5 | Solar |  |  | Withdrawn | Trade Secret | Trade | ELP | ELP062 | Residential | Solar*Rewards | Trade Secret | 2016
20263-228838-01 | Xcel Energy | 85 | 13781 | IOU | 03132224 | 15.344 | Solar |  |  | Interconnected | Trade Secret | Trade | ELP | ELP062 | Residential | Solar*Rewards | Trade Secret | 2018 | 2018
20263-228838-01 | Xcel Energy | 85 | 13781 | IOU | 03133864 | 5 | Solar |  |  | Interconnected | Trade Secret | Trade | GVW | GVW023 | Residential | Made in Minnesota | Trade Secret | 2014 | 2014
20263-228838-01 | Xcel Energy | 85 | 13781 | IOU | 06148743 | 6.528 | Solar |  |  | Interconnected | Trade Secret | Trade | CRL | CRL033 | Residential | Solar*Rewards | Trade Secret | 2025 | 2025
20263-228838-01 | Xcel Energy | 85 | 13781 | IOU | 06250699 | 4.482 | Solar |  |  | Active Application | Trade Secret | Trade | WCR | WCR322 | Residential |  | Trade Secret | 2025
20263-228838-01 | Xcel Energy | 85 | 13781 | IOU | 05609380 | 5.51 | Solar |  |  | Interconnected | Trade Secret | Trade | WCR | WCR322 | Residential |  | Trade Secret | 2023 | 2023
20263-228838-01 | Xcel Energy | 85 | 13781 | IOU | 03131320 | 7.625 | Solar |  |  | Interconnected | Trade Secret | Trade | TER | TER075 | Residential | Solar*Rewards | Trade Secret | 2017 | 2017
20263-228838-01 | Xcel Energy | 85 | 13781 | IOU | 05832533 | 4.935 | Solar |  |  | Interconnected | Trade Secret | Trade | AHI | AHI022 | Residential | Solar*Rewards | Trade Secret | 2024 | 2024
20263-228838-01 | Xcel Energy | 85 | 13781 | IOU | 06230538 | 11.5 | Solar |  | X | Active Application | Trade Secret | Trade | EDA | EDA073 | Residential |  | Trade Secret | 2025
20263-228838-01 | Xcel Energy | 85 | 13781 | IOU | 03130068 | 3.84 | Solar |  |  | Interconnected | Trade Secret | Trade | SOU | SOU086 | Residential | Solar*Rewards | Trade Secret | 2018 | 2019
20263-228838-01 | Xcel Energy | 85 | 13781 | IOU | 05731571 | 3.84 | Solar |  |  | Interconnected | Trade Secret | Trade | RLK | RLK065 | Residential |  | Trade Secret | 2024 | 2024
20263-228838-01 | Xcel Energy | 85 | 13781 | IOU | 05723323 | 3.936 | Solar |  |  | Withdrawn | Trade Secret | Trade | RLK | RLK065 | Residential | Solar*Rewards | Trade Secret | 2024
20263-228838-01 | Xcel Energy | 85 | 13781 | IOU | OID2655412 | 9.94 | Solar |  |  | Withdrawn | Trade Secret | Trade | CGR | CGR071 | Residential | Made in Minnesota | Trade Secret | 2016
20263-228838-01 | Xcel Energy | 85 | 13781 | IOU | 05173816 | 6.96 | Solar |  |  | Interconnected | Trade Secret | Trade | SAK | SAK321 | Residential |  | Trade Secret | 2022 | 2023
20263-228838-01 | Xcel Energy | 85 | 13781 | IOU | 03133778 | 35 | Solar |  |  | Interconnected | Trade Secret | Trade | ECK | ECK081 | Commercial | Solar*Rewards | Trade Secret | 2013 | 2013
20263-228838-01 | Xcel Energy | 85 | 13781 | IOU | 03133863 | 9 | Solar |  |  | Interconnected | Trade Secret | Trade | WIN | WIN033 | Residential | Made in Minnesota | Trade Secret | 2014 | 2014
20263-228838-01 | Xcel Energy | 85 | 13781 | IOU | 06190310 | 6.453 | Solar |  |  | Interconnected | Trade Secret | Trade | ALD | ALD095 | Residential | Solar*Rewards | Trade Secret | 2025 | 2025
20263-228838-01 | Xcel Energy | 85 | 13781 | IOU | 06230150 | 4.188 | Solar |  |  | Interconnected | Trade Secret | Trade | WES | WES074 | Residential |  | Trade Secret | 2025 | 2026
20263-228838-01 | Xcel Energy | 85 | 13781 | IOU | 03134877 | 16.4 | Solar |  |  | Interconnected | Trade Secret | Trade | CEL | CEL071 | Commercial | Solar*Rewards | Trade Secret | 2016 | 2016
20263-228838-01 | Xcel Energy | 85 | 13781 | IOU | 05539707 | 4.725 | Solar |  |  | Interconnected | Trade Secret | Trade | GSL | GSL061 | Residential | Solar*Rewards | Trade Secret | 2023 | 2023
20263-228838-01 | Xcel Energy | 85 | 13781 | IOU | 03131505 | 6 | Solar |  |  | Interconnected | Trade Secret | Trade | HWW | HWW074 | Residential | Made in Minnesota | Trade Secret | 2017 | 2017
20263-228838-01 | Xcel Energy | 85 | 13781 | IOU | 03134498 | 8.4 | Solar |  |  | Interconnected | Trade Secret | Trade | TER | TER063 | Residential | Made in Minnesota | Trade Secret | 2015 | 2015
20263-228838-01 | Xcel Energy | 85 | 13781 | IOU | 05803640 | 7.212 | Solar |  |  | Interconnected | Trade Secret | Trade | WSG | WSG362 | Residential | Solar*Rewards | Trade Secret | 2024 | 2024
20263-228838-01 | Xcel Energy | 85 | 13781 | IOU | 03133658 | 7.095 | Solar |  |  | Interconnected | Trade Secret | Trade | EDA | EDA063 | Residential | Solar*Rewards | Trade Secret | 2012 | 2012
20263-228838-01 | Xcel Energy | 85 | 13781 | IOU | 03133845 | 9 | Solar |  |  | Interconnected | Trade Secret | Trade | WIN | WIN043 | Residential | Made in Minnesota | Trade Secret | 2014 | 2014
20263-228838-01 | Xcel Energy | 85 | 13781 | IOU | 06082012 | 7.68 | Solar |  |  | Active Application | Trade Secret | Trade | WIN | WIN043 | Residential | Solar*Rewards | Trade Secret | 2025
20263-228838-01 | Xcel Energy | 85 | 13781 | IOU | 04362177 | 6 | Solar |  |  | Interconnected | Trade Secret | Trade | OAD | OAD065 | Residential | Solar*Rewards | Trade Secret | 2021 | 2021
20263-228838-01 | Xcel Energy | 85 | 13781 | IOU | 05751502 | 7.678 | Solar |  |  | Interconnected | Trade Secret | Trade | RAM | RAM064 | Residential | Solar*Rewards | Trade Secret | 2024 | 2024
20263-228838-01 | Xcel Energy | 85 | 13781 | IOU | 05453919 | 1.92 | Solar |  |  | Withdrawn | Trade Secret | Trade | APA | APA067 | Residential | Solar*Rewards | Trade Secret | 2023
20263-228838-01 | Xcel Energy | 85 | 13781 | IOU | 03130049 | 12 | Solar |  |  | Interconnected | Trade Secret | Trade | HUG | HUG321 | Residential | Solar*Rewards | Trade Secret | 2018 | 2019
20263-228838-01 | Xcel Energy | 85 | 13781 | IOU | 05503782 | 3.48 | Solar |  |  | Interconnected | Trade Secret | Trade | UPP | UPP085 | Residential |  | Trade Secret | 2023 | 2023
20263-228838-01 | Xcel Energy | 85 | 13781 | IOU | 03131267 | 20 | Solar |  |  | Interconnected | Trade Secret | Trade | WSG | WSG062 | Commercial | Solar*Rewards | Trade Secret | 2016 | 2017
20263-228838-01 | Xcel Energy | 85 | 13781 | IOU | 04966884 | 8.027 | Solar |  |  | Interconnected | Trade Secret | Trade | WWK | WWK311 | Residential | Solar*Rewards | Trade Secret | 2022 | 2022
20263-228838-01 | Xcel Energy | 85 | 13781 | IOU | 05274478 | 23.12 | Solar |  | X | Interconnected | Trade Secret | Trade | AHI | AHI063 | Residential |  | Trade Secret | 2023 | 2023
20263-228838-01 | Xcel Energy | 85 | 13781 | IOU | 03810046 | 4.64 | Solar |  |  | Interconnected | Trade Secret | Trade | AHI | AHI063 | Residential | Solar*Rewards | Trade Secret | 2020 | 2020
20263-228838-01 | Xcel Energy | 85 | 13781 | IOU | 04778067 | 2.32 | Solar |  | X | Interconnected | Trade Secret | Trade | AHI | AHI063 | Residential |  | Trade Secret | 2021 | 2022
20263-228838-01 | Xcel Energy | 85 | 13781 | IOU | 06076932 | 12.672 | Solar |  |  | Withdrawn | Trade Secret | Trade | WSG | WSG352 | Residential | Solar*Rewards | Trade Secret | 2025
20263-228838-01 | Xcel Energy | 85 | 13781 | IOU | 06018541 | 3.747 | Solar |  |  | Active Application | Trade Secret | Trade | SLP | SLP083 | Residential |  | Trade Secret | 2024
20263-228838-01 | Xcel Energy | 85 | 13781 | IOU | 03583193 | 20.15 | Solar |  |  | Interconnected | Trade Secret | Trade | HWW | HWW075 | Commercial | Solar*Rewards | Trade Secret | 2020 | 2020
20263-228838-01 | Xcel Energy | 85 | 13781 | IOU | 05719907 | 2.835 | Solar |  |  | Withdrawn | Trade Secret | Trade | IDA | IDA061 | Residential |  | Trade Secret | 2024
20263-228838-01 | Xcel Energy | 85 | 13781 | IOU | 05761744 | 6.615 | Solar |  |  | Withdrawn | Trade Secret | Trade | IDA | IDA061 | Residential |  | Trade Secret | 2024
20263-228838-01 | Xcel Energy | 85 | 13781 | IOU | SRO15065 | 4.62 | Solar |  |  | Withdrawn | Trade Secret | Trade |  |  | Residential | Solar*Rewards | Trade Secret | 2010
20263-228838-01 | Xcel Energy | 85 | 13781 | IOU | OID2307653 | 1.2 | Solar |  |  | Withdrawn | Trade Secret | Trade |  |  | Residential | Solar*Rewards | Trade Secret | 2015
20263-228838-01 | Xcel Energy | 85 | 13781 | IOU | OID2307654 | 18 | Solar |  |  | Withdrawn | Trade Secret | Trade |  |  | Residential | Solar*Rewards | Trade Secret | 2015
20263-228838-01 | Xcel Energy | 85 | 13781 | IOU | 03131171 | 3.7 | Solar |  |  | Interconnected | Trade Secret | Trade | PIP | PIP090 | Residential |  | Trade Secret | 2013 | 2013
20263-228838-01 | Xcel Energy | 85 | 13781 | IOU | 05457593 | 8.45 | Solar |  |  | Active Application | Trade Secret | Trade | WIL | WIL061 | Residential | Solar*Rewards | Trade Secret | 2023
20263-228838-01 | Xcel Energy | 85 | 13781 | IOU | 04805395 | 7.329 | Solar |  |  | Interconnected | Trade Secret | Trade | WIL | WIL061 | Residential | Solar*Rewards | Trade Secret | 2022 | 2023
20263-228838-01 | Xcel Energy | 85 | 13781 | IOU | 04989155 | 3.747 | Solar |  |  | Active Application | Trade Secret | Trade | WAS | WAS092 | Residential |  | Trade Secret | 2022
20263-228838-01 | Xcel Energy | 85 | 13781 | IOU | 06190822 | 28.8 | Solar |  |  | Active Application | Trade Secret | Trade | NOF | NOF071 | Residential |  | Trade Secret | 2025
20263-228838-01 | Xcel Energy | 85 | 13781 | IOU | 03131772 | 3.747 | Solar |  |  | Interconnected | Trade Secret | Trade | APA | APA061 | Residential | Made in Minnesota | Trade Secret | 2017 | 2018
20263-228838-01 | Xcel Energy | 85 | 13781 | IOU | 03131248 | 2.88 | Solar |  |  | Interconnected | Trade Secret | Trade | UPP | UPP082 | Residential | Solar*Rewards | Trade Secret | 2016 | 2017
20263-228838-01 | Xcel Energy | 85 | 13781 | IOU | 04362815 | 166.6 | Solar |  |  | Interconnected | Trade Secret | Trade | SAV | SAV067 | Commercial |  | Trade Secret | 2021 | 2021
20263-228838-01 | Xcel Energy | 85 | 13781 | IOU | 05330331 | 4.93 | Solar |  |  | Interconnected | Trade Secret | Trade | OAD | OAD071 | Residential |  | Trade Secret | 2022 | 2023
20263-228838-01 | Xcel Energy | 85 | 13781 | IOU | 05794273 | 14.432 | Solar |  |  | Interconnected | Trade Secret | Trade | CRL | CRL033 | Residential | Solar*Rewards | Trade Secret | 2024 | 2024
20263-228838-01 | Xcel Energy | 85 | 13781 | IOU | 06182561 | 2.323 | Solar |  |  | Active Application | Trade Secret | Trade | BRP | BRP071 | Residential |  | Trade Secret | 2025
20263-228838-01 | Xcel Energy | 85 | 13781 | IOU | 04966887 | 6.96 | Solar |  |  | Interconnected | Trade Secret | Trade | WES | WES074 | Residential | Solar*Rewards | Trade Secret | 2022 | 2022
20263-228838-01 | Xcel Energy | 85 | 13781 | IOU | 03130198 | 7.616 | Solar |  |  | Interconnected | Trade Secret | Trade | AFT | AFT314 | Residential | Solar*Rewards | Trade Secret | 2019 | 2019
20263-228838-01 | Xcel Energy | 85 | 13781 | IOU | 05962448 | 7.616 | Solar |  |  | Interconnected | Trade Secret | Trade | FSL | FSL311 | Residential | Solar*Rewards | Trade Secret | 2024 | 2025
20263-228838-01 | Xcel Energy | 85 | 13781 | IOU | 06278415 | 11.52 | Solar |  |  | Active Application | Trade Secret | Trade | ESW | ESW081 | Residential |  | Trade Secret | 2025
20263-228838-01 | Xcel Energy | 85 | 13781 | IOU | 06286842 | 5.76 | Solar |  |  | Active Application | Trade Secret | Trade | HOL | HOL072 | Residential |  | Trade Secret | 2025
20263-228838-01 | Xcel Energy | 85 | 13781 | IOU | 05858582 | 4.93 | Solar |  |  | Active Application | Trade Secret | Trade | HOL | HOL072 | Residential |  | Trade Secret | 2024
20263-228838-01 | Xcel Energy | 85 | 13781 | IOU | 05131493 | 160 | Solar |  |  | Withdrawn | Trade Secret | Trade | RMT | RMT321 | Commercial |  | Trade Secret | 2022
20263-228838-01 | Xcel Energy | 85 | 13781 | IOU | 06175663 | 6.453 | Solar |  |  | Interconnected | Trade Secret | Trade | SOU | SOU084 | Residential | Solar*Rewards | Trade Secret | 2025 | 2025
20263-228838-01 | Xcel Energy | 85 | 13781 | IOU | 05452747 | 8.32 | Solar |  |  | Interconnected | Trade Secret | Trade | WDY | WDY321 | Residential |  | Trade Secret | 2023 | 2023
20263-228838-01 | Xcel Energy | 85 | 13781 | IOU | 03133399 | 5 | Solar |  |  | Interconnected | Trade Secret | Trade | SOU | SOU087 | Residential | Solar*Rewards | Trade Secret | 2011 | 2011
20263-228838-01 | Xcel Energy | 85 | 13781 | IOU | 03133181 | 2.28 | Solar |  |  | Interconnected | Trade Secret | Trade | MPK | MPK071 | Residential | Solar*Rewards | Trade Secret | 2010 | 2010
20263-228838-01 | Xcel Energy | 85 | 13781 | IOU | 04550172 | 6.09 | Solar |  |  | Interconnected | Trade Secret | Trade | WIL | WIL074 | Residential |  | Trade Secret | 2021 | 2021
20263-228838-01 | Xcel Energy | 85 | 13781 | IOU | 05850879 | 6.073 | Solar |  |  | Interconnected | Trade Secret | Trade | MPK | MPK063 | Residential |  | Trade Secret | 2024 | 2024
20263-228838-01 | Xcel Energy | 85 | 13781 | IOU | 05739767 | 8.448 | Solar |  |  | Interconnected | Trade Secret | Trade | WEH | WEH021 | Residential |  | Trade Secret | 2024 | 2024
20263-228838-01 | Xcel Energy | 85 | 13781 | IOU | 03154989 | 11.39 | Solar |  |  | Interconnected | Trade Secret | Trade | WAS | WAS092 | Residential | Solar*Rewards | Trade Secret | 2019 | 2020
20263-228838-01 | Xcel Energy | 85 | 13781 | IOU | 03131033 | 400 | Other |  |  | Interconnected | Trade Secret | Trade | KLK | KLK061 | Commercial |  | Trade Secret | 2012 | 2012
20263-228838-01 | Xcel Energy | 85 | 13781 | IOU | 03133290 | 40 | Solar |  |  | Interconnected | Trade Secret | Trade | MEL | MEL064 | Commercial | Solar*Rewards | Trade Secret | 2010 | 2011
20263-228838-01 | Xcel Energy | 85 | 13781 | IOU | 06271869 | 11.136 | Solar |  |  | Interconnected | Trade Secret | Trade | CGR | CGR072 | Residential |  | Trade Secret | 2025 | 2026
20263-228838-01 | Xcel Energy | 85 | 13781 | IOU | 03130678 | 7.63 | Solar |  |  | Interconnected | Trade Secret | Trade | RLK | RLK066 | Residential | Made in Minnesota | Trade Secret | 2016 | 2016
20263-228838-01 | Xcel Energy | 85 | 13781 | IOU | 03390524 | 300 | Solar |  |  | Interconnected | Trade Secret | Trade | ORO | ORO062 | Commercial |  | Trade Secret | 2019 | 2020
20263-228838-01 | Xcel Energy | 85 | 13781 | IOU | OID3643655 | 39.998 | Solar |  |  | Withdrawn | Trade Secret | Trade | ORO | ORO062 | Commercial | Solar*Rewards | Trade Secret | 2018
20263-228838-01 | Xcel Energy | 85 | 13781 | IOU | 03131022 | 2.76 | Solar |  |  | Interconnected | Trade Secret | Trade | ALD | ALD084 | Residential |  | Trade Secret | 2010 | 2010
20263-228838-01 | Xcel Energy | 85 | 13781 | IOU | 03134596 | 7.63 | Solar |  |  | Interconnected | Trade Secret | Trade | REW | REW023 | Residential | Solar*Rewards | Trade Secret | 2015 | 2016
20263-228838-01 | Xcel Energy | 85 | 13781 | IOU | 06051227 | 8.74 | Solar |  |  | Withdrawn | Trade Secret | Trade | TWL | TWL067 | Residential | Solar*Rewards | Trade Secret | 2024
20263-228838-01 | Xcel Energy | 85 | 13781 | IOU | 06057131 | 8.74 | Solar |  |  | Interconnected | Trade Secret | Trade | TWL | TWL067 | Residential | Solar*Rewards | Trade Secret | 2025 | 2025
20263-228838-01 |  |  |  |  | OID4038156 |  | Solar |  |  | Withdrawn | Trade Secret | Trade | LAB | LAB312 | Residential | Solar*Rewards |  | 2019
20263-228838-01 | Xcel Energy | 85 | 13781 | IOU | 03474746 | 6.24 | Solar |  |  | Interconnected | Trade Secret | Trade | LAB | LAB312 | Residential | Solar*Rewards | Trade Secret | 2019 | 2020
20263-228838-01 | Xcel Energy | 85 | 13781 | IOU | 05130148 | 6.67 | Solar |  |  | Interconnected | Trade Secret | Trade | WCR | WCR062 | Residential |  | Trade Secret | 2022 | 2023
20263-228838-01 | Xcel Energy | 85 | 13781 | IOU | 04850424 | 2.792 | Solar |  |  | Interconnected | Trade Secret | Trade | MDT | MDT067 | Residential | Solar*Rewards | Trade Secret | 2022 | 2023
20263-228838-01 | Xcel Energy | 85 | 13781 | IOU | 06191380 | 7.68 | Solar |  |  | Interconnected | Trade Secret | Trade | WAK | WAK321 | Residential | Solar*Rewards | Trade Secret | 2025 | 2025
20263-228838-01 | Xcel Energy | 85 | 13781 | IOU | 04089636 | 6 | Solar |  |  | Interconnected | Trade Secret | Trade | LSP | LSP022 | Residential | Solar*Rewards | Trade Secret | 2020 | 2021
20263-228838-01 | Xcel Energy | 85 | 13781 | IOU | 03132064 | 9.94 | Solar |  |  | Interconnected | Trade Secret | Trade | HOL | HOL061 | Residential | Solar*Rewards | Trade Secret | 2017 | 2018
20263-228838-01 | Xcel Energy | 85 | 13781 | IOU | 04328431 | 3.747 | Solar |  |  | Interconnected | Trade Secret | Trade | MPK | MPK087 | Residential | Solar*Rewards | Trade Secret | 2021 | 2021
20263-228838-01 | Xcel Energy | 85 | 13781 | IOU | 04245915 | 3.747 | Solar |  |  | Active Application | Trade Secret | Trade | MPK | MPK087 | Residential |  | Trade Secret | 2020
20263-228838-01 | Xcel Energy | 85 | 13781 | IOU | 04923726 | 7.329 | Solar |  |  | Interconnected | Trade Secret | Trade | BCR | BCR063 | Residential | Solar*Rewards | Trade Secret | 2022 | 2022
20263-228838-01 | Xcel Energy | 85 | 13781 | IOU | 03914145 | 6.98 | Solar |  |  | Interconnected | Trade Secret | Trade | GRC | GRC063 | Residential | Solar*Rewards | Trade Secret | 2020 | 2020
20263-228838-01 | Xcel Energy | 85 | 13781 | IOU | 06066703 | 11.766 | Solar |  |  | Withdrawn | Trade Secret | Trade | RPO | RPO312 | Residential |  | Trade Secret | 2025
20263-228838-01 | Xcel Energy | 85 | 13781 | IOU | 06065531 | 11.766 | Solar |  |  | Interconnected | Trade Secret | Trade | RPO | RPO312 | Residential |  | Trade Secret | 2025 | 2025
20263-228838-01 | Xcel Energy | 85 | 13781 | IOU | 06066745 | 11.766 | Solar |  |  | Withdrawn | Trade Secret | Trade | RPO | RPO312 | Residential |  | Trade Secret | 2025
20263-228838-01 | Xcel Energy | 85 | 13781 | IOU | OID3811568 | 7.616 | Solar |  |  | Withdrawn | Trade Secret | Trade | AFT | AFT314 | Residential | Solar*Rewards | Trade Secret | 2019
20263-228838-01 | Xcel Energy | 85 | 13781 | IOU | 03140496 | 7.625 | Solar |  |  | Interconnected | Trade Secret | Trade | AFT | AFT314 | Residential | Solar*Rewards | Trade Secret | 2019 | 2019
20263-228838-01 | Xcel Energy | 85 | 13781 | IOU | 04928777 | 8.12 | Solar |  |  | Withdrawn | Trade Secret | Trade | KAN | KAN031 | Residential |  | Trade Secret | 2022
20263-228838-01 | Xcel Energy | 85 | 13781 | IOU | 04711607 | 10 | Solar |  |  | Interconnected | Trade Secret | Trade | AFT | AFT314 | Residential |  | Trade Secret | 2021 | 2022
20263-228838-01 | Xcel Energy | 85 | 13781 | IOU | 06232670 | 10.819 | Solar |  |  | Active Application | Trade Secret | Trade | MEL | MEL089 | Residential |  | Trade Secret | 2025
20263-228838-01 | Xcel Energy | 85 | 13781 | IOU | 03134384 | 3.8 | Solar |  |  | Interconnected | Trade Secret | Trade | SLP | SLP082 | Residential | Solar*Rewards | Trade Secret | 2015 | 2015
20263-228838-01 |  |  |  |  | OID2313336 |  | Solar |  |  | Withdrawn | Trade Secret | Trade | SLP | SLP082 | Residential | Solar*Rewards |  | 2015
20263-228838-01 | Xcel Energy | 85 | 13781 | IOU | OID2914577 | 3 | Solar |  |  | Withdrawn | Trade Secret | Trade | SOU | SOU077 | Commercial | Solar*Rewards | Trade Secret | 2017
20263-228838-01 | Xcel Energy | 85 | 13781 | IOU | 05505649 | 9.994 | Solar |  |  | Interconnected | Trade Secret | Trade | AVN | AVN021 | Residential | Solar*Rewards | Trade Secret | 2023 | 2023
20263-228838-01 | Xcel Energy | 85 | 13781 | IOU | 06264775 | 4.886 | Solar |  | X | Active Application | Trade Secret | Trade | AFT | AFT315 | Residential |  | Trade Secret | 2025
20263-228838-01 | Xcel Energy | 85 | 13781 | IOU | 03132357 | 6 | Solar |  |  | Interconnected | Trade Secret | Trade | SOU | SOU069 | Residential | Solar*Rewards | Trade Secret | 2018 | 2018
20263-228838-01 | Xcel Energy | 85 | 13781 | IOU | 03131323 | 9.94 | Solar |  |  | Interconnected | Trade Secret | Trade | WAS | WAS092 | Residential | Made in Minnesota | Trade Secret | 2017 | 2017
20263-228838-01 | Xcel Energy | 85 | 13781 | IOU | 03129703 | 39.998 | Solar |  |  | Interconnected | Trade Secret | Trade | ORO | ORO062 | Commercial | Solar*Rewards | Trade Secret | 2018 | 2020
20263-228838-01 | Xcel Energy | 85 | 13781 | IOU | 03131652 | 6.48 | Solar |  |  | Interconnected | Trade Secret | Trade | MST | MST071 | Residential | Made in Minnesota | Trade Secret | 2017 | 2017
20263-228838-01 | Xcel Energy | 85 | 13781 | IOU | 05942123 | 5.052 | Solar |  |  | Interconnected | Trade Secret | Trade | WIL | WIL098 | Residential |  | Trade Secret | 2024 | 2025
20263-228838-01 | Xcel Energy | 85 | 13781 | IOU | 06179324 | 3.774 | Solar |  |  | Interconnected | Trade Secret | Trade | TWL | TWL081 | Residential | Solar*Rewards | Trade Secret | 2025 | 2025
20263-228838-01 | Xcel Energy | 85 | 13781 | IOU | 03133437 | 2.58 | Solar |  |  | Interconnected | Trade Secret | Trade | SLP | SLP092 | Residential | Solar*Rewards | Trade Secret | 2011 | 2012
20263-228838-01 | Xcel Energy | 85 | 13781 | IOU | 05411161 | 3.84 | Solar |  |  | Interconnected | Trade Secret | Trade | GRC | GRC312 | Residential | Solar*Rewards | Trade Secret | 2023 | 2023
20263-228838-01 | Xcel Energy | 85 | 13781 | IOU | 06323300 | 3.839 | Solar |  |  | Active Application | Trade Secret | Trade | SOU | SOU069 | Residential | Solar*Rewards | Trade Secret | 2026
20263-228838-01 | Xcel Energy | 85 | 13781 | IOU | 03133515 | 4.3 | Solar |  |  | Interconnected | Trade Secret | Trade | UPP | UPP082 | Residential | Solar*Rewards | Trade Secret | 2011 | 2012
20263-228838-01 | Xcel Energy | 85 | 13781 | IOU | 03134410 | 5.04 | Solar |  |  | Interconnected | Trade Secret | Trade | GPH | GPH061 | Residential | Made in Minnesota | Trade Secret | 2015 | 2015
20263-228838-01 | Xcel Energy | 85 | 13781 | IOU | 03131622 | 7.625 | Solar |  |  | Interconnected | Trade Secret | Trade | SCA | SCA021 | Residential | Solar*Rewards | Trade Secret | 2017 | 2017
20263-228838-01 | Xcel Energy | 85 | 13781 | IOU | 05855185 | 6.67 | Solar |  |  | Interconnected | Trade Secret | Trade | HWW | HWW074 | Residential | Solar*Rewards | Trade Secret | 2024 | 2025
20263-228838-01 | Xcel Energy | 85 | 13781 | IOU | 06078042 | 7.212 | Solar |  |  | Withdrawn | Trade Secret | Trade | ALD | ALD097 | Residential | Solar*Rewards | Trade Secret | 2025
20263-228838-01 | Xcel Energy | 85 | 13781 | IOU | 06321965 | 2.61 | Solar |  |  | Active Application | Trade Secret | Trade | ALD | ALD097 | Residential | Solar*Rewards | Trade Secret | 2026
20263-228838-01 | Xcel Energy | 85 | 13781 | IOU | 04508423 | 2.9 | Solar |  |  | Interconnected | Trade Secret | Trade | RIV | RIV064 | Residential |  | Trade Secret | 2021 | 2021
20263-228838-01 | Xcel Energy | 85 | 13781 | IOU | 04990661 | 9.772 | Solar |  |  | Interconnected | Trade Secret | Trade | RMT | RMT321 | Residential | Solar*Rewards | Trade Secret | 2022 | 2022
20263-228838-01 | Xcel Energy | 85 | 13781 | IOU | 03131545 | 7.63 | Solar |  |  | Interconnected | Trade Secret | Trade | LCR | LCR311 | Residential | Made in Minnesota | Trade Secret | 2017 | 2018
20263-228838-01 | Xcel Energy | 85 | 13781 | IOU | OID3086497 | 7.63 | Solar |  |  | Withdrawn | Trade Secret | Trade | LCR | LCR311 | Residential | Solar*Rewards | Trade Secret | 2017
20263-228838-01 | Xcel Energy | 85 | 13781 | IOU | 03132719 | 9.994 | Solar |  |  | Interconnected | Trade Secret | Trade | MPK | MPK082 | Residential | Solar*Rewards | Trade Secret | 2018 | 2019
20263-228838-01 | Xcel Energy | 85 | 13781 | IOU | 03879658 | 4.886 | Solar |  |  | Interconnected | Trade Secret | Trade | SOU | SOU087 | Residential | Solar*Rewards | Trade Secret | 2020 | 2020
20263-228838-01 | Xcel Energy | 85 | 13781 | IOU | 05745116 | 7.616 | Solar |  |  | Interconnected | Trade Secret | Trade | ALD | ALD083 | Residential | Solar*Rewards | Trade Secret | 2024 | 2024
20263-228838-01 | Xcel Energy | 85 | 13781 | IOU | 05712047 | 4.64 | Solar |  |  | Interconnected | Trade Secret | Trade | EDA | EDA089 | Residential | Solar*Rewards | Trade Secret | 2024 | 2024
20263-228838-01 | Xcel Energy | 85 | 13781 | IOU | OID3211087 | 3.747 | Solar |  |  | Withdrawn | Trade Secret | Trade | SOU | SOU069 | Residential |  | Trade Secret | 2017
20263-228838-01 | Xcel Energy | 85 | 13781 | IOU | 03131598 | 3.8 | Solar |  |  | Interconnected | Trade Secret | Trade | SOU | SOU069 | Residential | Made in Minnesota | Trade Secret | 2017 | 2017
20263-228838-01 | Xcel Energy | 85 | 13781 | IOU | OID2975243 | 9.94 | Solar |  |  | Withdrawn | Trade Secret | Trade | EKO | EKO021 | Residential | Made in Minnesota | Trade Secret | 2017
20263-228838-01 | Xcel Energy | 85 | 13781 | IOU | 06114868 | 7.872 | Solar |  |  | Interconnected | Trade Secret | Trade | AFT | AFT321 | Residential | Solar*Rewards | Trade Secret | 2025 | 2025
20263-228838-01 | Xcel Energy | 85 | 13781 | IOU | 05973023 | 2.443 | Solar |  |  | Interconnected | Trade Secret | Trade | SOU | SOU087 | Residential | Solar*Rewards | Trade Secret | 2024 | 2025
20263-228838-01 | Xcel Energy | 85 | 13781 | IOU | 04917637 | 8.12 | Solar |  |  | Interconnected | Trade Secret | Trade | WDY | WDY311 | Residential | Solar*Rewards | Trade Secret | 2022 | 2022
20263-228838-01 | Xcel Energy | 85 | 13781 | IOU | 03133459 | 3 | Solar |  |  | Interconnected | Trade Secret | Trade | UPP | UPP086 | Residential | Solar*Rewards | Trade Secret | 2011 | 2012
20263-228838-01 | Xcel Energy | 85 | 13781 | IOU | 05611308 | 7.04 | Solar |  |  | Interconnected | Trade Secret | Trade | WCR | WCR063 | Residential |  | Trade Secret | 2023 | 2024
20263-228838-01 | Xcel Energy | 85 | 13781 | IOU | 06218464 | 8.725 | Solar |  |  | Interconnected | Trade Secret | Trade | SOU | SOU065 | Residential |  | Trade Secret | 2025 | 2025
20263-228838-01 | Xcel Energy | 85 | 13781 | IOU | 06208831 | 8.725 | Solar |  |  | Withdrawn | Trade Secret | Trade | SOU | SOU065 | Residential | Solar*Rewards | Trade Secret | 2025
20263-228838-01 | Xcel Energy | 85 | 13781 | IOU | 05583529 | 5.985 | Solar |  |  | Interconnected | Trade Secret | Trade | MPK | MPK074 | Residential | Solar*Rewards | Trade Secret | 2023 | 2023
20263-228838-01 | Xcel Energy | 85 | 13781 | IOU | 05497486 | 4.74 | Solar |  |  | Withdrawn | Trade Secret | Trade | MPK | MPK074 | Residential | Solar*Rewards | Trade Secret | 2023
20263-228838-01 | Xcel Energy | 85 | 13781 | IOU | 03130496 | 1.68 | Solar |  |  | Interconnected | Trade Secret | Trade | SOU | SOU061 | Residential | Solar*Rewards | Trade Secret | 2018 | 2019
20263-228838-01 | Xcel Energy | 85 | 13781 | IOU | 06239956 | 5.76 | Solar |  |  | Active Application | Trade Secret | Trade | MND | MND061 | Residential |  | Trade Secret | 2025
20263-228838-01 | Xcel Energy | 85 | 13781 | IOU | 06176437 | 11.007 | Solar |  |  | Active Application | Trade Secret | Trade | RLK | RLK065 | Residential |  | Trade Secret | 2025
20263-228838-01 | Xcel Energy | 85 | 13781 | IOU | 03247185 | 4.35 | Solar |  |  | Interconnected | Trade Secret | Trade | WES | WES074 | Residential | Solar*Rewards | Trade Secret | 2019 | 2020
20263-228838-01 | Xcel Energy | 85 | 13781 | IOU | 03134917 | 5 | Solar |  |  | Interconnected | Trade Secret | Trade | SOU | SOU079 | Residential | Made in Minnesota | Trade Secret | 2016 | 2016
20263-228838-01 | Xcel Energy | 85 | 13781 | IOU | SRO26645 | 4.8 | Solar |  |  | Withdrawn | Trade Secret | Trade | SOU | SOU079 | Residential | Solar*Rewards | Trade Secret | 2012
20263-228838-01 | Xcel Energy | 85 | 13781 | IOU | 04794075 | 12.47 | Solar |  |  | Interconnected | Trade Secret | Trade | APA | APA078 | Residential | Solar*Rewards | Trade Secret | 2022 | 2022
20263-228838-01 | Xcel Energy | 85 | 13781 | IOU | 05273487 | 22.47 | Solar |  | X | Active Application | Trade Secret | Trade | APA | APA078 | Residential |  | Trade Secret | 2022
20263-228838-01 | Xcel Energy | 85 | 13781 | IOU | 04535492 | 6.631 | Solar |  |  | Interconnected | Trade Secret | Trade | STY | STY061 | Residential |  | Trade Secret | 2021 | 2021
20263-228838-01 | Xcel Energy | 85 | 13781 | IOU | 03132689 | 4.6 | Solar |  |  | Interconnected | Trade Secret | Trade | OAD | OAD075 | Residential | Solar*Rewards | Trade Secret | 2018 | 2018
20263-228838-01 | Xcel Energy | 85 | 13781 | IOU | 06169237 | 7.6 | Solar |  |  | Withdrawn | Trade Secret | Trade | EKO | EKO021 | Residential | Solar*Rewards | Trade Secret | 2025
20263-228838-01 | Xcel Energy | 85 | 13781 | IOU | 05127350 | 14.5 | Solar |  |  | Interconnected | Trade Secret | Trade | ANN | ANN021 | Residential |  | Trade Secret | 2022 | 2022
20263-228838-01 | Xcel Energy | 85 | 13781 | IOU | 06338615 | 8.064 |  |  |  | Active Application | Trade Secret | Trade | WWK | WWK311 | Residential |  | Trade Secret | 2026
20263-228838-01 | Xcel Energy | 85 | 13781 | IOU | 06107745 | 5.904 | Solar |  |  | Interconnected | Trade Secret | Trade | WCR | WCR322 | Residential | Solar*Rewards | Trade Secret | 2025 | 2025
20263-228838-01 | Xcel Energy | 85 | 13781 | IOU | 03132218 | 7.616 | Solar |  |  | Interconnected | Trade Secret | Trade | CHE | CHE064 | Residential | Solar*Rewards | Trade Secret | 2018 | 2018
20263-228838-01 | Xcel Energy | 85 | 13781 | IOU | 05530288 | 7.04 | Solar |  |  | Interconnected | Trade Secret | Trade | PBE | PBE061 | Residential | Solar*Rewards | Trade Secret | 2023 | 2024
20263-228838-01 | Xcel Energy | 85 | 13781 | IOU | 03131659 | 9.5 | Solar |  |  | Interconnected | Trade Secret | Trade | CTF | CTF022 | Residential | Made in Minnesota | Trade Secret | 2017 | 2017
20263-228838-01 | Xcel Energy | 85 | 13781 | IOU | 03133136 | 5.1 | Solar |  |  | Interconnected | Trade Secret | Trade | HYL | HYL061 | Residential | Solar*Rewards | Trade Secret | 2010 | 2010
20263-228838-01 | Xcel Energy | 85 | 13781 | IOU | 03509754 | 6.09 | Solar |  |  | Interconnected | Trade Secret | Trade | SCL | SCL322 | Residential | Solar*Rewards | Trade Secret | 2019 | 2020
20263-228838-01 | Xcel Energy | 85 | 13781 | IOU | 03896564 | 5 | Storage |  |  | Interconnected | Trade Secret | Trade | SCL | SCL322 | Residential |  | Trade Secret | 2020 | 2020
20263-228838-01 | Xcel Energy | 85 | 13781 | IOU | 05866925 | 7.616 | Solar |  |  | Interconnected | Trade Secret | Trade | WES | WES076 | Residential |  | Trade Secret | 2024 | 2025
20263-228838-01 |  |  |  |  | 05819098 |  |  |  |  | Active Application | Trade Secret | Trade | RPL | RPL075 | Commercial |  |  | 2024
20263-228838-01 | Xcel Energy | 85 | 13781 | IOU | 05988796 | 7.6 | Solar |  |  | Interconnected | Trade Secret | Trade | FRM | FRM071 | Residential | Solar*Rewards | Trade Secret | 2024 | 2025
20263-228838-01 | Xcel Energy | 85 | 13781 | IOU | 04925619 | 4.537 | Solar |  | X | Interconnected | Trade Secret | Trade | CEL | CEL066 | Residential | Solar*Rewards | Trade Secret | 2022 | 2022
20263-228838-01 | Xcel Energy | 85 | 13781 | IOU | 05320543 | 29.316 | Solar |  |  | Interconnected | Trade Secret | Trade | BCH | BCH311 | Residential |  | Trade Secret | 2023 | 2023
20263-228838-01 | Xcel Energy | 85 | 13781 | IOU | 03133060 | 9 | Solar |  |  | Interconnected | Trade Secret | Trade | MPK | MPK074 | Commercial | Solar*Rewards | Trade Secret | 2013 | 2014
20263-228838-01 | Xcel Energy | 85 | 13781 | IOU | SRO25706 | 10 | Solar |  |  | Withdrawn | Trade Secret | Trade | MPK | MPK074 | Commercial | Solar*Rewards | Trade Secret | 2012
20263-228838-01 | Xcel Energy | 85 | 13781 | IOU | 03984387 | 5 | Solar |  |  | Interconnected | Trade Secret | Trade | SOU | SOU077 | Residential | Solar*Rewards | Trade Secret | 2020 | 2021
20263-228838-01 | Xcel Energy | 85 | 13781 | IOU | 03836749 | 3.747 | Solar |  |  | Interconnected | Trade Secret | Trade | REW | REW031 | Residential | Solar*Rewards | Trade Secret | 2020 | 2021
20263-228838-01 | Xcel Energy | 85 | 13781 | IOU | 05867355 | 3.747 | Solar |  |  | Active Application | Trade Secret | Trade | APA | APA075 | Residential |  | Trade Secret | 2024
20263-228838-01 | Xcel Energy | 85 | 13781 | IOU | 05974116 | 5.904 | Solar |  |  | Interconnected | Trade Secret | Trade | DPN | DPN072 | Residential | Solar*Rewards | Trade Secret | 2024 | 2025
20263-228838-01 | Xcel Energy | 85 | 13781 | IOU | 06150586 | 11.2 | Solar |  |  | Active Application | Trade Secret | Trade | FRM | FRM071 | Residential | Solar*Rewards | Trade Secret | 2025
20263-228838-01 | Xcel Energy | 85 | 13781 | IOU | 03131823 | 9.94 | Solar |  |  | Interconnected | Trade Secret | Trade | WEB | WEB021 | Residential | Made in Minnesota | Trade Secret | 2017 | 2017
20263-228838-01 | Xcel Energy | 85 | 13781 | IOU | 04971689 | 4.95 | Solar |  |  | Interconnected | Trade Secret | Trade | WWK | WWK321 | Residential | Solar*Rewards | Trade Secret | 2022 | 2022
20263-228838-01 | Xcel Energy | 85 | 13781 | IOU | 06123648 | 14.208 | Solar |  |  | Active Application | Trade Secret | Trade | APA | APA071 | Residential | Solar*Rewards | Trade Secret | 2025
20263-228838-01 | Xcel Energy | 85 | 13781 | IOU | 06142942 | 9.489 | Solar |  |  | Interconnected | Trade Secret | Trade | APA | APA071 | Residential | Solar*Rewards | Trade Secret | 2025 | 2025
20263-228838-01 | Xcel Energy | 85 | 13781 | IOU | 03133922 | 7.5 | Solar |  |  | Interconnected | Trade Secret | Trade | CNC | CNC073 | Residential | Made in Minnesota | Trade Secret | 2014 | 2014
20263-228838-01 | Xcel Energy | 85 | 13781 | IOU | OID3644215 | 37.598 | Solar |  |  | Withdrawn | Trade Secret | Trade | WIL | WIL087 | Commercial | Solar*Rewards | Trade Secret | 2018
20263-228838-01 | Xcel Energy | 85 | 13781 | IOU | 04438740 | 7.25 | Solar |  |  | Interconnected | Trade Secret | Trade | GLK | GLK074 | Residential | Solar*Rewards | Trade Secret | 2021 | 2021
20263-228838-01 | Xcel Energy | 85 | 13781 | IOU | 05836240 | 7.616 | Solar |  |  | Withdrawn | Trade Secret | Trade | CTR | CTR021 | Residential |  | Trade Secret | 2024
20263-228838-01 | Xcel Energy | 85 | 13781 | IOU | 04748942 | 7.616 | Solar |  |  | Interconnected | Trade Secret | Trade | CDV | CDV072 | Residential |  | Trade Secret | 2021 | 2022
20263-228838-01 | Xcel Energy | 85 | 13781 | IOU | OID2019453 | 18 | Solar |  |  | Withdrawn | Trade Secret | Trade | HSN | HSN321 | Commercial | Solar*Rewards | Trade Secret | 2014
20263-228838-01 | Xcel Energy | 85 | 13781 | IOU | 04445983 | 9.86 | Solar |  |  | Interconnected | Trade Secret | Trade | HYL | HYL075 | Residential | Solar*Rewards | Trade Secret | 2022 | 2023
20263-228838-01 | Xcel Energy | 85 | 13781 | IOU | SRO29774 | 5.16 | Solar |  |  | Withdrawn | Trade Secret | Trade | WIN | WIN043 | Residential | Solar*Rewards | Trade Secret | 2013
20263-228838-01 | Xcel Energy | 85 | 13781 | IOU | 03129241 | 7.68 | Solar |  |  | Interconnected | Trade Secret | Trade | STY | STY065 | Commercial | Solar*Rewards | Trade Secret | 2018 | 2019
20263-228838-01 | Xcel Energy | 85 | 13781 | IOU | 03132043 | 6 | Solar |  |  | Interconnected | Trade Secret | Trade | MPK | MPK076 | Residential | Made in Minnesota | Trade Secret | 2017 | 2017
20263-228838-01 | Xcel Energy | 85 | 13781 | IOU | 03131080 | 2 | Solar |  |  | Interconnected | Trade Secret | Trade | WES | WES075 | Residential |  | Trade Secret | 2011 | 2011
20263-228838-01 | Xcel Energy | 85 | 13781 | IOU | 06168845 | 6.832 | Solar |  |  | Interconnected | Trade Secret | Trade | DBL | DBL065 | Residential |  | Trade Secret | 2025 | 2025
20263-228838-01 | Xcel Energy | 85 | 13781 | IOU | 03879699 | 7.25 | Solar |  |  | Interconnected | Trade Secret | Trade | LLK | LLK061 | Residential | Solar*Rewards | Trade Secret | 2020 | 2020
20263-228838-01 | Xcel Energy | 85 | 13781 | IOU | 04399085 | 6 | Solar |  |  | Interconnected | Trade Secret | Trade | SOU | SOU077 | Residential | Solar*Rewards | Trade Secret | 2021 | 2021
20263-228838-01 | Xcel Energy | 85 | 13781 | IOU | 03390578 | 3.747 | Solar |  |  | Interconnected | Trade Secret | Trade | SOU | SOU079 | Residential | Solar*Rewards | Trade Secret | 2019 | 2020
20263-228838-01 | Xcel Energy | 85 | 13781 | IOU | 06237885 | 6.631 | Solar |  |  | Active Application | Trade Secret | Trade | RLK | RLK071 | Residential |  | Trade Secret | 2025
20263-228838-01 | Xcel Energy | 85 | 13781 | IOU | 05730422 | 4.935 | Solar |  |  | Interconnected | Trade Secret | Trade | HSN | HSN312 | Residential |  | Trade Secret | 2024 | 2024
20263-228838-01 | Xcel Energy | 85 | 13781 | IOU | 05853435 | 9.109 | Solar |  |  | Interconnected | Trade Secret | Trade | RAM | RAM062 | Residential | Solar*Rewards | Trade Secret | 2024 | 2024
20263-228838-01 | Xcel Energy | 85 | 13781 | IOU | 04592255 | 5.51 | Solar |  |  | Interconnected | Trade Secret | Trade | GPH | GPH061 | Residential |  | Trade Secret | 2021 | 2021
20263-228838-01 | Xcel Energy | 85 | 13781 | IOU | 03130063 | 12.956 | Solar |  |  | Interconnected | Trade Secret | Trade | BUR | BUR032 | Residential | Solar*Rewards | Trade Secret | 2018 | 2019
20263-228838-01 | Xcel Energy | 85 | 13781 | IOU | OID2730786 | 7.5 | Solar |  |  | Withdrawn | Trade Secret | Trade | ELP | ELP062 | Residential | Solar*Rewards | Trade Secret | 2016
20263-228838-01 | Xcel Energy | 85 | 13781 | IOU | 05171384 | 5.052 | Solar |  |  | Interconnected | Trade Secret | Trade | STY | STY071 | Residential |  | Trade Secret | 2022 | 2022
20263-228838-01 | Xcel Energy | 85 | 13781 | IOU | 05870223 | 5.052 | Solar |  |  | Interconnected | Trade Secret | Trade | RIV | RIV076 | Residential |  | Trade Secret | 2024 | 2025
20263-228838-01 | Xcel Energy | 85 | 13781 | IOU | 05735242 | 6.144 | Solar |  |  | Interconnected | Trade Secret | Trade | SLP | SLP097 | Residential | Solar*Rewards | Trade Secret | 2024 | 2024
20263-228838-01 | Xcel Energy | 85 | 13781 | IOU | OID1999001 | 5 | Solar |  |  | Withdrawn | Trade Secret | Trade |  |  | Residential | Made in Minnesota | Trade Secret | 2014
20263-228838-01 | Xcel Energy | 85 | 13781 | IOU | 05955612 | 10.075 | Solar |  |  | Withdrawn | Trade Secret | Trade | UPP | UPP063 | Residential | Solar*Rewards | Trade Secret | 2025
20263-228838-01 | Xcel Energy | 85 | 13781 | IOU | 06182531 | 15.36 | Solar |  |  | Active Application | Trade Secret | Trade | UPP | UPP063 | Residential |  | Trade Secret | 2025
20263-228838-01 | Xcel Energy | 85 | 13781 | IOU | 04194953 | 11.6 | Solar |  |  | Active Application | Trade Secret | Trade | GLK | GLK061 | Residential | Solar*Rewards | Trade Secret | 2020
20263-228838-01 | Xcel Energy | 85 | 13781 | IOU | 04266046 | 17.45 | Solar |  |  | Interconnected | Trade Secret | Trade | GLK | GLK061 | Residential | Solar*Rewards | Trade Secret | 2021 | 2021
20263-228838-01 | Xcel Energy | 85 | 13781 | IOU | 03290798 | 6.96 | Solar |  |  | Interconnected | Trade Secret | Trade | EDA | EDA075 | Residential | Solar*Rewards | Trade Secret | 2019 | 2020
20263-228838-01 | Xcel Energy | 85 | 13781 | IOU | 05994361 | 15.75 | Solar |  |  | Interconnected | Trade Secret | Trade | FSL | FSL311 | Residential | Solar*Rewards | Trade Secret | 2024 | 2025
20263-228838-01 | Xcel Energy | 85 | 13781 | IOU | 05614215 | 9.6 | Solar |  |  | Interconnected | Trade Secret | Trade | HOL | HOL072 | Residential |  | Trade Secret | 2023 | 2023
20263-228838-01 | Xcel Energy | 85 | 13781 | IOU | 05821397 | 9.994 | Solar |  |  | Interconnected | Trade Secret | Trade | WCR | WCR322 | Residential |  | Trade Secret | 2024 | 2024
20263-228838-01 | Xcel Energy | 85 | 13781 | IOU | 06056682 | 6.46 | Solar |  |  | Active Application | Trade Secret | Trade | WRR | WRR075 | Residential | Solar*Rewards | Trade Secret | 2025
20263-228838-01 | Xcel Energy | 85 | 13781 | IOU | 06036134 | 6.46 | Solar |  |  | Withdrawn | Trade Secret | Trade | WRR | WRR075 | Residential | Solar*Rewards | Trade Secret | 2024
20263-228838-01 | Xcel Energy | 85 | 13781 | IOU | 05844873 | 8 | Solar |  |  | Active Application | Trade Secret | Trade | APA | APA064 | Commercial |  | Trade Secret | 2024
20263-228838-01 | Xcel Energy | 85 | 13781 | IOU | 04328515 | 7.25 | Solar |  |  | Interconnected | Trade Secret | Trade | AFT | AFT314 | Residential | Solar*Rewards | Trade Secret | 2021 | 2021
20263-228838-01 | Xcel Energy | 85 | 13781 | IOU | 05995586 | 3.747 | Solar |  |  | Interconnected | Trade Secret | Trade | SIP | SIP061 | Residential | Solar*Rewards | Trade Secret | 2024 | 2025
20263-228838-01 | Xcel Energy | 85 | 13781 | IOU | 04410108 | 1.74 | Solar |  |  | Interconnected | Trade Secret | Trade | ALD | ALD073 | Residential | Solar*Rewards | Trade Secret | 2021 | 2021
20263-228838-01 | Xcel Energy | 85 | 13781 | IOU | 06246974 | 7.68 | Solar |  |  | Active Application | Trade Secret | Trade | WSG | WSG361 | Residential |  | Trade Secret | 2025
20263-228838-01 | Xcel Energy | 85 | 13781 | IOU | OID2028759 | 18 | Solar |  |  | Withdrawn | Trade Secret | Trade | FSL | FSL311 | Commercial | Solar*Rewards | Trade Secret | 2014
20263-228838-01 | Xcel Energy | 85 | 13781 | IOU | 04382665 | 14.21 | Solar |  |  | Active Application | Trade Secret | Trade | CGR | CGR072 | Residential | Solar*Rewards | Trade Secret | 2021
20263-228838-01 | Xcel Energy | 85 | 13781 | IOU | 04497788 | 14.21 | Solar |  |  | Interconnected | Trade Secret | Trade | CGR | CGR072 | Residential |  | Trade Secret | 2021 | 2021
20263-228838-01 | Xcel Energy | 85 | 13781 | IOU | OID2393859 | 20 | Solar |  |  | Withdrawn | Trade Secret | Trade | PKL | PKL072 | Commercial | Solar*Rewards | Trade Secret | 2015
20263-228838-01 | Xcel Energy | 85 | 13781 | IOU | 04133741 | 2.9 | Solar |  |  | Interconnected | Trade Secret | Trade | MPK | MPK064 | Residential | Solar*Rewards | Trade Secret | 2020 | 2021
20263-228838-01 | Xcel Energy | 85 | 13781 | IOU | 04981063 | 17.128 | Solar |  |  | Interconnected | Trade Secret | Trade | LIN | LIN022 | Residential | Solar*Rewards | Trade Secret | 2022 | 2024
20263-228838-01 | Xcel Energy | 85 | 13781 | IOU | OID2019279 | 6 | Solar |  |  | Withdrawn | Trade Secret | Trade | TER | TER071 | Commercial | Solar*Rewards | Trade Secret | 2014
20263-228838-01 | Xcel Energy | 85 | 13781 | IOU | 03134250 | 5 | Solar |  |  | Interconnected | Trade Secret | Trade | RLK | RLK066 | Residential | Solar*Rewards | Trade Secret | 2015 | 2015
20263-228838-01 | Xcel Energy | 85 | 13781 | IOU | 05356875 | 9.64 | Solar |  | X | Interconnected | Trade Secret | Trade | APA | APA075 | Residential | Solar*Rewards | Trade Secret | 2023 | 2023
20263-228838-01 | Xcel Energy | 85 | 13781 | IOU | 06246396 | 9.184 | Solar |  |  | Interconnected | Trade Secret | Trade | LEX | LEX333 | Residential |  | Trade Secret | 2025 | 2026
20263-228838-01 | Xcel Energy | 85 | 13781 | IOU | 06047539 | 3.936 | Solar |  |  | Interconnected | Trade Secret | Trade | WIL | WIL061 | Residential | Solar*Rewards | Trade Secret | 2025 | 2025
20263-228838-01 | Xcel Energy | 85 | 13781 | IOU | 06164412 | 3.484 | Solar |  |  | Withdrawn | Trade Secret | Trade | AFT | AFT322 | Residential | Solar*Rewards | Trade Secret | 2025
20263-228838-01 | Xcel Energy | 85 | 13781 | IOU | 05334018 | 10.44 | Solar |  |  | Interconnected | Trade Secret | Trade | DBL | DBL060 | Residential |  | Trade Secret | 2023 | 2023
20263-228838-01 | Xcel Energy | 85 | 13781 | IOU | 05160846 | 8.77 | Solar |  | X | Interconnected | Trade Secret | Trade | WDY | WDY312 | Residential |  | Trade Secret | 2022 | 2023
20263-228838-01 |  |  |  |  | OID1946177 |  | Solar |  |  | Withdrawn | Trade Secret | Trade | WDY | WDY312 | Residential | Made in Minnesota |  | 2014
20263-228838-01 | Xcel Energy | 85 | 13781 | IOU | SRO20622 | 3.44 | Solar |  |  | Withdrawn | Trade Secret | Trade | SLP | SLP092 | Residential | Solar*Rewards | Trade Secret | 2011
20263-228838-01 | Xcel Energy | 85 | 13781 | IOU | 05518833 | 2.844 | Solar |  |  | Active Application | Trade Secret | Trade | OPK | OPK073 | Residential | Solar*Rewards | Trade Secret | 2023
20263-228838-01 | Xcel Energy | 85 | 13781 | IOU | 06193061 | 3.484 | Solar |  |  | Interconnected | Trade Secret | Trade | WES | WES061 | Residential | Solar*Rewards | Trade Secret | 2025 | 2025
20263-228838-01 | Xcel Energy | 85 | 13781 | IOU | 03134611 | 3 | Solar |  |  | Interconnected | Trade Secret | Trade | MPK | MPK087 | Residential | Solar*Rewards | Trade Secret | 2015 | 2016
20263-228838-01 | Xcel Energy | 85 | 13781 | IOU | OID2350041 | 3 | Solar |  |  | Withdrawn | Trade Secret | Trade | MPK | MPK087 | Residential | Solar*Rewards | Trade Secret | 2015
20263-228838-01 | Xcel Energy | 85 | 13781 | IOU | 03132350 | 6 | Solar |  |  | Interconnected | Trade Secret | Trade | DND | DND061 | Residential | Solar*Rewards | Trade Secret | 2018 | 2018
20263-228838-01 | Xcel Energy | 85 | 13781 | IOU | 06101625 | 3.141 | Solar |  |  | Interconnected | Trade Secret | Trade | EBL | EBL084 | Residential | Solar*Rewards | Trade Secret | 2025 | 2025
20263-228838-01 | Xcel Energy | 85 | 13781 | IOU | 06142197 | 5.314 | Solar |  |  | Interconnected | Trade Secret | Trade | WES | WES074 | Residential | Solar*Rewards | Trade Secret | 2025 | 2025
20263-228838-01 | Xcel Energy | 85 | 13781 | IOU | 05711473 | 4.645 | Solar |  |  | Interconnected | Trade Secret | Trade | WSG | WSG071 | Residential |  | Trade Secret | 2024 | 2024
20263-228838-01 | Xcel Energy | 85 | 13781 | IOU | 06318525 | 50 | Solar |  |  | Active Application | Trade Secret | Trade | WES | WES074 | Commercial |  | Trade Secret | 2026
20263-228838-01 | Xcel Energy | 85 | 13781 | IOU | 03885989 | 7.616 | Solar |  |  | Interconnected | Trade Secret | Trade | MOL | MOL073 | Residential | Solar*Rewards | Trade Secret | 2020 | 2020
20263-228838-01 | Xcel Energy | 85 | 13781 | IOU | 06014527 | 3.747 | Solar |  |  | Active Application | Trade Secret | Trade | SMT | SMT061 | Residential |  | Trade Secret | 2024
20263-228838-01 | Xcel Energy | 85 | 13781 | IOU | 05942944 | 3.796 | Solar |  |  | Interconnected | Trade Secret | Trade | SOU | SOU073 | Residential | Solar*Rewards | Trade Secret | 2024 | 2025
20263-228838-01 | Xcel Energy | 85 | 13781 | IOU | 05994508 | 4.94 | Solar |  |  | Interconnected | Trade Secret | Trade | IDA | IDA072 | Residential | Solar*Rewards | Trade Secret | 2024 | 2024
20263-228838-01 | Xcel Energy | 85 | 13781 | IOU | 06070738 | 3.747 | Solar |  |  | Interconnected | Trade Secret | Trade | WIL | WIL098 | Residential |  | Trade Secret | 2025 | 2025
20263-228838-01 | Xcel Energy | 85 | 13781 | IOU | SRO22311 | 3 | Solar |  |  | Withdrawn | Trade Secret | Trade | MEL | MEL078 | Residential | Solar*Rewards | Trade Secret | 2012
20263-228838-01 | Xcel Energy | 85 | 13781 | IOU | 03134657 | 33.4 | Solar |  |  | Interconnected | Trade Secret | Trade | RLK | RLK072 | Commercial | Made in Minnesota | Trade Secret | 2015 | 2017
20263-228838-01 | Xcel Energy | 85 | 13781 | IOU | 05754415 | 120 | Solar |  |  | Interconnected | Trade Secret | Trade | RLK | RLK072 | Commercial |  | Trade Secret | 2024 | 2025
20263-228838-01 | Xcel Energy | 85 | 13781 | IOU | 05787684 | 120 | Solar |  |  | Active Application | Trade Secret | Trade | RLK | RLK072 | Commercial |  | Trade Secret | 2024
20263-228838-01 | Xcel Energy | 85 | 13781 | IOU | SRO29898 | 45 | Solar |  |  | Withdrawn | Trade Secret | Trade | WTN | WTN062 | Commercial | Solar*Rewards | Trade Secret | 2013
20263-228838-01 | Xcel Energy | 85 | 13781 | IOU | 03998649 | 0.72 | Solar |  |  | Active Application | Trade Secret | Trade | TWL | TWL063 | Residential | Solar*Rewards | Trade Secret | 2020
20263-228838-01 | Xcel Energy | 85 | 13781 | IOU | 06151868 | 5.76 | Solar |  |  | Interconnected | Trade Secret | Trade | TER | TER071 | Residential |  | Trade Secret | 2025 | 2025
20263-228838-01 | Xcel Energy | 85 | 13781 | IOU | 04087415 | 3.747 | Solar |  |  | Interconnected | Trade Secret | Trade | MPK | MPK086 | Residential |  | Trade Secret | 2021 | 2021
20263-228838-01 | Xcel Energy | 85 | 13781 | IOU | 03134749 | 18 | Solar |  |  | Interconnected | Trade Secret | Trade | CNC | CNC073 | Commercial | Solar*Rewards | Trade Secret | 2016 | 2016
20263-228838-01 | Xcel Energy | 85 | 13781 | IOU | 05554294 | 8.32 | Solar |  |  | Withdrawn | Trade Secret | Trade | NOF | NOF072 | Residential | Solar*Rewards | Trade Secret | 2023
20263-228838-01 | Xcel Energy | 85 | 13781 | IOU | 05560678 | 8.32 | Solar |  |  | Interconnected | Trade Secret | Trade | NOF | NOF072 | Residential |  | Trade Secret | 2023 | 2023
20263-228838-01 | Xcel Energy | 85 | 13781 | IOU | 05657008 | 7.56 | Solar |  |  | Active Application | Trade Secret | Trade | MST | MST070 | Commercial | Solar*Rewards | Trade Secret | 2023
20263-228838-01 | Xcel Energy | 85 | 13781 | IOU | 03131822 | 9.94 | Solar |  |  | Interconnected | Trade Secret | Trade | WEB | WEB021 | Residential | Made in Minnesota | Trade Secret | 2017 | 2017
20263-228838-01 | Xcel Energy | 85 | 13781 | IOU | 04257550 | 4.95 | Solar |  |  | Interconnected | Trade Secret | Trade | LAB | LAB312 | Residential |  | Trade Secret | 2021 | 2021
20263-228838-01 | Xcel Energy | 85 | 13781 | IOU | OID2828862 | 3.5 | Solar |  |  | Withdrawn | Trade Secret | Trade | ELP | ELP062 | Residential | Solar*Rewards | Trade Secret | 2016
20263-228838-01 | Xcel Energy | 85 | 13781 | IOU | 05356578 | 6.96 | Solar |  |  | Interconnected | Trade Secret | Trade | WES | WES073 | Residential | Solar*Rewards | Trade Secret | 2023 | 2023
20263-228838-01 | Xcel Energy | 85 | 13781 | IOU | 04580293 | 11.559 | Solar |  |  | Active Application | Trade Secret | Trade | AHI | AHI022 | Residential |  | Trade Secret | 2021
20263-228838-01 | Xcel Energy | 85 | 13781 | IOU | 04580307 | 7.68 | Solar |  |  | Interconnected | Trade Secret | Trade | AHI | AHI022 | Residential |  | Trade Secret | 2021 | 2022
20263-228838-01 | Xcel Energy | 85 | 13781 | IOU | 04444846 | 7.68 | Solar |  |  | Active Application | Trade Secret | Trade | AHI | AHI022 | Residential | Solar*Rewards | Trade Secret | 2021
20263-228838-01 |  |  |  |  | 05731190 |  | Solar |  |  | Withdrawn | Trade Secret | Trade | AHI | AHI022 | Residential | Solar*Rewards |  | 2024
20263-228838-01 | Xcel Energy | 85 | 13781 | IOU | 06247007 | 21.12 | Solar |  |  | Active Application | Trade Secret | Trade | LOK | LOK093 | Residential |  | Trade Secret | 2025
20263-228838-01 | Xcel Energy | 85 | 13781 | IOU | 05962313 | 6.832 | Solar |  |  | Interconnected | Trade Secret | Trade | HSN | HSN312 | Residential | Solar*Rewards | Trade Secret | 2024 | 2024
20263-228838-01 | Xcel Energy | 85 | 13781 | IOU | 03131483 | 9.94 | Solar |  |  | Interconnected | Trade Secret | Trade | ALB | ALB022 | Residential | Made in Minnesota | Trade Secret | 2017 | 2017
20263-228838-01 | Xcel Energy | 85 | 13781 | IOU | 03132525 | 6 | Solar |  |  | Interconnected | Trade Secret | Trade | NOF | NOF061 | Residential | Solar*Rewards | Trade Secret | 2018 | 2018
20263-228838-01 | Xcel Energy | 85 | 13781 | IOU | 03903063 | 11.89 | Solar |  |  | Interconnected | Trade Secret | Trade | HUG | HUG312 | Residential | Solar*Rewards | Trade Secret | 2020 | 2020
20263-228838-01 | Xcel Energy | 85 | 13781 | IOU | 03958326 | 9.86 | Solar |  |  | Active Application | Trade Secret | Trade | EDP | EDP082 | Residential | Solar*Rewards | Trade Secret | 2020
20263-228838-01 | Xcel Energy | 85 | 13781 | IOU | 06140693 | 18.432 | Solar |  |  | Active Application | Trade Secret | Trade | ALD | ALD085 | Residential | Solar*Rewards | Trade Secret | 2025
20263-228838-01 | Xcel Energy | 85 | 13781 | IOU | 05582518 | 7.245 | Solar |  |  | Interconnected | Trade Secret | Trade | RPO | RPO312 | Residential | Solar*Rewards | Trade Secret | 2023 | 2023
20263-228838-01 | Xcel Energy | 85 | 13781 | IOU | 03130173 | 9.86 | Solar |  |  | Interconnected | Trade Secret | Trade | SLP | SLP087 | Residential | Solar*Rewards | Trade Secret | 2019 | 2019
20263-228838-01 | Xcel Energy | 85 | 13781 | IOU | 03134125 | 7.2 | Solar |  |  | Interconnected | Trade Secret | Trade | BLH | BLH062 | Residential | Solar*Rewards | Trade Secret | 2014 | 2015
20263-228838-01 | Xcel Energy | 85 | 13781 | IOU | 05816026 | 7 | Solar |  |  | Interconnected | Trade Secret | Trade | VMR | VMR062 | Residential | Solar*Rewards | Trade Secret | 2024 | 2024
20263-228838-01 | Xcel Energy | 85 | 13781 | IOU | 03131012 | 1500 | Other |  |  | Interconnected | Trade Secret | Trade | MTV | MTV002 | Commercial |  | Trade Secret | 2009 | 2010
20263-228838-01 | Xcel Energy | 85 | 13781 | IOU | 03130375 | 1.2 | Solar |  |  | Interconnected | Trade Secret | Trade | MND | MND072 | Commercial |  | Trade Secret | 2017 | 2017
20263-228838-01 | Xcel Energy | 85 | 13781 | IOU | 05261109 | 5.8 | Solar |  |  | Interconnected | Trade Secret | Trade | RPO | RPO311 | Residential |  | Trade Secret | 2022 | 2023
20263-228838-01 | Xcel Energy | 85 | 13781 | IOU | 05451390 | 3.48 | Solar |  |  | Withdrawn | Trade Secret | Trade | TWL | TWL082 | Residential | Solar*Rewards | Trade Secret | 2023
20263-228838-01 | Xcel Energy | 85 | 13781 | IOU | 05478426 | 3.48 | Solar |  |  | Interconnected | Trade Secret | Trade | TWL | TWL082 | Residential |  | Trade Secret | 2023 | 2023
20263-228838-01 | Xcel Energy | 85 | 13781 | IOU | OID3308897 | 7.616 | Solar |  |  | Withdrawn | Trade Secret | Trade | KOL | KOL063 | Residential | Solar*Rewards | Trade Secret | 2018
20263-228838-01 | Xcel Energy | 85 | 13781 | IOU | OID3076544 | 7.625 | Solar |  |  | Withdrawn | Trade Secret | Trade | KOL | KOL063 | Residential | Solar*Rewards | Trade Secret | 2017
20263-228838-01 | Xcel Energy | 85 | 13781 | IOU | 05814529 | 9.84 | Solar |  |  | Withdrawn | Trade Secret | Trade | KOL | KOL063 | Residential | Solar*Rewards | Trade Secret | 2024
20263-228838-01 | Xcel Energy | 85 | 13781 | IOU | 05822156 | 9.84 | Solar |  |  | Interconnected | Trade Secret | Trade | KOL | KOL063 | Residential |  | Trade Secret | 2024 | 2024
20263-228838-01 | Xcel Energy | 85 | 13781 | IOU | 04868509 | 12.216 | Solar |  | X | Interconnected | Trade Secret | Trade | HAS | HAS021 | Residential | Solar*Rewards | Trade Secret | 2022 | 2022
20263-228838-01 | Xcel Energy | 85 | 13781 | IOU | 04229498 | 14.85 | Solar |  |  | Interconnected | Trade Secret | Trade | CTR | CTR031 | Residential | Solar*Rewards | Trade Secret | 2021 | 2021
20263-228838-01 | Xcel Energy | 85 | 13781 | IOU | 06176889 | 3.85 | Solar |  |  | Active Application | Trade Secret | Trade | SCL | SCL322 | Residential |  | Trade Secret | 2025
20263-228838-01 | Xcel Energy | 85 | 13781 | IOU | 03878317 | 8.99 | Solar |  |  | Interconnected | Trade Secret | Trade | HSN | HSN321 | Residential | Solar*Rewards | Trade Secret | 2020 | 2020
20263-228838-01 | Xcel Energy | 85 | 13781 | IOU | 05558829 | 11.136 | Solar |  |  | Interconnected | Trade Secret | Trade | BCR | BCR082 | Residential |  | Trade Secret | 2023 | 2024
20263-228838-01 | Xcel Energy | 85 | 13781 | IOU | 03131256 | 4.08 | Solar |  |  | Interconnected | Trade Secret | Trade | AFT | AFT322 | Residential | Solar*Rewards | Trade Secret | 2016 | 2016
20263-228838-01 | Xcel Energy | 85 | 13781 | IOU | 03132844 | 11.02 | Solar |  |  | Interconnected | Trade Secret | Trade | OPK | OPK077 | Commercial | Solar*Rewards | Trade Secret | 2018 | 2019
20263-228838-01 | Xcel Energy | 85 | 13781 | IOU | 06096375 | 34.6 | Solar |  |  | Interconnected | Trade Secret | Trade | HWW | HWW075 | Commercial | Solar*Rewards | Trade Secret | 2025 | 2025
20263-228838-01 | Xcel Energy | 85 | 13781 | IOU | 06153071 | 4.934 | Solar |  |  | Interconnected | Trade Secret | Trade | CHE | CHE076 | Residential |  | Trade Secret | 2025 | 2025
20263-228838-01 | Xcel Energy | 85 | 13781 | IOU | 06324669 | 10.121 | Solar |  |  | Active Application | Trade Secret | Trade | LEX | LEX332 | Residential | Solar*Rewards | Trade Secret | 2026
20263-228838-01 | Xcel Energy | 85 | 13781 | IOU | 04218616 | 975 | Solar |  |  | Active Application | Trade Secret | Trade | NOF | NOF071 | Community Solar Garden | Solar*Rewards Community | Trade Secret | 2022
20263-228838-01 | Xcel Energy | 85 | 13781 | IOU | 05769610 | 8.709 | Solar |  |  | Interconnected | Trade Secret | Trade | WRR | WRR064 | Residential | Solar*Rewards | Trade Secret | 2024 | 2024
20263-228838-01 | Xcel Energy | 85 | 13781 | IOU | 06266450 | 7.6 | Solar |  |  | Active Application | Trade Secret | Trade | HUG | HUG321 | Residential |  | Trade Secret | 2025
20263-228838-01 | Xcel Energy | 85 | 13781 | IOU | 06225314 | 7.6 | Solar |  |  | Withdrawn | Trade Secret | Trade | HUG | HUG321 | Residential |  | Trade Secret | 2025
20263-228838-01 | Xcel Energy | 85 | 13781 | IOU | 06258491 | 2.241 | Solar |  |  | Interconnected | Trade Secret | Trade | CGR | CGR071 | Residential |  | Trade Secret | 2025 | 2026
20263-228838-01 | Xcel Energy | 85 | 13781 | IOU | 05420570 | 750 | Solar |  |  | Active Application | Trade Secret | Trade | SMT | SMT072 | LMI | Solar*Rewards Community | Trade Secret | 2024
20263-228838-01 | Xcel Energy | 85 | 13781 | IOU | 05978865 | 9.674 | Solar |  |  | Interconnected | Trade Secret | Trade | OAD | OAD074 | Commercial | Solar*Rewards | Trade Secret | 2025 | 2026
20263-228838-01 | Xcel Energy | 85 | 13781 | IOU | 05978849 | 4.86 | Solar |  |  | Interconnected | Trade Secret | Trade | OAD | OAD074 | Commercial | Solar*Rewards | Trade Secret | 2025 | 2025
20263-228838-01 |  |  |  |  | 04606570 |  | Solar |  |  | Active Application | Trade Secret | Trade |  |  | Community Solar Garden | Solar*Rewards Community |  | 2021
20263-228838-01 |  |  |  |  | 06209033 |  | Solar |  |  | Withdrawn | Trade Secret | Trade |  |  | Residential | Solar*Rewards |  | 2025
20263-228838-01 | Xcel Energy | 85 | 13781 | IOU | SRC068269 | 1000 | Solar |  |  | Withdrawn | Trade Secret | Trade | ALT | ALT021 | Community Solar Garden | Solar*Rewards Community | Trade Secret | 2018
20263-228838-01 | Xcel Energy | 85 | 13781 | IOU | SRC041299 | 1000 | Solar |  |  | Withdrawn | Trade Secret | Trade | WCS | WCS064 | Community Solar Garden | Solar*Rewards Community | Trade Secret | 2015
20263-228838-01 | Xcel Energy | 85 | 13781 | IOU | 03126910 | 1000 | Solar |  |  | Interconnected | Zumbrota | Trade | ZUM | ZUM022 | Community Solar Garden | Solar*Rewards Community | Trade Secret | 2016 | 2020
20263-228838-01 |  |  |  |  | 05967844 |  |  |  |  | Active Application | Trade Secret | Trade |  |  | Residential |  |  | 2024
20263-228838-01 | Xcel Energy | 85 | 13781 | IOU | SRC039275 | 1000 | Solar |  |  | Withdrawn | Trade Secret | Trade | MEI | MEI021 | Community Solar Garden | Solar*Rewards Community | Trade Secret | 2015
20263-228838-01 | Xcel Energy | 85 | 13781 | IOU | SRC040793 | 1000 | Solar |  |  | Withdrawn | Trade Secret | Trade | HUG | HUG321 | Community Solar Garden | Solar*Rewards Community | Trade Secret | 2015
20263-228838-01 |  |  |  |  | 05419351 |  | Solar |  |  | Active Application | Trade Secret | Trade |  |  | Residential | Solar*Rewards |  | 2023
20263-228838-01 |  |  |  |  | 05366974 |  | Solar |  |  | Active Application | Trade Secret | Trade |  |  | Residential | Solar*Rewards |  | 2023
20263-228838-01 |  |  |  |  | 04122510 |  |  |  |  | Active Application | Trade Secret | Trade |  |  | Residential |  |  | 2020
20263-228838-01 |  |  |  |  | 05176333 |  |  |  |  | Active Application | Trade Secret | Trade |  |  | Residential |  |  | 2022
20263-228838-01 | Xcel Energy | 85 | 13781 | IOU | SRC042310 | 1000 | Solar |  |  | Withdrawn | Trade Secret | Trade | BEL | BEL062 | Community Solar Garden | Solar*Rewards Community | Trade Secret | 2015
20263-228838-01 | Xcel Energy | 85 | 13781 | IOU | SRC048174 | 1000 | Solar |  |  | Withdrawn | Trade Secret | Trade |  |  | Community Solar Garden | Solar*Rewards Community | Trade Secret | 2016
20263-228838-01 | Xcel Energy | 85 | 13781 | IOU | SRC038735 | 1000 | Solar |  |  | Withdrawn | Trade Secret | Trade | LNS | LNS033 | Community Solar Garden | Solar*Rewards Community | Trade Secret | 2014
20263-228838-01 | Xcel Energy | 85 | 13781 | IOU | SRC040107 | 1000 | Solar |  |  | Withdrawn | Trade Secret | Trade | HUG | HUG312 | Community Solar Garden | Solar*Rewards Community | Trade Secret | 2015
20263-228838-01 |  |  |  |  | SRO29502 |  | Solar |  |  | Withdrawn | Trade Secret | Trade |  |  |  | Other |  | 2013
20263-228838-01 | Xcel Energy | 85 | 13781 | IOU | 05799780 | 5 | Solar |  |  | Active Application | Trade Secret | Trade |  |  | Residential |  | Trade Secret | 2024
20263-228838-01 |  |  |  |  | 06215134 |  | Solar |  |  | Active Application | Trade Secret | Trade |  |  | Residential | Solar*Rewards |  | 2025
20263-228838-01 | Xcel Energy | 85 | 13781 | IOU | SRC069876 | 1000 | Solar |  |  | Withdrawn | Trade Secret | Trade | WAT | WAT081 | Community Solar Garden | Solar*Rewards Community | Trade Secret | 2018
20263-228838-01 | Xcel Energy | 85 | 13781 | IOU | SRC038712 | 1000 | Solar |  |  | Withdrawn | Trade Secret | Trade | FSL | FSL311 | Community Solar Garden | Solar*Rewards Community | Trade Secret | 2014
20263-228838-01 | Xcel Energy | 85 | 13781 | IOU | 03128585 | 250 | Solar |  |  | Interconnected | Mayer | Trade | WCS | WCS064 | Community Solar Garden | Solar*Rewards Community | Trade Secret | 2015 | 2018
20263-228838-01 | Xcel Energy | 85 | 13781 | IOU | SRC052299 | 1000 | Solar |  |  | Withdrawn | Trade Secret | Trade |  |  | Community Solar Garden | Solar*Rewards Community | Trade Secret | 2016
20263-228838-01 | Xcel Energy | 85 | 13781 | IOU | SRC042646 | 950 | Solar |  |  | Withdrawn | Trade Secret | Trade | WWK | WWK311 | Community Solar Garden | Solar*Rewards Community | Trade Secret | 2015
20263-228838-01 | Xcel Energy | 85 | 13781 | IOU | SRC041334 | 1000 | Solar |  |  | Withdrawn | Trade Secret | Trade | LSP | LSP021 | Community Solar Garden | Solar*Rewards Community | Trade Secret | 2015
20263-228838-01 |  |  |  |  | 03431971 |  | Solar |  |  | Withdrawn | Trade Secret | Trade | APA | APA073 | Residential | Solar*Rewards |  | 2019
20263-228838-01 | Xcel Energy | 85 | 13781 | IOU | 05372994 | 960 | Solar |  |  | Active Application | Trade Secret | Trade |  |  | Community Solar Garden | Solar*Rewards Community | Trade Secret | 2023
20263-228838-01 | Xcel Energy | 85 | 13781 | IOU | 04247588 | 1000 | Solar |  |  | Withdrawn | Trade Secret | Trade | HAD | HAD021 | Community Solar Garden | Solar*Rewards Community | Trade Secret | 2021
20263-228838-01 | Xcel Energy | 85 | 13781 | IOU | SRC052774 | 1000 | Solar |  |  | Withdrawn | Trade Secret | Trade |  |  | Community Solar Garden | Solar*Rewards Community | Trade Secret | 2017
20263-228838-01 | Xcel Energy | 85 | 13781 | IOU | SRC069883 | 1000 | Solar |  |  | Withdrawn | Trade Secret | Trade | CTF | CTF021 | Community Solar Garden | Solar*Rewards Community | Trade Secret | 2018
20263-228838-01 |  |  |  |  | 05943079 |  |  |  |  | Active Application | Trade Secret | Trade |  |  | Residential |  |  | 2024
20263-228838-01 |  |  |  |  | 05960864 |  |  |  |  | Withdrawn | Trade Secret | Trade |  |  | Residential |  |  | 2024
20263-228838-01 |  |  |  |  | 05496585 |  |  |  |  | Active Application | Trade Secret | Trade |  |  | Residential |  |  | 2023
20263-228838-01 |  |  |  |  | 05214531 |  |  |  |  | Active Application | Trade Secret | Trade |  |  | Residential |  |  | 2022
20263-228838-01 |  |  |  |  | 03526001 |  | Solar |  |  | Active Application | Trade Secret | Trade |  |  | Residential | Solar*Rewards |  | 2020
20263-228838-01 |  |  |  |  | 06225173 |  | Solar |  |  | Active Application | Trade Secret | Trade |  |  | Residential | Solar*Rewards |  | 2025
20263-228838-01 | Xcel Energy | 85 | 13781 | IOU | SRC041215 | 1000 | Solar |  |  | Withdrawn | Trade Secret | Trade |  |  | Community Solar Garden | Solar*Rewards Community | Trade Secret | 2015
20263-228838-01 | Xcel Energy | 85 | 13781 | IOU | SRC040417 | 1000 | Solar |  |  | Withdrawn | Trade Secret | Trade |  |  | Community Solar Garden | Solar*Rewards Community | Trade Secret | 2015
20263-228838-01 |  |  |  |  | 04015747 |  | Solar |  |  | Active Application | Trade Secret | Trade |  |  | Residential | Solar*Rewards |  | 2020
20263-228838-01 |  |  |  |  | 05806336 |  |  |  |  | Active Application | Trade Secret | Trade |  |  | Residential |  |  | 2024
20263-228838-01 |  |  |  |  | 06316568 |  |  |  |  | Active Application | Trade Secret | Trade |  |  | Residential |  |  | 2025
20263-228838-01 | Xcel Energy | 85 | 13781 | IOU | SRC072571 | 730 | Solar |  |  | Withdrawn | Trade Secret | Trade | DOC | DOC211 | Community Solar Garden | Solar*Rewards Community | Trade Secret | 2019
20263-228838-01 | Xcel Energy | 85 | 13781 | IOU | SRC042339 | 998 | Solar |  |  | Withdrawn | Trade Secret | Trade | ALB | ALB022 | Community Solar Garden | Solar*Rewards Community | Trade Secret | 2015
20263-228838-01 | Xcel Energy | 85 | 13781 | IOU | SRC040013 | 1000 | Solar |  |  | Withdrawn | Trade Secret | Trade | DND | DND071 | Community Solar Garden | Solar*Rewards Community | Trade Secret | 2015
20263-228838-01 | Xcel Energy | 85 | 13781 | IOU | 03123445 | 1000 | Solar |  |  | Interconnected | Kasson | Trade | KAN | KAN022 | Community Solar Garden | Solar*Rewards Community | Trade Secret | 2015 | 2017
20263-228838-01 |  |  |  |  | 05679005 |  |  |  |  | Withdrawn | Trade Secret | Trade |  |  | Residential |  |  | 2023
20263-228838-01 |  |  |  |  | 05991261 |  | Solar |  |  | Withdrawn | Trade Secret | Trade |  |  | Residential | Solar*Rewards |  | 2024
20263-228838-01 |  |  |  |  | 04224952 |  | Solar |  |  | Active Application | Trade Secret | Trade |  |  | Residential | Solar*Rewards |  | 2020
20263-228838-01 |  |  |  |  | 05989459 |  | Solar |  |  | Active Application | Trade Secret | Trade |  |  | Residential | Solar*Rewards |  | 2024
20263-228838-01 | Xcel Energy | 85 | 13781 | IOU | SRC071113 | 1000 | Solar |  |  | Withdrawn | Trade Secret | Trade |  |  | Community Solar Garden | Solar*Rewards Community | Trade Secret | 2019
20263-228838-01 | Xcel Energy | 85 | 13781 | IOU | SRC069429 | 1000 | Solar |  |  | Withdrawn | Trade Secret | Trade |  |  | Community Solar Garden | Solar*Rewards Community | Trade Secret | 2018
20263-228838-01 | Xcel Energy | 85 | 13781 | IOU | 03125993 | 999 | Solar |  |  | Interconnected | Jordan | Trade | JOR | JOR022 | Community Solar Garden | Solar*Rewards Community | Trade Secret | 2015 | 2017
20263-228838-01 | Xcel Energy | 85 | 13781 | IOU | 03126928 | 1000 | Solar |  |  | Interconnected | Waterville | Trade | WAT | WAT221 | Community Solar Garden | Solar*Rewards Community | Trade Secret | 2015 | 2018
20263-228838-01 | Xcel Energy | 85 | 13781 | IOU | 03129613 | 7.616 | Solar |  |  | Withdrawn | Trade Secret | Trade | IDA | IDA073 | Residential | Solar*Rewards | Trade Secret | 2018
20263-228838-01 | Xcel Energy | 85 | 13781 | IOU | SRC040441 | 250 | Solar |  |  | Withdrawn | Trade Secret | Trade | HYL | HYL064 | Community Solar Garden | Solar*Rewards Community | Trade Secret | 2015
20263-228838-01 |  |  |  |  | 04276019 |  |  |  |  | Active Application | Trade Secret | Trade |  |  | Residential |  |  | 2020
20263-228838-01 |  |  |  |  | 04539958 |  |  |  |  | Active Application | Trade Secret | Trade |  |  | Residential |  |  | 2021
20263-228838-01 | Xcel Energy | 85 | 13781 | IOU | 03348913 | 6 | Solar |  |  | Active Application | Trade Secret | Trade |  |  | Residential | Solar*Rewards | Trade Secret | 2019
20263-228838-01 |  |  |  |  | 06306883 |  | Solar |  |  | Active Application | Trade Secret | Trade |  |  | Residential |  |  | 2025
20263-228838-01 | Xcel Energy | 85 | 13781 | IOU | 05605599 | 1000 | Solar |  |  | Withdrawn | Trade Secret | Trade | RNV | RNV021 | Community Solar Garden | Solar*Rewards Community | Trade Secret | 2023
20263-228838-01 | Xcel Energy | 85 | 13781 | IOU | SRC039294 | 1000 | Solar |  |  | Withdrawn | Trade Secret | Trade |  |  | Community Solar Garden | Solar*Rewards Community | Trade Secret | 2015
20263-228838-01 | Xcel Energy | 85 | 13781 | IOU | SRC071531 | 1000 | Solar |  |  | Withdrawn | Trade Secret | Trade |  |  | Community Solar Garden | Solar*Rewards Community | Trade Secret | 2019
20263-228838-01 | Xcel Energy | 85 | 13781 | IOU | SRC042678 | 950 | Solar |  |  | Withdrawn | Trade Secret | Trade | KEN | KEN022 | Community Solar Garden | Solar*Rewards Community | Trade Secret | 2015
20263-228838-01 | Xcel Energy | 85 | 13781 | IOU | 03126848 | 1000 | Solar |  |  | Interconnected | Kasson | Trade | KAN | KAN021 | Community Solar Garden | Solar*Rewards Community | Trade Secret | 2015 | 2017
20263-228838-01 |  |  |  |  | 05731160 |  |  |  |  | Active Application | Trade Secret | Trade |  |  | Residential |  |  | 2024
20263-228838-01 |  |  |  |  | 05279485 |  |  |  |  | Active Application | Trade Secret | Trade |  |  | Residential |  |  | 2022
20263-228838-01 |  |  |  |  | 05785429 |  | Solar |  |  | Withdrawn | Trade Secret | Trade |  |  | Residential | Solar*Rewards |  | 2024
20263-228838-01 |  |  |  |  | 05811787 |  |  |  |  | Active Application | Trade Secret | Trade |  |  | Residential |  |  | 2024
20263-228838-01 |  |  |  |  | 05420349 |  |  |  |  | Active Application | Trade Secret | Trade |  |  | Residential |  |  | 2023
20263-228838-01 |  |  |  |  | 05781682 |  | Solar |  |  | Active Application | Trade Secret | Trade |  |  | Residential | Solar*Rewards |  | 2024
20263-228838-01 |  |  |  |  | 04997119 |  |  |  |  | Active Application | Trade Secret | Trade |  |  | Residential |  |  | 2022
20263-228838-01 |  |  |  |  | 04839951 |  |  |  |  | Active Application | Trade Secret | Trade |  |  | Residential |  |  | 2022
20263-228838-01 |  |  |  |  | 05535776 |  |  |  |  | Active Application | Trade Secret | Trade |  |  | Residential |  |  | 2023
20263-228838-01 |  |  |  |  | 04159370 |  |  |  |  | Active Application | Trade Secret | Trade |  |  | Residential |  |  | 2020
20263-228838-01 | Xcel Energy | 85 | 13781 | IOU | SRC040937 | 1000 | Solar |  |  | Withdrawn | Trade Secret | Trade | BEK | BEK311 | Community Solar Garden | Solar*Rewards Community | Trade Secret | 2015
20263-228838-01 | Xcel Energy | 85 | 13781 | IOU | 03127871 | 1000 | Solar |  |  | Interconnected | Sartell | Trade | MHW | MHW312 | Community Solar Garden | Solar*Rewards Community | Trade Secret | 2015 | 2019
20263-228838-01 | Xcel Energy | 85 | 13781 | IOU | 03128020 | 1000 | Solar |  |  | Interconnected | Saint Cloud | Trade | SAK | SAK312 | Community Solar Garden | Solar*Rewards Community | Trade Secret | 2015 | 2019
20263-228838-01 |  |  |  |  | 04792745 |  | Solar |  |  | Active Application | Trade Secret | Trade |  |  | Residential | Solar*Rewards |  | 2021
20263-228838-01 | Xcel Energy | 85 | 13781 | IOU | SRC042478 | 950 | Solar |  |  | Withdrawn | Trade Secret | Trade | BUR | BUR032 | Community Solar Garden | Solar*Rewards Community | Trade Secret | 2015
20263-228838-01 | Xcel Energy | 85 | 13781 | IOU | SRC040700 | 950 | Solar |  |  | Withdrawn | Trade Secret | Trade |  |  | Community Solar Garden | Solar*Rewards Community | Trade Secret | 2015
20263-228838-01 | Xcel Energy | 85 | 13781 | IOU | SRC042351 | 1000 | Solar |  |  | Withdrawn | Trade Secret | Trade | AFT | AFT321 | Community Solar Garden | Solar*Rewards Community | Trade Secret | 2015
20263-228838-01 | Xcel Energy | 85 | 13781 | IOU | 03128355 | 1000 | Solar |  |  | Interconnected | Monticello | Trade | LAP | LAP311 | Community Solar Garden | Solar*Rewards Community | Trade Secret | 2015 | 2019
20263-228838-01 | Xcel Energy | 85 | 13781 | IOU | SRO25432 | 34.2 | Solar |  |  | Withdrawn | Trade Secret | Trade |  |  |  | Solar*Rewards | Trade Secret | 2012
20263-228838-01 |  |  |  |  | 06219278 |  |  |  |  | Withdrawn | Trade Secret | Trade |  |  | Residential |  |  | 2025
20263-228838-01 |  |  |  |  | 05601469 |  | Solar |  |  | Withdrawn | Trade Secret | Trade |  |  | Residential | Solar*Rewards |  | 2023
20263-228838-01 | Xcel Energy | 85 | 13781 | IOU | SRC040879 | 1000 | Solar |  |  | Withdrawn | Trade Secret | Trade |  |  | Community Solar Garden | Solar*Rewards Community | Trade Secret | 2015
20263-228838-01 | Xcel Energy | 85 | 13781 | IOU | SRC042709 | 950 | Solar |  |  | Withdrawn | Trade Secret | Trade | AFT | AFT321 | Community Solar Garden | Solar*Rewards Community | Trade Secret | 2015
20263-228838-01 | Xcel Energy | 85 | 13781 | IOU | SRC042733 | 950 | Solar |  |  | Withdrawn | Trade Secret | Trade | SMT | SMT072 | Community Solar Garden | Solar*Rewards Community | Trade Secret | 2015
20263-228838-01 | Xcel Energy | 85 | 13781 | IOU | 03126908 | 1000 | Solar |  |  | Interconnected | Zumbrota | Trade | ZUM | ZUM022 | Community Solar Garden | Solar*Rewards Community | Trade Secret | 2016 | 2020
20263-228838-01 | Xcel Energy | 85 | 13781 | IOU | OID2806337 | 2500 | Other |  |  | Interconnected | Trade Secret | Trade |  |  | Commercial |  | Trade Secret | 2010 | 2010
20263-228838-01 | Xcel Energy | 85 | 13781 | IOU | 04620291 | 1000 | Solar |  |  | Withdrawn | Trade Secret | Trade | BEG | BEG001 | Community Solar Garden | Solar*Rewards Community | Trade Secret | 2021
20263-228838-01 | Xcel Energy | 85 | 13781 | IOU | SRC084947 | 1000 | Solar |  |  | Withdrawn | Trade Secret | Trade | PAT | PAT313 | Community Solar Garden | Solar*Rewards Community | Trade Secret | 2021
20263-228838-01 |  |  |  |  | OID2806697 |  | Solar |  |  | Withdrawn | Trade Secret | Trade | [5 empty] | 2014
20263-228838-01 | Xcel Energy | 85 | 13781 | IOU | SRC042562 | 200 | Solar |  |  | Withdrawn | Trade Secret | Trade | PIP | PIP090 | Community Solar Garden | Solar*Rewards Community | Trade Secret | 2015
20263-228838-01 | Xcel Energy | 85 | 13781 | IOU | SRC040757 | 950 | Solar |  |  | Withdrawn | Trade Secret | Trade |  |  | Community Solar Garden | Solar*Rewards Community | Trade Secret | 2015
20263-228838-01 | Xcel Energy | 85 | 13781 | IOU | SRC065965 | 1000 | Solar |  |  | Withdrawn | Trade Secret | Trade | WWK | WWK311 | Community Solar Garden | Solar*Rewards Community | Trade Secret | 2018
20263-228838-01 |  |  |  |  | 05209660 |  | Solar |  |  | Active Application | Trade Secret | Trade |  |  | Residential | Solar*Rewards |  | 2022
20263-228838-01 | Xcel Energy | 85 | 13781 | IOU | SRC052753 | 1000 | Solar |  |  | Withdrawn | Trade Secret | Trade | JOR | JOR022 | Community Solar Garden | Solar*Rewards Community | Trade Secret | 2017
20263-228838-01 | Xcel Energy | 85 | 13781 | IOU | 03124855 | 1000 | Solar |  |  | Interconnected | Dundas | Trade | DND | DND072 | Community Solar Garden | Solar*Rewards Community | Trade Secret | 2016 | 2020
20263-228838-01 |  |  |  |  | SRO29215 |  | Solar |  |  | Withdrawn | Trade Secret | Trade |  |  |  | Solar*Rewards |  | 2013
20263-228838-01 |  |  |  |  | 05657770 |  | Solar |  |  | Active Application | Trade Secret | Trade |  |  | Community Solar Garden | Solar*Rewards Community |  | 2023
20263-228838-01 |  |  |  |  | 04187915 |  | Solar |  |  | Active Application | Trade Secret | Trade |  |  | Residential | Solar*Rewards |  | 2020
20263-228838-01 |  |  |  |  | 04438791 |  | Solar |  |  | Active Application | Trade Secret | Trade |  |  | Residential | Solar*Rewards |  | 2021
20263-228838-01 |  |  |  |  | 06195808 |  | Solar |  |  | Withdrawn | Trade Secret | Trade |  |  | Residential | Solar*Rewards |  | 2025
20263-228838-01 |  |  |  |  | 05493872 |  | Solar |  |  | Active Application | Trade Secret | Trade |  |  | Residential | Solar*Rewards |  | 2023
20263-228838-01 | Xcel Energy | 85 | 13781 | IOU | SRC038584 | 950 | Solar |  |  | Withdrawn | Trade Secret | Trade | WAV | WAV021 | Community Solar Garden | Solar*Rewards Community | Trade Secret | 2014
20263-228838-01 | Xcel Energy | 85 | 13781 | IOU | 03127314 | 1000 | Solar |  |  | Interconnected | North Branch | Trade | CHI | CHI311 | Community Solar Garden | Solar*Rewards Community | Trade Secret | 2017 | 2018
20263-228838-01 | Xcel Energy | 85 | 13781 | IOU | SRC074918 | 1000 | Solar |  |  | Withdrawn | Trade Secret | Trade | BRO | BRO021 | Community Solar Garden | Solar*Rewards Community | Trade Secret | 2019
20263-228838-01 | Xcel Energy | 85 | 13781 | IOU | SRC042693 | 950 | Solar |  |  | Withdrawn | Trade Secret | Trade | WCS | WCS064 | Community Solar Garden | Solar*Rewards Community | Trade Secret | 2015
20263-228838-01 |  |  |  |  | SRO29455 |  | Solar |  |  | Withdrawn | Trade Secret | Trade |  |  |  | Other |  | 2013
20263-228838-01 | Xcel Energy | 85 | 13781 | IOU | 05755621 | 100 | Solar |  |  | Withdrawn | Trade Secret | Trade |  |  | Residential | Other | Trade Secret | 2024
20263-228838-01 | Xcel Energy | 85 | 13781 | IOU | SRC040098 | 1000 | Solar |  |  | Withdrawn | Trade Secret | Trade | BEL | BEL062 | Community Solar Garden | Solar*Rewards Community | Trade Secret | 2015
20263-228838-01 | Xcel Energy | 85 | 13781 | IOU | SRC038792 | 1000 | Solar |  |  | Withdrawn | Trade Secret | Trade | WTN | WTN061 | Community Solar Garden | Solar*Rewards Community | Trade Secret | 2015
20263-228838-01 | Xcel Energy | 85 | 13781 | IOU | SRC051380 | 250 | Solar |  |  | Withdrawn | Trade Secret | Trade |  |  | Community Solar Garden | Solar*Rewards Community | Trade Secret | 2016
20263-228838-01 | Xcel Energy | 85 | 13781 | IOU | SRC038663 | 1000 | Solar |  |  | Withdrawn | Trade Secret | Trade | CSR | CSR001 | Community Solar Garden | Solar*Rewards Community | Trade Secret | 2014
20263-228838-01 | Xcel Energy | 85 | 13781 | IOU | 03128481 | 1000 | Solar |  |  | Interconnected | Winsted | Trade | WSD | WSD061 | Community Solar Garden | Solar*Rewards Community | Trade Secret | 2015 | 2019
20263-228838-01 | Xcel Energy | 85 | 13781 | IOU | SRO26559 | 10 | Solar |  |  | Withdrawn | Trade Secret | Trade |  |  |  | Solar*Rewards | Trade Secret | 2012
20263-228838-01 |  |  |  |  | 06268739 |  |  |  |  | Active Application | Trade Secret | Trade |  |  | Residential |  |  | 2025
20263-228838-01 |  |  |  |  | 03870027 |  | Solar |  |  | Active Application | Trade Secret | Trade |  |  | Residential | Solar*Rewards |  | 2020
20263-228838-01 |  |  |  |  | 04988279 |  | Solar |  |  | Active Application | Trade Secret | Trade |  |  | Residential | Solar*Rewards |  | 2022
20263-228838-01 | Xcel Energy | 85 | 13781 | IOU | SRC038472 | 1000 | Solar |  |  | Withdrawn | Trade Secret | Trade | CTF | CTF021 | Community Solar Garden | Solar*Rewards Community | Trade Secret | 2014
20263-228838-01 |  |  |  |  | 04794298 |  | Solar |  |  | Active Application | Trade Secret | Trade |  |  | Residential | Solar*Rewards |  | 2022
20263-228838-01 |  |  |  |  | 05154547 |  | Solar |  |  | Active Application | Trade Secret | Trade |  |  | Residential | Solar*Rewards |  | 2022
20263-228838-01 |  |  |  |  | 05864341 |  | Solar |  |  | Active Application | Trade Secret | Trade |  |  | Residential | Solar*Rewards |  | 2024
20263-228838-01 | Xcel Energy | 85 | 13781 | IOU | 06342100 | 4999 | Solar |  |  | Withdrawn | Trade Secret | Trade |  |  | Commercial | Other | Trade Secret | 2026
20263-228838-01 | Xcel Energy | 85 | 13781 | IOU | SRC040952 | 1000 | Solar |  |  | Withdrawn | Trade Secret | Trade |  |  | Community Solar Garden | Solar*Rewards Community | Trade Secret | 2015
20263-228838-01 | Xcel Energy | 85 | 13781 | IOU | SRC038567 | 1000 | Solar |  |  | Withdrawn | Trade Secret | Trade | LAP | LAP311 | Community Solar Garden | Solar*Rewards Community | Trade Secret | 2014
20263-228838-01 | Xcel Energy | 85 | 13781 | IOU | SRC062813 | 1000 | Solar |  |  | Withdrawn | Trade Secret | Trade | ATW | ATW061 | Community Solar Garden | Solar*Rewards Community | Trade Secret | 2017
20263-228838-01 | Xcel Energy | 85 | 13781 | IOU | 03126859 | 1000 | Solar |  |  | Interconnected | Cokato | Trade | COK | COK061 | Community Solar Garden | Solar*Rewards Community | Trade Secret | 2015 | 2021
20263-228838-01 |  |  |  |  | 03482991 |  | Solar |  |  | Withdrawn | Trade Secret | Trade |  |  | Residential | Solar*Rewards |  | 2019
20263-228838-01 |  |  |  |  | 05523743 |  |  |  |  | Active Application | Trade Secret | Trade |  |  | Residential |  |  | 2023
20263-228838-01 |  |  |  |  | 03799888 |  | Solar |  |  | Active Application | Trade Secret | Trade |  |  | Residential | Solar*Rewards |  | 2020
20263-228838-01 |  |  |  |  | 04040397 |  | Solar |  |  | Active Application | Trade Secret | Trade |  |  | Residential | Solar*Rewards |  | 2020
20263-228838-01 | Xcel Energy | 85 | 13781 | IOU | SRC045695 | 1000 | Solar |  |  | Withdrawn | Trade Secret | Trade |  |  | Community Solar Garden | Solar*Rewards Community | Trade Secret | 2016
20263-228838-01 | Xcel Energy | 85 | 13781 | IOU | SRC038471 | 1000 | Solar |  |  | Withdrawn | Trade Secret | Trade | GLD | GLD021 | Community Solar Garden | Solar*Rewards Community | Trade Secret | 2014
20263-228838-01 | Xcel Energy | 85 | 13781 | IOU | SRO12690 | 0.875 | Solar |  | X | Withdrawn | Trade Secret | Trade |  |  |  | Solar*Rewards | Trade Secret | 2010
20263-228838-01 | Xcel Energy | 85 | 13781 | IOU | 05558474 | 5000 | Solar |  |  | Active Application | Trade Secret | Trade |  |  | Commercial | Other | Trade Secret | 2023
20263-228838-01 |  |  |  |  | 05292014 |  | Solar |  |  | Active Application | Trade Secret | Trade |  |  | Residential | Solar*Rewards |  | 2022
20263-228838-01 | Xcel Energy | 85 | 13781 | IOU | 03200468 | 5.04 | Solar |  |  | Withdrawn | Trade Secret | Trade | AFT | AFT315 | Residential | Solar*Rewards | Trade Secret | 2019
20263-228838-01 | Xcel Energy | 85 | 13781 | IOU | 03217731 | 7.2 | Solar |  |  | Active Application | Trade Secret | Trade | MND | MND062 | Residential | Solar*Rewards | Trade Secret | 2019
20263-228838-01 | Xcel Energy | 85 | 13781 | IOU | 03287140 | 4.32 | Solar |  |  | Active Application | Trade Secret | Trade |  |  | Residential | Solar*Rewards | Trade Secret | 2019
20263-228838-01 | Xcel Energy | 85 | 13781 | IOU | 03272484 | 8.4 | Solar |  |  | Active Application | Trade Secret | Trade | GSL | GSL061 | Residential | Solar*Rewards | Trade Secret | 2019
20263-228838-01 | Xcel Energy | 85 | 13781 | IOU | 03291601 | 3.36 | Solar |  |  | Active Application | Trade Secret | Trade | FRM | FRM071 | Residential | Solar*Rewards | Trade Secret | 2019
20263-228838-01 | Xcel Energy | 85 | 13781 | IOU | 03366667 | 6.72 | Solar |  |  | Withdrawn | Trade Secret | Trade |  |  | Residential | Solar*Rewards | Trade Secret | 2019
20263-228838-01 | Xcel Energy | 85 | 13781 | IOU | 05215865 | 10 | Solar |  |  | Withdrawn | Trade Secret | Trade |  |  | Residential | Solar*Rewards | Trade Secret | 2022
20263-228838-01 |  |  |  |  | 05722866 |  | Solar |  |  | Active Application | Trade Secret | Trade |  |  | Residential | Solar*Rewards |  | 2024
20263-228838-01 | Xcel Energy | 85 | 13781 | IOU | SRC038596 | 1000 | Solar |  |  | Withdrawn | Trade Secret | Trade | LAP | LAP311 | Community Solar Garden | Solar*Rewards Community | Trade Secret | 2014
20263-228838-01 | Xcel Energy | 85 | 13781 | IOU | SRC040018 | 998 | Solar |  |  | Withdrawn | Trade Secret | Trade | NER | NER021 | Community Solar Garden | Solar*Rewards Community | Trade Secret | 2015
20263-228838-01 |  |  |  |  | 04902532 |  |  |  |  | Active Application | Trade Secret | Trade |  |  | Residential |  |  | 2022
20263-228838-01 | Xcel Energy | 85 | 13781 | IOU | SRC040808 | 1000 | Solar |  |  | Withdrawn | Trade Secret | Trade | WWK | WWK311 | Community Solar Garden | Solar*Rewards Community | Trade Secret | 2015
20263-228838-01 | Xcel Energy | 85 | 13781 | IOU | SRC039659 | 1000 | Solar |  |  | Withdrawn | Trade Secret | Trade | FAB | FAB063 | Community Solar Garden | Solar*Rewards Community | Trade Secret | 2015
20263-228838-01 | Xcel Energy | 85 | 13781 | IOU | SRC040755 | 950 | Solar |  |  | Withdrawn | Trade Secret | Trade |  |  | Community Solar Garden | Solar*Rewards Community | Trade Secret | 2015
20263-228838-01 | Xcel Energy | 85 | 13781 | IOU | SRC042407 | 1000 | Solar |  |  | Withdrawn | Trade Secret | Trade | MTV | MTV022 | Community Solar Garden | Solar*Rewards Community | Trade Secret | 2015
20263-228838-01 | Xcel Energy | 85 | 13781 | IOU | 03123289 | 1000 | Solar |  |  | Interconnected | Farmington | Trade | VMR | VMR061 | Community Solar Garden | Solar*Rewards Community | Trade Secret | 2017 | 2019
20263-228838-01 | Xcel Energy | 85 | 13781 | IOU | SRC051592 | 1000 | Solar |  |  | Withdrawn | Trade Secret | Trade | AFT | AFT322 | Community Solar Garden | Solar*Rewards Community | Trade Secret | 2016
20263-228838-01 |  |  |  |  | 04942554 |  |  |  |  | Active Application | Trade Secret | Trade |  |  | Residential |  |  | 2022
20263-228838-01 | Xcel Energy | 85 | 13781 | IOU | 05857528 | 5000 | Solar |  |  | Withdrawn | Trade Secret | Trade |  |  | Commercial |  | Trade Secret | 2024
20263-228838-01 | Xcel Energy | 85 | 13781 | IOU | SRC040868 | 1000 | Solar |  |  | Withdrawn | Trade Secret | Trade |  |  | Community Solar Garden | Solar*Rewards Community | Trade Secret | 2015
20263-228838-01 | Xcel Energy | 85 | 13781 | IOU | SRC039678 | 972 | Solar |  |  | Withdrawn | Trade Secret | Trade | LCR | LCR311 | Community Solar Garden | Solar*Rewards Community | Trade Secret | 2015
20263-228838-01 | Xcel Energy | 85 | 13781 | IOU | 03128286 | 1000 | Solar |  |  | Interconnected | Saint Cloud | Trade | SCL | SCL322 | Community Solar Garden | Solar*Rewards Community | Trade Secret | 2015 | 2018
20263-228838-01 |  |  |  |  | 05488767 |  | Solar |  |  | Active Application | Trade Secret | Trade |  |  | Residential | Solar*Rewards |  | 2023
20263-228838-01 |  |  |  |  | 05739371 |  | Solar |  |  | Active Application | Trade Secret | Trade |  |  | Residential | Solar*Rewards |  | 2024
20263-228838-01 | Xcel Energy | 85 | 13781 | IOU | SRC076566 | 1000 | Solar |  |  | Withdrawn | Trade Secret | Trade | WAT | WAT221 | Community Solar Garden | Solar*Rewards Community | Trade Secret | 2019
20263-228838-01 | Xcel Energy | 85 | 13781 | IOU | SRC040111 | 1000 | Solar |  |  | Withdrawn | Trade Secret | Trade | HUG | HUG312 | Community Solar Garden | Solar*Rewards Community | Trade Secret | 2015
20263-228838-01 | Xcel Energy | 85 | 13781 | IOU | SRC063298 | 1000 | Solar |  |  | Withdrawn | Trade Secret | Trade | VIL | VIL021 | Community Solar Garden | Solar*Rewards Community | Trade Secret | 2017
20263-228838-01 | Xcel Energy | 85 | 13781 | IOU | 03129824 | 6 | Solar |  |  | Withdrawn | Trade Secret | Trade |  |  | Residential | Solar*Rewards | Trade Secret | 2018
20263-228838-01 | Xcel Energy | 85 | 13781 | IOU | 05417446 | 1000 | Solar |  |  | Withdrawn | Trade Secret | Trade |  |  | Community Solar Garden | Solar*Rewards Community | Trade Secret | 2023
20263-228838-01 | Xcel Energy | 85 | 13781 | IOU | SRC042194 | 1000 | Solar |  |  | Withdrawn | Trade Secret | Trade |  |  | Community Solar Garden | Solar*Rewards Community | Trade Secret | 2015
20263-228838-01 | Xcel Energy | 85 | 13781 | IOU | SRC073054 | 1000 | Solar |  |  | Withdrawn | Trade Secret | Trade |  |  | Community Solar Garden | Solar*Rewards Community | Trade Secret | 2019
20263-228838-01 | Xcel Energy | 85 | 13781 | IOU | 03125982 | 1000 | Solar |  |  | Interconnected | Edgerton | Trade | ROC | ROC091 | Community Solar Garden | Solar*Rewards Community | Trade Secret | 2015 | 2017
20263-228838-01 | Xcel Energy | 85 | 13781 | IOU | SRC038448 | 1000 | Solar |  |  | Withdrawn | Trade Secret | Trade | NOF | NOF071 | Community Solar Garden | Solar*Rewards Community | Trade Secret | 2014
20263-228838-01 | Xcel Energy | 85 | 13781 | IOU | SRC042524 | 950 | Solar |  |  | Withdrawn | Trade Secret | Trade | HSN | HSN312 | Community Solar Garden | Solar*Rewards Community | Trade Secret | 2015
20263-228838-01 | Xcel Energy | 85 | 13781 | IOU | SRC040789 | 1000 | Solar |  |  | Withdrawn | Trade Secret | Trade | HUG | HUG321 | Community Solar Garden | Solar*Rewards Community | Trade Secret | 2015
20263-228838-01 |  |  |  |  | SRO28883 |  | Solar |  |  | Withdrawn | Trade Secret | Trade |  |  |  | Other |  | 2013
20263-228838-01 | Xcel Energy | 85 | 13781 | IOU | 04480775 | 1000 | Solar |  |  | Withdrawn | Trade Secret | Trade |  |  | Community Solar Garden | Solar*Rewards Community | Trade Secret | 2021
20263-228838-01 | Xcel Energy | 85 | 13781 | IOU | SRC042130 | 1000 | Solar |  |  | Withdrawn | Trade Secret | Trade | REW | REW021 | Community Solar Garden | Solar*Rewards Community | Trade Secret | 2015
20263-228838-01 | Xcel Energy | 85 | 13781 | IOU | 03127472 | 1000 | Solar |  |  | Interconnected | Zumbrota | Trade | ZUM | ZUM022 | Community Solar Garden | Solar*Rewards Community | Trade Secret | 2018 | 2020
20263-228838-01 | Xcel Energy | 85 | 13781 | IOU | 03128157 | 1000 | Solar |  |  | Interconnected | Kenyon | Trade | KEN | KEN022 | Community Solar Garden | Solar*Rewards Community | Trade Secret | 2014 | 2018
20263-228838-01 | Xcel Energy | 85 | 13781 | IOU | 03129868 | 10.4 | Solar |  |  | Withdrawn | Trade Secret | Trade | WCR | WCR311 | Residential | Solar*Rewards | Trade Secret | 2018
20263-228838-01 |  |  |  |  | 04124654 |  | Solar |  |  | Active Application | Trade Secret | Trade |  |  | Residential | Solar*Rewards |  | 2020
20263-228838-01 | Xcel Energy | 85 | 13781 | IOU | SRC040104 | 1000 | Solar |  |  | Withdrawn | Trade Secret | Trade | PAT | PAT312 | Community Solar Garden | Solar*Rewards Community | Trade Secret | 2015
20263-228838-01 | Xcel Energy | 85 | 13781 | IOU | 05289380 | 11.39 | Solar |  |  | Interconnected | Trade Secret | Trade | EDA | EDA067 | Residential |  | Trade Secret | 2022 | 2023
20263-228838-01 | Xcel Energy | 85 | 13781 | IOU | 05735248 | 14.806 | Solar |  |  | Interconnected | Trade Secret | Trade | RPO | RPO312 | Residential |  | Trade Secret | 2024 | 2025
20263-228838-01 | Xcel Energy | 85 | 13781 | IOU | 05478683 | 18.9 | Solar |  |  | Withdrawn | Trade Secret | Trade | RPO | RPO312 | Residential |  | Trade Secret | 2023
20263-228838-01 | Xcel Energy | 85 | 13781 | IOU | 03131421 | 3.747 | Solar |  |  | Interconnected | Trade Secret | Trade | MEL | MEL061 | Residential | Solar*Rewards | Trade Secret | 2017 | 2019
20263-228838-01 | Xcel Energy | 85 | 13781 | IOU | 03132050 | 7.63 | Solar |  |  | Interconnected | Trade Secret | Trade | IDA | IDA073 | Commercial | Made in Minnesota | Trade Secret | 2017 | 2018
20263-228838-01 | Xcel Energy | 85 | 13781 | IOU | 05471374 | 10.368 | Solar |  |  | Interconnected | Trade Secret | Trade | EKO | EKO021 | Residential |  | Trade Secret | 2023 | 2023
20263-228838-01 | Xcel Energy | 85 | 13781 | IOU | 05284462 | 10.368 | Solar |  | X | Withdrawn | Trade Secret | Trade | EKO | EKO021 | Residential |  | Trade Secret | 2022
20263-228838-01 | Xcel Energy | 85 | 13781 | IOU | 03131731 | 5 | Solar |  |  | Interconnected | Trade Secret | Trade | MEL | MEL061 | Residential | Solar*Rewards | Trade Secret | 2017 | 2017
20263-228838-01 | Xcel Energy | 85 | 13781 | IOU | 05471851 | 4.06 | Solar |  |  | Active Application | Trade Secret | Trade | GSL | GSL341 | Residential |  | Trade Secret | 2023
20263-228838-01 | Xcel Energy | 85 | 13781 | IOU | 03632247 | 19.99 | Solar |  |  | Interconnected | Trade Secret | Trade | HUG | HUG312 | Residential | Solar*Rewards | Trade Secret | 2020 | 2020
20263-228838-01 | Xcel Energy | 85 | 13781 | IOU | 05551031 | 120 | Solar |  |  | Interconnected | Trade Secret | Trade | CNC | CNC061 | Commercial |  | Trade Secret | 2023 | 2024
20263-228838-01 | Xcel Energy | 85 | 13781 | IOU | 04493802 | 2.61 | Solar |  |  | Interconnected | Trade Secret | Trade | SOU | SOU079 | Residential |  | Trade Secret | 2021 | 2021
20263-228838-01 | Xcel Energy | 85 | 13781 | IOU | 05356584 | 8.12 | Solar |  |  | Withdrawn | Trade Secret | Trade | LLK | LLK071 | Residential | Solar*Rewards | Trade Secret | 2023
20263-228838-01 | Xcel Energy | 85 | 13781 | IOU | 05475293 | 9.772 | Solar |  |  | Interconnected | Trade Secret | Trade | LLK | LLK071 | Residential | Solar*Rewards | Trade Secret | 2023 | 2023
20263-228838-01 | Xcel Energy | 85 | 13781 | IOU | 05624887 | 5.76 | Solar |  |  | Interconnected | Trade Secret | Trade | SAV | SAV063 | Residential |  | Trade Secret | 2023 | 2024
20263-228838-01 | Xcel Energy | 85 | 13781 | IOU | 05173960 | 12.16 | Solar |  |  | Interconnected | Trade Secret | Trade | WCR | WCR321 | Residential |  | Trade Secret | 2022 | 2023
20263-228838-01 | Xcel Energy | 85 | 13781 | IOU | 04442029 | 8.99 | Solar |  |  | Active Application | Trade Secret | Trade | RPO | RPO311 | Residential | Solar*Rewards | Trade Secret | 2021
20263-228838-01 | Xcel Energy | 85 | 13781 | IOU | 04793557 | 8.99 | Solar |  |  | Withdrawn | Trade Secret | Trade | RPO | RPO311 | Residential | Solar*Rewards | Trade Secret | 2022
20263-228838-01 | Xcel Energy | 85 | 13781 | IOU | 03132635 | 7.625 | Solar |  |  | Interconnected | Trade Secret | Trade | ALK | ALK067 | Commercial | Solar*Rewards | Trade Secret | 2018 | 2018
20263-228838-01 | Xcel Energy | 85 | 13781 | IOU | 06260878 | 12.564 | Solar |  | X | Active Application | Trade Secret | Trade | RLK | RLK065 | Residential |  | Trade Secret | 2025
20263-228838-01 | Xcel Energy | 85 | 13781 | IOU | 03132818 | 11.28 | Solar |  |  | Interconnected | Trade Secret | Trade | RLK | RLK065 | Residential | Solar*Rewards | Trade Secret | 2018 | 2018
20263-228838-01 | Xcel Energy | 85 | 13781 | IOU | 05356789 | 4.35 | Solar |  |  | Interconnected | Trade Secret | Trade | OPK | OPK077 | Residential | Solar*Rewards | Trade Secret | 2023 | 2024
20263-228838-01 | Xcel Energy | 85 | 13781 | IOU | 03131431 | 2.962 | Solar |  |  | Interconnected | Trade Secret | Trade | MEL | MEL061 | Residential | Solar*Rewards | Trade Secret | 2017 | 2019
20263-228838-01 | Xcel Energy | 85 | 13781 | IOU | 03133020 | 6 | Solar |  |  | Interconnected | Trade Secret | Trade | ECK | ECK322 | Residential | Solar*Rewards | Trade Secret | 2018 | 2019
20263-228838-01 | Xcel Energy | 85 | 13781 | IOU | 04793651 | 4.93 | Solar |  |  | Interconnected | Trade Secret | Trade | LEX | LEX332 | Residential | Solar*Rewards | Trade Secret | 2022 | 2022
20263-228838-01 | Xcel Energy | 85 | 13781 | IOU | 03130192 | 9.12 | Solar |  |  | Interconnected | Trade Secret | Trade | GSL | GSL341 | Residential | Solar*Rewards | Trade Secret | 2019 | 2019
20263-228838-01 | Xcel Energy | 85 | 13781 | IOU | 05614729 | 5.76 | Solar |  |  | Interconnected | Trade Secret | Trade | EDA | EDA067 | Residential |  | Trade Secret | 2023 | 2024
20263-228838-01 | Xcel Energy | 85 | 13781 | IOU | 04980499 | 8.8 | Solar |  |  | Interconnected | Trade Secret | Trade | HSN | HSN322 | Residential | Solar*Rewards | Trade Secret | 2022 | 2022
20263-228838-01 | Xcel Energy | 85 | 13781 | IOU | 05846959 | 5.76 | Solar |  |  | Interconnected | Trade Secret | Trade | RPO | RPO311 | Residential | Solar*Rewards | Trade Secret | 2024 | 2024
20263-228838-01 | Xcel Energy | 85 | 13781 | IOU | 05425694 | 120 | Solar |  |  | Interconnected | Trade Secret | Trade | APA | APA072 | Commercial |  | Trade Secret | 2023 | 2024
20263-228838-01 | Xcel Energy | 85 | 13781 | IOU | 04832763 | 7.329 | Solar |  |  | Withdrawn | Trade Secret | Trade | HSN | HSN322 | Residential | Solar*Rewards | Trade Secret | 2022
20263-228838-01 | Xcel Energy | 85 | 13781 | IOU | 03297929 | 9.28 | Solar |  |  | Interconnected | Trade Secret | Trade | LLK | LLK071 | Residential | Solar*Rewards | Trade Secret | 2019 | 2019
20263-228838-01 | Xcel Energy | 85 | 13781 | IOU | 05814136 | 3.193 | Solar |  |  | Interconnected | Trade Secret | Trade | HOL | HOL071 | Residential |  | Trade Secret | 2024 | 2024
20263-228838-01 | Xcel Energy | 85 | 13781 | IOU | 05434229 | 3.2 | Solar |  |  | Withdrawn | Trade Secret | Trade | RMT | RMT321 | Residential | Solar*Rewards | Trade Secret | 2023
20263-228838-01 | Xcel Energy | 85 | 13781 | IOU | 04511091 | 4.384 | Solar |  |  | Interconnected | Trade Secret | Trade | RMT | RMT321 | Residential |  | Trade Secret | 2021 | 2022
20263-228838-01 | Xcel Energy | 85 | 13781 | IOU | 05484932 | 3.2 | Solar |  |  | Interconnected | Trade Secret | Trade | RMT | RMT321 | Residential |  | Trade Secret | 2023 | 2024
20263-228838-01 | Xcel Energy | 85 | 13781 | IOU | 04681416 | 3.288 | Solar |  |  | Interconnected | Trade Secret | Trade | LOK | LOK062 | Residential |  | Trade Secret | 2021 | 2022
20263-228838-01 | Xcel Energy | 85 | 13781 | IOU | 04880562 | 11.6 | Solar |  |  | Interconnected | Trade Secret | Trade | TWL | TWL083 | Residential |  | Trade Secret | 2022 | 2022
20263-228838-01 | Xcel Energy | 85 | 13781 | IOU | 05484361 | 7.245 | Solar |  |  | Interconnected | Trade Secret | Trade | RPO | RPO311 | Residential | Solar*Rewards | Trade Secret | 2023 | 2023
20263-228838-01 | Xcel Energy | 85 | 13781 | IOU | 05712262 | 7.56 | Solar |  |  | Interconnected | Trade Secret | Trade | OPK | OPK077 | Residential | Solar*Rewards | Trade Secret | 2024 | 2024
20263-228838-01 | Xcel Energy | 85 | 13781 | IOU | 03633226 | 9.994 | Solar |  |  | Interconnected | Trade Secret | Trade | RMT | RMT321 | Residential | Solar*Rewards | Trade Secret | 2020 | 2020
20263-228838-01 | Xcel Energy | 85 | 13781 | IOU | 04793486 | 33.3 | Solar |  |  | Interconnected | Trade Secret | Trade | EDP | EDP073 | Commercial | Solar*Rewards | Trade Secret | 2022 | 2022
20263-228838-01 | Xcel Energy | 85 | 13781 | IOU | 06157258 | 6.073 | Solar |  |  | Interconnected | Trade Secret | Trade | CGR | CGR072 | Residential |  | Trade Secret | 2025 | 2025
20263-228838-01 | Xcel Energy | 85 | 13781 | IOU | 05380268 | 9.994 | Solar |  |  | Interconnected | Trade Secret | Trade | ECK | ECK322 | Residential | Solar*Rewards | Trade Secret | 2023 | 2023
20263-228838-01 | Xcel Energy | 85 | 13781 | IOU | 04378895 | 9.994 | Solar |  |  | Interconnected | Trade Secret | Trade | MTW | MTW021 | Residential | Solar*Rewards | Trade Secret | 2021 | 2021
20263-228838-01 | Xcel Energy | 85 | 13781 | IOU | 06322396 | 4.537 | Solar |  |  | Active Application | Trade Secret | Trade | RRK | RRK082 | Residential | Solar*Rewards | Trade Secret | 2026
20263-228838-01 | Xcel Energy | 85 | 13781 | IOU | 05236738 | 3.77 | Solar |  |  | Interconnected | Trade Secret | Trade | VMR | VMR062 | Residential |  | Trade Secret | 2022 | 2023
20263-228838-01 | Xcel Energy | 85 | 13781 | IOU | 05939381 | 3.747 | Solar |  |  | Interconnected | Trade Secret | Trade | RRK | RRK063 | Residential |  | Trade Secret | 2024 | 2025
20263-228838-01 | Xcel Energy | 85 | 13781 | IOU | 06111406 | 625 | Solar |  |  | Active Application | Trade Secret | Trade | LEX | LEX332 | Commercial |  | Trade Secret | 2025
20263-228838-01 | Xcel Energy | 85 | 13781 | IOU | 05320828 | 39.99 | Solar |  |  | Interconnected | Trade Secret | Trade | PKL | PKL064 | Commercial |  | Trade Secret | 2023 | 2023
20263-228838-01 | Xcel Energy | 85 | 13781 | IOU | 05336907 | 7.616 | Solar |  |  | Interconnected | Trade Secret | Trade | RPO | RPO311 | Residential |  | Trade Secret | 2023 | 2023
20263-228838-01 | Xcel Energy | 85 | 13781 | IOU | 04874965 | 11.39 | Solar |  |  | Interconnected | Trade Secret | Trade | RPO | RPO311 | Residential | Solar*Rewards | Trade Secret | 2022 | 2022
20263-228838-01 | Xcel Energy | 85 | 13781 | IOU | 05399204 | 33.3 | Solar |  |  | Interconnected | Trade Secret | Trade | TWL | TWL064 | Commercial |  | Trade Secret | 2023 | 2023
20263-228838-01 | Xcel Energy | 85 | 13781 | IOU | 05357148 | 11.517 | Solar |  |  | Withdrawn | Trade Secret | Trade | RLK | RLK069 | Residential | Solar*Rewards | Trade Secret | 2023
20263-228838-01 | Xcel Energy | 85 | 13781 | IOU | 05847643 | 7.6 | Solar |  |  | Interconnected | Trade Secret | Trade | VMR | VMR061 | Residential | Solar*Rewards | Trade Secret | 2024 | 2024
20263-228838-01 | Xcel Energy | 85 | 13781 | IOU | 05356884 | 15.6 | Solar |  |  | Interconnected | Trade Secret | Trade | DPN | DPN061 | Residential | Solar*Rewards | Trade Secret | 2023 | 2023
20263-228838-01 | Xcel Energy | 85 | 13781 | IOU | 05607729 | 4.725 | Solar |  |  | Active Application | Trade Secret | Trade | HSN | HSN322 | Residential |  | Trade Secret | 2023
20263-228838-01 | Xcel Energy | 85 | 13781 | IOU | 05601642 | 29.982 | Solar |  |  | Withdrawn | Trade Secret | Trade | CRL | CRL031 | Residential | Solar*Rewards | Trade Secret | 2023
20263-228838-01 | Xcel Energy | 85 | 13781 | IOU | 05711683 | 29.982 | Solar |  |  | Interconnected | Trade Secret | Trade | CRL | CRL031 | Residential | Solar*Rewards | Trade Secret | 2024 | 2024
20263-228838-01 | Xcel Energy | 85 | 13781 | IOU | 05434292 | 80 | Solar |  |  | Interconnected | Trade Secret | Trade | KOL | KOL061 | Commercial |  | Trade Secret | 2023 | 2024
20263-228838-01 | Xcel Energy | 85 | 13781 | IOU | 05012200 | 7.25 | Solar |  |  | Interconnected | Trade Secret | Trade | TWL | TWL063 | Residential | Solar*Rewards | Trade Secret | 2022 | 2023
20263-228838-01 | Xcel Energy | 85 | 13781 | IOU | 06156696 | 5.7 | Solar |  |  | Active Application | Trade Secret | Trade | CGR | CGR061 | Residential |  | Trade Secret | 2025
20263-228838-01 | Xcel Energy | 85 | 13781 | IOU | 05363469 | 17.61 | Solar |  |  | Interconnected | Trade Secret | Trade | MDT | MDT061 | Commercial | Solar*Rewards | Trade Secret | 2023 | 2024
20263-228838-01 | Xcel Energy | 85 | 13781 | IOU | 05363631 | 17.61 | Solar |  |  | Interconnected | Trade Secret | Trade | WRR | WRR064 | Commercial | Solar*Rewards | Trade Secret | 2023 | 2024
20263-228838-01 | Xcel Energy | 85 | 13781 | IOU | 05575149 | 5.985 | Solar |  |  | Active Application | Trade Secret | Trade |  |  | Residential |  | Trade Secret | 2023
20263-228838-01 | Xcel Energy | 85 | 13781 | IOU | 05415331 | 66.6 | Solar |  |  | Interconnected | Trade Secret | Trade | VKG | VKG072 | Commercial |  | Trade Secret | 2023 | 2024
20263-228838-01 | Xcel Energy | 85 | 13781 | IOU | 05362911 | 3.48 | Solar |  |  | Interconnected | Trade Secret | Trade | RAM | RAM071 | Residential | Solar*Rewards | Trade Secret | 2023 | 2023
20263-228838-01 | Xcel Energy | 85 | 13781 | IOU | 06018290 | 27.1 | Storage |  |  | Interconnected | Trade Secret | Trade | DPN | DPN061 | Residential |  | Trade Secret | 2024 | 2025
20263-228838-01 | Xcel Energy | 85 | 13781 | IOU | 06075875 | 3.796 | Solar |  |  | Active Application | Trade Secret | Trade | CGR | CGR071 | Residential |  | Trade Secret | 2025
20263-228838-01 | Xcel Energy | 85 | 13781 | IOU | 06075943 | 3.796 | Solar |  |  | Interconnected | Trade Secret | Trade | CGR | CGR071 | Residential |  | Trade Secret | 2025 | 2025
20263-228838-01 | Xcel Energy | 85 | 13781 | IOU | 06182212 | 7.6 | Solar |  |  | Interconnected | Trade Secret | Trade | WWK | WWK321 | Residential | Solar*Rewards | Trade Secret | 2025 | 2025
20263-228838-01 | Xcel Energy | 85 | 13781 | IOU | 06156802 | 8.35 | Solar |  |  | Interconnected | Trade Secret | Trade | CGR | CGR072 | Residential |  | Trade Secret | 2025 | 2025
20263-228838-01 | Xcel Energy | 85 | 13781 | IOU | 05864615 | 5.2 | Solar |  |  | Interconnected | Trade Secret | Trade | RPO | RPO311 | Residential |  | Trade Secret | 2024 | 2024
20263-228838-01 | Xcel Energy | 85 | 13781 | IOU | OID3830496 | 9.94 | Solar |  |  | Withdrawn | Trade Secret | Trade | ANN | ANN021 | Residential | Solar*Rewards | Trade Secret | 2019
20263-228838-01 |  |  |  |  | OID3830497 |  | Solar |  |  | Withdrawn | Trade Secret | Trade | ANN | ANN021 | Residential | Solar*Rewards |  | 2019
20263-228838-01 | Xcel Energy | 85 | 13781 | IOU | 03140676 | 8.41 | Solar |  |  | Interconnected | Trade Secret | Trade | ANN | ANN021 | Residential | Solar*Rewards | Trade Secret | 2019 | 2020
20263-228838-01 | Xcel Energy | 85 | 13781 | IOU | 05824632 | 5.2 | Solar |  |  | Interconnected | Trade Secret | Trade | ALK | ALK072 | Residential | Solar*Rewards | Trade Secret | 2024 | 2024
20263-228838-01 | Xcel Energy | 85 | 13781 | IOU | 03132006 | 6 | Solar |  |  | Interconnected | Trade Secret | Trade | DBL | DBL067 | Residential | Made in Minnesota | Trade Secret | 2017 | 2017
20263-228838-01 | Xcel Energy | 85 | 13781 | IOU | 03130470 | 2.9 | Solar |  |  | Interconnected | Trade Secret | Trade | SOU | SOU060 | Residential | Solar*Rewards | Trade Secret | 2018 | 2019
20263-228838-01 | Xcel Energy | 85 | 13781 | IOU | 05769352 | 8.376 | Solar |  |  | Interconnected | Trade Secret | Trade | WIN | WIN021 | Residential |  | Trade Secret | 2024 | 2024
20263-228838-01 | Xcel Energy | 85 | 13781 | IOU | 03135109 | 18 | Solar |  |  | Interconnected | Trade Secret | Trade | MTW | MTW021 | Residential | Solar*Rewards | Trade Secret | 2016 | 2016
20263-228838-01 | Xcel Energy | 85 | 13781 | IOU | 03131767 | 3.78 | Solar |  |  | Interconnected | Trade Secret | Trade | CRL | CRL065 | Residential | Solar*Rewards | Trade Secret | 2017 | 2017
20263-228838-01 | Xcel Energy | 85 | 13781 | IOU | 04304582 | 5.054 | Solar |  |  | Withdrawn | Trade Secret | Trade | OAD | OAD073 | Residential |  | Trade Secret | 2021
20263-228838-01 | Xcel Energy | 85 | 13781 | IOU | 04509096 | 6 | Solar |  |  | Interconnected | Trade Secret | Trade | RPL | RPL064 | Residential |  | Trade Secret | 2021 | 2021
20263-228838-01 | Xcel Energy | 85 | 13781 | IOU | 04489010 | 5.054 | Solar |  |  | Active Application | Trade Secret | Trade | RPL | RPL064 | Residential | Solar*Rewards | Trade Secret | 2021
20263-228838-01 | Xcel Energy | 85 | 13781 | IOU | 06033054 | 11.387 | Solar |  |  | Interconnected | Trade Secret | Trade | HSN | HSN322 | Residential | Solar*Rewards | Trade Secret | 2024 | 2025
20263-228838-01 | Xcel Energy | 85 | 13781 | IOU | 03130056 | 3.12 | Solar |  |  | Interconnected | Trade Secret | Trade | WIL | WIL061 | Residential | Solar*Rewards | Trade Secret | 2018 | 2019
20263-228838-01 |  |  |  |  | OID2997242 |  | Solar |  |  | Withdrawn | Trade Secret | Trade | RPO | RPO312 | Residential | Made in Minnesota |  | 2017
20263-228838-01 | Xcel Energy | 85 | 13781 | IOU | 03133544 | 15 | Solar |  |  | Interconnected | Trade Secret | Trade | ALD | ALD073 | Commercial | Solar*Rewards | Trade Secret | 2011 | 2012
20263-228838-01 | Xcel Energy | 85 | 13781 | IOU | 03131064 | 10 | Solar |  |  | Interconnected | Trade Secret | Trade | SLP | SLP322 | Commercial |  | Trade Secret | 2011 | 2011
20263-228838-01 | Xcel Energy | 85 | 13781 | IOU | 05601689 | 3.84 | Solar |  |  | Interconnected | Trade Secret | Trade | FSL | FSL311 | Residential |  | Trade Secret | 2023 | 2023
20263-228838-01 | Xcel Energy | 85 | 13781 | IOU | 03130265 | 7.616 | Solar |  |  | Interconnected | Trade Secret | Trade | MEL | MEL072 | Residential | Solar*Rewards | Trade Secret | 2019 | 2019
20263-228838-01 | Xcel Energy | 85 | 13781 | IOU | 03134016 | 8.16 | Solar |  |  | Interconnected | Trade Secret | Trade | WSG | WSG061 | Residential | Solar*Rewards | Trade Secret | 2014 | 2014
20263-228838-01 | Xcel Energy | 85 | 13781 | IOU | 03133451 | 45.6 | Solar |  |  | Interconnected | Trade Secret | Trade | LAC | LAC062 | Commercial | Solar*Rewards | Trade Secret | 2011 | 2012
20263-228838-01 | Xcel Energy | 85 | 13781 | IOU | 05946045 | 5.052 | Solar |  |  | Active Application | Trade Secret | Trade | OAD | OAD063 | Residential |  | Trade Secret | 2024
20263-228838-01 | Xcel Energy | 85 | 13781 | IOU | 05552353 | 4.5 | Solar |  |  | Interconnected | Trade Secret | Trade | RAM | RAM062 | Residential |  | Trade Secret | 2023 | 2024
20263-228838-01 | Xcel Energy | 85 | 13781 | IOU | 06304190 | 9.994 | Solar |  |  | Withdrawn | Trade Secret | Trade | WYO | WYO022 | Residential |  | Trade Secret | 2025
20263-228838-01 | Xcel Energy | 85 | 13781 | IOU | 06161204 | 7.6 | Solar |  |  | Active Application | Trade Secret | Trade | WYO | WYO022 | Residential | Solar*Rewards | Trade Secret | 2025
20263-228838-01 | Xcel Energy | 85 | 13781 | IOU | 06221666 | 7.616 | Solar |  |  | Active Application | Trade Secret | Trade | WYO | WYO022 | Residential |  | Trade Secret | 2025
20263-228838-01 | Xcel Energy | 85 | 13781 | IOU | 05031950 | 8.027 | Solar |  |  | Interconnected | Trade Secret | Trade | DPN | DPN061 | Residential | Solar*Rewards | Trade Secret | 2022 | 2023
20263-228838-01 | Xcel Energy | 85 | 13781 | IOU | 04797486 | 3.19 | Solar |  |  | Interconnected | Trade Secret | Trade | WSG | WSG075 | Residential | Solar*Rewards | Trade Secret | 2022 | 2022
20263-228838-01 | Xcel Energy | 85 | 13781 | IOU | 03133637 | 6.02 | Solar |  |  | Interconnected | Trade Secret | Trade | ZUF | ZUF021 | Commercial | Solar*Rewards | Trade Secret | 2012 | 2012
20263-228838-01 | Xcel Energy | 85 | 13781 | IOU | 06169998 | 31.488 | Solar |  |  | Active Application | Trade Secret | Trade | SMT | SMT072 | Residential |  | Trade Secret | 2025
20263-228838-01 | Xcel Energy | 85 | 13781 | IOU | 05149972 | 4.95 | Solar |  |  | Interconnected | Trade Secret | Trade | HUG | HUG311 | Residential |  | Trade Secret | 2022 | 2022
20263-228838-01 | Xcel Energy | 85 | 13781 | IOU | SRO29755 | 40 | Solar |  |  | Withdrawn | Trade Secret | Trade | MEL | MEL066 | Commercial | Solar*Rewards | Trade Secret | 2013
20263-228838-01 | Xcel Energy | 85 | 13781 | IOU | 04990836 | 22.76 | Solar |  | X | Interconnected | Trade Secret | Trade | HSN | HSN321 | Residential | Solar*Rewards | Trade Secret | 2022 | 2022
20263-228838-01 | Xcel Energy | 85 | 13781 | IOU | 03129759 | 2.7 | Solar |  |  | Interconnected | Trade Secret | Trade | SOU | SOU064 | Residential |  | Trade Secret | 2014 | 2014
20263-228838-01 | Xcel Energy | 85 | 13781 | IOU | 05683730 | 6.72 | Solar |  |  | Interconnected | Trade Secret | Trade | STO | STO002 | Residential |  | Trade Secret | 2024 | 2024
20263-228838-01 | Xcel Energy | 85 | 13781 | IOU | 03984995 | 15.84 | Solar |  |  | Interconnected | Trade Secret | Trade | GSL | GSL075 | Residential | Solar*Rewards | Trade Secret | 2020 | 2021
20263-228838-01 | Xcel Energy | 85 | 13781 | IOU | 06170984 | 6.832 | Solar |  |  | Interconnected | Trade Secret | Trade | RRK | RRK063 | Residential |  | Trade Secret | 2025 | 2025
20263-228838-01 | Xcel Energy | 85 | 13781 | IOU | 04561425 | 8.12 | Solar |  |  | Interconnected | Trade Secret | Trade | WSG | WSG063 | Residential |  | Trade Secret | 2021 | 2021
20263-228838-01 | Xcel Energy | 85 | 13781 | IOU | 03132711 | 4.35 | Solar |  |  | Interconnected | Trade Secret | Trade | MPK | MPK063 | Residential | Solar*Rewards | Trade Secret | 2018 | 2018
20263-228838-01 | Xcel Energy | 85 | 13781 | IOU | 06226271 | 0.698 | Solar |  |  | Active Application | Trade Secret | Trade | MPK | MPK063 | Residential |  | Trade Secret | 2025
20263-228838-01 | Xcel Energy | 85 | 13781 | IOU | 03133392 | 3.42 | Solar |  |  | Interconnected | Trade Secret | Trade | SOU | SOU060 | Residential | Solar*Rewards | Trade Secret | 2011 | 2011
20263-228838-01 | Xcel Energy | 85 | 13781 | IOU | 03415015 | 5 | Solar |  |  | Interconnected | Trade Secret | Trade | WIL | WIL063 | Residential | Solar*Rewards | Trade Secret | 2019 | 2020
20263-228838-01 | Xcel Energy | 85 | 13781 | IOU | 05233982 | 6.38 | Solar |  |  | Interconnected | Trade Secret | Trade | SLP | SLP083 | Residential |  | Trade Secret | 2022 | 2023
20263-228838-01 | Xcel Energy | 85 | 13781 | IOU | 05832441 | 1.575 | Solar |  |  | Interconnected | Trade Secret | Trade | SLP | SLP083 | Residential | Solar*Rewards | Trade Secret | 2024 | 2024
20263-228838-01 | Xcel Energy | 85 | 13781 | IOU | 05941906 | 5.052 | Solar |  |  | Interconnected | Trade Secret | Trade | APA | APA076 | Residential |  | Trade Secret | 2024 | 2025
20263-228838-01 | Xcel Energy | 85 | 13781 | IOU | 03132306 | 3 | Solar |  |  | Interconnected | Trade Secret | Trade | CHE | CHE064 | Residential | Solar*Rewards | Trade Secret | 2018 | 2018
20263-228838-01 | Xcel Energy | 85 | 13781 | IOU | 05855461 | 9.994 | Solar |  |  | Interconnected | Trade Secret | Trade | TWL | TWL081 | Residential |  | Trade Secret | 2024 | 2025
20263-228838-01 | Xcel Energy | 85 | 13781 | IOU | 05588753 | 7.245 | Solar |  |  | Interconnected | Trade Secret | Trade | TWL | TWL081 | Residential |  | Trade Secret | 2023 | 2025
20263-228838-01 | Xcel Energy | 85 | 13781 | IOU | 06100931 | 39.976 | Solar |  |  | Active Application | Trade Secret | Trade | MDT | MDT073 | Commercial |  | Trade Secret | 2025
20263-228838-01 | Xcel Energy | 85 | 13781 | IOU | 03132022 | 5 | Solar |  |  | Interconnected | Trade Secret | Trade | MPK | MPK082 | Residential | Solar*Rewards | Trade Secret | 2017 | 2018
20263-228838-01 | Xcel Energy | 85 | 13781 | IOU | 05795540 | 3.747 | Solar |  |  | Interconnected | Trade Secret | Trade | BRP | BRP063 | Residential |  | Trade Secret | 2024 | 2024
20263-228838-01 | Xcel Energy | 85 | 13781 | IOU | 06184579 | 4.555 | Solar |  |  | Interconnected | Trade Secret | Trade | SLP | SLP082 | Residential | Solar*Rewards | Trade Secret | 2025 | 2025
20263-228838-01 | Xcel Energy | 85 | 13781 | IOU | 05805678 | 4.064 | Solar |  |  | Interconnected | Trade Secret | Trade | TWL | TWL082 | Residential |  | Trade Secret | 2024 | 2024
20263-228838-01 | Xcel Energy | 85 | 13781 | IOU | 04999783 | 15.08 | Solar |  |  | Interconnected | Trade Secret | Trade | RAM | RAM064 | Commercial | Solar*Rewards | Trade Secret | 2022 | 2023
20263-228838-01 | Xcel Energy | 85 | 13781 | IOU | 03134539 | 6.48 | Solar |  |  | Interconnected | Trade Secret | Trade | HWW | HWW073 | Residential | Made in Minnesota | Trade Secret | 2015 | 2015
20263-228838-01 | Xcel Energy | 85 | 13781 | IOU | 03133649 | 35 | Solar |  |  | Interconnected | Trade Secret | Trade | LAP | LAP311 | Commercial | Solar*Rewards | Trade Secret | 2012 | 2012
20263-228838-01 | Xcel Energy | 85 | 13781 | IOU | 04794142 | 8.12 | Solar |  |  | Interconnected | Trade Secret | Trade | UPP | UPP085 | Residential | Solar*Rewards | Trade Secret | 2022 | 2022
20263-228838-01 | Xcel Energy | 85 | 13781 | IOU | 03130704 | 4 | Solar |  |  | Interconnected | Trade Secret | Trade | ALD | ALD072 | Residential |  | Trade Secret | 2007 | 2013
20263-228838-01 | Xcel Energy | 85 | 13781 | IOU | 05711877 | 17.86 | Solar |  |  | Interconnected | Trade Secret | Trade | MEL | MEL078 | Residential | Solar*Rewards | Trade Secret | 2024 | 2024
20263-228838-01 | Xcel Energy | 85 | 13781 | IOU | 06222055 | 15 | Solar |  | X | Interconnected | Trade Secret | Trade | SIP | SIP072 | Residential |  | Trade Secret | 2025 | 2026
20263-228838-01 | Xcel Energy | 85 | 13781 | IOU | 03129730 | 15.232 | Solar |  |  | Interconnected | Trade Secret | Trade | RAM | RAM061 | Residential | Solar*Rewards | Trade Secret | 2019 | 2019
20263-228838-01 | Xcel Energy | 85 | 13781 | IOU | 06073580 | 2.66 | Solar |  |  | Active Application | Trade Secret | Trade | SOU | SOU064 | Residential | Solar*Rewards | Trade Secret | 2025
20263-228838-01 | Xcel Energy | 85 | 13781 | IOU | 06322203 | 2.443 | Solar |  |  | Active Application | Trade Secret | Trade | SOU | SOU064 | Residential | Solar*Rewards | Trade Secret | 2026
20263-228838-01 | Xcel Energy | 85 | 13781 | IOU | 03131775 | 7.63 | Solar |  |  | Interconnected | Trade Secret | Trade | WIN | WIN043 | Residential | Made in Minnesota | Trade Secret | 2017 | 2017
20263-228838-01 | Xcel Energy | 85 | 13781 | IOU | 04322151 | 2.61 | Solar |  |  | Interconnected | Trade Secret | Trade | PBE | PBE061 | Residential | Solar*Rewards | Trade Secret | 2021 | 2021
20263-228838-01 | Xcel Energy | 85 | 13781 | IOU | 06130478 | 9.184 | Solar |  |  | Interconnected | Trade Secret | Trade | AFT | AFT322 | Residential | Solar*Rewards | Trade Secret | 2025 | 2025
20263-228838-01 | Xcel Energy | 85 | 13781 | IOU | 03505422 | 12 | Solar |  |  | Active Application | Trade Secret | Trade | MST | MST069 | Commercial | Solar*Rewards | Trade Secret | 2019
20263-228838-01 | Xcel Energy | 85 | 13781 | IOU | 05562298 | 6.3 | Solar |  |  | Withdrawn | Trade Secret | Trade | WSG | WSG061 | Residential | Solar*Rewards | Trade Secret | 2023
20263-228838-01 | Xcel Energy | 85 | 13781 | IOU | 05711715 | 6.3 | Solar |  |  | Interconnected | Trade Secret | Trade | WSG | WSG061 | Residential | Solar*Rewards | Trade Secret | 2024 | 2024
20263-228838-01 | Xcel Energy | 85 | 13781 | IOU | SRO29756 | 15 | Solar |  |  | Withdrawn | Trade Secret | Trade | DPN | DPN072 | Commercial | Solar*Rewards | Trade Secret | 2013
20263-228838-01 | Xcel Energy | 85 | 13781 | IOU | SRO27813 | 15 | Solar |  |  | Withdrawn | Trade Secret | Trade | DPN | DPN072 | Commercial | Solar*Rewards | Trade Secret | 2012
20263-228838-01 | Xcel Energy | 85 | 13781 | IOU | 05996133 | 7.616 | Solar |  |  | Interconnected | Trade Secret | Trade | HSN | HSN311 | Residential |  | Trade Secret | 2024 | 2025
20263-228838-01 | Xcel Energy | 85 | 13781 | IOU | SRO29890 | 5 | Solar |  |  | Withdrawn | Trade Secret | Trade | HWW | HWW074 | Residential | Solar*Rewards | Trade Secret | 2013
20263-228838-01 | Xcel Energy | 85 | 13781 | IOU | 04794002 | 7.25 | Solar |  |  | Interconnected | Trade Secret | Trade | WCR | WCR322 | Residential | Solar*Rewards | Trade Secret | 2022 | 2022
20263-228838-01 | Xcel Energy | 85 | 13781 | IOU | 04805327 | 6.38 | Solar |  |  | Interconnected | Trade Secret | Trade | ALD | ALD088 | Residential | Solar*Rewards | Trade Secret | 2022 | 2022
20263-228838-01 | Xcel Energy | 85 | 13781 | IOU | 06201800 | 5.584 | Solar |  |  | Interconnected | Trade Secret | Trade | PRR | PRR062 | Residential | Solar*Rewards | Trade Secret | 2025 | 2025
20263-228838-01 | Xcel Energy | 85 | 13781 | IOU | 06322132 | 9.423 | Solar |  |  | Active Application | Trade Secret | Trade | WCR | WCR322 | Residential | Solar*Rewards | Trade Secret | 2026
20263-228838-01 | Xcel Energy | 85 | 13781 | IOU | 04438779 | 5.22 | Solar |  |  | Interconnected | Trade Secret | Trade | UPP | UPP084 | Residential | Solar*Rewards | Trade Secret | 2021 | 2021
20263-228838-01 | Xcel Energy | 85 | 13781 | IOU | 05869946 | 3.19 | Solar |  |  | Interconnected | Trade Secret | Trade | SOU | SOU075 | Residential | Solar*Rewards | Trade Secret | 2024 | 2024
20263-228838-01 | Xcel Energy | 85 | 13781 | IOU | 05948714 | 5.2 | Solar |  |  | Interconnected | Trade Secret | Trade | SLW | SLW062 | Residential | Solar*Rewards | Trade Secret | 2025 | 2025
20263-228838-01 | Xcel Energy | 85 | 13781 | IOU | 05357306 | 5.052 | Solar |  |  | Interconnected | Trade Secret | Trade | SOU | SOU072 | Residential | Solar*Rewards | Trade Secret | 2023 | 2023
20263-228838-01 | Xcel Energy | 85 | 13781 | IOU | 05845244 | 9.994 | Solar |  |  | Active Application | Trade Secret | Trade | MPK | MPK082 | Residential |  | Trade Secret | 2024
20263-228838-01 | Xcel Energy | 85 | 13781 | IOU | 06337538 | 2.323 | Solar |  |  | Active Application | Trade Secret | Trade | CEL | CEL064 | Residential |  | Trade Secret | 2026
20263-228838-01 | Xcel Energy | 85 | 13781 | IOU | 05565733 | 3.78 | Solar |  |  | Interconnected | Trade Secret | Trade | WDY | WDY321 | Residential | Solar*Rewards | Trade Secret | 2023 | 2023
20263-228838-01 | Xcel Energy | 85 | 13781 | IOU | 05819200 | 3.747 | Solar |  |  | Active Application | Trade Secret | Trade | MOL | MOL078 | Residential |  | Trade Secret | 2024
20263-228838-01 | Xcel Energy | 85 | 13781 | IOU | 05218727 | 5.5 | Solar |  |  | Interconnected | Trade Secret | Trade | EDA | EDA067 | Residential |  | Trade Secret | 2022 | 2022
20263-228838-01 | Xcel Energy | 85 | 13781 | IOU | 03521021 | 29.982 | Solar |  |  | Interconnected | Trade Secret | Trade | ELP | ELP062 | Commercial | Solar*Rewards | Trade Secret | 2021 | 2023
20263-228838-01 | Xcel Energy | 85 | 13781 | IOU | 03130634 | 7.625 | Solar |  |  | Interconnected | Trade Secret | Trade | RPO | RPO312 | Residential | Made in Minnesota | Trade Secret | 2016 | 2017
20263-228838-01 |  |  |  |  | OID2616515 |  | Solar |  |  | Withdrawn | Trade Secret | Trade | RPO | RPO312 | Residential | Solar*Rewards |  | 2016
20263-228838-01 | Xcel Energy | 85 | 13781 | IOU | 05331209 | 6.67 | Solar |  |  | Interconnected | Trade Secret | Trade | CHE | CHE064 | Residential |  | Trade Secret | 2022 | 2023
20263-228838-01 | Xcel Energy | 85 | 13781 | IOU | 06018028 | 11.5 | Storage |  |  | Active Application | Trade Secret | Trade | HUG | HUG321 | Residential |  | Trade Secret | 2024
20263-228838-01 | Xcel Energy | 85 | 13781 | IOU | 03334208 | 7.616 | Solar |  |  | Interconnected | Trade Secret | Trade | HUG | HUG321 | Residential | Solar*Rewards | Trade Secret | 2019 | 2020
20263-228838-01 | Xcel Energy | 85 | 13781 | IOU | 06330460 | 19.2 | Solar |  |  | Withdrawn | Trade Secret | Trade | PKL | PKL065 | Residential | Solar*Rewards | Trade Secret | 2026
20263-228838-01 | Xcel Energy | 85 | 13781 | IOU | 06284159 | 21.888 | Solar |  |  | Withdrawn | Trade Secret | Trade | PKL | PKL065 | Residential |  | Trade Secret | 2025
20263-228838-01 | Xcel Energy | 85 | 13781 | IOU | 06342717 | 21.888 | Solar |  |  | Active Application | Trade Secret | Trade | PKL | PKL065 | Residential | Solar*Rewards | Trade Secret | 2026
20263-228838-01 | Xcel Energy | 85 | 13781 | IOU | 05276318 | 6.98 | Solar |  |  | Interconnected | Trade Secret | Trade | HUG | HUG312 | Residential |  | Trade Secret | 2023 | 2023
20263-228838-01 | Xcel Energy | 85 | 13781 | IOU | 03741114 | 4.06 | Solar |  |  | Interconnected | Trade Secret | Trade | HYL | HYL064 | Residential | Solar*Rewards | Trade Secret | 2020 | 2020
20263-228838-01 | Xcel Energy | 85 | 13781 | IOU | SRO19148 | 34.2 | Solar |  |  | Withdrawn | Trade Secret | Trade | WIN | WIN032 | Commercial | Solar*Rewards | Trade Secret | 2011
20263-228838-01 | Xcel Energy | 85 | 13781 | IOU | 04206049 | 2.792 | Solar |  |  | Interconnected | Trade Secret | Trade | APA | APA073 | Commercial | Solar*Rewards | Trade Secret | 2020 | 2021
20263-228838-01 | Xcel Energy | 85 | 13781 | IOU | 06268525 | 2.561 | Solar |  |  | Active Application | Trade Secret | Trade | WSG | WSG064 | Residential |  | Trade Secret | 2025
20263-228838-01 | Xcel Energy | 85 | 13781 | IOU | 04625956 | 5.51 | Solar |  |  | Interconnected | Trade Secret | Trade | SLP | SLP092 | Residential |  | Trade Secret | 2021 | 2022
20263-228838-01 | Xcel Energy | 85 | 13781 | IOU | OID3847789 | 11.39 | Solar |  |  | Interconnected | Trade Secret | Trade | WSG | WSG076 | Residential | Solar*Rewards | Trade Secret | 2019 | 2019
20263-228838-01 | Xcel Energy | 85 | 13781 | IOU | 06078869 | 7.6 | Solar |  |  | Active Application | Trade Secret | Trade | OSS | OSS065 | Residential | Solar*Rewards | Trade Secret | 2025
20263-228838-01 | Xcel Energy | 85 | 13781 | IOU | 06321940 | 7.22 | Solar |  |  | Active Application | Trade Secret | Trade | OSS | OSS065 | Residential | Solar*Rewards | Trade Secret | 2026
20263-228838-01 | Xcel Energy | 85 | 13781 | IOU | 05998338 | 6.046 | Solar |  |  | Interconnected | Trade Secret | Trade | ESW | ESW081 | Residential |  | Trade Secret | 2024 | 2025
20263-228838-01 | Xcel Energy | 85 | 13781 | IOU | 05571557 | 8.19 | Solar |  |  | Interconnected | Trade Secret | Trade | TER | TER071 | Residential |  | Trade Secret | 2023 | 2023
20263-228838-01 | Xcel Energy | 85 | 13781 | IOU | 05532400 | 6.93 | Solar |  |  | Withdrawn | Trade Secret | Trade | TER | TER071 | Residential | Solar*Rewards | Trade Secret | 2023
20263-228838-01 | Xcel Energy | 85 | 13781 | IOU | 04523790 | 6.96 | Solar |  |  | Interconnected | Trade Secret | Trade | LEX | LEX065 | Residential |  | Trade Secret | 2021 | 2021
20263-228838-01 | Xcel Energy | 85 | 13781 | IOU | 03774022 | 13.741 | Solar |  |  | Interconnected | Trade Secret | Trade | DBL | DBL065 | Commercial | Solar*Rewards | Trade Secret | 2020 | 2021
20263-228838-01 | Xcel Energy | 85 | 13781 | IOU | 03130338 | 3.36 | Solar |  |  | Interconnected | Trade Secret | Trade | HWW | HWW073 | Residential | Solar*Rewards | Trade Secret | 2019 | 2019
20263-228838-01 | Xcel Energy | 85 | 13781 | IOU | 04537216 | 4.188 | Solar |  |  | Interconnected | Trade Secret | Trade | SOU | SOU086 | Residential |  | Trade Secret | 2021 | 2021
20263-228838-01 | Xcel Energy | 85 | 13781 | IOU | 05966986 | 6.046 | Solar |  |  | Interconnected | Trade Secret | Trade | WEF | WEF061 | Residential |  | Trade Secret | 2024 | 2025
20263-228838-01 | Xcel Energy | 85 | 13781 | IOU | 04942370 | 7.616 | Solar |  |  | Withdrawn | Trade Secret | Trade | NOF | NOF061 | Residential |  | Trade Secret | 2022
20263-228838-01 | Xcel Energy | 85 | 13781 | IOU | 05330141 | 12.76 | Solar |  |  | Interconnected | Trade Secret | Trade | COK | COK061 | Residential |  | Trade Secret | 2022 | 2024
20263-228838-01 | Xcel Energy | 85 | 13781 | IOU | 03240713 | 11.39 | Solar |  |  | Interconnected | Trade Secret | Trade | KOL | KOL071 | Residential | Solar*Rewards | Trade Secret | 2019 | 2020
20263-228838-01 | Xcel Energy | 85 | 13781 | IOU | 04160907 | 11.89 | Solar |  |  | Interconnected | Trade Secret | Trade | RPO | RPO311 | Residential | Solar*Rewards | Trade Secret | 2020 | 2021
20263-228838-01 | Xcel Energy | 85 | 13781 | IOU | 03133234 | 7 | Solar |  |  | Interconnected | Trade Secret | Trade | WSG | WSG061 | Residential | Solar*Rewards | Trade Secret | 2010 | 2010
20263-228838-01 | Xcel Energy | 85 | 13781 | IOU | 03134506 | 9 | Solar |  |  | Interconnected | Trade Secret | Trade | AHI | AHI063 | Residential | Solar*Rewards | Trade Secret | 2015 | 2016
20263-228838-01 | Xcel Energy | 85 | 13781 | IOU | 06027259 | 9.6 | Solar |  |  | Withdrawn | Trade Secret | Trade | SOU | SOU064 | Residential | Solar*Rewards | Trade Secret | 2024
20263-228838-01 |  |  |  |  | 06052407 |  |  |  |  | Withdrawn | Trade Secret | Trade | SOU | SOU064 | Residential |  |  | 2024
20263-228838-01 | Xcel Energy | 85 | 13781 | IOU | 06052437 | 9.6 | Solar |  |  | Interconnected | Trade Secret | Trade | SOU | SOU064 | Residential | Solar*Rewards | Trade Secret | 2025 | 2025
20263-228838-01 | Xcel Energy | 85 | 13781 | IOU | 05848835 | 6.073 | Solar |  |  | Interconnected | Trade Secret | Trade | MOL | MOL079 | Residential | Solar*Rewards | Trade Secret | 2024 | 2024
20263-228838-01 | Xcel Energy | 85 | 13781 | IOU | 03905052 | 6.67 | Solar |  |  | Interconnected | Trade Secret | Trade | SHP | SHP072 | Residential | Solar*Rewards | Trade Secret | 2020 | 2020
20263-228838-01 | Xcel Energy | 85 | 13781 | IOU | 04451326 | 5.51 | Solar |  |  | Active Application | Trade Secret | Trade | RAM | RAM077 | Residential | Solar*Rewards | Trade Secret | 2021
20263-228838-01 | Xcel Energy | 85 | 13781 | IOU | 03130449 | 3.48 | Solar |  |  | Interconnected | Trade Secret | Trade | SLP | SLP321 | Residential | Solar*Rewards | Trade Secret | 2018 | 2019
20263-228838-01 | Xcel Energy | 85 | 13781 | IOU | 06231814 | 9.772 | Solar |  |  | Active Application | Trade Secret | Trade | WCR | WCR311 | Residential |  | Trade Secret | 2025
20263-228838-01 |  |  |  |  | 05574779 |  | Solar |  |  | Active Application | Trade Secret | Trade | SOU | SOU075 | Residential | Solar*Rewards |  | 2023
20263-228838-01 | Xcel Energy | 85 | 13781 | IOU | 03132051 | 5 | Solar |  |  | Interconnected | Trade Secret | Trade | SOU | SOU075 | Residential | Solar*Rewards | Trade Secret | 2017 | 2018
20263-228838-01 | Xcel Energy | 85 | 13781 | IOU | OID3018391 | 14 | Solar |  |  | Withdrawn | Trade Secret | Trade | SOU | SOU075 | Residential | Solar*Rewards | Trade Secret | 2017
20263-228838-01 | Xcel Energy | 85 | 13781 | IOU | 03132765 | 5.8 | Solar |  |  | Interconnected | Trade Secret | Trade | MPK | MPK074 | Residential | Solar*Rewards | Trade Secret | 2018 | 2019
20263-228838-01 | Xcel Energy | 85 | 13781 | IOU | 03130694 | 1800 | Other |  |  | Interconnected | Trade Secret | Trade | DBL | DBL004 | Commercial |  | Trade Secret | 2003 | 2003
20263-228838-01 | Xcel Energy | 85 | 13781 | IOU | 05356709 | 7.54 | Solar |  |  | Withdrawn | Trade Secret | Trade | PKL | PKL063 | Residential | Solar*Rewards | Trade Secret | 2023
20263-228838-01 | Xcel Energy | 85 | 13781 | IOU | 05403982 | 12.76 | Solar |  |  | Interconnected | Trade Secret | Trade | PKL | PKL063 | Residential | Solar*Rewards | Trade Secret | 2023 | 2024
20263-228838-01 | Xcel Energy | 85 | 13781 | IOU | 06017978 | 35.76 | Storage |  |  | Interconnected | Trade Secret | Trade | PKL | PKL063 | Residential |  | Trade Secret | 2024 | 2025
20263-228838-01 | Xcel Energy | 85 | 13781 | IOU | 05251494 | 13.63 | Solar |  |  | Active Application | Trade Secret | Trade | LAY | LAY061 | Residential |  | Trade Secret | 2022
20263-228838-01 | Xcel Energy | 85 | 13781 | IOU | 03132213 | 5 | Solar |  |  | Interconnected | Trade Secret | Trade | APA | APA067 | Residential | Solar*Rewards | Trade Secret | 2018 | 2018
20263-228838-01 | Xcel Energy | 85 | 13781 | IOU | 05454071 | 4.48 | Solar |  |  | Interconnected | Trade Secret | Trade | FAB | FAB071 | Residential | Solar*Rewards | Trade Secret | 2023 | 2023
20263-228838-01 | Xcel Energy | 85 | 13781 | IOU | 03130575 | 2.4 | Solar |  |  | Interconnected | Trade Secret | Trade | RLK | RLK079 | Commercial | Solar*Rewards | Trade Secret | 2016 | 2017
20263-228838-01 | Xcel Energy | 85 | 13781 | IOU | OID3936212 | 5 | Solar |  |  | Interconnected | Trade Secret | Trade | SOU | SOU060 | Residential | Solar*Rewards | Trade Secret | 2019 | 2020
20263-228838-01 | Xcel Energy | 85 | 13781 | IOU | 03133009 | 9.994 | Solar |  |  | Interconnected | Trade Secret | Trade | OSS | OSS073 | Residential | Solar*Rewards | Trade Secret | 2018 | 2019
20263-228838-01 | Xcel Energy | 85 | 13781 | IOU | 05900155 | 6.175 | Solar |  |  | Interconnected | Trade Secret | Trade | PKL | PKL085 | Residential |  | Trade Secret | 2024 | 2025
20263-228838-01 | Xcel Energy | 85 | 13781 | IOU | 04519021 | 6 | Solar |  |  | Withdrawn | Trade Secret | Trade | TER | TER071 | Residential |  | Trade Secret | 2021
20263-228838-01 | Xcel Energy | 85 | 13781 | IOU | 06141867 | 7.616 | Solar |  |  | Withdrawn | Trade Secret | Trade | ECK | ECK322 | Residential | Solar*Rewards | Trade Secret | 2025
20263-228838-01 | Xcel Energy | 85 | 13781 | IOU | 06143141 | 7.616 | Solar |  |  | Active Application | Trade Secret | Trade | ECK | ECK322 | Residential |  | Trade Secret | 2025
20263-228838-01 | Xcel Energy | 85 | 13781 | IOU | 04976523 | 37.5 | Solar |  |  | Interconnected | Trade Secret | Trade | LAK | LAK032 | Residential |  | Trade Secret | 2022 | 2023
20263-228838-01 |  |  |  |  | OID2242631 |  | Solar |  |  | Withdrawn | Trade Secret | Trade | HWW | HWW073 | Residential | Made in Minnesota |  | 2015
20263-228838-01 | Xcel Energy | 85 | 13781 | IOU | 03134422 | 4.5 | Solar |  |  | Interconnected | Trade Secret | Trade | HWW | HWW073 | Residential | Made in Minnesota | Trade Secret | 2015 | 2015
20263-228838-01 | Xcel Energy | 85 | 13781 | IOU | 03132763 | 6 | Solar |  |  | Interconnected | Trade Secret | Trade | WDY | WDY311 | Residential | Made in Minnesota | Trade Secret | 2018 | 2018
20263-228838-01 | Xcel Energy | 85 | 13781 | IOU | OID2786539 | 7.625 | Solar |  |  | Withdrawn | Trade Secret | Trade | WDY | WDY311 | Residential | Made in Minnesota | Trade Secret | 2016
20263-228838-01 | Xcel Energy | 85 | 13781 | IOU | 03497548 | 3.8 | Solar |  |  | Interconnected | Trade Secret | Trade | SHP | SHP062 | Residential | Solar*Rewards | Trade Secret | 2019 | 2020
20263-228838-01 | Xcel Energy | 85 | 13781 | IOU | OID4029309 | 3.747 | Solar |  |  | Withdrawn | Trade Secret | Trade | SHP | SHP062 | Residential | Solar*Rewards | Trade Secret | 2019
20263-228838-01 | Xcel Energy | 85 | 13781 | IOU | 06216954 | 5.22 | Solar |  |  | Interconnected | Trade Secret | Trade | SOU | SOU083 | Residential |  | Trade Secret | 2025 | 2025
20263-228838-01 | Xcel Energy | 85 | 13781 | IOU | 03134761 | 3 | Solar |  |  | Interconnected | Trade Secret | Trade | MPK | MPK083 | Residential | Solar*Rewards | Trade Secret | 2016 | 2016
20263-228838-01 | Xcel Energy | 85 | 13781 | IOU | 04860975 | 6.98 | Solar |  |  | Withdrawn | Trade Secret | Trade | MDT | MDT071 | Residential | Solar*Rewards | Trade Secret | 2022
20263-228838-01 | Xcel Energy | 85 | 13781 | IOU | 05828045 | 5.052 | Solar |  |  | Active Application | Trade Secret | Trade | MDT | MDT071 | Residential | Solar*Rewards | Trade Secret | 2024
20263-228838-01 | Xcel Energy | 85 | 13781 | IOU | 03130283 | 6 | Solar |  |  | Interconnected | Trade Secret | Trade | CEL | CEL064 | Residential | Solar*Rewards | Trade Secret | 2019 | 2019
20263-228838-01 | Xcel Energy | 85 | 13781 | IOU | 05858217 | 5.85 | Solar |  |  | Withdrawn | Trade Secret | Trade | RRK | RRK082 | Residential |  | Trade Secret | 2024
20263-228838-01 | Xcel Energy | 85 | 13781 | IOU | 05976388 | 8.73 | Solar |  |  | Interconnected | Trade Secret | Trade | RRK | RRK082 | Residential | Solar*Rewards | Trade Secret | 2024 | 2025
20263-228838-01 | Xcel Energy | 85 | 13781 | IOU | 03967801 | 7.54 | Solar |  |  | Interconnected | Trade Secret | Trade | UPP | UPP082 | Residential | Solar*Rewards | Trade Secret | 2020 | 2021
20263-228838-01 | Xcel Energy | 85 | 13781 | IOU | 05820808 | 7.616 | Solar |  |  | Interconnected | Trade Secret | Trade | MOL | MOL078 | Residential |  | Trade Secret | 2024 | 2024
20263-228838-01 | Xcel Energy | 85 | 13781 | IOU | 05202046 | 7.04 | Solar |  |  | Interconnected | Trade Secret | Trade | SCL | SCL311 | Residential |  | Trade Secret | 2022 | 2023
20263-228838-01 | Xcel Energy | 85 | 13781 | IOU | 03132387 | 9.12 | Solar |  |  | Interconnected | Trade Secret | Trade | MPK | MPK074 | Commercial | Solar*Rewards | Trade Secret | 2018 | 2018
20263-228838-01 | Xcel Energy | 85 | 13781 | IOU | 05405630 | 21.17 | Solar |  |  | Interconnected | Trade Secret | Trade | ATW | ATW062 | Residential |  | Trade Secret | 2023 | 2023
20263-228838-01 | Xcel Energy | 85 | 13781 | IOU | 05148385 | 21.17 | Solar |  |  | Withdrawn | Trade Secret | Trade | ATW | ATW062 | Residential |  | Trade Secret | 2022
20263-228838-01 | Xcel Energy | 85 | 13781 | IOU | 03130720 | 1.85 | Solar |  |  | Interconnected | Trade Secret | Trade | BCH | BCH311 | Residential |  | Trade Secret | 2003 | 2004
20263-228838-01 | Xcel Energy | 85 | 13781 | IOU | 03133104 | 1.9 | Solar |  |  | Interconnected | Trade Secret | Trade | BCH | BCH311 | Residential | Solar*Rewards | Trade Secret | 2010 | 2010
20263-228838-01 | Xcel Energy | 85 | 13781 | IOU | 06212320 | 8.725 | Solar |  |  | Interconnected | Trade Secret | Trade | SOU | SOU086 | Residential |  | Trade Secret | 2025 | 2025
20263-228838-01 | Xcel Energy | 85 | 13781 | IOU | OID2043868 | 12 | Solar |  |  | Withdrawn | Trade Secret | Trade | BEL | BEL061 | Residential | Solar*Rewards | Trade Secret | 2014
20263-228838-01 |  |  |  |  | OID2043867 |  | Solar |  |  | Withdrawn | Trade Secret | Trade | BEL | BEL061 | Residential | Solar*Rewards |  | 2014
20263-228838-01 | Xcel Energy | 85 | 13781 | IOU | 05125878 | 10.15 | Solar |  |  | Interconnected | Trade Secret | Trade | HUG | HUG321 | Residential |  | Trade Secret | 2022 | 2022
20263-228838-01 | Xcel Energy | 85 | 13781 | IOU | 05990510 | 6.046 | Solar |  |  | Active Application | Trade Secret | Trade | SMT | SMT062 | Residential |  | Trade Secret | 2024
20263-228838-01 | Xcel Energy | 85 | 13781 | IOU | 03134295 | 6 | Solar |  |  | Interconnected | Trade Secret | Trade | WIL | WIL097 | Residential | Made in Minnesota | Trade Secret | 2015 | 2015
20263-228838-01 | Xcel Energy | 85 | 13781 | IOU | OID2038103 | 5 | Solar |  |  | Withdrawn | Trade Secret | Trade | WIL | WIL097 | Residential | Solar*Rewards | Trade Secret | 2014
20263-228838-01 | Xcel Energy | 85 | 13781 | IOU | OID2537105 | 5 | Solar |  |  | Withdrawn | Trade Secret | Trade | SOU | SOU083 | Residential | Solar*Rewards | Trade Secret | 2016
20263-228838-01 | Xcel Energy | 85 | 13781 | IOU | OID2321214 | 7.92 | Solar |  |  | Withdrawn | Trade Secret | Trade | TLK | TLK061 | Residential | Made in Minnesota | Trade Secret | 2015
20263-228838-01 | Xcel Energy | 85 | 13781 | IOU | 05620684 | 5.76 | Solar |  |  | Interconnected | Trade Secret | Trade | EDP | EDP073 | Residential |  | Trade Secret | 2023 | 2024
20263-228838-01 | Xcel Energy | 85 | 13781 | IOU | 03602412 | 3.839 | Solar |  |  | Interconnected | Trade Secret | Trade | CRL | CRL033 | Residential | Solar*Rewards | Trade Secret | 2020 | 2020
20263-228838-01 | Xcel Energy | 85 | 13781 | IOU | 03131202 | 85 | Biogas |  |  | Interconnected | Trade Secret | Trade | GRC | GRC073 | Commercial |  | Trade Secret | 2014 | 2014
20263-228838-01 | Xcel Energy | 85 | 13781 | IOU | SRO25803 | 3.6 | Solar |  |  | Withdrawn | Trade Secret | Trade | SOU | SOU063 | Residential | Solar*Rewards | Trade Secret | 2012
20263-228838-01 | Xcel Energy | 85 | 13781 | IOU | 03133759 | 3.6 | Solar |  |  | Interconnected | Trade Secret | Trade | SOU | SOU063 | Residential | Solar*Rewards | Trade Secret | 2013 | 2013
20263-228838-01 | Xcel Energy | 85 | 13781 | IOU | 05585309 | 7.296 | Solar |  |  | Interconnected | Trade Secret | Trade | APA | APA064 | Residential |  | Trade Secret | 2023 | 2023
20263-228838-01 | Xcel Energy | 85 | 13781 | IOU | 03135104 | 7.63 | Solar |  |  | Interconnected | Trade Secret | Trade | HUG | HUG321 | Residential | Solar*Rewards | Trade Secret | 2016 | 2016
20263-228838-01 | Xcel Energy | 85 | 13781 | IOU | 06209661 | 3.193 | Solar |  |  | Active Application | Trade Secret | Trade | STY | STY071 | Residential | Solar*Rewards | Trade Secret | 2025
20263-228838-01 | Xcel Energy | 85 | 13781 | IOU | OID3470425 | 39.998 | Solar |  |  | Withdrawn | Trade Secret | Trade | OSS | OSS074 | Commercial | Solar*Rewards | Trade Secret | 2018
20263-228838-01 | Xcel Energy | 85 | 13781 | IOU | OID3308981 | 19.999 | Solar |  |  | Withdrawn | Trade Secret | Trade | OSS | OSS074 | Commercial | Solar*Rewards | Trade Secret | 2018
20263-228838-01 | Xcel Energy | 85 | 13781 | IOU | 06186813 | 120 | Solar |  |  | Active Application | Trade Secret | Trade | OSS | OSS074 | Commercial |  | Trade Secret | 2025
20263-228838-01 | Xcel Energy | 85 | 13781 | IOU | 05162369 | 4.06 | Solar |  |  | Interconnected | Trade Secret | Trade | SOU | SOU082 | Residential |  | Trade Secret | 2022 | 2022
20263-228838-01 | Xcel Energy | 85 | 13781 | IOU | 06228855 | 6.98 | Solar |  |  | Interconnected | Trade Secret | Trade | SOU | SOU073 | Residential |  | Trade Secret | 2025 | 2025
20263-228838-01 | Xcel Energy | 85 | 13781 | IOU | OID3666340 | 33.3 | Solar |  |  | Withdrawn | Trade Secret | Trade | RWD | RWD062 | Commercial | Solar*Rewards | Trade Secret | 2018
20263-228838-01 | Xcel Energy | 85 | 13781 | IOU | 05227341 | 11.64 | Solar |  | X | Interconnected | Trade Secret | Trade | RLK | RLK072 | Residential |  | Trade Secret | 2022 | 2023
20263-228838-01 | Xcel Energy | 85 | 13781 | IOU | 06026191 | 15.48 | Storage |  |  | Interconnected | Trade Secret | Trade | RLK | RLK072 | Residential |  | Trade Secret | 2024 | 2025
20263-228838-01 | Xcel Energy | 85 | 13781 | IOU | 06027672 | 5.052 | Solar |  |  | Interconnected | Trade Secret | Trade | SOU | SOU076 | Residential | Solar*Rewards | Trade Secret | 2025 | 2025
20263-228838-01 | Xcel Energy | 85 | 13781 | IOU | 06330065 | 5.235 | Solar |  |  | Active Application | Trade Secret | Trade | IDA | IDA063 | Residential | Solar*Rewards | Trade Secret | 2026
20263-228838-01 | Xcel Energy | 85 | 13781 | IOU | 03133258 | 4.18 | Solar |  |  | Interconnected | Trade Secret | Trade | MEL | MEL078 | Residential | Solar*Rewards | Trade Secret | 2010 | 2010
20263-228838-01 | Xcel Energy | 85 | 13781 | IOU | 03785467 | 9.994 | Solar |  |  | Interconnected | Trade Secret | Trade | RPO | RPO312 | Residential | Solar*Rewards | Trade Secret | 2020 | 2020
20263-228838-01 | Xcel Energy | 85 | 13781 | IOU | 05950833 | 2.61 | Solar |  |  | Interconnected | Trade Secret | Trade | SOU | SOU060 | Residential | Solar*Rewards | Trade Secret | 2024 | 2024
20263-228838-01 | Xcel Energy | 85 | 13781 | IOU | 03133872 | 9.5 | Solar |  |  | Interconnected | Trade Secret | Trade | DPN | DPN072 | Residential | Made in Minnesota | Trade Secret | 2014 | 2014
20263-228838-01 | Xcel Energy | 85 | 13781 | IOU | 03133943 | 9 | Solar |  |  | Interconnected | Trade Secret | Trade | MST | MST069 | Commercial | Made in Minnesota | Trade Secret | 2014 | 2014
20263-228838-01 | Xcel Energy | 85 | 13781 | IOU | 03133694 | 3.6 | Solar |  |  | Interconnected | Trade Secret | Trade | MPK | MPK074 | Residential | Solar*Rewards | Trade Secret | 2012 | 2012
20263-228838-01 | Xcel Energy | 85 | 13781 | IOU | 03782138 | 7.616 | Solar |  |  | Active Application | Trade Secret | Trade | SOU | SOU075 | Residential | Solar*Rewards | Trade Secret | 2020
20263-228838-01 | Xcel Energy | 85 | 13781 | IOU | 03812761 | 7.616 | Solar |  |  | Interconnected | Trade Secret | Trade | SOU | SOU075 | Residential | Solar*Rewards | Trade Secret | 2020 | 2020
20263-228838-01 | Xcel Energy | 85 | 13781 | IOU | 03775871 | 7.616 | Solar |  |  | Active Application | Trade Secret | Trade | SOU | SOU075 | Residential | Solar*Rewards | Trade Secret | 2020
20263-228838-01 | Xcel Energy | 85 | 13781 | IOU | 06214085 | 5.248 | Solar |  |  | Interconnected | Trade Secret | Trade | GLK | GLK064 | Residential |  | Trade Secret | 2025 | 2025
20263-228838-01 | Xcel Energy | 85 | 13781 | IOU | 06054265 | 8.832 | Solar |  |  | Interconnected | Trade Secret | Trade | DND | DND072 | Residential | Solar*Rewards | Trade Secret | 2025 | 2025
20263-228838-01 | Xcel Energy | 85 | 13781 | IOU | 05240515 | 3.5 | Solar |  |  | Interconnected | Trade Secret | Trade | CRL | CRL033 | Residential |  | Trade Secret | 2022 | 2023
20263-228838-01 | Xcel Energy | 85 | 13781 | IOU | 05869726 | 7.6 | Solar |  |  | Interconnected | Trade Secret | Trade | AFT | AFT321 | Residential | Solar*Rewards | Trade Secret | 2024 | 2025
20263-228838-01 | Xcel Energy | 85 | 13781 | IOU | 06072362 | 4.608 | Solar |  |  | Interconnected | Trade Secret | Trade | ESW | ESW062 | Residential | Solar*Rewards | Trade Secret | 2025 | 2025
20263-228838-01 | Xcel Energy | 85 | 13781 | IOU | 04510327 | 7.2 | Solar |  | X | Interconnected | Trade Secret | Trade | ALK | ALK072 | Residential |  | Trade Secret | 2021 | 2022
20263-228838-01 | Xcel Energy | 85 | 13781 | IOU | 03132264 | 4.8 | Solar |  |  | Interconnected | Trade Secret | Trade | SOU | SOU064 | Residential | Solar*Rewards | Trade Secret | 2018 | 2018
20263-228838-01 | Xcel Energy | 85 | 13781 | IOU | 06166340 | 3.774 | Solar |  |  | Interconnected | Trade Secret | Trade | WIL | WIL071 | Residential | Solar*Rewards | Trade Secret | 2025 | 2025
20263-228838-01 | Xcel Energy | 85 | 13781 | IOU | 05683504 | 13.23 | Solar |  |  | Interconnected | Trade Secret | Trade | RAM | RAM072 | Residential |  | Trade Secret | 2024 | 2024
20263-228838-01 | Xcel Energy | 85 | 13781 | IOU | 03568648 | 39.998 | Solar |  |  | Interconnected | Trade Secret | Trade | WRR | WRR075 | Commercial | Solar*Rewards | Trade Secret | 2020 | 2021
20263-228838-01 | Xcel Energy | 85 | 13781 | IOU | 05834519 | 5 | Solar |  |  | Interconnected | Trade Secret | Trade | RRK | RRK064 | Residential |  | Trade Secret | 2024 | 2024
20263-228838-01 | Xcel Energy | 85 | 13781 | IOU | 05834390 | 5 | Solar |  |  | Withdrawn | Trade Secret | Trade | RRK | RRK064 | Residential |  | Trade Secret | 2024
20263-228838-01 | Xcel Energy | 85 | 13781 | IOU | 03130789 | 2000 | Other |  |  | Interconnected | Trade Secret | Trade | WCR | WCR311 | Commercial |  | Trade Secret | 2004 | 2004
20263-228838-01 | Xcel Energy | 85 | 13781 | IOU | 03130792 | 2000 | Other |  |  | Interconnected | Trade Secret | Trade | WCR | WCR311 | Commercial |  | Trade Secret | 2004 | 2004
20263-228838-01 | Xcel Energy | 85 | 13781 | IOU | 06322433 | 9.074 | Solar |  |  | Active Application | Trade Secret | Trade | RRK | RRK064 | Residential | Solar*Rewards | Trade Secret | 2026
20263-228838-01 | Xcel Energy | 85 | 13781 | IOU | 04847365 | 8.376 | Solar |  |  | Interconnected | Trade Secret | Trade | SOU | SOU087 | Residential | Solar*Rewards | Trade Secret | 2022 | 2022
20263-228838-01 | Xcel Energy | 85 | 13781 | IOU | 03132926 | 33.3 | Solar |  |  | Interconnected | Trade Secret | Trade | MPK | MPK083 | Commercial | Solar*Rewards | Trade Secret | 2018 | 2018
20263-228838-01 | Xcel Energy | 85 | 13781 | IOU | 06241599 | 4.188 | Solar |  |  | Active Application | Trade Secret | Trade | ECK | ECK062 | Residential |  | Trade Secret | 2025
20263-228838-01 | Xcel Energy | 85 | 13781 | IOU | 05847289 | 5.052 | Solar |  |  | Interconnected | Trade Secret | Trade | CGR | CGR064 | Residential |  | Trade Secret | 2024 | 2024
20263-228838-01 | Xcel Energy | 85 | 13781 | IOU | 04983436 | 6.67 | Solar |  |  | Withdrawn | Trade Secret | Trade | SLP | SLP072 | Residential | Solar*Rewards | Trade Secret | 2022
20263-228838-01 | Xcel Energy | 85 | 13781 | IOU | 04409995 | 8.99 | Solar |  |  | Interconnected | Trade Secret | Trade | TER | TER081 | Residential | Solar*Rewards | Trade Secret | 2021 | 2021
20263-228838-01 | Xcel Energy | 85 | 13781 | IOU | 04961740 | 7.25 | Solar |  |  | Interconnected | Trade Secret | Trade | LLK | LLK072 | Residential |  | Trade Secret | 2022 | 2024
20263-228838-01 | Xcel Energy | 85 | 13781 | IOU | 04032336 | 7.329 | Solar |  |  | Interconnected | Trade Secret | Trade | RPL | RPL063 | Residential | Solar*Rewards | Trade Secret | 2020 | 2020
20263-228838-01 | Xcel Energy | 85 | 13781 | IOU | 03130631 | 4 | Solar |  |  | Interconnected | Trade Secret | Trade | WAB | WAB031 | Residential | Solar*Rewards | Trade Secret | 2016 | 2017
20263-228838-01 | Xcel Energy | 85 | 13781 | IOU | OID2670494 | 7 | Solar |  |  | Withdrawn | Trade Secret | Trade | WAB | WAB031 | Residential | Made in Minnesota | Trade Secret | 2016
20263-228838-01 | Xcel Energy | 85 | 13781 | IOU | 03133865 | 6 | Solar |  |  | Interconnected | Trade Secret | Trade | WAB | WAB031 | Residential | Made in Minnesota | Trade Secret | 2014 | 2014
20263-228838-01 | Xcel Energy | 85 | 13781 | IOU | OID3783459 | 7.616 | Solar |  |  | Withdrawn | Trade Secret | Trade | WSG | WSG361 | Residential | Solar*Rewards | Trade Secret | 2019
20263-228838-01 | Xcel Energy | 85 | 13781 | IOU | 05441150 | 3.19 | Solar |  |  | Interconnected | Trade Secret | Trade | WES | WES071 | Residential |  | Trade Secret | 2023 | 2023
20263-228838-01 | Xcel Energy | 85 | 13781 | IOU | 05308618 | 6.09 | Solar |  |  | Interconnected | Trade Secret | Trade | DBL | DBL065 | Residential |  | Trade Secret | 2022 | 2023
20263-228838-01 | Xcel Energy | 85 | 13781 | IOU | 05540992 | 4.886 | Solar |  |  | Interconnected | Trade Secret | Trade | TER | TER081 | Residential |  | Trade Secret | 2023 | 2024
20263-228838-01 | Xcel Energy | 85 | 13781 | IOU | 05796250 | 4.886 | Solar |  |  | Withdrawn | Trade Secret | Trade | TER | TER081 | Residential |  | Trade Secret | 2024
20263-228838-01 | Xcel Energy | 85 | 13781 | IOU | 05792479 | 4.9 | Solar |  |  | Interconnected | Trade Secret | Trade | TER | TER081 | Residential |  | Trade Secret | 2024 | 2024
20263-228838-01 | Xcel Energy | 85 | 13781 | IOU | 03132958 | 6 | Solar |  |  | Interconnected | Trade Secret | Trade | TER | TER081 | Residential | Solar*Rewards | Trade Secret | 2018 | 2019
20263-228838-01 | Xcel Energy | 85 | 13781 | IOU | 04794171 | 10.73 | Solar |  |  | Interconnected | Trade Secret | Trade | RAM | RAM077 | Residential | Solar*Rewards | Trade Secret | 2022 | 2022
20263-228838-01 | Xcel Energy | 85 | 13781 | IOU | 03132046 | 6 | Solar |  |  | Interconnected | Trade Secret | Trade | WIL | WIL091 | Residential | Solar*Rewards | Trade Secret | 2017 | 2018
20263-228838-01 | Xcel Energy | 85 | 13781 | IOU | OID3883229 | 7.616 | Solar |  |  | Withdrawn | Trade Secret | Trade | TWL | TWL076 | Residential | Solar*Rewards | Trade Secret | 2019
20263-228838-01 | Xcel Energy | 85 | 13781 | IOU | OID3883227 | 7.616 | Solar |  |  | Withdrawn | Trade Secret | Trade | TWL | TWL076 | Residential | Solar*Rewards | Trade Secret | 2019
20263-228838-01 | Xcel Energy | 85 | 13781 | IOU | 05433747 | 6.38 | Solar |  |  | Interconnected | Trade Secret | Trade | WDY | WDY321 | Residential |  | Trade Secret | 2023 | 2023
20263-228838-01 | Xcel Energy | 85 | 13781 | IOU | 05424267 | 5.8 | Solar |  |  | Withdrawn | Trade Secret | Trade | CGR | CGR071 | Residential |  | Trade Secret | 2023
20263-228838-01 | Xcel Energy | 85 | 13781 | IOU | 03130388 | 7.625 | Solar |  |  | Interconnected | Trade Secret | Trade | ALD | ALD088 | Residential | Solar*Rewards | Trade Secret | 2018 | 2018
20263-228838-01 | Xcel Energy | 85 | 13781 | IOU | 04523851 | 3.747 | Solar |  |  | Interconnected | Trade Secret | Trade | SOU | SOU076 | Residential |  | Trade Secret | 2021 | 2022
20263-228838-01 | Xcel Energy | 85 | 13781 | IOU | 04445174 | 3.747 | Solar |  |  | Active Application | Trade Secret | Trade | SOU | SOU076 | Residential | Solar*Rewards | Trade Secret | 2021
20263-228838-01 | Xcel Energy | 85 | 13781 | IOU | 05995279 | 6.046 | Solar |  |  | Interconnected | Trade Secret | Trade | EBL | EBL084 | Residential |  | Trade Secret | 2024 | 2025
20263-228838-01 | Xcel Energy | 85 | 13781 | IOU | 05860130 | 9.994 | Solar |  |  | Active Application | Trade Secret | Trade | HUG | HUG311 | Residential |  | Trade Secret | 2024
20263-228838-01 | Xcel Energy | 85 | 13781 | IOU | 04991336 | 9.864 | Solar |  |  | Withdrawn | Trade Secret | Trade | MHW | MHW311 | Residential |  | Trade Secret | 2022
20263-228838-01 | Xcel Energy | 85 | 13781 | IOU | 05954097 | 5.76 | Solar |  |  | Interconnected | Trade Secret | Trade | CTR | CTR031 | Residential | Solar*Rewards | Trade Secret | 2024 | 2025
20263-228838-01 | Xcel Energy | 85 | 13781 | IOU | 03132618 | 7.616 | Solar |  |  | Interconnected | Trade Secret | Trade | HUG | HUG311 | Residential | Solar*Rewards | Trade Secret | 2018 | 2018
20263-228838-01 | Xcel Energy | 85 | 13781 | IOU | 06202884 | 2.443 | Solar |  |  | Interconnected | Trade Secret | Trade | UPP | UPP068 | Residential |  | Trade Secret | 2025 | 2025
20263-228838-01 | Xcel Energy | 85 | 13781 | IOU | 04020026 | 5.22 | Solar |  |  | Withdrawn | Trade Secret | Trade | DBL | DBL063 | Residential | Solar*Rewards | Trade Secret | 2020
20263-228838-01 | Xcel Energy | 85 | 13781 | IOU | 04094554 | 4.93 | Solar |  |  | Interconnected | Trade Secret | Trade | WTN | WTN062 | Residential | Solar*Rewards | Trade Secret | 2020 | 2021
20263-228838-01 | Xcel Energy | 85 | 13781 | IOU | 04974095 | 7.616 | Solar |  |  | Interconnected | Trade Secret | Trade | APA | APA068 | Residential | Solar*Rewards | Trade Secret | 2022 | 2022
20263-228838-01 | Xcel Energy | 85 | 13781 | IOU | 04060415 | 9.36 | Solar |  |  | Interconnected | Trade Secret | Trade | OPK | OPK073 | Residential | Solar*Rewards | Trade Secret | 2020 | 2021
20263-228838-01 | Xcel Energy | 85 | 13781 | IOU | 03974057 | 7.616 | Solar |  |  | Interconnected | Trade Secret | Trade | BYT | BYT061 | Residential | Solar*Rewards | Trade Secret | 2020 | 2020
20263-228838-01 | Xcel Energy | 85 | 13781 | IOU | 04617869 | 4.886 | Solar |  |  | Interconnected | Trade Secret | Trade | SHP | SHP062 | Residential |  | Trade Secret | 2021 | 2021
20263-228838-01 | Xcel Energy | 85 | 13781 | IOU | 06242097 | 4.592 | Solar |  |  | Interconnected | Trade Secret | Trade | HOL | HOL061 | Residential |  | Trade Secret | 2025 | 2025
20263-228838-01 | Xcel Energy | 85 | 13781 | IOU | 06234667 | 4.188 | Solar |  |  | Active Application | Trade Secret | Trade | PRR | PRR062 | Residential |  | Trade Secret | 2025
20263-228838-01 | Xcel Energy | 85 | 13781 | IOU | 05951345 | 3.747 | Solar |  |  | Active Application | Trade Secret | Trade | KOL | KOL063 | Residential |  | Trade Secret | 2024
20263-228838-01 | Xcel Energy | 85 | 13781 | IOU | 06124658 | 6.073 | Solar |  |  | Interconnected | Trade Secret | Trade | APA | APA075 | Residential | Solar*Rewards | Trade Secret | 2025 | 2025
20263-228838-01 | Xcel Energy | 85 | 13781 | IOU | 05651323 | 4.5 | Solar |  |  | Active Application | Trade Secret | Trade | APA | APA067 | Residential |  | Trade Secret | 2023
20263-228838-01 | Xcel Energy | 85 | 13781 | IOU | 04060661 | 4.326 | Solar |  |  | Interconnected | Trade Secret | Trade | WIN | WIN043 | Residential | Solar*Rewards | Trade Secret | 2021 | 2021
20263-228838-01 | Xcel Energy | 85 | 13781 | IOU | 03419563 | 8.41 | Solar |  |  | Interconnected | Trade Secret | Trade | HUG | HUG321 | Residential | Solar*Rewards | Trade Secret | 2019 | 2020
20263-228838-01 | Xcel Energy | 85 | 13781 | IOU | 05726956 | 200 | Solar |  |  | Interconnected | Trade Secret | Trade | NMC | NMC082 | Commercial |  | Trade Secret | 2024 | 2024
20263-228838-01 | Xcel Energy | 85 | 13781 | IOU | 05971989 | 5.584 | Solar |  |  | Interconnected | Trade Secret | Trade | SOU | SOU073 | Residential | Solar*Rewards | Trade Secret | 2024 | 2024
20263-228838-01 | Xcel Energy | 85 | 13781 | IOU | 03130276 | 3.6 | Solar |  |  | Interconnected | Trade Secret | Trade | MPK | MPK071 | Residential | Solar*Rewards | Trade Secret | 2019 | 2019
20263-228838-01 | Xcel Energy | 85 | 13781 | IOU | 05449646 | 9.28 | Solar |  |  | Interconnected | Trade Secret | Trade | MPK | MPK084 | Residential | Solar*Rewards | Trade Secret | 2023 | 2023
20263-228838-01 | Xcel Energy | 85 | 13781 | IOU | 05703008 | 11.152 | Solar |  |  | Interconnected | Trade Secret | Trade | AFT | AFT322 | Residential |  | Trade Secret | 2024 | 2024
20263-228838-01 | Xcel Energy | 85 | 13781 | IOU | 04025878 | 7.616 | Solar |  |  | Interconnected | Trade Secret | Trade | LEX | LEX333 | Residential | Solar*Rewards | Trade Secret | 2020 | 2021
20263-228838-01 | Xcel Energy | 85 | 13781 | IOU | 06061802 | 6.912 | Solar |  |  | Interconnected | Trade Secret | Trade | REW | REW023 | Residential |  | Trade Secret | 2025 | 2025
20263-228838-01 | Xcel Energy | 85 | 13781 | IOU | 05525049 | 3.84 | Solar |  |  | Interconnected | Trade Secret | Trade | LEX | LEX333 | Residential | Solar*Rewards | Trade Secret | 2023 | 2023
20263-228838-01 | Xcel Energy | 85 | 13781 | IOU | 06115171 | 5.22 | Solar |  |  | Withdrawn | Trade Secret | Trade | SCL | SCL312 | Residential |  | Trade Secret | 2025
20263-228838-01 | Xcel Energy | 85 | 13781 | IOU | 06117528 | 5.22 | Solar |  |  | Active Application | Trade Secret | Trade | SCL | SCL312 | Residential |  | Trade Secret | 2025
20263-228838-01 | Xcel Energy | 85 | 13781 | IOU | 06279764 | 6.912 | Solar |  |  | Active Application | Trade Secret | Trade | SCL | SCL312 | Residential |  | Trade Secret | 2025
20263-228838-01 | Xcel Energy | 85 | 13781 | IOU | 03130308 | 2.3 | Solar |  |  | Interconnected | Trade Secret | Trade | WES | WES062 | Residential | Solar*Rewards | Trade Secret | 2019 | 2020
20263-228838-01 | Xcel Energy | 85 | 13781 | IOU | 05712111 | 2.835 | Solar |  |  | Interconnected | Trade Secret | Trade | WES | WES062 | Residential | Solar*Rewards | Trade Secret | 2024 | 2024
20263-228838-01 | Xcel Energy | 85 | 13781 | IOU | 05356932 | 2.835 | Solar |  |  | Withdrawn | Trade Secret | Trade | WES | WES062 | Residential | Solar*Rewards | Trade Secret | 2023
20263-228838-01 | Xcel Energy | 85 | 13781 | IOU | 05398822 | 8.32 | Solar |  |  | Interconnected | Trade Secret | Trade | BYT | BYT061 | Residential | Solar*Rewards | Trade Secret | 2023 | 2023
20263-228838-01 | Xcel Energy | 85 | 13781 | IOU | 05834424 | 3.747 | Solar |  |  | Interconnected | Trade Secret | Trade | RLK | RLK073 | Residential |  | Trade Secret | 2024 | 2025
20263-228838-01 | Xcel Energy | 85 | 13781 | IOU | 05760781 | 8.027 | Solar |  |  | Interconnected | Trade Secret | Trade | BLC | BLC062 | Residential |  | Trade Secret | 2024 | 2024
20263-228838-01 | Xcel Energy | 85 | 13781 | IOU | 05206567 | 7.68 | Solar |  |  | Interconnected | Trade Secret | Trade | STO | STO002 | Residential |  | Trade Secret | 2022 | 2023
20263-228838-01 | Xcel Energy | 85 | 13781 | IOU | 03191556 | 3.747 | Solar |  |  | Interconnected | Trade Secret | Trade | SHP | SHP062 | Residential | Solar*Rewards | Trade Secret | 2019 | 2019
20263-228838-01 | Xcel Energy | 85 | 13781 | IOU | 04793898 | 14.79 | Solar |  |  | Interconnected | Trade Secret | Trade | DPN | DPN072 | Residential | Solar*Rewards | Trade Secret | 2022 | 2022
20263-228838-01 | Xcel Energy | 85 | 13781 | IOU | 05996105 | 6.046 | Solar |  |  | Interconnected | Trade Secret | Trade | ESW | ESW081 | Residential |  | Trade Secret | 2024 | 2025
20263-228838-01 | Xcel Energy | 85 | 13781 | IOU | 05846913 | 5.052 | Solar |  |  | Interconnected | Trade Secret | Trade | CRL | CRL065 | Residential |  | Trade Secret | 2024 | 2025
20263-228838-01 | Xcel Energy | 85 | 13781 | IOU | 03133796 | 45 | Solar |  |  | Interconnected | Trade Secret | Trade | WIL | WIL074 | Commercial | Solar*Rewards | Trade Secret | 2013 | 2013
20263-228838-01 | Xcel Energy | 85 | 13781 | IOU | SRO19703 | 45 | Solar |  |  | Withdrawn | Trade Secret | Trade | WIL | WIL074 | Commercial | Solar*Rewards | Trade Secret | 2012
20263-228838-01 | Xcel Energy | 85 | 13781 | IOU | 04990564 | 166.6 | Solar |  |  | Interconnected | Trade Secret | Trade | WIL | WIL074 | Commercial | Solar*Rewards | Trade Secret | 2022 | 2023
20263-228838-01 | Xcel Energy | 85 | 13781 | IOU | 04793578 | 40.252 | Solar |  |  | Interconnected | Trade Secret | Trade | WIL | WIL074 | Commercial | Solar*Rewards | Trade Secret | 2022 | 2023
20263-228838-01 | Xcel Energy | 85 | 13781 | IOU | 05228987 | 5.933 | Solar |  |  | Interconnected | Trade Secret | Trade | RPL | RPL063 | Residential |  | Trade Secret | 2022 | 2022
20263-228838-01 | Xcel Energy | 85 | 13781 | IOU | 05863944 | 7.616 | Solar |  |  | Interconnected | Trade Secret | Trade | CEL | CEL066 | Residential |  | Trade Secret | 2024 | 2024
20263-228838-01 | Xcel Energy | 85 | 13781 | IOU | 04793856 | 4.64 | Solar |  |  | Interconnected | Trade Secret | Trade | HWW | HWW073 | Residential | Solar*Rewards | Trade Secret | 2022 | 2022
20263-228838-01 |  |  |  |  | OID3860242 |  | Solar |  |  | Withdrawn | Trade Secret | Trade | LAK | LAK032 | Residential | Solar*Rewards |  | 2019
20263-228838-01 | Xcel Energy | 85 | 13781 | IOU | 04808188 | 6.576 | Solar |  |  | Interconnected | Trade Secret | Trade | CHE | CHE076 | Residential | Solar*Rewards | Trade Secret | 2022 | 2022
20263-228838-01 | Xcel Energy | 85 | 13781 | IOU | 06081833 | 5.806 | Solar |  |  | Interconnected | Trade Secret | Trade | IDA | IDA072 | Residential |  | Trade Secret | 2025 | 2025
20263-228838-01 | Xcel Energy | 85 | 13781 | IOU | 05830853 | 5.226 | Solar |  |  | Withdrawn | Trade Secret | Trade | IDA | IDA072 | Residential |  | Trade Secret | 2024
20263-228838-01 | Xcel Energy | 85 | 13781 | IOU | 05943144 | 4.555 | Solar |  |  | Interconnected | Trade Secret | Trade | MPK | MPK087 | Residential |  | Trade Secret | 2024 | 2025
20263-228838-01 | Xcel Energy | 85 | 13781 | IOU | OID2730737 | 7.625 | Solar |  |  | Withdrawn | Trade Secret | Trade | CHI | CHI311 | Residential | Solar*Rewards | Trade Secret | 2016
20263-228838-01 | Xcel Energy | 85 | 13781 | IOU | OID2755424 | 7.625 | Solar |  |  | Withdrawn | Trade Secret | Trade | CHI | CHI311 | Residential | Solar*Rewards | Trade Secret | 2016
20263-228838-01 | Xcel Energy | 85 | 13781 | IOU | 03130637 | 7.625 | Solar |  |  | Interconnected | Trade Secret | Trade | CHI | CHI311 | Residential | Solar*Rewards | Trade Secret | 2016 | 2016
20263-228838-01 | Xcel Energy | 85 | 13781 | IOU | 06231783 | 8.376 | Solar |  |  | Interconnected | Trade Secret | Trade | AFT | AFT322 | Residential |  | Trade Secret | 2025 | 2025
20263-228838-01 | Xcel Energy | 85 | 13781 | IOU | OID3066663 | 5 | Solar |  |  | Withdrawn | Trade Secret | Trade | SOU | SOU064 | Residential | Made in Minnesota | Trade Secret | 2017
20263-228838-01 | Xcel Energy | 85 | 13781 | IOU | 03134515 | 10.01 | Solar |  |  | Interconnected | Trade Secret | Trade | DND | DND071 | Residential | Made in Minnesota | Trade Secret | 2015 | 2015
20263-228838-01 | Xcel Energy | 85 | 13781 | IOU | 03130262 | 6 | Solar |  |  | Interconnected | Trade Secret | Trade | BLC | BLC063 | Residential | Solar*Rewards | Trade Secret | 2019 | 2019
20263-228838-01 | Xcel Energy | 85 | 13781 | IOU | 05823804 | 7.616 | Solar |  |  | Interconnected | Trade Secret | Trade | TLK | TLK077 | Residential |  | Trade Secret | 2024 | 2025
20263-228838-01 | Xcel Energy | 85 | 13781 | IOU | OID3338199 | 19.999 | Solar |  |  | Withdrawn | Trade Secret | Trade | RMT | RMT321 | Commercial | Solar*Rewards | Trade Secret | 2018
20263-228838-01 | Xcel Energy | 85 | 13781 | IOU | 03133615 | 3.825 | Solar |  |  | Interconnected | Trade Secret | Trade | WIL | WIL074 | Residential | Solar*Rewards | Trade Secret | 2012 | 2012
20263-228838-01 | Xcel Energy | 85 | 13781 | IOU | 04793914 | 7.616 | Solar |  |  | Interconnected | Trade Secret | Trade | MPK | MPK085 | Residential | Solar*Rewards | Trade Secret | 2022 | 2022
20263-228838-01 | Xcel Energy | 85 | 13781 | IOU | SRO16708 | 10 | Solar |  |  | Withdrawn | Trade Secret | Trade | PKL | PKL085 | Commercial | Solar*Rewards | Trade Secret | 2011
20263-228838-01 | Xcel Energy | 85 | 13781 | IOU | 06083952 | 33.3 | Solar |  |  | Active Application | Trade Secret | Trade | SCL | SCL313 | Commercial |  | Trade Secret | 2025
20263-228838-01 | Xcel Energy | 85 | 13781 | IOU | 05798743 | 320 | Solar |  |  | Active Application | Trade Secret | Trade | GLK | GLK071 | Commercial |  | Trade Secret | 2024
20263-228838-01 | Xcel Energy | 85 | 13781 | IOU | 05455536 | 320 | Solar |  |  | Active Application | Trade Secret | Trade | GLK | GLK071 | Commercial |  | Trade Secret | 2023
20263-228838-01 |  |  |  |  | OID3474803 |  | Solar |  |  | Withdrawn | Trade Secret | Trade | GVW | GVW031 | Residential | Solar*Rewards |  | 2018
20263-228838-01 | Xcel Energy | 85 | 13781 | IOU | 05951713 | 9.56 | Solar |  |  | Interconnected | Trade Secret | Trade | WWK | WWK311 | Residential | Solar*Rewards | Trade Secret | 2024 | 2025
20263-228838-01 | Xcel Energy | 85 | 13781 | IOU | 03132751 | 6 | Solar |  |  | Interconnected | Trade Secret | Trade | SOU | SOU087 | Residential | Solar*Rewards | Trade Secret | 2018 | 2018
20263-228838-01 | Xcel Energy | 85 | 13781 | IOU | OID3815322 | 7.625 | Solar |  |  | Withdrawn | Trade Secret | Trade | PKL | PKL085 | Residential | Solar*Rewards | Trade Secret | 2019
20263-228838-01 | Xcel Energy | 85 | 13781 | IOU | 03141640 | 7.616 | Solar |  |  | Interconnected | Trade Secret | Trade | PKL | PKL085 | Residential | Solar*Rewards | Trade Secret | 2019 | 2019
20263-228838-01 | Xcel Energy | 85 | 13781 | IOU | 04887934 | 11.39 | Solar |  |  | Active Application | Trade Secret | Trade | CHI | CHI311 | Residential | Solar*Rewards | Trade Secret | 2022
20263-228838-01 | Xcel Energy | 85 | 13781 | IOU | SRO25091 | 45 | Solar |  |  | Withdrawn | Trade Secret | Trade | SMT | SMT061 | Commercial | Solar*Rewards | Trade Secret | 2012
20263-228838-01 | Xcel Energy | 85 | 13781 | IOU | 03131195 | 712 | Solar |  |  | Interconnected | Trade Secret | Trade | SMT | SMT061 | Commercial |  | Trade Secret | 2014 | 2015
20263-228838-01 | Xcel Energy | 85 | 13781 | IOU | 03133053 | 36 | Solar |  |  | Interconnected | Trade Secret | Trade | SMT | SMT061 | Commercial | Solar*Rewards | Trade Secret | 2013 | 2015
20263-228838-01 | Xcel Energy | 85 | 13781 | IOU | 05359274 | 6.3 | Solar |  |  | Interconnected | Trade Secret | Trade | TLK | TLK067 | Residential | Solar*Rewards | Trade Secret | 2023 | 2023
20263-228838-01 | Xcel Energy | 85 | 13781 | IOU | 05292939 | 9.994 | Solar |  |  | Interconnected | Trade Secret | Trade | WSG | WSG064 | Residential | Solar*Rewards | Trade Secret | 2022 | 2023
20263-228838-01 | Xcel Energy | 85 | 13781 | IOU | 03130570 | 36.5 | Solar |  |  | Interconnected | Trade Secret | Trade | SOU | SOU083 | Commercial | Made in Minnesota | Trade Secret | 2016 | 2017
20263-228838-01 | Xcel Energy | 85 | 13781 | IOU | SRO29989 | 5 | Solar |  |  | Withdrawn | Trade Secret | Trade | RPL | RPL071 | Residential | Solar*Rewards | Trade Secret | 2013
20263-228838-01 | Xcel Energy | 85 | 13781 | IOU | 06324656 | 3.141 | Solar |  |  | Active Application | Trade Secret | Trade | BLC | BLC062 | Residential | Solar*Rewards | Trade Secret | 2026
20263-228838-01 | Xcel Energy | 85 | 13781 | IOU | 04331638 | 2.61 | Solar |  |  | Interconnected | Trade Secret | Trade | BEL | BEL061 | Residential | Solar*Rewards | Trade Secret | 2021 | 2021
20263-228838-01 | Xcel Energy | 85 | 13781 | IOU | 04794796 | 9.57 | Solar |  |  | Interconnected | Trade Secret | Trade | STY | STY061 | Residential | Solar*Rewards | Trade Secret | 2022 | 2022
20263-228838-01 | Xcel Energy | 85 | 13781 | IOU | 04302589 | 7.54 | Solar |  | X | Interconnected | Trade Secret | Trade | CEL | CEL062 | Residential | Solar*Rewards | Trade Secret | 2021 | 2021
20263-228838-01 | Xcel Energy | 85 | 13781 | IOU | 03134457 | 7 | Solar |  |  | Interconnected | Trade Secret | Trade | OAD | OAD063 | Residential | Made in Minnesota | Trade Secret | 2015 | 2015
20263-228838-01 | Xcel Energy | 85 | 13781 | IOU | 06206115 | 11.866 | Solar |  |  | Interconnected | Trade Secret | Trade | EDA | EDA067 | Residential |  | Trade Secret | 2025 | 2025
20263-228838-01 | Xcel Energy | 85 | 13781 | IOU | 04367081 | 6.282 | Solar |  |  | Interconnected | Trade Secret | Trade | STY | STY075 | Residential | Solar*Rewards | Trade Secret | 2021 | 2021
20263-228838-01 | Xcel Energy | 85 | 13781 | IOU | 05780882 | 11.904 | Solar |  |  | Interconnected | Trade Secret | Trade | BCR | BCR082 | Residential | Solar*Rewards | Trade Secret | 2024 | 2024
20263-228838-01 | Xcel Energy | 85 | 13781 | IOU | 06195525 | 11.5 | Storage |  |  | Interconnected | Trade Secret | Trade | MPK | MPK074 | Residential |  | Trade Secret | 2025 | 2025
20263-228838-01 | Xcel Energy | 85 | 13781 | IOU | 05848113 | 7.329 | Solar |  |  | Interconnected | Trade Secret | Trade | MPK | MPK074 | Residential | Solar*Rewards | Trade Secret | 2024 | 2024
20263-228838-01 | Xcel Energy | 85 | 13781 | IOU | 03130057 | 4.06 | Solar |  |  | Interconnected | Trade Secret | Trade | SOU | SOU079 | Residential | Solar*Rewards | Trade Secret | 2018 | 2019
20263-228838-01 | Xcel Energy | 85 | 13781 | IOU | 04266921 | 6 | Solar |  |  | Interconnected | Trade Secret | Trade | LLK | LLK061 | Residential |  | Trade Secret | 2021 | 2021
20263-228838-01 | Xcel Energy | 85 | 13781 | IOU | 03132212 | 18.195 | Solar |  |  | Interconnected | Trade Secret | Trade | DOC | DOC031 | Commercial | Solar*Rewards | Trade Secret | 2018 | 2018
20263-228838-01 | Xcel Energy | 85 | 13781 | IOU | 06072867 | 5.314 | Solar |  |  | Interconnected | Trade Secret | Trade | CHE | CHE064 | Residential | Solar*Rewards | Trade Secret | 2025 | 2025
20263-228838-01 | Xcel Energy | 85 | 13781 | IOU | 06072844 | 4.555 | Solar |  |  | Withdrawn | Trade Secret | Trade | CHE | CHE064 | Residential |  | Trade Secret | 2025
20263-228838-01 | Xcel Energy | 85 | 13781 | IOU | 03282446 | 3.8 | Solar |  |  | Interconnected | Trade Secret | Trade | RPL | RPL063 | Residential | Solar*Rewards | Trade Secret | 2019 | 2020
20263-228838-01 | Xcel Energy | 85 | 13781 | IOU | 05003632 | 15.046 | Solar |  |  | Interconnected | Trade Secret | Trade | GNL | GNL073 | Residential |  | Trade Secret | 2022 | 2022
20263-228838-01 | Xcel Energy | 85 | 13781 | IOU | 04185435 | 5.52 | Solar |  |  | Interconnected | Trade Secret | Trade | SCL | SCL312 | Residential | Solar*Rewards | Trade Secret | 2020 | 2021
20263-228838-01 | Xcel Energy | 85 | 13781 | IOU | 03131988 | 6 | Solar |  |  | Interconnected | Trade Secret | Trade | RPO | RPO311 | Residential | Made in Minnesota | Trade Secret | 2017 | 2017
20263-228838-01 | Xcel Energy | 85 | 13781 | IOU | 03134388 | 6 | Solar |  |  | Interconnected | Trade Secret | Trade | NOF | NOF061 | Residential | Made in Minnesota | Trade Secret | 2015 | 2015
20263-228838-01 | Xcel Energy | 85 | 13781 | IOU | 03130695 | 0.99 | Solar |  |  | Interconnected | Trade Secret | Trade | UPP | UPP084 | Commercial |  | Trade Secret | 2007 | 2005
20263-228838-01 | Xcel Energy | 85 | 13781 | IOU | 03132568 | 9.995 | Solar |  |  | Interconnected | Trade Secret | Trade | KAN | KAN022 | Residential | Solar*Rewards | Trade Secret | 2018 | 2018
20263-228838-01 | Xcel Energy | 85 | 13781 | IOU | 04269147 | 10.47 | Solar |  |  | Interconnected | Trade Secret | Trade | HWW | HWW075 | Commercial |  | Trade Secret | 2021 | 2021
20263-228838-01 | Xcel Energy | 85 | 13781 | IOU | 04271418 | 13.92 | Solar |  |  | Interconnected | Trade Secret | Trade | CTR | CTR031 | Commercial | Solar*Rewards | Trade Secret | 2021 | 2021
20263-228838-01 | Xcel Energy | 85 | 13781 | IOU | 05819720 | 7.616 | Solar |  |  | Interconnected | Trade Secret | Trade | SLP | SLP082 | Residential | Solar*Rewards | Trade Secret | 2024 | 2025
20263-228838-01 | Xcel Energy | 85 | 13781 | IOU | 03132495 | 66.6 | Solar |  |  | Interconnected | Trade Secret | Trade | BRP | BRP062 | Commercial |  | Trade Secret | 2018 | 2019
20263-228838-01 | Xcel Energy | 85 | 13781 | IOU | OID3666875 | 33.3 | Solar |  |  | Withdrawn | Trade Secret | Trade | DBL | DBL069 | Commercial | Solar*Rewards | Trade Secret | 2018
20263-228838-01 | Xcel Energy | 85 | 13781 | IOU | 05601554 | 6.3 | Solar |  |  | Interconnected | Trade Secret | Trade | SOU | SOU083 | Residential |  | Trade Secret | 2023 | 2023
20263-228838-01 | Xcel Energy | 85 | 13781 | IOU | 05939841 | 6.046 | Solar |  |  | Interconnected | Trade Secret | Trade | STY | STY073 | Residential |  | Trade Secret | 2024 | 2025
20263-228838-01 | Xcel Energy | 85 | 13781 | IOU | 05584559 | 4.725 | Solar |  |  | Interconnected | Trade Secret | Trade | APA | APA068 | Residential |  | Trade Secret | 2023 | 2023
20263-228838-01 | Xcel Energy | 85 | 13781 | IOU | 05452478 | 6.4 | Solar |  |  | Interconnected | Trade Secret | Trade | FAB | FAB071 | Residential | Solar*Rewards | Trade Secret | 2023 | 2023
20263-228838-01 | Xcel Energy | 85 | 13781 | IOU | 06176916 | 3.774 | Solar |  |  | Withdrawn | Trade Secret | Trade | PKL | PKL085 | Residential | Solar*Rewards | Trade Secret | 2025
20263-228838-01 | Xcel Energy | 85 | 13781 | IOU | 06251162 | 4.064 | Solar |  |  | Interconnected | Trade Secret | Trade | PKL | PKL085 | Residential |  | Trade Secret | 2025 | 2025
20263-228838-01 | Xcel Energy | 85 | 13781 | IOU | OID1951800 | 9.995 | Solar |  |  | Withdrawn | Trade Secret | Trade | EDA | EDA084 | Residential | Made in Minnesota | Trade Secret | 2014
20263-228838-01 | Xcel Energy | 85 | 13781 | IOU | 03836612 | 24 | Solar |  |  | Active Application | Trade Secret | Trade | SCH | SCH211 | Commercial | Solar*Rewards | Trade Secret | 2020
20263-228838-01 | Xcel Energy | 85 | 13781 | IOU | 03129995 | 7.83 | Solar |  |  | Interconnected | Trade Secret | Trade | CHI | CHI311 | Residential | Solar*Rewards | Trade Secret | 2018 | 2019
20263-228838-01 | Xcel Energy | 85 | 13781 | IOU | 03130780 | 4 | Solar |  |  | Interconnected | Trade Secret | Trade | MOL | MOL068 | Residential |  | Trade Secret | 2006 | 2006
20263-228838-01 |  |  |  |  | OID3905611 |  | Storage |  |  | Withdrawn | Trade Secret | Trade | RAM | RAM073 | Residential |  |  | 2019
20263-228838-01 | Xcel Energy | 85 | 13781 | IOU | 04793670 | 7.68 | Solar |  |  | Interconnected | Trade Secret | Trade | RAM | RAM073 | Residential | Solar*Rewards | Trade Secret | 2022 | 2022
20263-228838-01 | Xcel Energy | 85 | 13781 | IOU | 04895997 | 5.8 | Solar |  |  | Interconnected | Trade Secret | Trade | RLK | RLK071 | Residential | Solar*Rewards | Trade Secret | 2022 | 2022
20263-228838-01 | Xcel Energy | 85 | 13781 | IOU | 04170327 | 9.994 | Solar |  |  | Interconnected | Trade Secret | Trade | DHL | DHL061 | Residential | Solar*Rewards | Trade Secret | 2021 | 2021
20263-228838-01 | Xcel Energy | 85 | 13781 | IOU | 05248738 | 12.47 | Solar |  |  | Interconnected | Trade Secret | Trade | KOL | KOL073 | Residential |  | Trade Secret | 2022 | 2023
20263-228838-01 | Xcel Energy | 85 | 13781 | IOU | 04438749 | 7.678 | Solar |  |  | Interconnected | Trade Secret | Trade | RLK | RLK065 | Residential | Solar*Rewards | Trade Secret | 2021 | 2021
20263-228838-01 | Xcel Energy | 85 | 13781 | IOU | SRO29646 | 30 | Solar |  |  | Withdrawn | Trade Secret | Trade | APA | APA073 | Commercial | Solar*Rewards | Trade Secret | 2013
20263-228838-01 | Xcel Energy | 85 | 13781 | IOU | SRO24386 | 30 | Solar |  |  | Withdrawn | Trade Secret | Trade | APA | APA073 | Commercial | Solar*Rewards | Trade Secret | 2012
20263-228838-01 | Xcel Energy | 85 | 13781 | IOU | 03133208 | 3.99 | Solar |  |  | Interconnected | Trade Secret | Trade | WCR | WCR063 | Residential | Solar*Rewards | Trade Secret | 2010 | 2011
20263-228838-01 | Xcel Energy | 85 | 13781 | IOU | 05626460 | 24.57 | Solar |  |  | Interconnected | Trade Secret | Trade | WCR | WCR063 | Residential |  | Trade Secret | 2023 | 2025
20263-228838-01 | Xcel Energy | 85 | 13781 | IOU | 05988610 | 3.84 | Solar |  |  | Interconnected | Trade Secret | Trade | WSG | WSG061 | Residential | Solar*Rewards | Trade Secret | 2024 | 2025
20263-228838-01 | Xcel Energy | 85 | 13781 | IOU | 03132824 | 12.24 | Solar |  | X | Interconnected | Trade Secret | Trade | CEL | CEL062 | Residential | Solar*Rewards | Trade Secret | 2018 | 2019
20263-228838-01 | Xcel Energy | 85 | 13781 | IOU | 06327616 | 11.5 | Storage |  |  | Active Application | Trade Secret | Trade | CEL | CEL062 | Residential |  | Trade Secret | 2026
20263-228838-01 | Xcel Energy | 85 | 13781 | IOU | 04693177 | 39.73 | Solar |  |  | Interconnected | Trade Secret | Trade | WDY | WDY321 | Commercial | Solar*Rewards | Trade Secret | 2022 | 2022
20263-228838-01 | Xcel Energy | 85 | 13781 | IOU | 03134064 | 16 | Solar |  |  | Interconnected | Trade Secret | Trade | HWW | HWW063 | Commercial | Made in Minnesota | Trade Secret | 2014 | 2014
20263-228838-01 | Xcel Energy | 85 | 13781 | IOU | 05795656 | 3.774 | Solar |  |  | Interconnected | Trade Secret | Trade | OAD | OAD072 | Residential |  | Trade Secret | 2024 | 2024
20263-228838-01 | Xcel Energy | 85 | 13781 | IOU | 03129713 | 33.3 | Solar |  |  | Interconnected | Trade Secret | Trade | GLK | GLK061 | Commercial | Solar*Rewards | Trade Secret | 2018 | 2019
20263-228838-01 | Xcel Energy | 85 | 13781 | IOU | 05466624 | 6.3 | Solar |  |  | Interconnected | Trade Secret | Trade | HUG | HUG321 | Residential | Solar*Rewards | Trade Secret | 2023 | 2023
20263-228838-01 | Xcel Energy | 85 | 13781 | IOU | 06011343 | 3.774 | Solar |  |  | Interconnected | Trade Secret | Trade | SLP | SLP082 | Residential |  | Trade Secret | 2024 | 2025
20263-228838-01 | Xcel Energy | 85 | 13781 | IOU | 03130048 | 3.36 | Solar |  |  | Interconnected | Trade Secret | Trade | MST | MST071 | Residential | Solar*Rewards | Trade Secret | 2018 | 2020
20263-228838-01 | Xcel Energy | 85 | 13781 | IOU | 05367310 | 7.04 | Solar |  |  | Interconnected | Trade Secret | Trade | HUG | HUG321 | Residential | Solar*Rewards | Trade Secret | 2023 | 2023
20263-228838-01 | Xcel Energy | 85 | 13781 | IOU | 04947829 | 7.678 | Solar |  |  | Interconnected | Trade Secret | Trade | RIV | RIV061 | Residential | Solar*Rewards | Trade Secret | 2022 | 2023
20263-228838-01 | Xcel Energy | 85 | 13781 | IOU | 04881103 | 8.027 | Solar |  |  | Interconnected | Trade Secret | Trade | SOU | SOU082 | Residential | Solar*Rewards | Trade Secret | 2022 | 2023
20263-228838-01 | Xcel Energy | 85 | 13781 | IOU | 06008372 | 6.46 | Solar |  |  | Interconnected | Trade Secret | Trade | ALD | ALD076 | Residential | Solar*Rewards | Trade Secret | 2024 | 2025
20263-228838-01 | Xcel Energy | 85 | 13781 | IOU | 03734933 | 11.377 | Solar |  |  | Interconnected | Trade Secret | Trade | FIC | FIC031 | Residential | Solar*Rewards | Trade Secret | 2020 | 2020
20263-228838-01 | Xcel Energy | 85 | 13781 | IOU | 05366287 | 6.282 | Solar |  |  | Interconnected | Trade Secret | Trade | UPP | UPP063 | Residential |  | Trade Secret | 2023 | 2023
20263-228838-01 | Xcel Energy | 85 | 13781 | IOU | 05958085 | 7.212 | Solar |  |  | Interconnected | Trade Secret | Trade | MEL | MEL089 | Residential | Solar*Rewards | Trade Secret | 2024 | 2025
20263-228838-01 | Xcel Energy | 85 | 13781 | IOU | 05490530 | 3.25 | Solar |  |  | Interconnected | Trade Secret | Trade | GVW | GVW031 | Residential | Solar*Rewards | Trade Secret | 2023 | 2023
20263-228838-01 | Xcel Energy | 85 | 13781 | IOU | 05990529 | 4.175 | Solar |  |  | Interconnected | Trade Secret | Trade | MDT | MDT077 | Residential | Solar*Rewards | Trade Secret | 2024 | 2025
20263-228838-01 | Xcel Energy | 85 | 13781 | IOU | 06182972 | 3.796 | Solar |  |  | Interconnected | Trade Secret | Trade | SLP | SLP076 | Residential | Solar*Rewards | Trade Secret | 2025 | 2025
20263-228838-01 | Xcel Energy | 85 | 13781 | IOU | 06170986 | 3.416 | Solar |  |  | Withdrawn | Trade Secret | Trade | SLP | SLP076 | Residential | Solar*Rewards | Trade Secret | 2025
20263-228838-01 | Xcel Energy | 85 | 13781 | IOU | 06229975 | 9.628 | Solar |  |  | Withdrawn | Trade Secret | Trade | LCR | LCR311 | Residential |  | Trade Secret | 2025
20263-228838-01 | Xcel Energy | 85 | 13781 | IOU | 03129773 | 30 | Wind |  |  | Interconnected | Trade Secret | Trade | SWN | SWN021 | Residential |  | Trade Secret | 2014 | 2014
20263-228838-01 | Xcel Energy | 85 | 13781 | IOU | 06201117 | 32.457 | Solar |  |  | Withdrawn | Trade Secret | Trade | MND | MND063 | Residential | Solar*Rewards | Trade Secret | 2025
20263-228838-01 | Xcel Energy | 85 | 13781 | IOU | 06217987 | 32.457 | Solar |  |  | Withdrawn | Trade Secret | Trade | MND | MND063 | Residential |  | Trade Secret | 2025
20263-228838-01 | Xcel Energy | 85 | 13781 | IOU | 04793901 | 4.64 | Solar |  |  | Interconnected | Trade Secret | Trade | STY | STY061 | Residential | Solar*Rewards | Trade Secret | 2022 | 2022
20263-228838-01 | Xcel Energy | 85 | 13781 | IOU | 05484995 | 3.19 | Solar |  |  | Interconnected | Trade Secret | Trade | STY | STY073 | Residential |  | Trade Secret | 2023 | 2023
20263-228838-01 |  |  |  |  | 05478916 |  |  |  |  | Active Application | Trade Secret | Trade | STY | STY073 | Residential |  |  | 2023
20263-228838-01 | Xcel Energy | 85 | 13781 | IOU | 04251392 | 5.51 | Solar |  |  | Interconnected | Trade Secret | Trade | SOU | SOU079 | Residential | Solar*Rewards | Trade Secret | 2021 | 2021
20263-228838-01 | Xcel Energy | 85 | 13781 | IOU | 03135129 | 7.63 | Solar |  |  | Interconnected | Trade Secret | Trade | MPK | MPK065 | Residential | Solar*Rewards | Trade Secret | 2016 | 2017
20263-228838-01 | Xcel Energy | 85 | 13781 | IOU | 03134418 | 9 | Solar |  |  | Interconnected | Trade Secret | Trade | WAB | WAB031 | Residential | Made in Minnesota | Trade Secret | 2015 | 2015
20263-228838-01 | Xcel Energy | 85 | 13781 | IOU | OID2250765 | 9 | Solar |  |  | Withdrawn | Trade Secret | Trade | WAB | WAB031 | Residential | Solar*Rewards | Trade Secret | 2015
20263-228838-01 | Xcel Energy | 85 | 13781 | IOU | 04387600 | 3.48 | Solar |  |  | Interconnected | Trade Secret | Trade | WES | WES073 | Residential | Solar*Rewards | Trade Secret | 2021 | 2021
20263-228838-01 | Xcel Energy | 85 | 13781 | IOU | 05957071 | 5.052 | Solar |  |  | Interconnected | Trade Secret | Trade | TWL | TWL064 | Residential |  | Trade Secret | 2024 | 2025
20263-228838-01 | Xcel Energy | 85 | 13781 | IOU | 03131854 | 7.63 | Solar |  |  | Interconnected | Trade Secret | Trade | GLK | GLK061 | Residential | Made in Minnesota | Trade Secret | 2017 | 2017
20263-228838-01 | Xcel Energy | 85 | 13781 | IOU | 03876093 | 6.09 | Solar |  |  | Interconnected | Trade Secret | Trade | WSG | WSG362 | Residential | Solar*Rewards | Trade Secret | 2020 | 2021
20263-228838-01 | Xcel Energy | 85 | 13781 | IOU | 03482299 | 23.2 | Solar |  |  | Interconnected | Trade Secret | Trade | ALD | ALD092 | Commercial | Solar*Rewards | Trade Secret | 2019 | 2020
20263-228838-01 | Xcel Energy | 85 | 13781 | IOU | 06133383 | 3.936 | Solar |  |  | Interconnected | Trade Secret | Trade | STY | STY075 | Residential | Solar*Rewards | Trade Secret | 2025 | 2025
20263-228838-01 | Xcel Energy | 85 | 13781 | IOU | 03930355 | 200 | Solar |  |  | Interconnected | Trade Secret | Trade | TER | TER066 | Commercial |  | Trade Secret | 2020 | 2021
20263-228838-01 | Xcel Energy | 85 | 13781 | IOU | 04395886 | 7.616 | Solar |  |  | Interconnected | Trade Secret | Trade | OPK | OPK073 | Residential | Solar*Rewards | Trade Secret | 2021 | 2022
20263-228838-01 | Xcel Energy | 85 | 13781 | IOU | 06012377 | 4.188 | Solar |  |  | Interconnected | Trade Secret | Trade | ALD | ALD084 | Residential | Solar*Rewards | Trade Secret | 2024 | 2025
20263-228838-01 | Xcel Energy | 85 | 13781 | IOU | 03130008 | 5.28 | Solar |  |  | Interconnected | Trade Secret | Trade | GLK | GLK074 | Residential | Solar*Rewards | Trade Secret | 2018 | 2019
20263-228838-01 | Xcel Energy | 85 | 13781 | IOU | 06277417 | 4.355 | Solar |  |  | Interconnected | Trade Secret | Trade | WIL | WIL089 | Residential |  | Trade Secret | 2025 | 2026
20263-228838-01 | Xcel Energy | 85 | 13781 | IOU | 03131031 | 39.79 | Solar |  |  | Interconnected | Trade Secret | Trade | ELP | ELP082 | Commercial |  | Trade Secret | 2010 | 2011
20263-228838-01 | Xcel Energy | 85 | 13781 | IOU | 06299404 | 12 | Storage |  |  | Active Application | Trade Secret | Trade | CRL | CRL027 | Residential |  | Trade Secret | 2025
20263-228838-01 | Xcel Energy | 85 | 13781 | IOU | 04580842 | 6.38 | Solar |  |  | Interconnected | Trade Secret | Trade | CRL | CRL027 | Residential |  | Trade Secret | 2021 | 2022
20263-228838-01 | Xcel Energy | 85 | 13781 | IOU | 06163877 | 27.604 | Solar |  |  | Interconnected | Trade Secret | Trade | BYT | BYT061 | Residential | Solar*Rewards | Trade Secret | 2025 | 2026
20263-228838-01 | Xcel Energy | 85 | 13781 | IOU | 05995813 | 5.226 | Solar |  |  | Interconnected | Trade Secret | Trade | APA | APA067 | Residential | Solar*Rewards | Trade Secret | 2024 | 2025
20263-228838-01 | Xcel Energy | 85 | 13781 | IOU | 03132936 | 96.06 | Solar |  |  | Interconnected | Trade Secret | Trade | RWD | RWD063 | Commercial |  | Trade Secret | 2018 | 2018
20263-228838-01 | Xcel Energy | 85 | 13781 | IOU | 05749419 | 5.376 | Solar |  |  | Interconnected | Trade Secret | Trade | APA | APA076 | Residential | Solar*Rewards | Trade Secret | 2024 | 2024
20263-228838-01 | Xcel Energy | 85 | 13781 | IOU | 05711908 | 15.2 | Solar |  |  | Interconnected | Trade Secret | Trade | EDA | EDA067 | Residential | Solar*Rewards | Trade Secret | 2024 | 2024
20263-228838-01 | Xcel Energy | 85 | 13781 | IOU | 06173890 | 19.1 | Solar |  |  | Active Application | Trade Secret | Trade | EDA | EDA067 | Residential | Solar*Rewards | Trade Secret | 2025
20263-228838-01 | Xcel Energy | 85 | 13781 | IOU | 06117830 | 26.7 | Solar |  | X | Active Application | Trade Secret | Trade | EDA | EDA067 | Residential | Solar*Rewards | Trade Secret | 2025
20263-228838-01 | Xcel Energy | 85 | 13781 | IOU | 06001739 | 7 | Solar |  |  | Interconnected | Trade Secret | Trade | TLK | TLK073 | Residential | Solar*Rewards | Trade Secret | 2024 | 2025
20263-228838-01 | Xcel Energy | 85 | 13781 | IOU | 05517179 | 6.282 | Solar |  |  | Interconnected | Trade Secret | Trade | RAM | RAM077 | Residential |  | Trade Secret | 2023 | 2023
20263-228838-01 | Xcel Energy | 85 | 13781 | IOU | OID3480275 | 19.99 | Solar |  |  | Withdrawn | Trade Secret | Trade | MEK | MEK021 | Commercial | Solar*Rewards | Trade Secret | 2018
20263-228838-01 | Xcel Energy | 85 | 13781 | IOU | 04105687 | 5 | Solar |  |  | Interconnected | Trade Secret | Trade | MPK | MPK068 | Residential | Solar*Rewards | Trade Secret | 2020 | 2021
20263-228838-01 | Xcel Energy | 85 | 13781 | IOU | 04219334 | 6.96 | Solar |  |  | Interconnected | Trade Secret | Trade | CGR | CGR071 | Residential | Solar*Rewards | Trade Secret | 2020 | 2021
20263-228838-01 | Xcel Energy | 85 | 13781 | IOU | 06276595 | 9.6 | Solar |  |  | Active Application | Trade Secret | Trade | SIP | SIP073 | Residential |  | Trade Secret | 2025
20263-228838-01 | Xcel Energy | 85 | 13781 | IOU | 06324648 | 4.188 | Solar |  |  | Active Application | Trade Secret | Trade | SOU | SOU060 | Residential | Solar*Rewards | Trade Secret | 2026
20263-228838-01 | Xcel Energy | 85 | 13781 | IOU | 03131574 | 6 | Solar |  |  | Interconnected | Trade Secret | Trade | WES | WES073 | Residential | Made in Minnesota | Trade Secret | 2017 | 2017
20263-228838-01 | Xcel Energy | 85 | 13781 | IOU | OID2033337 | 5.28 | Solar |  |  | Withdrawn | Trade Secret | Trade | COK | COK061 | Residential | Solar*Rewards | Trade Secret | 2014
20263-228838-01 | Xcel Energy | 85 | 13781 | IOU | 03134723 | 8.2 | Solar |  |  | Interconnected | Trade Secret | Trade | MRN | MRN021 | Residential | Made in Minnesota | Trade Secret | 2015 | 2016
20263-228838-01 | Xcel Energy | 85 | 13781 | IOU | 06195637 | 7.971 | Solar |  |  | Interconnected | Trade Secret | Trade | TWL | TWL065 | Residential | Solar*Rewards | Trade Secret | 2025 | 2025
20263-228838-01 | Xcel Energy | 85 | 13781 | IOU | 03343166 | 7.616 | Solar |  |  | Interconnected | Trade Secret | Trade | RRK | RRK064 | Residential | Solar*Rewards | Trade Secret | 2019 | 2020
20263-228838-01 | Xcel Energy | 85 | 13781 | IOU | 04914971 | 4.886 | Solar |  |  | Interconnected | Trade Secret | Trade | MPK | MPK074 | Residential | Solar*Rewards | Trade Secret | 2022 | 2022
20263-228838-01 | Xcel Energy | 85 | 13781 | IOU | 06208371 | 7.678 | Solar |  |  | Withdrawn | Trade Secret | Trade | SLP | SLP092 | Residential | Solar*Rewards | Trade Secret | 2025
20263-228838-01 | Xcel Energy | 85 | 13781 | IOU | 06208378 | 7.678 | Solar |  | X | Interconnected | Trade Secret | Trade | SLP | SLP092 | Residential |  | Trade Secret | 2025 | 2025
20263-228838-01 | Xcel Energy | 85 | 13781 | IOU | 05755899 | 23.04 | Solar |  |  | Withdrawn | Trade Secret | Trade | DOC | DOC031 | Residential | Solar*Rewards | Trade Secret | 2024
20263-228838-01 | Xcel Energy | 85 | 13781 | IOU | 04518638 | 4.8 | Solar |  |  | Interconnected | Trade Secret | Trade | RPO | RPO312 | Residential |  | Trade Secret | 2021 | 2021
20263-228838-01 | Xcel Energy | 85 | 13781 | IOU | 04796619 | 9.28 | Solar |  |  | Interconnected | Trade Secret | Trade | WSG | WSG076 | Residential | Solar*Rewards | Trade Secret | 2022 | 2022
20263-228838-01 | Xcel Energy | 85 | 13781 | IOU | 04949993 | 5 | Storage |  |  | Interconnected | Trade Secret | Trade | WSG | WSG076 | Residential |  | Trade Secret | 2022 | 2022
20263-228838-01 | Xcel Energy | 85 | 13781 | IOU | 04793633 | 11.02 | Solar |  |  | Interconnected | Trade Secret | Trade | WSG | WSG076 | Residential | Solar*Rewards | Trade Secret | 2022 | 2022
20263-228838-01 | Xcel Energy | 85 | 13781 | IOU | 03512349 | 6 | Solar |  |  | Interconnected | Trade Secret | Trade | SOU | SOU086 | Residential | Solar*Rewards | Trade Secret | 2019 | 2020
20263-228838-01 | Xcel Energy | 85 | 13781 | IOU | 06040194 | 6.631 | Solar |  |  | Interconnected | Trade Secret | Trade | TER | TER071 | Residential | Solar*Rewards | Trade Secret | 2024 | 2025
20263-228838-01 | Xcel Energy | 85 | 13781 | IOU | 03132507 | 6 | Solar |  |  | Interconnected | Trade Secret | Trade | LAP | LAP311 | Residential | Solar*Rewards | Trade Secret | 2018 | 2018
20263-228838-01 | Xcel Energy | 85 | 13781 | IOU | 06116138 | 11.5 | Storage |  |  | Withdrawn | Trade Secret | Trade | LAP | LAP311 | Residential |  | Trade Secret | 2025
20263-228838-01 | Xcel Energy | 85 | 13781 | IOU | 03134322 | 6 | Solar |  |  | Interconnected | Trade Secret | Trade | EDA | EDA084 | Residential | Solar*Rewards | Trade Secret | 2015 | 2015
20263-228838-01 | Xcel Energy | 85 | 13781 | IOU | 04664274 | 5 | Solar |  |  | Interconnected | Trade Secret | Trade | TWL | TWL062 | Residential |  | Trade Secret | 2021 | 2022
20263-228838-01 | Xcel Energy | 85 | 13781 | IOU | 03132328 | 11.39 | Solar |  |  | Interconnected | Trade Secret | Trade | GRC | GRC062 | Residential | Solar*Rewards | Trade Secret | 2018 | 2018
20263-228838-01 | Xcel Energy | 85 | 13781 | IOU | 03387450 | 9.994 | Solar |  |  | Interconnected | Trade Secret | Trade | HUG | HUG322 | Residential | Solar*Rewards | Trade Secret | 2019 | 2020
20263-228838-01 | Xcel Energy | 85 | 13781 | IOU | 05240830 | 11.02 | Solar |  |  | Interconnected | Trade Secret | Trade | WCS | WCS072 | Residential |  | Trade Secret | 2022 | 2023
20263-228838-01 | Xcel Energy | 85 | 13781 | IOU | 04955560 | 8.344 | Solar |  |  | Interconnected | Trade Secret | Trade | SAV | SAV063 | Residential | Solar*Rewards | Trade Secret | 2022 | 2023
20263-228838-01 | Xcel Energy | 85 | 13781 | IOU | 06226505 | 21.24 | Storage |  |  | Interconnected | Trade Secret | Trade | SAV | SAV063 | Residential |  | Trade Secret | 2025 | 2025
20263-228838-01 | Xcel Energy | 85 | 13781 | IOU | 03130679 | 9.93 | Solar |  |  | Interconnected | Trade Secret | Trade | CHE | CHE075 | Residential | Made in Minnesota | Trade Secret | 2016 | 2017
20263-228838-01 | Xcel Energy | 85 | 13781 | IOU | 03460715 | 6 | Solar |  |  | Interconnected | Trade Secret | Trade | WES | WES076 | Residential | Solar*Rewards | Trade Secret | 2019 | 2020
20263-228838-01 | Xcel Energy | 85 | 13781 | IOU | 05868548 | 7.616 | Solar |  |  | Interconnected | Trade Secret | Trade | MOL | MOL061 | Residential |  | Trade Secret | 2024 | 2025
20263-228838-01 | Xcel Energy | 85 | 13781 | IOU | 05530321 | 11.52 | Solar |  |  | Withdrawn | Trade Secret | Trade | BRO | BRO021 | Residential |  | Trade Secret | 2023
20263-228838-01 | Xcel Energy | 85 | 13781 | IOU | 05738440 | 11.52 | Solar |  |  | Withdrawn | Trade Secret | Trade | BRO | BRO021 | Residential |  | Trade Secret | 2024
20263-228838-01 | Xcel Energy | 85 | 13781 | IOU | OID2580486 | 7.63 | Solar |  |  | Withdrawn | Trade Secret | Trade | GSL | GSL061 | Residential | Made in Minnesota | Trade Secret | 2016
20263-228838-01 | Xcel Energy | 85 | 13781 | IOU | 06300091 | 9.984 | Solar |  |  | Active Application | Trade Secret | Trade | LAP | LAP311 | Residential |  | Trade Secret | 2026
20263-228838-01 | Xcel Energy | 85 | 13781 | IOU | 04441183 | 6.96 | Solar |  |  | Interconnected | Trade Secret | Trade | WIL | WIL062 | Residential | Solar*Rewards | Trade Secret | 2021 | 2022
20263-228838-01 | Xcel Energy | 85 | 13781 | IOU | 03130614 | 9 | Solar |  |  | Interconnected | Trade Secret | Trade | LAC | LAC062 | Residential | Made in Minnesota | Trade Secret | 2016 | 2016
20263-228838-01 | Xcel Energy | 85 | 13781 | IOU | 03504140 | 19.99 | Solar |  |  | Interconnected | Trade Secret | Trade | DGC | DGC061 | Commercial | Solar*Rewards | Trade Secret | 2020 | 2021
20263-228838-01 | Xcel Energy | 85 | 13781 | IOU | 04216567 | 4.8 | Solar |  |  | Interconnected | Trade Secret | Trade | HYL | HYL071 | Residential | Solar*Rewards | Trade Secret | 2020 | 2021
20263-228838-01 | Xcel Energy | 85 | 13781 | IOU | 06324650 | 5.235 | Solar |  |  | Active Application | Trade Secret | Trade | APA | APA077 | Residential | Solar*Rewards | Trade Secret | 2026
20263-228838-01 | Xcel Energy | 85 | 13781 | IOU | 03134423 | 35.1 | Solar |  |  | Interconnected | Trade Secret | Trade | TWL | TWL069 | Commercial | Made in Minnesota | Trade Secret | 2015 | 2015
20263-228838-01 | Xcel Energy | 85 | 13781 | IOU | 06183510 | 7.6 | Solar |  |  | Interconnected | Trade Secret | Trade | FRM | FRM071 | Residential | Solar*Rewards | Trade Secret | 2025 | 2025
20263-228838-01 | Xcel Energy | 85 | 13781 | IOU | 06029361 | 12.146 | Solar |  |  | Interconnected | Trade Secret | Trade | DPN | DPN062 | Residential | Solar*Rewards | Trade Secret | 2024 | 2025
20263-228838-01 | Xcel Energy | 85 | 13781 | IOU | 03131480 | 3.8 | Solar |  |  | Interconnected | Trade Secret | Trade | SOU | SOU069 | Residential | Solar*Rewards | Trade Secret | 2017 | 2017
20263-228838-01 | Xcel Energy | 85 | 13781 | IOU | 04998800 | 9.994 | Solar |  |  | Interconnected | Trade Secret | Trade | UPP | UPP084 | Residential |  | Trade Secret | 2022 | 2024
20263-228838-01 | Xcel Energy | 85 | 13781 | IOU | 05344713 | 12.18 | Solar |  |  | Interconnected | Trade Secret | Trade | UPP | UPP084 | Residential |  | Trade Secret | 2023 | 2023
20263-228838-01 |  |  |  |  | 05775441 |  | Solar |  |  | Active Application | Trade Secret | Trade | SHP | SHP061 | Residential | Solar*Rewards |  | 2024
20263-228838-01 | Xcel Energy | 85 | 13781 | IOU | 05194718 | 7.68 | Solar |  |  | Withdrawn | Trade Secret | Trade | MHW | MHW311 | Residential |  | Trade Secret | 2022
20263-228838-01 | Xcel Energy | 85 | 13781 | IOU | 05496748 | 3.792 | Solar |  |  | Interconnected | Trade Secret | Trade | XRD | XRD077 | Residential | Solar*Rewards | Trade Secret | 2023 | 2023
20263-228838-01 | Xcel Energy | 85 | 13781 | IOU | 03952403 | 9.36 | Solar |  |  | Interconnected | Trade Secret | Trade | WCR | WCR311 | Residential | Solar*Rewards | Trade Secret | 2020 | 2021
20263-228838-01 | Xcel Energy | 85 | 13781 | IOU | 03987875 | 5.51 | Solar |  |  | Interconnected | Trade Secret | Trade | APA | APA069 | Residential | Solar*Rewards | Trade Secret | 2020 | 2020
20263-228838-01 | Xcel Energy | 85 | 13781 | IOU | 03130549 | 7.616 | Solar |  |  | Interconnected | Trade Secret | Trade | PAT | PAT313 | Residential | Solar*Rewards | Trade Secret | 2018 | 2019
20263-228838-01 | Xcel Energy | 85 | 13781 | IOU | 05483783 | 3.25 | Solar |  |  | Active Application | Trade Secret | Trade | TWL | TWL063 | Residential | Solar*Rewards | Trade Secret | 2024
20263-228838-01 | Xcel Energy | 85 | 13781 | IOU | 03131026 | 400 | Other |  |  | Interconnected | Trade Secret | Trade | FAB | FAB063 | Commercial |  | Trade Secret | 2010 | 2010
20263-228838-01 | Xcel Energy | 85 | 13781 | IOU | 05373689 | 7.68 | Solar |  |  | Interconnected | Trade Secret | Trade | WIL | WIL093 | Residential | Solar*Rewards | Trade Secret | 2023 | 2023
20263-228838-01 | Xcel Energy | 85 | 13781 | IOU | 05366997 | 4.48 | Solar |  |  | Interconnected | Trade Secret | Trade | SOU | SOU087 | Residential |  | Trade Secret | 2023 | 2023
20263-228838-01 | Xcel Energy | 85 | 13781 | IOU | 05711042 | 11.808 | Solar |  |  | Interconnected | Trade Secret | Trade | CGR | CGR071 | Residential |  | Trade Secret | 2024 | 2024
20263-228838-01 | Xcel Energy | 85 | 13781 | IOU | 03134215 | 10 | Solar |  |  | Interconnected | Trade Secret | Trade | HUG | HUG312 | Residential | Made in Minnesota | Trade Secret | 2015 | 2015
20263-228838-01 | Xcel Energy | 85 | 13781 | IOU | 06190789 | 5.584 | Solar |  | X | Interconnected | Trade Secret | Trade | SOU | SOU075 | Residential | Solar*Rewards | Trade Secret | 2025 | 2025
20263-228838-01 |  |  |  |  | 04924740 |  | Solar |  |  | Active Application | Trade Secret | Trade | TWL | TWL066 | Residential | Solar*Rewards |  | 2022
20263-228838-01 | Xcel Energy | 85 | 13781 | IOU | 04429239 | 11.39 | Solar |  |  | Active Application | Trade Secret | Trade | TWL | TWL066 | Residential | Solar*Rewards | Trade Secret | 2021
20263-228838-01 | Xcel Energy | 85 | 13781 | IOU | 04548345 | 11.39 | Solar |  |  | Interconnected | Trade Secret | Trade | TWL | TWL066 | Residential |  | Trade Secret | 2021 | 2022
20263-228838-01 | Xcel Energy | 85 | 13781 | IOU | 05849159 | 8.448 | Solar |  |  | Active Application | Trade Secret | Trade | WIL | WIL063 | Residential | Solar*Rewards | Trade Secret | 2024
20263-228838-01 | Xcel Energy | 85 | 13781 | IOU | 05947536 | 9.869 | Solar |  |  | Interconnected | Trade Secret | Trade | LEX | LEX074 | Residential | Solar*Rewards | Trade Secret | 2024 | 2024
20263-228838-01 | Xcel Energy | 85 | 13781 | IOU | 06342808 | 9.074 | Solar |  |  | Active Application | Trade Secret | Trade | DBL | DBL067 | Residential | Solar*Rewards | Trade Secret | 2026
20263-228838-01 | Xcel Energy | 85 | 13781 | IOU | 03134943 | 5 | Solar |  |  | Interconnected | Trade Secret | Trade | ALD | ALD085 | Residential | Made in Minnesota | Trade Secret | 2016 | 2016
20263-228838-01 | Xcel Energy | 85 | 13781 | IOU | 03132584 | 9.994 | Solar |  |  | Interconnected | Trade Secret | Trade | FRM | FRM062 | Residential | Solar*Rewards | Trade Secret | 2018 | 2018
20263-228838-01 | Xcel Energy | 85 | 13781 | IOU | 05220686 | 120 | Solar |  |  | Interconnected | Trade Secret | Trade | NMC | NMC092 | Residential |  | Trade Secret | 2022 | 2024
20263-228838-01 | Xcel Energy | 85 | 13781 | IOU | 06137911 | 5.248 | Solar |  |  | Interconnected | Trade Secret | Trade | STY | STY075 | Residential | Solar*Rewards | Trade Secret | 2025 | 2025
20263-228838-01 | Xcel Energy | 85 | 13781 | IOU | 05935489 | 3.747 | Solar |  |  | Interconnected | Trade Secret | Trade | WIL | WIL089 | Residential |  | Trade Secret | 2024 | 2025
20263-228838-01 | Xcel Energy | 85 | 13781 | IOU | 04834001 | 16.403 | Solar |  |  | Interconnected | Trade Secret | Trade | CGR | CGR071 | Residential | Solar*Rewards | Trade Secret | 2022 | 2022
20263-228838-01 | Xcel Energy | 85 | 13781 | IOU | 06075338 | 7.22 | Solar |  |  | Active Application | Trade Secret | Trade | WCR | WCR062 | Residential | Solar*Rewards | Trade Secret | 2025
20263-228838-01 | Xcel Energy | 85 | 13781 | IOU | 06322155 | 7.22 | Solar |  |  | Active Application | Trade Secret | Trade | WCR | WCR062 | Residential | Solar*Rewards | Trade Secret | 2026
20263-228838-01 | Xcel Energy | 85 | 13781 | IOU | 05351092 | 10.24 | Solar |  |  | Interconnected | Trade Secret | Trade | WCR | WCR322 | Residential |  | Trade Secret | 2023 | 2023
20263-228838-01 | Xcel Energy | 85 | 13781 | IOU | OID3783509 | 7.616 | Solar |  |  | Withdrawn | Trade Secret | Trade | CGR | CGR063 | Residential | Solar*Rewards | Trade Secret | 2019
20263-228838-01 | Xcel Energy | 85 | 13781 | IOU | SRO29902 | 45 | Solar |  |  | Withdrawn | Trade Secret | Trade | WTN | WTN062 | Commercial | Solar*Rewards | Trade Secret | 2013
20263-228838-01 | Xcel Energy | 85 | 13781 | IOU | 03130340 | 6 | Solar |  |  | Interconnected | Trade Secret | Trade | MEL | MEL073 | Residential | Solar*Rewards | Trade Secret | 2019 | 2020
20263-228838-01 | Xcel Energy | 85 | 13781 | IOU | 06079861 | 13.824 | Solar |  |  | Interconnected | Trade Secret | Trade | OSS | OSS076 | Residential | Solar*Rewards | Trade Secret | 2025 | 2025
20263-228838-01 | Xcel Energy | 85 | 13781 | IOU | 03133618 | 5 | Solar |  |  | Interconnected | Trade Secret | Trade | ALD | ALD088 | Residential | Solar*Rewards | Trade Secret | 2011 | 2012
20263-228838-01 | Xcel Energy | 85 | 13781 | IOU | 06130591 | 7.329 | Solar |  | X | Interconnected | Trade Secret | Trade | DPN | DPN072 | Residential | Solar*Rewards | Trade Secret | 2025 | 2025
20263-228838-01 | Xcel Energy | 85 | 13781 | IOU | 03793881 | 5.04 | Solar |  |  | Interconnected | Trade Secret | Trade | SOU | SOU063 | Residential | Solar*Rewards | Trade Secret | 2020 | 2020
20263-228838-01 | Xcel Energy | 85 | 13781 | IOU | 03560546 | 73.298 | Solar |  |  | Interconnected | Trade Secret | Trade | WES | WES075 | Commercial |  | Trade Secret | 2020 | 2021
20263-228838-01 | Xcel Energy | 85 | 13781 | IOU | 03520699 | 15.26 | Solar |  |  | Interconnected | Trade Secret | Trade | TWL | TWL078 | Commercial | Solar*Rewards | Trade Secret | 2021 | 2021
20263-228838-01 | Xcel Energy | 85 | 13781 | IOU | 03131645 | 6 | Solar |  |  | Interconnected | Trade Secret | Trade | LEX | LEX061 | Residential | Made in Minnesota | Trade Secret | 2017 | 2017
20263-228838-01 | Xcel Energy | 85 | 13781 | IOU | 05273919 | 2.32 | Solar |  |  | Active Application | Trade Secret | Trade | LEX | LEX061 | Residential |  | Trade Secret | 2022
20263-228838-01 | Xcel Energy | 85 | 13781 | IOU | 06322425 | 4.886 | Solar |  |  | Active Application | Trade Secret | Trade | MEL | MEL079 | Residential | Solar*Rewards | Trade Secret | 2026
20263-228838-01 | Xcel Energy | 85 | 13781 | IOU | SRO30001 | 10 | Solar |  |  | Withdrawn | Trade Secret | Trade | SLP | SLP074 | Residential | Solar*Rewards | Trade Secret | 2013
20263-228838-01 | Xcel Energy | 85 | 13781 | IOU | 03133942 | 9.5 | Solar |  |  | Interconnected | Trade Secret | Trade | SLP | SLP074 | Residential | Made in Minnesota | Trade Secret | 2014 | 2014
20263-228838-01 | Xcel Energy | 85 | 13781 | IOU | 05189549 | 5.8 | Solar |  |  | Interconnected | Trade Secret | Trade | LEX | LEX071 | Residential |  | Trade Secret | 2022 | 2022
20263-228838-01 | Xcel Energy | 85 | 13781 | IOU | 04186353 | 5 | Solar |  |  | Interconnected | Trade Secret | Trade | MEL | MEL089 | Residential | Solar*Rewards | Trade Secret | 2020 | 2021
20263-228838-01 | Xcel Energy | 85 | 13781 | IOU | 03132167 | 6.5 | Solar |  |  | Interconnected | Trade Secret | Trade | LAC | LAC062 | Residential | Made in Minnesota | Trade Secret | 2017 | 2017
20263-228838-01 | Xcel Energy | 85 | 13781 | IOU | 05001040 | 7.616 | Solar |  |  | Interconnected | Trade Secret | Trade | APA | APA069 | Residential | Solar*Rewards | Trade Secret | 2022 | 2022
20263-228838-01 | Xcel Energy | 85 | 13781 | IOU | OID2806455 | 3.6 | Solar |  |  | Interconnected | Trade Secret | Trade | AIR | AIR073 | Commercial |  | Trade Secret | 2010 | 2011
20263-228838-01 | Xcel Energy | 85 | 13781 | IOU | 06018824 | 14.658 | Storage |  |  | Interconnected | Trade Secret | Trade | SMT | SMT092 | Residential |  | Trade Secret | 2024 | 2025
20263-228838-01 | Xcel Energy | 85 | 13781 | IOU | 05765456 | 15 | Solar |  |  | Interconnected | Trade Secret | Trade | SMT | SMT092 | Residential | Solar*Rewards | Trade Secret | 2024 | 2024
20263-228838-01 | Xcel Energy | 85 | 13781 | IOU | 06070734 | 6.56 | Solar |  |  | Interconnected | Trade Secret | Trade | FSL | FSL312 | Residential | Solar*Rewards | Trade Secret | 2025 | 2025
20263-228838-01 | Xcel Energy | 85 | 13781 | IOU | 05225219 | 15.356 | Solar |  |  | Interconnected | Trade Secret | Trade | RWD | RWD063 | Residential |  | Trade Secret | 2022 | 2023
20263-228838-01 | Xcel Energy | 85 | 13781 | IOU | 05990428 | 3.747 | Solar |  |  | Interconnected | Trade Secret | Trade | ESW | ESW071 | Residential |  | Trade Secret | 2024 | 2025
20263-228838-01 |  |  |  |  | OID2019210 |  | Solar |  |  | Withdrawn | Trade Secret | Trade | HOL | HOL072 | Residential | Solar*Rewards |  | 2014
20263-228838-01 | Xcel Energy | 85 | 13781 | IOU | SRO29821 | 3.84 | Solar |  |  | Withdrawn | Trade Secret | Trade | HOL | HOL072 | Residential | Solar*Rewards | Trade Secret | 2013
20263-228838-01 | Xcel Energy | 85 | 13781 | IOU | 03134018 | 5 | Solar |  |  | Interconnected | Trade Secret | Trade | HOL | HOL072 | Residential | Solar*Rewards | Trade Secret | 2014 | 2015
20263-228838-01 | Xcel Energy | 85 | 13781 | IOU | 05712202 | 2.52 | Solar |  |  | Interconnected | Trade Secret | Trade | HOL | HOL072 | Residential | Solar*Rewards | Trade Secret | 2024 | 2024
20263-228838-01 | Xcel Energy | 85 | 13781 | IOU | OID3470352 | 39.998 | Solar |  |  | Withdrawn | Trade Secret | Trade | RMT | RMT321 | Commercial | Solar*Rewards | Trade Secret | 2018
20263-228838-01 | Xcel Energy | 85 | 13781 | IOU | OID3284708 | 19.999 | Solar |  |  | Withdrawn | Trade Secret | Trade | RMT | RMT321 | Commercial | Solar*Rewards | Trade Secret | 2018
20263-228838-01 | Xcel Energy | 85 | 13781 | IOU | 05958447 | 7.548 | Solar |  |  | Interconnected | Trade Secret | Trade | MEL | MEL073 | Residential |  | Trade Secret | 2024 | 2025
20263-228838-01 | Xcel Energy | 85 | 13781 | IOU | 05958363 | 7.548 | Solar |  |  | Withdrawn | Trade Secret | Trade | MEL | MEL073 | Residential | Solar*Rewards | Trade Secret | 2024
20263-228838-01 | Xcel Energy | 85 | 13781 | IOU | 05764435 | 5.235 | Solar |  |  | Interconnected | Trade Secret | Trade | WES | WES076 | Residential |  | Trade Secret | 2024 | 2024
20263-228838-01 | Xcel Energy | 85 | 13781 | IOU | 05829775 | 3.416 | Solar |  |  | Interconnected | Trade Secret | Trade | DAS | DAS061 | Residential | Solar*Rewards | Trade Secret | 2024 | 2024
20263-228838-01 | Xcel Energy | 85 | 13781 | IOU | 03130674 | 9.94 | Solar |  |  | Interconnected | Trade Secret | Trade | FAB | FAB063 | Residential | Made in Minnesota | Trade Secret | 2016 | 2017
20263-228838-01 | Xcel Energy | 85 | 13781 | IOU | OID3060836 | 2.8 | Solar |  |  | Withdrawn | Trade Secret | Trade | ALD | ALD083 | Residential | Solar*Rewards | Trade Secret | 2017
20263-228838-01 |  |  |  |  | OID3029319 |  | Solar |  |  | Withdrawn | Trade Secret | Trade | ALD | ALD083 | Residential | Solar*Rewards |  | 2017
20263-228838-01 | Xcel Energy | 85 | 13781 | IOU | OID3029318 | 3 | Solar |  |  | Withdrawn | Trade Secret | Trade | ALD | ALD083 | Residential | Solar*Rewards | Trade Secret | 2017
20263-228838-01 | Xcel Energy | 85 | 13781 | IOU | 03130379 | 2.8 | Solar |  |  | Interconnected | Trade Secret | Trade | ALD | ALD083 | Residential |  | Trade Secret | 2017 | 2017
20263-228838-01 | Xcel Energy | 85 | 13781 | IOU | 03134408 | 5 | Solar |  |  | Interconnected | Trade Secret | Trade | SOU | SOU086 | Residential | Made in Minnesota | Trade Secret | 2015 | 2015
20263-228838-01 | Xcel Energy | 85 | 13781 | IOU | 05712098 | 11.34 | Solar |  |  | Interconnected | Trade Secret | Trade | RAM | RAM071 | Residential | Solar*Rewards | Trade Secret | 2024 | 2024
20263-228838-01 | Xcel Energy | 85 | 13781 | IOU | 06322282 | 5.584 | Solar |  |  | Active Application | Trade Secret | Trade | ALD | ALD083 | Residential | Solar*Rewards | Trade Secret | 2026
20263-228838-01 | Xcel Energy | 85 | 13781 | IOU | 04862607 | 8.25 | Solar |  |  | Interconnected | Trade Secret | Trade | NOF | NOF072 | Residential | Solar*Rewards | Trade Secret | 2022 | 2022
20263-228838-01 | Xcel Energy | 85 | 13781 | IOU | 05996407 | 3.839 | Solar |  |  | Interconnected | Trade Secret | Trade | SOU | SOU084 | Residential | Solar*Rewards | Trade Secret | 2024 | 2025
20263-228838-01 | Xcel Energy | 85 | 13781 | IOU | 03132739 | 6 | Solar |  |  | Interconnected | Trade Secret | Trade | LAP | LAP311 | Residential | Solar*Rewards | Trade Secret | 2018 | 2018
20263-228838-01 | Xcel Energy | 85 | 13781 | IOU | 04824847 | 6 | Solar |  |  | Interconnected | Trade Secret | Trade | HAS | HAS022 | Residential |  | Trade Secret | 2022 | 2022
20263-228838-01 | Xcel Energy | 85 | 13781 | IOU | 03132423 | 9.94 | Solar |  |  | Interconnected | Trade Secret | Trade | SLP | SLP322 | Commercial | Solar*Rewards | Trade Secret | 2018 | 2019
20263-228838-01 | Xcel Energy | 85 | 13781 | IOU | 03515632 | 38.02 | Solar |  |  | Interconnected | Trade Secret | Trade | PRR | PRR061 | Commercial | Solar*Rewards | Trade Secret | 2021 | 2021
20263-228838-01 | Xcel Energy | 85 | 13781 | IOU | 04508045 | 7.672 | Solar |  |  | Interconnected | Trade Secret | Trade | RMT | RMT321 | Residential |  | Trade Secret | 2021 | 2021
20263-228838-01 | Xcel Energy | 85 | 13781 | IOU | 06189287 | 6.073 | Solar |  |  | Active Application | Trade Secret | Trade | MEL | MEL067 | Residential | Solar*Rewards | Trade Secret | 2025
20263-228838-01 | Xcel Energy | 85 | 13781 | IOU | 06138434 | 3.037 | Solar |  |  | Interconnected | Trade Secret | Trade | MEL | MEL067 | Residential | Solar*Rewards | Trade Secret | 2025 | 2025
20263-228838-01 | Xcel Energy | 85 | 13781 | IOU | 05770379 | 2.443 | Solar |  |  | Active Application | Trade Secret | Trade | MDT | MDT067 | Residential | Solar*Rewards | Trade Secret | 2024
20263-228838-01 | Xcel Energy | 85 | 13781 | IOU | 05853150 | 6.046 | Solar |  |  | Interconnected | Trade Secret | Trade | WES | WES064 | Residential |  | Trade Secret | 2024 | 2025
20263-228838-01 |  |  |  |  | 04806552 |  |  |  |  | Active Application | Trade Secret | Trade | GLK | GLK063 | Commercial |  |  | 2022
20263-228838-01 | Xcel Energy | 85 | 13781 | IOU | 04806557 | 239.8 | Solar |  |  | Interconnected | Trade Secret | Trade | GLK | GLK063 | Commercial |  | Trade Secret | 2022 | 2025
20263-228838-01 | Xcel Energy | 85 | 13781 | IOU | OID3471967 | 39.998 | Solar |  |  | Withdrawn | Trade Secret | Trade | GLK | GLK063 | Commercial | Solar*Rewards | Trade Secret | 2018
20263-228838-01 | Xcel Energy | 85 | 13781 | IOU | 06139955 | 17.3 | Solar |  |  | Active Application | Trade Secret | Trade | UPP | UPP082 | Commercial | Solar*Rewards | Trade Secret | 2025
20263-228838-01 | Xcel Energy | 85 | 13781 | IOU | 03133945 | 6 | Solar |  |  | Interconnected | Trade Secret | Trade | SCA | SCA021 | Residential | Solar*Rewards | Trade Secret | 2014 | 2014
20263-228838-01 | Xcel Energy | 85 | 13781 | IOU | OID2587628 | 9.94 | Solar |  |  | Withdrawn | Trade Secret | Trade | SCA | SCA021 | Residential | Made in Minnesota | Trade Secret | 2016
20263-228838-01 | Xcel Energy | 85 | 13781 | IOU | 03130582 | 9.995 | Solar |  |  | Interconnected | Trade Secret | Trade | SCA | SCA021 | Residential | Made in Minnesota | Trade Secret | 2016 | 2016
20263-228838-01 | Xcel Energy | 85 | 13781 | IOU | 03828679 | 4.188 | Solar |  |  | Interconnected | Trade Secret | Trade | MOL | MOL072 | Residential | Solar*Rewards | Trade Secret | 2020 | 2020
20263-228838-01 | Xcel Energy | 85 | 13781 | IOU | 03290530 | 6.96 | Solar |  |  | Interconnected | Trade Secret | Trade | HUG | HUG321 | Residential | Solar*Rewards | Trade Secret | 2019 | 2020
20263-228838-01 | Xcel Energy | 85 | 13781 | IOU | 06253699 | 3.484 | Solar |  |  | Interconnected | Trade Secret | Trade | RPL | RPL063 | Residential |  | Trade Secret | 2025 | 2025
20263-228838-01 | Xcel Energy | 85 | 13781 | IOU | 05340169 | 7.54 | Solar |  |  | Interconnected | Trade Secret | Trade | STY | STY065 | Residential |  | Trade Secret | 2022 | 2023
20263-228838-01 | Xcel Energy | 85 | 13781 | IOU | 05807187 | 2.613 | Solar |  |  | Interconnected | Trade Secret | Trade | TER | TER071 | Residential |  | Trade Secret | 2024 | 2024
20263-228838-01 | Xcel Energy | 85 | 13781 | IOU | 04916801 | 3.77 | Solar |  |  | Interconnected | Trade Secret | Trade | RIV | RIV064 | Residential | Solar*Rewards | Trade Secret | 2022 | 2022
20263-228838-01 | Xcel Energy | 85 | 13781 | IOU | 06199001 | 9.994 | Solar |  |  | Interconnected | Trade Secret | Trade | SOU | SOU086 | Residential | Solar*Rewards | Trade Secret | 2025 | 2025
20263-228838-01 | Xcel Energy | 85 | 13781 | IOU | 05800971 | 5.904 | Solar |  |  | Interconnected | Trade Secret | Trade | HOL | HOL072 | Residential | Solar*Rewards | Trade Secret | 2024 | 2025
20263-228838-01 | Xcel Energy | 85 | 13781 | IOU | 05421552 | 11.6 | Solar |  |  | Active Application | Trade Secret | Trade | NOF | NOF061 | Residential |  | Trade Secret | 2023
20263-228838-01 | Xcel Energy | 85 | 13781 | IOU | 03134601 | 9.36 | Solar |  |  | Interconnected | Trade Secret | Trade | GLK | GLK064 | Residential | Solar*Rewards | Trade Secret | 2015 | 2015
20263-228838-01 | Xcel Energy | 85 | 13781 | IOU | OID2302302 | 8.5 | Solar |  |  | Withdrawn | Trade Secret | Trade | LEX | LEX333 | Residential | Made in Minnesota | Trade Secret | 2015
20263-228838-01 | Xcel Energy | 85 | 13781 | IOU | 03134389 | 8.5 | Solar |  |  | Interconnected | Trade Secret | Trade | LEX | LEX333 | Residential | Made in Minnesota | Trade Secret | 2015 | 2015
20263-228838-01 | Xcel Energy | 85 | 13781 | IOU | SRO29768 | 29.67 | Solar |  |  | Withdrawn | Trade Secret | Trade | ELP | ELP86X | Commercial | Solar*Rewards | Trade Secret | 2013
20263-228838-01 | Xcel Energy | 85 | 13781 | IOU | SRO21912 | 29.67 | Solar |  |  | Withdrawn | Trade Secret | Trade | ELP | ELP86X | Commercial | Solar*Rewards | Trade Secret | 2012
20263-228838-01 | Xcel Energy | 85 | 13781 | IOU | 05819041 | 6.56 | Solar |  |  | Interconnected | Trade Secret | Trade | LEX | LEX075 | Residential | Solar*Rewards | Trade Secret | 2024 | 2024
20263-228838-01 | Xcel Energy | 85 | 13781 | IOU | 06074962 | 3.141 | Solar |  |  | Interconnected | Trade Secret | Trade | TLK | TLK067 | Residential | Solar*Rewards | Trade Secret | 2025 | 2025
20263-228838-01 | Xcel Energy | 85 | 13781 | IOU | 06005333 | 5.052 | Solar |  |  | Interconnected | Trade Secret | Trade | HWW | HWW062 | Residential | Solar*Rewards | Trade Secret | 2024 | 2025
20263-228838-01 | Xcel Energy | 85 | 13781 | IOU | 04793510 | 23.1 | Solar |  |  | Interconnected | Trade Secret | Trade | WKN | WKN001 | Commercial | Solar*Rewards | Trade Secret | 2022 | 2022
20263-228838-01 | Xcel Energy | 85 | 13781 | IOU | OID3389569 | 19.999 | Solar |  |  | Withdrawn | Trade Secret | Trade | ALD | ALD097 | Commercial | Solar*Rewards | Trade Secret | 2018
20263-228838-01 | Xcel Energy | 85 | 13781 | IOU | 03129841 | 39.998 | Solar |  |  | Interconnected | Trade Secret | Trade | ALD | ALD097 | Commercial | Solar*Rewards | Trade Secret | 2018 | 2019
20263-228838-01 | Xcel Energy | 85 | 13781 | IOU | 03129877 | 99.9 | Solar |  |  | Interconnected | Trade Secret | Trade | ALD | ALD097 | Commercial |  | Trade Secret | 2018 | 2021
20263-228838-01 | Xcel Energy | 85 | 13781 | IOU | 06322375 | 7.678 | Solar |  |  | Active Application | Trade Secret | Trade | DPN | DPN072 | Residential | Solar*Rewards | Trade Secret | 2026
20263-228838-01 | Xcel Energy | 85 | 13781 | IOU | OID3285160 | 15.232 | Solar |  |  | Withdrawn | Trade Secret | Trade |  |  | Residential | Solar*Rewards | Trade Secret | 2018
20263-228838-01 | Xcel Energy | 85 | 13781 | IOU | OID3073867 | 15.26 | Solar |  |  | Withdrawn | Trade Secret | Trade |  |  | Residential | Solar*Rewards | Trade Secret | 2017
20263-228838-01 | Xcel Energy | 85 | 13781 | IOU | 05514291 | 3.84 | Solar |  |  | Interconnected | Trade Secret | Trade | CRL | CRL031 | Residential | Solar*Rewards | Trade Secret | 2023 | 2023
20263-228838-01 | Xcel Energy | 85 | 13781 | IOU | 03129918 | 4.64 | Solar |  |  | Interconnected | Trade Secret | Trade | MPK | MPK074 | Residential | Solar*Rewards | Trade Secret | 2018 | 2019
20263-228838-01 | Xcel Energy | 85 | 13781 | IOU | 06007875 | 4.875 | Solar |  |  | Interconnected | Trade Secret | Trade | AFT | AFT321 | Residential |  | Trade Secret | 2024 | 2025
20263-228838-01 | Xcel Energy | 85 | 13781 | IOU | 05389578 | 4.35 | Solar |  |  | Interconnected | Trade Secret | Trade | SOU | SOU083 | Residential |  | Trade Secret | 2023 | 2023
20263-228838-01 | Xcel Energy | 85 | 13781 | IOU | 03135052 | 5 | Solar |  |  | Interconnected | Trade Secret | Trade | SOU | SOU077 | Residential | Solar*Rewards | Trade Secret | 2016 | 2017
20263-228838-01 | Xcel Energy | 85 | 13781 | IOU | 06035161 | 8.35 | Solar |  |  | Interconnected | Trade Secret | Trade | WES | WES074 | Residential | Solar*Rewards | Trade Secret | 2024 | 2025
20263-228838-01 | Xcel Energy | 85 | 13781 | IOU | 05825160 | 9.216 | Solar |  |  | Interconnected | Trade Secret | Trade | OSS | OSS063 | Residential | Solar*Rewards | Trade Secret | 2024 | 2024
20263-228838-01 | Xcel Energy | 85 | 13781 | IOU | 03134302 | 5.04 | Solar |  |  | Interconnected | Trade Secret | Trade | UPP | UPP084 | Residential | Made in Minnesota | Trade Secret | 2015 | 2015
20263-228838-01 | Xcel Energy | 85 | 13781 | IOU | 03133874 | 36 | Solar |  |  | Interconnected | Trade Secret | Trade | SLP | SLP092 | Commercial | Made in Minnesota | Trade Secret | 2014 | 2014
20263-228838-01 | Xcel Energy | 85 | 13781 | IOU | 03132729 | 5 | Solar |  |  | Interconnected | Trade Secret | Trade | TWL | TWL075 | Residential | Solar*Rewards | Trade Secret | 2018 | 2018
20263-228838-01 | Xcel Energy | 85 | 13781 | IOU | 05212071 | 9.6 | Solar |  |  | Interconnected | Trade Secret | Trade | CTR | CTR021 | Residential |  | Trade Secret | 2022 | 2022
20263-228838-01 | Xcel Energy | 85 | 13781 | IOU | 05124878 | 3.747 | Solar |  |  | Interconnected | Trade Secret | Trade | TWL | TWL068 | Residential |  | Trade Secret | 2022 | 2022
20263-228838-01 | Xcel Energy | 85 | 13781 | IOU | 05988443 | 5.904 | Solar |  |  | Interconnected | Trade Secret | Trade | HUG | HUG312 | Residential | Solar*Rewards | Trade Secret | 2024 | 2025
20263-228838-01 | Xcel Energy | 85 | 13781 | IOU | 03135056 | 3.8 | Solar |  |  | Interconnected | Trade Secret | Trade | ALD | ALD073 | Residential | Solar*Rewards | Trade Secret | 2016 | 2016
20263-228838-01 | Xcel Energy | 85 | 13781 | IOU | 05330405 | 2.61 | Solar |  |  | Interconnected | Trade Secret | Trade | STY | STY075 | Residential |  | Trade Secret | 2022 | 2023
20263-228838-01 | Xcel Energy | 85 | 13781 | IOU | 06122677 | 8.448 | Solar |  |  | Active Application | Trade Secret | Trade | BUR | BUR032 | Residential | Solar*Rewards | Trade Secret | 2025
20263-228838-01 | Xcel Energy | 85 | 13781 | IOU | 05953441 | 9.994 | Solar |  |  | Interconnected | Trade Secret | Trade | WEH | WEH021 | Residential |  | Trade Secret | 2024 | 2025
20263-228838-01 | Xcel Energy | 85 | 13781 | IOU | 05224927 | 6.96 | Solar |  |  | Interconnected | Trade Secret | Trade | HUG | HUG321 | Residential |  | Trade Secret | 2022 | 2023
20263-228838-01 | Xcel Energy | 85 | 13781 | IOU | 05564607 | 7.04 | Solar |  |  | Interconnected | Trade Secret | Trade | DPN | DPN071 | Residential | Solar*Rewards | Trade Secret | 2024 | 2024
20263-228838-01 | Xcel Energy | 85 | 13781 | IOU | 03131013 | 6 | Solar |  |  | Interconnected | Trade Secret | Trade | WSG | WSG076 | Residential |  | Trade Secret | 2010 | 2010
20263-228838-01 | Xcel Energy | 85 | 13781 | IOU | 06248224 | 5.76 | Solar |  |  | Active Application | Trade Secret | Trade | SOU | SOU073 | Residential |  | Trade Secret | 2025
20263-228838-01 | Xcel Energy | 85 | 13781 | IOU | 03130430 | 5.8 | Solar |  |  | Interconnected | Trade Secret | Trade | SAV | SAV069 | Residential | Solar*Rewards | Trade Secret | 2018 | 2019
20263-228838-01 | Xcel Energy | 85 | 13781 | IOU | 05712408 | 33.3 | Solar |  |  | Interconnected | Trade Secret | Trade | ELP | ELP062 | Commercial | Solar*Rewards | Trade Secret | 2024 | 2025
20263-228838-01 |  |  |  |  | 05433512 |  |  |  |  | Withdrawn | Trade Secret | Trade | GSL | GSL074 | Commercial |  |  | 2023
20263-228838-01 | Xcel Energy | 85 | 13781 | IOU | 05508565 | 39.99 | Solar |  |  | Interconnected | Trade Secret | Trade | GSL | GSL074 | Commercial | Solar*Rewards | Trade Secret | 2023 | 2024
20263-228838-01 | Xcel Energy | 85 | 13781 | IOU | 03132440 | 5 | Solar |  |  | Interconnected | Trade Secret | Trade | UPP | UPP085 | Residential | Solar*Rewards | Trade Secret | 2018 | 2018
20263-228838-01 | Xcel Energy | 85 | 13781 | IOU | 04059332 | 7.616 | Solar |  |  | Active Application | Trade Secret | Trade | CHI | CHI311 | Residential | Solar*Rewards | Trade Secret | 2020
20263-228838-01 | Xcel Energy | 85 | 13781 | IOU | 03131006 | 250 | Other |  |  | Interconnected | Trade Secret | Trade | DBL | DBL069 | Residential |  | Trade Secret | 2010 | 2010
20263-228838-01 | Xcel Energy | 85 | 13781 | IOU | 03404209 | 7.616 | Solar |  |  | Interconnected | Trade Secret | Trade | WES | WES073 | Residential | Solar*Rewards | Trade Secret | 2019 | 2020
20263-228838-01 | Xcel Energy | 85 | 13781 | IOU | 03133274 | 8 | Solar |  |  | Interconnected | Trade Secret | Trade | SWN | SWN022 | Residential | Solar*Rewards | Trade Secret | 2010 | 2010
20263-228838-01 | Xcel Energy | 85 | 13781 | IOU | 05469374 | 6.96 | Solar |  |  | Interconnected | Trade Secret | Trade | RPO | RPO311 | Residential | Solar*Rewards | Trade Secret | 2023 | 2023
20263-228838-01 | Xcel Energy | 85 | 13781 | IOU | 03134199 | 7 | Solar |  |  | Interconnected | Trade Secret | Trade | GSL | GSL074 | Residential | Made in Minnesota | Trade Secret | 2015 | 2015
20263-228838-01 | Xcel Energy | 85 | 13781 | IOU | 04788528 | 86.4 | Solar |  |  | Interconnected | Trade Secret | Trade | APA | APA076 | Commercial |  | Trade Secret | 2022 | 2022
20263-228838-01 | Xcel Energy | 85 | 13781 | IOU | 03294312 | 4.06 | Solar |  |  | Interconnected | Trade Secret | Trade | BCR | BCR083 | Residential | Solar*Rewards | Trade Secret | 2019 | 2020
20263-228838-01 | Xcel Energy | 85 | 13781 | IOU | 03131943 | 3.747 | Solar |  |  | Interconnected | Trade Secret | Trade | EXC | EXC062 | Residential | Solar*Rewards | Trade Secret | 2017 | 2017
20263-228838-01 |  |  |  |  | OID3035018 |  | Solar |  |  | Withdrawn | Trade Secret | Trade | EXC | EXC062 | Residential | Solar*Rewards |  | 2017
20263-228838-01 | Xcel Energy | 85 | 13781 | IOU | 06156644 | 19.25 | Solar |  |  | Active Application | Trade Secret | Trade | HUG | HUG321 | Residential | Solar*Rewards | Trade Secret | 2025
20263-228838-01 | Xcel Energy | 85 | 13781 | IOU | 06212313 | 6.631 | Solar |  |  | Interconnected | Trade Secret | Trade | TWL | TWL064 | Residential |  | Trade Secret | 2025 | 2025
20263-228838-01 | Xcel Energy | 85 | 13781 | IOU | OID3927424 | 9.994 | Solar |  |  | Withdrawn | Trade Secret | Trade | LIN | LIN031 | Residential | Solar*Rewards | Trade Secret | 2019
20263-228838-01 | Xcel Energy | 85 | 13781 | IOU | SRO18055 | 4 | Solar |  |  | Withdrawn | Trade Secret | Trade | LOW | LOW021 | Residential | Solar*Rewards | Trade Secret | 2011
20263-228838-01 | Xcel Energy | 85 | 13781 | IOU | 03133377 | 4 | Solar |  |  | Interconnected | Trade Secret | Trade | LOW | LOW021 | Residential | Solar*Rewards | Trade Secret | 2011 | 2011
20263-228838-01 | Xcel Energy | 85 | 13781 | IOU | 06021194 | 3.747 | Solar |  |  | Interconnected | Trade Secret | Trade | SOU | SOU076 | Residential |  | Trade Secret | 2024 | 2025
20263-228838-01 | Xcel Energy | 85 | 13781 | IOU | 05701760 | 5.904 | Solar |  |  | Interconnected | Trade Secret | Trade | CGR | CGR072 | Residential |  | Trade Secret | 2024 | 2024
20263-228838-01 | Xcel Energy | 85 | 13781 | IOU | 06326506 | 10.121 | Solar |  |  | Active Application | Trade Secret | Trade | GVW | GVW021 | Residential | Solar*Rewards | Trade Secret | 2026
20263-228838-01 | Xcel Energy | 85 | 13781 | IOU | 06233771 | 7.6 | Solar |  |  | Active Application | Trade Secret | Trade | WWK | WWK321 | Residential |  | Trade Secret | 2025
20263-228838-01 | Xcel Energy | 85 | 13781 | IOU | 04793799 | 3.747 | Solar |  |  | Interconnected | Trade Secret | Trade | WES | WES073 | Residential | Solar*Rewards | Trade Secret | 2022 | 2022
20263-228838-01 | Xcel Energy | 85 | 13781 | IOU | 05837337 | 4.592 | Solar |  |  | Interconnected | Trade Secret | Trade | XRD | XRD061 | Residential | Solar*Rewards | Trade Secret | 2024 | 2024
20263-228838-01 | Xcel Energy | 85 | 13781 | IOU | 05353983 | 7.616 | Solar |  |  | Interconnected | Trade Secret | Trade | RAM | RAM071 | Residential |  | Trade Secret | 2023 | 2023
20263-228838-01 | Xcel Energy | 85 | 13781 | IOU | 06027107 | 7.6 | Solar |  |  | Interconnected | Trade Secret | Trade | WDY | WDY321 | Residential |  | Trade Secret | 2024 | 2025
20263-228838-01 | Xcel Energy | 85 | 13781 | IOU | 05240056 | 3.48 | Solar |  |  | Interconnected | Trade Secret | Trade | WIL | WIL091 | Commercial |  | Trade Secret | 2022 | 2024
20263-228838-01 | Xcel Energy | 85 | 13781 | IOU | 05998383 | 6.453 | Solar |  |  | Interconnected | Trade Secret | Trade | BCH | BCH311 | Residential | Solar*Rewards | Trade Secret | 2024 | 2025
20263-228838-01 | Xcel Energy | 85 | 13781 | IOU | OID3739092 | 2.88 | Solar |  | X | Withdrawn | Trade Secret | Trade | UPP | UPP082 | Residential | Solar*Rewards | Trade Secret | 2019
20263-228838-01 | Xcel Energy | 85 | 13781 | IOU | 04441639 | 9.36 | Solar |  |  | Interconnected | Trade Secret | Trade | HEN | HEN021 | Residential | Solar*Rewards | Trade Secret | 2021 | 2021
20263-228838-01 | Xcel Energy | 85 | 13781 | IOU | SRO25376 | 5 | Solar |  |  | Withdrawn | Trade Secret | Trade | WSG | WSG352 | Residential | Solar*Rewards | Trade Secret | 2012
20263-228838-01 | Xcel Energy | 85 | 13781 | IOU | 06221676 | 16.153 | Solar |  | X | Active Application | Trade Secret | Trade | HUG | HUG311 | Residential |  | Trade Secret | 2025
20263-228838-01 | Xcel Energy | 85 | 13781 | IOU | 06211760 | 3.747 | Solar |  |  | Interconnected | Trade Secret | Trade | ALD | ALD095 | Residential |  | Trade Secret | 2025 | 2026
20263-228838-01 | Xcel Energy | 85 | 13781 | IOU | 03793437 | 6 | Solar |  |  | Interconnected | Trade Secret | Trade | WIL | WIL062 | Residential | Solar*Rewards | Trade Secret | 2020 | 2020
20263-228838-01 | Xcel Energy | 85 | 13781 | IOU | SRO29771 | 30 | Solar |  |  | Withdrawn | Trade Secret | Trade | DOC | DOC031 | Commercial | Solar*Rewards | Trade Secret | 2013
20263-228838-01 | Xcel Energy | 85 | 13781 | IOU | 05522762 | 5.67 | Solar |  |  | Interconnected | Trade Secret | Trade | AFT | AFT314 | Residential |  | Trade Secret | 2023 | 2023
20263-228838-01 | Xcel Energy | 85 | 13781 | IOU | 04794019 | 2.61 | Solar |  |  | Interconnected | Trade Secret | Trade | SOU | SOU078 | Residential | Solar*Rewards | Trade Secret | 2022 | 2022
20263-228838-01 | Xcel Energy | 85 | 13781 | IOU | 05561680 | 17.955 | Solar |  |  | Withdrawn | Trade Secret | Trade | MOL | MOL067 | Residential | Solar*Rewards | Trade Secret | 2023
20263-228838-01 | Xcel Energy | 85 | 13781 | IOU | 05562811 | 17.955 | Solar |  |  | Interconnected | Trade Secret | Trade | MOL | MOL067 | Residential |  | Trade Secret | 2023 | 2023
20263-228838-01 | Xcel Energy | 85 | 13781 | IOU | 03133604 | 3.225 | Solar |  |  | Interconnected | Trade Secret | Trade | SOU | SOU065 | Residential | Solar*Rewards | Trade Secret | 2011 | 2012
20263-228838-01 | Xcel Energy | 85 | 13781 | IOU | 04430750 | 6 | Solar |  |  | Interconnected | Trade Secret | Trade | HWW | HWW062 | Residential | Solar*Rewards | Trade Secret | 2021 | 2021
20263-228838-01 | Xcel Energy | 85 | 13781 | IOU | 04079721 | 33.3 | Solar |  |  | Active Application | Trade Secret | Trade | HSN | HSN311 | Commercial | Solar*Rewards | Trade Secret | 2020
20263-228838-01 | Xcel Energy | 85 | 13781 | IOU | 05261352 | 16.53 | Solar |  |  | Withdrawn | Trade Secret | Trade | MHW | MHW311 | Residential |  | Trade Secret | 2022
20263-228838-01 | Xcel Energy | 85 | 13781 | IOU | OID2019260 | 5 | Solar |  |  | Withdrawn | Trade Secret | Trade | SOU | SOU072 | Commercial | Solar*Rewards | Trade Secret | 2014
20263-228838-01 | Xcel Energy | 85 | 13781 | IOU | OID3609869 | 5 | Solar |  |  | Withdrawn | Trade Secret | Trade | SOU | SOU072 | Commercial | Solar*Rewards | Trade Secret | 2018
20263-228838-01 | Xcel Energy | 85 | 13781 | IOU | OID3538115 | 10.4 | Solar |  |  | Withdrawn | Trade Secret | Trade | SOU | SOU081 | Residential | Solar*Rewards | Trade Secret | 2018
20263-228838-01 | Xcel Energy | 85 | 13781 | IOU | 03129876 | 9.994 | Solar |  | X | Interconnected | Trade Secret | Trade | SOU | SOU081 | Residential | Solar*Rewards | Trade Secret | 2018 | 2020
20263-228838-01 | Xcel Energy | 85 | 13781 | IOU | 03130025 | 7.63 | Solar |  |  | Interconnected | Trade Secret | Trade | WRR | WRR075 | Commercial | Solar*Rewards | Trade Secret | 2018 | 2019
20263-228838-01 | Xcel Energy | 85 | 13781 | IOU | 06152488 | 7.6 | Solar |  |  | Withdrawn | Trade Secret | Trade | OAD | OAD075 | Residential |  | Trade Secret | 2025
20263-228838-01 | Xcel Energy | 85 | 13781 | IOU | 06149928 | 7.6 | Solar |  |  | Withdrawn | Trade Secret | Trade | OAD | OAD075 | Residential | Solar*Rewards | Trade Secret | 2025
20263-228838-01 | Xcel Energy | 85 | 13781 | IOU | 06153495 | 7.6 | Solar |  |  | Interconnected | Trade Secret | Trade | OAD | OAD075 | Residential | Solar*Rewards | Trade Secret | 2025 | 2025
20263-228838-01 | Xcel Energy | 85 | 13781 | IOU | OID2559451 | 7.44 | Solar |  |  | Withdrawn | Trade Secret | Trade | OAD | OAD075 | Residential | Solar*Rewards | Trade Secret | 2016
20263-228838-01 | Xcel Energy | 85 | 13781 | IOU | 04276266 | 18 | Solar |  |  | Interconnected | Trade Secret | Trade | ALD | ALD095 | Commercial | Solar*Rewards | Trade Secret | 2021 | 2021
20263-228838-01 | Xcel Energy | 85 | 13781 | IOU | 05762728 | 6.144 | Solar |  |  | Interconnected | Trade Secret | Trade | REW | REW031 | Residential | Solar*Rewards | Trade Secret | 2024 | 2025
20263-228838-01 |  |  |  |  | OID3424016 |  | Solar |  |  | Withdrawn | Trade Secret | Trade | WES | WES074 | Residential | Solar*Rewards |  | 2018
20263-228838-01 | Xcel Energy | 85 | 13781 | IOU | 05567011 | 9.45 | Solar |  |  | Interconnected | Trade Secret | Trade | WDY | WDY311 | Residential | Solar*Rewards | Trade Secret | 2023 | 2023
20263-228838-01 | Xcel Energy | 85 | 13781 | IOU | 05759976 | 6.3 | Solar |  |  | Interconnected | Trade Secret | Trade | HWW | HWW073 | Residential | Solar*Rewards | Trade Secret | 2024 | 2024
20263-228838-01 | Xcel Energy | 85 | 13781 | IOU | 03134162 | 9 | Solar |  |  | Interconnected | Trade Secret | Trade | PIL | PIL021 | Residential | Made in Minnesota | Trade Secret | 2014 | 2015
20263-228838-01 | Xcel Energy | 85 | 13781 | IOU | 05127334 | 8.96 | Solar |  |  | Interconnected | Trade Secret | Trade | HUG | HUG312 | Residential |  | Trade Secret | 2022 | 2023
20263-228838-01 | Xcel Energy | 85 | 13781 | IOU | 05816248 | 6.046 | Solar |  |  | Interconnected | Trade Secret | Trade | OAD | OAD075 | Residential |  | Trade Secret | 2024 | 2025
20263-228838-01 | Xcel Energy | 85 | 13781 | IOU | 06161181 | 5.052 | Solar |  |  | Interconnected | Trade Secret | Trade | AFT | AFT321 | Residential | Solar*Rewards | Trade Secret | 2025 | 2025
20263-228838-01 | Xcel Energy | 85 | 13781 | IOU | 06021272 | 2.03 | Solar |  |  | Active Application | Trade Secret | Trade | SOU | SOU084 | Residential |  | Trade Secret | 2024
20263-228838-01 | Xcel Energy | 85 | 13781 | IOU | 05364719 | 4.537 | Solar |  |  | Interconnected | Trade Secret | Trade | MPK | MPK063 | Residential |  | Trade Secret | 2023 | 2023
20263-228838-01 | Xcel Energy | 85 | 13781 | IOU | SRO29769 | 6 | Solar |  |  | Withdrawn | Trade Secret | Trade | HYL | HYL064 | Residential | Solar*Rewards | Trade Secret | 2013
20263-228838-01 | Xcel Energy | 85 | 13781 | IOU | 06070895 | 6.84 | Solar |  |  | Active Application | Trade Secret | Trade | UPP | UPP084 | Residential | Solar*Rewards | Trade Secret | 2025
20263-228838-01 | Xcel Energy | 85 | 13781 | IOU | 06232669 | 7.329 | Solar |  |  | Interconnected | Trade Secret | Trade | AFT | AFT321 | Residential |  | Trade Secret | 2025 | 2025
20263-228838-01 | Xcel Energy | 85 | 13781 | IOU | 06041263 | 2.688 | Solar |  |  | Interconnected | Trade Secret | Trade | TWL | TWL075 | Residential | Solar*Rewards | Trade Secret | 2025 | 2025
20263-228838-01 | Xcel Energy | 85 | 13781 | IOU | OID2279399 | 20 | Solar |  |  | Withdrawn | Trade Secret | Trade | ZUM | ZUM022 | Commercial | Solar*Rewards | Trade Secret | 2015
20263-228838-01 | Xcel Energy | 85 | 13781 | IOU | 06018499 | 6.98 | Solar |  |  | Interconnected | Trade Secret | Trade | WIN | WIN033 | Residential |  | Trade Secret | 2025 | 2025
20263-228838-01 | Xcel Energy | 85 | 13781 | IOU | 04795365 | 2.61 | Solar |  |  | Active Application | Trade Secret | Trade | WSG | WSG061 | Residential | Solar*Rewards | Trade Secret | 2022
20263-228838-01 | Xcel Energy | 85 | 13781 | IOU | 04266632 | 5.48 | Solar |  |  | Interconnected | Trade Secret | Trade | LAB | LAB311 | Residential | Solar*Rewards | Trade Secret | 2021 | 2021
20263-228838-01 | Xcel Energy | 85 | 13781 | IOU | OID3811940 | 12 | Solar |  |  | Withdrawn | Trade Secret | Trade | OAD | OAD075 | Residential | Solar*Rewards | Trade Secret | 2019
20263-228838-01 | Xcel Energy | 85 | 13781 | IOU | 03140584 | 12 | Solar |  |  | Interconnected | Trade Secret | Trade | OAD | OAD075 | Residential | Solar*Rewards | Trade Secret | 2019 | 2019
20263-228838-01 | Xcel Energy | 85 | 13781 | IOU | 04376389 | 99.9 | Solar |  |  | Interconnected | Trade Secret | Trade | WIL | WIL072 | Commercial |  | Trade Secret | 2021 | 2021
20263-228838-01 | Xcel Energy | 85 | 13781 | IOU | 05795735 | 3.747 | Solar |  |  | Active Application | Trade Secret | Trade | GFD | GFD021 | Residential |  | Trade Secret | 2024
20263-228838-01 | Xcel Energy | 85 | 13781 | IOU | 06009250 | 5.052 | Solar |  |  | Active Application | Trade Secret | Trade | HUG | HUG311 | Residential |  | Trade Secret | 2024
20263-228838-01 | Xcel Energy | 85 | 13781 | IOU | 06161176 | 7.6 | Solar |  |  | Withdrawn | Trade Secret | Trade | FRM | FRM071 | Residential | Solar*Rewards | Trade Secret | 2025
20263-228838-01 | Xcel Energy | 85 | 13781 | IOU | 06221445 | 7.6 | Solar |  |  | Interconnected | Trade Secret | Trade | FRM | FRM071 | Residential |  | Trade Secret | 2025 | 2025
20263-228838-01 | Xcel Energy | 85 | 13781 | IOU | 06213218 | 7.6 | Solar |  |  | Withdrawn | Trade Secret | Trade | FRM | FRM071 | Residential | Solar*Rewards | Trade Secret | 2025
20263-228838-01 | Xcel Energy | 85 | 13781 | IOU | OID2250564 | 11 | Solar |  |  | Withdrawn | Trade Secret | Trade | WAB | WAB031 | Commercial | Solar*Rewards | Trade Secret | 2015
20263-228838-01 | Xcel Energy | 85 | 13781 | IOU | 03134432 | 6 | Solar |  |  | Interconnected | Trade Secret | Trade | WAB | WAB031 | Commercial | Made in Minnesota | Trade Secret | 2015 | 2015
20263-228838-01 | Xcel Energy | 85 | 13781 | IOU | 04714713 | 40 | Solar |  |  | Interconnected | Trade Secret | Trade | WIL | WIL062 | Commercial |  | Trade Secret | 2021 | 2022
20263-228838-01 | Xcel Energy | 85 | 13781 | IOU | 03217270 | 6.09 | Solar |  | X | Interconnected | Trade Secret | Trade | LCR | LCR311 | Residential | Solar*Rewards | Trade Secret | 2019 | 2020
20263-228838-01 | Xcel Energy | 85 | 13781 | IOU | 04449907 | 5.51 | Solar |  |  | Active Application | Trade Secret | Trade | ALD | ALD097 | Residential | Solar*Rewards | Trade Secret | 2021
20263-228838-01 | Xcel Energy | 85 | 13781 | IOU | 04793551 | 5.51 | Solar |  |  | Interconnected | Trade Secret | Trade | ALD | ALD097 | Residential | Solar*Rewards | Trade Secret | 2022 | 2022
20263-228838-01 | Xcel Energy | 85 | 13781 | IOU | 04882687 | 8.22 | Solar |  |  | Interconnected | Trade Secret | Trade | VMR | VMR062 | Residential | Solar*Rewards | Trade Secret | 2022 | 2022
20263-228838-01 | Xcel Energy | 85 | 13781 | IOU | 03132198 | 3.747 | Solar |  |  | Interconnected | Trade Secret | Trade | TWL | TWL063 | Residential | Solar*Rewards | Trade Secret | 2018 | 2018
20263-228838-01 | Xcel Energy | 85 | 13781 | IOU | 03131897 | 5 | Solar |  |  | Interconnected | Trade Secret | Trade | ALD | ALD072 | Residential | Made in Minnesota | Trade Secret | 2017 | 2017
20263-228838-01 | Xcel Energy | 85 | 13781 | IOU | 05548245 | 8.505 | Solar |  |  | Interconnected | Trade Secret | Trade | RPO | RPO312 | Residential | Solar*Rewards | Trade Secret | 2023 | 2024
20263-228838-01 | Xcel Energy | 85 | 13781 | IOU | 06126455 | 3.84 | Solar |  |  | Active Application | Trade Secret | Trade | BUR | BUR032 | Residential | Solar*Rewards | Trade Secret | 2025
20263-228838-01 | Xcel Energy | 85 | 13781 | IOU | 06176357 | 3.49 | Solar |  |  | Interconnected | Trade Secret | Trade | WIL | WIL098 | Residential |  | Trade Secret | 2025 | 2025
20263-228838-01 | Xcel Energy | 85 | 13781 | IOU | 03133372 | 1.9 | Solar |  |  | Interconnected | Trade Secret | Trade | ALD | ALD084 | Residential | Solar*Rewards | Trade Secret | 2011 | 2010
20263-228838-01 | Xcel Energy | 85 | 13781 | IOU | SRO12846 | 2.28 | Solar |  |  | Withdrawn | Trade Secret | Trade | ALD | ALD084 | Residential | Solar*Rewards | Trade Secret | 2010
20263-228838-01 | Xcel Energy | 85 | 13781 | IOU | 03133123 | 2.28 | Solar |  |  | Interconnected | Trade Secret | Trade | ALD | ALD084 | Residential | Solar*Rewards | Trade Secret | 2010 | 2010
20263-228838-01 | Xcel Energy | 85 | 13781 | IOU | 03132848 | 5 | Solar |  |  | Interconnected | Trade Secret | Trade | AFT | AFT315 | Residential | Solar*Rewards | Trade Secret | 2018 | 2018
20263-228838-01 | Xcel Energy | 85 | 13781 | IOU | OID3462215 | 6 | Solar |  |  | Withdrawn | Trade Secret | Trade | AFT | AFT315 | Residential | Solar*Rewards | Trade Secret | 2018
20263-228838-01 | Xcel Energy | 85 | 13781 | IOU | 03735588 | 10.15 | Solar |  |  | Interconnected | Trade Secret | Trade | SLP | SLP092 | Residential | Solar*Rewards | Trade Secret | 2020 | 2020
20263-228838-01 | Xcel Energy | 85 | 13781 | IOU | 06183021 | 6.097 | Solar |  |  | Active Application | Trade Secret | Trade | BRP | BRP063 | Residential | Solar*Rewards | Trade Secret | 2025
20263-228838-01 | Xcel Energy | 85 | 13781 | IOU | 03134219 | 6 | Solar |  |  | Interconnected | Trade Secret | Trade | WAK | WAK321 | Residential | Made in Minnesota | Trade Secret | 2015 | 2015
20263-228838-01 | Xcel Energy | 85 | 13781 | IOU | 05149243 | 9.57 | Solar |  |  | Interconnected | Trade Secret | Trade | SLP | SLP076 | Residential |  | Trade Secret | 2022 | 2022
20263-228838-01 | Xcel Energy | 85 | 13781 | IOU | 04085026 | 11.39 | Solar |  |  | Interconnected | Trade Secret | Trade | WSG | WSG352 | Residential | Solar*Rewards | Trade Secret | 2020 | 2021
20263-228838-01 | Xcel Energy | 85 | 13781 | IOU | 03133475 | 3 | Solar |  |  | Interconnected | Trade Secret | Trade | MPK | MPK087 | Residential | Solar*Rewards | Trade Secret | 2011 | 2012
20263-228838-01 | Xcel Energy | 85 | 13781 | IOU | 05664666 | 6.5 | Solar |  |  | Withdrawn | Trade Secret | Trade | TWL | TWL067 | Residential | Solar*Rewards | Trade Secret | 2023
20263-228838-01 | Xcel Energy | 85 | 13781 | IOU | 05745442 | 6.5 | Solar |  |  | Interconnected | Trade Secret | Trade | TWL | TWL067 | Residential | Solar*Rewards | Trade Secret | 2024 | 2025
20263-228838-01 | Xcel Energy | 85 | 13781 | IOU | 05321892 | 6.046 | Solar |  |  | Interconnected | Trade Secret | Trade | SOU | SOU079 | Residential |  | Trade Secret | 2022 | 2023
20263-228838-01 | Xcel Energy | 85 | 13781 | IOU | 05213839 | 8.32 | Solar |  |  | Interconnected | Trade Secret | Trade | CTR | CTR021 | Residential |  | Trade Secret | 2022 | 2022
20263-228838-01 | Xcel Energy | 85 | 13781 | IOU | 03133388 | 5.7 | Solar |  |  | Interconnected | Trade Secret | Trade | RPO | RPO312 | Residential | Solar*Rewards | Trade Secret | 2011 | 2011
20263-228838-01 | Xcel Energy | 85 | 13781 | IOU | 03512021 | 5 | Solar |  |  | Interconnected | Trade Secret | Trade | SOU | SOU075 | Residential | Solar*Rewards | Trade Secret | 2019 | 2020
20263-228838-01 | Xcel Energy | 85 | 13781 | IOU | 06192990 | 5.516 | Solar |  |  | Interconnected | Trade Secret | Trade | WES | WES071 | Residential | Solar*Rewards | Trade Secret | 2025 | 2025
20263-228838-01 | Xcel Energy | 85 | 13781 | IOU | 06173558 | 4.645 | Solar |  |  | Interconnected | Trade Secret | Trade | CGR | CGR064 | Residential | Solar*Rewards | Trade Secret | 2025 | 2025
20263-228838-01 | Xcel Energy | 85 | 13781 | IOU | 05473260 | 5.584 | Solar |  |  | Withdrawn | Trade Secret | Trade | DBL | DBL065 | Residential | Solar*Rewards | Trade Secret | 2023
20263-228838-01 | Xcel Energy | 85 | 13781 | IOU | 05517114 | 5.584 | Solar |  |  | Interconnected | Trade Secret | Trade | DBL | DBL065 | Residential |  | Trade Secret | 2023 | 2023
20263-228838-01 | Xcel Energy | 85 | 13781 | IOU | 04350816 | 5.933 | Solar |  |  | Interconnected | Trade Secret | Trade | SOU | SOU086 | Residential | Solar*Rewards | Trade Secret | 2021 | 2023
20263-228838-01 | Xcel Energy | 85 | 13781 | IOU | 03134510 | 6 | Solar |  |  | Interconnected | Trade Secret | Trade | MPK | MPK071 | Residential | Solar*Rewards | Trade Secret | 2015 | 2015
20263-228838-01 | Xcel Energy | 85 | 13781 | IOU | 05518823 | 3.792 | Solar |  |  | Withdrawn | Trade Secret | Trade | SHP | SHP072 | Residential |  | Trade Secret | 2023
20263-228838-01 | Xcel Energy | 85 | 13781 | IOU | 05497472 | 3.16 | Solar |  |  | Withdrawn | Trade Secret | Trade | SHP | SHP072 | Residential | Solar*Rewards | Trade Secret | 2023
20263-228838-01 | Xcel Energy | 85 | 13781 | IOU | 03132893 | 9.36 | Solar |  |  | Interconnected | Trade Secret | Trade | DPN | DPN063 | Residential | Solar*Rewards | Trade Secret | 2018 | 2019
20263-228838-01 | Xcel Energy | 85 | 13781 | IOU | 06018202 | 34.31 | Storage |  |  | Interconnected | Trade Secret | Trade | DPN | DPN063 | Residential |  | Trade Secret | 2024 | 2025
20263-228838-01 | Xcel Energy | 85 | 13781 | IOU | 05849708 | 3.416 | Solar |  |  | Interconnected | Trade Secret | Trade | MPK | MPK068 | Residential | Solar*Rewards | Trade Secret | 2024 | 2024
20263-228838-01 | Xcel Energy | 85 | 13781 | IOU | 05592833 | 7.56 | Solar |  |  | Withdrawn | Trade Secret | Trade | SHP | SHP062 | Residential | Solar*Rewards | Trade Secret | 2023
20263-228838-01 | Xcel Energy | 85 | 13781 | IOU | 05605493 | 7.56 | Solar |  |  | Interconnected | Trade Secret | Trade | SHP | SHP062 | Residential |  | Trade Secret | 2023 | 2024
20263-228838-01 | Xcel Energy | 85 | 13781 | IOU | 03133841 | 6 | Solar |  |  | Interconnected | Trade Secret | Trade | APA | APA075 | Residential | Made in Minnesota | Trade Secret | 2014 | 2014
20263-228838-01 | Xcel Energy | 85 | 13781 | IOU | 06027058 | 11.05 | Solar |  |  | Interconnected | Trade Secret | Trade | SLP | SLP071 | Residential |  | Trade Secret | 2024 | 2025
20263-228838-01 | Xcel Energy | 85 | 13781 | IOU | 05499769 | 2.844 | Solar |  |  | Interconnected | Trade Secret | Trade | SOU | SOU072 | Residential | Solar*Rewards | Trade Secret | 2023 | 2023
20263-228838-01 | Xcel Energy | 85 | 13781 | IOU | 03133442 | 21 | Solar |  |  | Interconnected | Trade Secret | Trade | CLC | CLC221 | Residential | Solar*Rewards | Trade Secret | 2011 | 2012
20263-228838-01 | Xcel Energy | 85 | 13781 | IOU | 05951953 | 1.74 | Solar |  |  | Interconnected | Trade Secret | Trade | SOU | SOU079 | Residential | Solar*Rewards | Trade Secret | 2024 | 2024
20263-228838-01 | Xcel Energy | 85 | 13781 | IOU | 05983356 | 3.747 | Solar |  |  | Interconnected | Trade Secret | Trade | EKO | EKO021 | Residential |  | Trade Secret | 2024 | 2025
20263-228838-01 | Xcel Energy | 85 | 13781 | IOU | 03134865 | 3.8 | Solar |  |  | Interconnected | Trade Secret | Trade | TWL | TWL066 | Residential | Made in Minnesota | Trade Secret | 2016 | 2016
20263-228838-01 | Xcel Energy | 85 | 13781 | IOU | 05387395 | 5.76 | Solar |  |  | Interconnected | Trade Secret | Trade | HUG | HUG311 | Residential | Solar*Rewards | Trade Secret | 2023 | 2023
20263-228838-01 | Xcel Energy | 85 | 13781 | IOU | 04992687 | 6.046 | Solar |  |  | Withdrawn | Trade Secret | Trade | HWW | HWW072 | Commercial | Solar*Rewards | Trade Secret | 2022
20263-228838-01 | Xcel Energy | 85 | 13781 | IOU | 05445976 | 4.93 | Solar |  |  | Interconnected | Trade Secret | Trade | WES | WES074 | Residential |  | Trade Secret | 2023 | 2023
20263-228838-01 | Xcel Energy | 85 | 13781 | IOU | 04486169 | 3.747 | Solar |  |  | Interconnected | Trade Secret | Trade | LEX | LEX332 | Residential |  | Trade Secret | 2021 | 2022
20263-228838-01 | Xcel Energy | 85 | 13781 | IOU | 03131034 | 40 | Wind |  |  | Interconnected | Trade Secret | Trade | STW | STW021 | Residential |  | Trade Secret | 2010 | 2010
20263-228838-01 | Xcel Energy | 85 | 13781 | IOU | SRO13838 | 39.98 | Solar |  |  | Withdrawn | Trade Secret | Trade | HSN | HSN321 | Commercial | Solar*Rewards | Trade Secret | 2010
20263-228838-01 | Xcel Energy | 85 | 13781 | IOU | 04590329 | 4.93 | Solar |  |  | Interconnected | Trade Secret | Trade | WDY | WDY321 | Residential | Solar*Rewards | Trade Secret | 2021 | 2021
20263-228838-01 | Xcel Energy | 85 | 13781 | IOU | 05277478 | 6.98 | Solar |  |  | Interconnected | Trade Secret | Trade | TWL | TWL062 | Residential |  | Trade Secret | 2022 | 2023
20263-228838-01 | Xcel Energy | 85 | 13781 | IOU | 05951408 | 3.747 | Solar |  |  | Active Application | Trade Secret | Trade | RAM | RAM064 | Residential |  | Trade Secret | 2024
20263-228838-01 | Xcel Energy | 85 | 13781 | IOU | 06065769 | 6.453 | Solar |  |  | Active Application | Trade Secret | Trade | CHE | CHE075 | Residential |  | Trade Secret | 2025
20263-228838-01 | Xcel Energy | 85 | 13781 | IOU | 06310302 | 11.517 | Solar |  |  | Active Application | Trade Secret | Trade | GNL | GNL062 | Residential |  | Trade Secret | 2025
20263-228838-01 | Xcel Energy | 85 | 13781 | IOU | 05247117 | 7.68 | Solar |  |  | Interconnected | Trade Secret | Trade | WDY | WDY321 | Residential |  | Trade Secret | 2022 | 2023
20263-228838-01 | Xcel Energy | 85 | 13781 | IOU | 05853316 | 6.98 | Solar |  |  | Active Application | Trade Secret | Trade | WCR | WCR321 | Residential | Solar*Rewards | Trade Secret | 2024
20263-228838-01 | Xcel Energy | 85 | 13781 | IOU | 06322310 | 7.678 | Solar |  |  | Active Application | Trade Secret | Trade | WRR | WRR075 | Residential | Solar*Rewards | Trade Secret | 2026
20263-228838-01 | Xcel Energy | 85 | 13781 | IOU | 03131241 | 9.94 | Solar |  |  | Interconnected | Trade Secret | Trade | LCR | LCR311 | Residential | Solar*Rewards | Trade Secret | 2016 | 2017
20263-228838-01 | Xcel Energy | 85 | 13781 | IOU | 05459127 | 4.64 | Solar |  |  | Interconnected | Trade Secret | Trade | STY | STY075 | Residential |  | Trade Secret | 2023 | 2023
20263-228838-01 | Xcel Energy | 85 | 13781 | IOU | 03130428 | 12 | Solar |  |  | Interconnected | Trade Secret | Trade | WAS | WAS092 | Residential |  | Trade Secret | 2018 | 2018
20263-228838-01 | Xcel Energy | 85 | 13781 | IOU | 03132806 | 36 | Solar |  |  | Interconnected | Trade Secret | Trade | WAS | WAS092 | Residential | Solar*Rewards | Trade Secret | 2018 | 2018
20263-228838-01 | Xcel Energy | 85 | 13781 | IOU | OID3317911 | 18 | Solar |  |  | Withdrawn | Trade Secret | Trade | WAS | WAS092 | Residential | Solar*Rewards | Trade Secret | 2018
20263-228838-01 |  |  |  |  | OID3473790 |  | Solar |  |  | Withdrawn | Trade Secret | Trade | WAS | WAS092 | Residential | Solar*Rewards |  | 2018
20263-228838-01 | Xcel Energy | 85 | 13781 | IOU | OID3317921 | 30 | Solar |  |  | Withdrawn | Trade Secret | Trade | WAS | WAS092 | Residential |  | Trade Secret | 2018
20263-228838-01 | Xcel Energy | 85 | 13781 | IOU | OID3321376 | 30 | Solar |  |  | Withdrawn | Trade Secret | Trade | WAS | WAS092 | Residential |  | Trade Secret | 2018
20263-228838-01 | Xcel Energy | 85 | 13781 | IOU | 05638807 | 17.69 | Solar |  |  | Interconnected | Trade Secret | Trade | GSL | GSL064 | Residential |  | Trade Secret | 2023 | 2024
20263-228838-01 | Xcel Energy | 85 | 13781 | IOU | 06172760 | 4.645 | Solar |  |  | Interconnected | Trade Secret | Trade | CHE | CHE064 | Residential | Solar*Rewards | Trade Secret | 2025 | 2025
20263-228838-01 | Xcel Energy | 85 | 13781 | IOU | 04796017 | 8.376 | Solar |  |  | Interconnected | Trade Secret | Trade | ECK | ECK082 | Residential | Solar*Rewards | Trade Secret | 2022 | 2024
20263-228838-01 | Xcel Energy | 85 | 13781 | IOU | 05996390 | 5.32 | Solar |  |  | Interconnected | Trade Secret | Trade | IDA | IDA062 | Residential | Solar*Rewards | Trade Secret | 2024 | 2025
20263-228838-01 | Xcel Energy | 85 | 13781 | IOU | 04540479 | 8.376 | Solar |  |  | Interconnected | Trade Secret | Trade | HUG | HUG321 | Residential |  | Trade Secret | 2021 | 2021
20263-228838-01 | Xcel Energy | 85 | 13781 | IOU | 04440406 | 4.35 | Solar |  |  | Interconnected | Trade Secret | Trade | TWL | TWL063 | Residential | Solar*Rewards | Trade Secret | 2021 | 2021
20263-228838-01 | Xcel Energy | 85 | 13781 | IOU | 04041697 | 3.3 | Solar |  |  | Interconnected | Trade Secret | Trade | VMR | VMR062 | Residential |  | Trade Secret | 2020 | 2021
20263-228838-01 | Xcel Energy | 85 | 13781 | IOU | 05804905 | 7.678 | Solar |  |  | Interconnected | Trade Secret | Trade | AFT | AFT322 | Residential | Solar*Rewards | Trade Secret | 2024 | 2024
20263-228838-01 | Xcel Energy | 85 | 13781 | IOU | 05424280 | 8.41 | Solar |  |  | Active Application | Trade Secret | Trade | OSS | OSS063 | Residential |  | Trade Secret | 2023
20263-228838-01 | Xcel Energy | 85 | 13781 | IOU | 05497140 | 8.41 | Solar |  |  | Active Application | Trade Secret | Trade | OSS | OSS063 | Residential |  | Trade Secret | 2023
20263-228838-01 | Xcel Energy | 85 | 13781 | IOU | 05451028 | 8.41 | Solar |  |  | Withdrawn | Trade Secret | Trade | OSS | OSS063 | Residential | Solar*Rewards | Trade Secret | 2023
20263-228838-01 | Xcel Energy | 85 | 13781 | IOU | 03130121 | 38.012 | Solar |  |  | Interconnected | Trade Secret | Trade | ALT | ALT021 | Commercial | Solar*Rewards | Trade Secret | 2018 | 2019
20263-228838-01 | Xcel Energy | 85 | 13781 | IOU | 03134154 | 1.92 | Solar |  |  | Interconnected | Trade Secret | Trade | BLC | BLC062 | Residential | Solar*Rewards | Trade Secret | 2014 | 2015
20263-228838-01 | Xcel Energy | 85 | 13781 | IOU | 04249303 | 12.65 | Solar |  |  | Interconnected | Trade Secret | Trade | ALK | ALK072 | Residential |  | Trade Secret | 2021 | 2021
20263-228838-01 | Xcel Energy | 85 | 13781 | IOU | 05949025 | 9.984 | Solar |  |  | Interconnected | Trade Secret | Trade | AFT | AFT322 | Residential | Solar*Rewards | Trade Secret | 2024 | 2025
20263-228838-01 | Xcel Energy | 85 | 13781 | IOU | 03132599 | 5 | Solar |  |  | Interconnected | Trade Secret | Trade | BLC | BLC062 | Residential | Solar*Rewards | Trade Secret | 2018 | 2018
20263-228838-01 |  |  |  |  | OID3326139 |  | Solar |  |  | Withdrawn | Trade Secret | Trade | BLC | BLC062 | Residential | Solar*Rewards |  | 2018
20263-228838-01 | Xcel Energy | 85 | 13781 | IOU | 05936887 | 3.747 | Solar |  |  | Interconnected | Trade Secret | Trade | FSL | FSL312 | Residential |  | Trade Secret | 2024 | 2025
20263-228838-01 | Xcel Energy | 85 | 13781 | IOU | OID2887778 | 9.94 | Solar |  |  | Withdrawn | Trade Secret | Trade | WEH | WEH021 | Residential | Solar*Rewards | Trade Secret | 2016
20263-228838-01 | Xcel Energy | 85 | 13781 | IOU | 03131527 | 9.94 | Solar |  |  | Interconnected | Trade Secret | Trade | WEH | WEH021 | Residential | Made in Minnesota | Trade Secret | 2017 | 2017
20263-228838-01 | Xcel Energy | 85 | 13781 | IOU | 05948455 | 6.98 | Solar |  |  | Interconnected | Trade Secret | Trade | GSL | GSL341 | Residential | Solar*Rewards | Trade Secret | 2024 | 2024
20263-228838-01 | Xcel Energy | 85 | 13781 | IOU | 05959890 | 6.98 | Solar |  |  | Active Application | Trade Secret | Trade | GSL | GSL341 | Residential | Solar*Rewards | Trade Secret | 2024
20263-228838-01 | Xcel Energy | 85 | 13781 | IOU | 04059516 | 11 | Solar |  |  | Interconnected | Trade Secret | Trade | RPO | RPO311 | Residential |  | Trade Secret | 2020 | 2021
20263-228838-01 | Xcel Energy | 85 | 13781 | IOU | 04805627 | 9.45 | Solar |  |  | Interconnected | Trade Secret | Trade | BLC | BLC062 | Residential | Solar*Rewards | Trade Secret | 2022 | 2023
20263-228838-01 | Xcel Energy | 85 | 13781 | IOU | 04274057 | 8.768 | Solar |  |  | Interconnected | Trade Secret | Trade | WWK | WWK311 | Residential | Solar*Rewards | Trade Secret | 2021 | 2021
20263-228838-01 | Xcel Energy | 85 | 13781 | IOU | 03134187 | 7.63 | Solar |  |  | Interconnected | Trade Secret | Trade | RAM | RAM064 | Residential | Solar*Rewards | Trade Secret | 2015 | 2015
20263-228838-01 | Xcel Energy | 85 | 13781 | IOU | 06230859 | 7.6 | Storage |  |  | Interconnected | Trade Secret | Trade | RAM | RAM064 | Residential |  | Trade Secret | 2025 | 2025
20263-228838-01 | Xcel Energy | 85 | 13781 | IOU | 05933833 | 4.592 | Solar |  |  | Interconnected | Trade Secret | Trade | ALK | ALK067 | Residential | Solar*Rewards | Trade Secret | 2024 | 2024
20263-228838-01 | Xcel Energy | 85 | 13781 | IOU | 03131706 | 7.63 | Solar |  |  | Interconnected | Trade Secret | Trade | GRC | GRC312 | Residential | Made in Minnesota | Trade Secret | 2017 | 2017
20263-228838-01 |  |  |  |  | OID3758629 |  | Solar |  |  | Withdrawn | Trade Secret | Trade | NER | NER021 | Commercial | Solar*Rewards |  | 2019
20263-228838-01 | Xcel Energy | 85 | 13781 | IOU | 04821761 | 8.48 | Solar |  | X | Active Application | Trade Secret | Trade | HSN | HSN321 | Residential | Solar*Rewards | Trade Secret | 2022
20263-228838-01 | Xcel Energy | 85 | 13781 | IOU | 05988407 | 5.76 | Solar |  |  | Interconnected | Trade Secret | Trade | DND | DND071 | Residential | Solar*Rewards | Trade Secret | 2024 | 2025
20263-228838-01 | Xcel Energy | 85 | 13781 | IOU | 05985273 | 5.76 | Solar |  |  | Withdrawn | Trade Secret | Trade | DND | DND071 | Residential | Solar*Rewards | Trade Secret | 2024
20263-228838-01 | Xcel Energy | 85 | 13781 | IOU | 03131371 | 19.999 | Solar |  |  | Interconnected | Trade Secret | Trade | KOL | KOL061 | Commercial | Solar*Rewards | Trade Secret | 2017 | 2017
20263-228838-01 | Xcel Energy | 85 | 13781 | IOU | 03131398 | 53.399 | Solar |  |  | Interconnected | Trade Secret | Trade | KOL | KOL061 | Commercial |  | Trade Secret | 2017 | 2017
20263-228838-01 | Xcel Energy | 85 | 13781 | IOU | 05131659 | 13.34 | Solar |  |  | Interconnected | Trade Secret | Trade | ALK | ALK072 | Residential |  | Trade Secret | 2022 | 2022
20263-228838-01 | Xcel Energy | 85 | 13781 | IOU | 05973662 | 7.872 | Solar |  |  | Interconnected | Trade Secret | Trade | TWL | TWL082 | Residential |  | Trade Secret | 2024 | 2024
20263-228838-01 | Xcel Energy | 85 | 13781 | IOU | 05845686 | 7.872 | Solar |  |  | Withdrawn | Trade Secret | Trade | TWL | TWL082 | Residential | Solar*Rewards | Trade Secret | 2024
20263-228838-01 | Xcel Energy | 85 | 13781 | IOU | 06146382 | 6.073 | Solar |  |  | Interconnected | Trade Secret | Trade | CGR | CGR071 | Residential |  | Trade Secret | 2025 | 2025
20263-228838-01 | Xcel Energy | 85 | 13781 | IOU | 06170466 | 6.5 | Solar |  |  | Active Application | Trade Secret | Trade | HWW | HWW061 | Residential | Solar*Rewards | Trade Secret | 2025
20263-228838-01 | Xcel Energy | 85 | 13781 | IOU | 05387622 | 999 | Solar |  |  | Interconnected | Owatonna | Trade | MDF | MDF021 | Community Solar Garden | Solar*Rewards Community | Trade Secret | 2024 | 2025
20263-228838-01 | Xcel Energy | 85 | 13781 | IOU | 05832341 | 8.725 | Solar |  |  | Interconnected | Trade Secret | Trade | GSL | GSL341 | Residential | Solar*Rewards | Trade Secret | 2024 | 2024
20263-228838-01 | Xcel Energy | 85 | 13781 | IOU | 06001579 | 9.216 | Solar |  |  | Interconnected | Trade Secret | Trade | CGR | CGR071 | Residential | Solar*Rewards | Trade Secret | 2024 | 2025
20263-228838-01 | Xcel Energy | 85 | 13781 | IOU | 06110361 | 4.555 | Solar |  |  | Interconnected | Trade Secret | Trade | CHE | CHE065 | Residential |  | Trade Secret | 2025 | 2025
20263-228838-01 | Xcel Energy | 85 | 13781 | IOU | 06068510 | 50 | Solar |  |  | Interconnected | Trade Secret | Trade | HWW | HWW061 | Commercial |  | Trade Secret | 2025 | 2025
20263-228838-01 | Xcel Energy | 85 | 13781 | IOU | 06109427 | 7.591 | Solar |  | X | Interconnected | Trade Secret | Trade | MPK | MPK071 | Residential | Solar*Rewards | Trade Secret | 2025 | 2025
20263-228838-01 | Xcel Energy | 85 | 13781 | IOU | 06220433 | 17.3 | Solar |  |  | Active Application | Trade Secret | Trade | WYO | WYO031 | Commercial |  | Trade Secret | 2025
20263-228838-01 | Xcel Energy | 85 | 13781 | IOU | 06275225 | 5.235 | Solar |  |  | Active Application | Trade Secret | Trade | OAD | OAD062 | Residential |  | Trade Secret | 2025
20263-228838-01 | Xcel Energy | 85 | 13781 | IOU | 06300331 | 3.2 | Solar |  |  | Active Application | Trade Secret | Trade | CGR | CGR062 | Residential |  | Trade Secret | 2025
20263-228838-01 | Xcel Energy | 85 | 13781 | IOU | 05848692 | 400 | Solar |  |  | Active Application | Trade Secret | Trade | PRR | PRR061 | LMI | Solar*Rewards Community | Trade Secret | 2024
20263-228838-01 | Xcel Energy | 85 | 13781 | IOU | 05800187 | 3750 | Solar |  |  | Active Application | Trade Secret | Trade | FAP | FAP061 | Commercial |  | Trade Secret | 2024
20263-228838-01 |  |  |  |  | 06255003 |  |  |  |  | Active Application | Trade Secret | Trade |  |  | Residential |  |  | 2025
20263-228838-01 | Xcel Energy | 85 | 13781 | IOU | SRC038477 | 1000 | Solar |  |  | Withdrawn | Trade Secret | Trade | LAP | LAP311 | Community Solar Garden | Solar*Rewards Community | Trade Secret | 2014
20263-228838-01 | Xcel Energy | 85 | 13781 | IOU | SRC044993 | 1000 | Solar |  |  | Withdrawn | Trade Secret | Trade |  |  | Community Solar Garden | Solar*Rewards Community | Trade Secret | 2016
20263-228838-01 | Xcel Energy | 85 | 13781 | IOU | SRC040644 | 950 | Solar |  |  | Withdrawn | Trade Secret | Trade |  |  | Community Solar Garden | Solar*Rewards Community | Trade Secret | 2015
20263-228838-01 | Xcel Energy | 85 | 13781 | IOU | SRC069870 | 1000 | Solar |  |  | Withdrawn | Trade Secret | Trade | AFT | AFT321 | Community Solar Garden | Solar*Rewards Community | Trade Secret | 2018
20263-228838-01 | Xcel Energy | 85 | 13781 | IOU | 03128085 | 1000 | Solar |  |  | Interconnected | Saint Cloud | Trade | SAK | SAK312 | Community Solar Garden | Solar*Rewards Community | Trade Secret | 2015 | 2019
20263-228838-01 | Xcel Energy | 85 | 13781 | IOU | 03126922 | 1000 | Solar |  |  | Interconnected | Morristown | Trade | MTW | MTW021 | Community Solar Garden | Solar*Rewards Community | Trade Secret | 2016 | 2021
20263-228838-01 | Xcel Energy | 85 | 13781 | IOU | 03124703 | 250 | Solar |  |  | Interconnected | Clarks Grove | Trade | CKG | CKG041 | Community Solar Garden | Solar*Rewards Community | Trade Secret | 2016 | 2019
20263-228838-01 | Xcel Energy | 85 | 13781 | IOU | 03128223 | 427 | Solar |  |  | Interconnected | Silver Lake | Trade | LSP | LSP022 | Community Solar Garden | Solar*Rewards Community | Trade Secret | 2017 | 2022
20263-228838-01 |  |  |  |  | 05551475 |  | Solar |  |  | Active Application | Trade Secret | Trade |  |  | Residential | Solar*Rewards |  | 2023
20263-228838-01 |  |  |  |  | 04845663 |  | Solar |  |  | Active Application | Trade Secret | Trade |  |  | Residential | Solar*Rewards |  | 2022
20263-228838-01 |  |  |  |  | 04840977 |  | Solar |  |  | Active Application | Trade Secret | Trade |  |  | Residential | Solar*Rewards |  | 2022
20263-228838-01 |  |  |  |  | 05598846 |  | Solar |  |  | Withdrawn | Trade Secret | Trade |  |  | Residential | Solar*Rewards |  | 2023
20263-228838-01 |  |  |  |  | 04336434 |  |  |  |  | Active Application | Trade Secret | Trade |  |  | Residential |  |  | 2021
20263-228838-01 |  |  |  |  | 04408958 |  | Solar |  |  | Active Application | Trade Secret | Trade |  |  | Residential | Solar*Rewards |  | 2021
20263-228838-01 | Xcel Energy | 85 | 13781 | IOU | SRC040047 | 1000 | Solar |  |  | Withdrawn | Trade Secret | Trade | EKO | EKO021 | Community Solar Garden | Solar*Rewards Community | Trade Secret | 2015
20263-228838-01 | Xcel Energy | 85 | 13781 | IOU | 04160561 | 1000 | Solar |  |  | Interconnected | Franklin | Trade | FRA | FRA211 | Community Solar Garden | Solar*Rewards Community | Trade Secret | 2021 | 2022
20263-228838-01 |  |  |  |  | 04993443 |  | Solar |  |  | Active Application | Trade Secret | Trade |  |  | Residential | Solar*Rewards |  | 2022
20263-228838-01 |  |  |  |  | 05799987 |  | Solar |  |  | Withdrawn | Trade Secret | Trade |  |  | Residential |  |  | 2024
20263-228838-01 | Xcel Energy | 85 | 13781 | IOU | SRC038479 | 1000 | Solar |  |  | Withdrawn | Trade Secret | Trade | LAP | LAP311 | Community Solar Garden | Solar*Rewards Community | Trade Secret | 2014
20263-228838-01 | Xcel Energy | 85 | 13781 | IOU | SRC038606 | 1000 | Solar |  |  | Withdrawn | Trade Secret | Trade | LAP | LAP311 | Community Solar Garden | Solar*Rewards Community | Trade Secret | 2014
20263-228838-01 | Xcel Energy | 85 | 13781 | IOU | SRC040002 | 1000 | Solar |  |  | Withdrawn | Trade Secret | Trade | WAK | WAK321 | Community Solar Garden | Solar*Rewards Community | Trade Secret | 2015
20263-228838-01 | Xcel Energy | 85 | 13781 | IOU | 03126965 | 1000 | Solar |  |  | Interconnected | Scandia | Trade | HUG | HUG321 | Community Solar Garden | Solar*Rewards Community | Trade Secret | 2015 | 2018
20263-228838-01 | Xcel Energy | 85 | 13781 | IOU | 03127826 | 1000 | Solar |  |  | Interconnected | Rosemount | Trade | RMT | RMT311 | Community Solar Garden | Solar*Rewards Community | Trade Secret | 2014 | 2016
20263-228838-01 |  |  |  |  | 06083131 |  | Solar |  |  | Withdrawn | Trade Secret | Trade |  |  | Residential | Solar*Rewards |  | 2025
20263-228838-01 |  |  |  |  | 05166215 |  | Solar |  |  | Active Application | Trade Secret | Trade |  |  | Residential | Solar*Rewards |  | 2022
20263-228838-01 |  |  |  |  | 05204908 |  |  |  |  | Active Application | Trade Secret | Trade |  |  | Residential |  |  | 2022
20263-228838-01 | Xcel Energy | 85 | 13781 | IOU | 03126005 | 996 | Solar |  |  | Interconnected | Jordan | Trade | JOR | JOR022 | Community Solar Garden | Solar*Rewards Community | Trade Secret | 2015 | 2017
20263-228838-01 |  |  |  |  | 05489880 |  |  |  |  | Active Application | Trade Secret | Trade |  |  | Residential |  |  | 2023
20263-228838-01 | Xcel Energy | 85 | 13781 | IOU | SRC040812 | 1000 | Solar |  |  | Withdrawn | Trade Secret | Trade | WTN | WTN061 | Community Solar Garden | Solar*Rewards Community | Trade Secret | 2015
20263-228838-01 | Xcel Energy | 85 | 13781 | IOU | SRC042760 | 950 | Solar |  |  | Withdrawn | Trade Secret | Trade | KAN | KAN031 | Community Solar Garden | Solar*Rewards Community | Trade Secret | 2015
20263-228838-01 | Xcel Energy | 85 | 13781 | IOU | 03128468 | 1000 | Solar |  |  | Interconnected | Northfield | Trade | DND | DND072 | Community Solar Garden | Solar*Rewards Community | Trade Secret | 2015 | 2018
20263-228838-01 |  |  |  |  | 05346131 |  |  |  |  | Active Application | Trade Secret | Trade |  |  | Residential |  |  | 2022
20263-228838-01 |  |  |  |  | 05445989 |  |  |  |  | Active Application | Trade Secret | Trade |  |  | Residential |  |  | 2023
20263-228838-01 |  |  |  |  | 05333141 |  |  |  |  | Active Application | Trade Secret | Trade |  |  | Residential |  |  | 2022
20263-228838-01 | Xcel Energy | 85 | 13781 | IOU | SRC042564 | 950 | Solar |  |  | Withdrawn | Trade Secret | Trade | PIP | PIP090 | Community Solar Garden | Solar*Rewards Community | Trade Secret | 2015
20263-228838-01 | Xcel Energy | 85 | 13781 | IOU | SRC052286 | 1000 | Solar |  |  | Withdrawn | Trade Secret | Trade |  |  | Community Solar Garden | Solar*Rewards Community | Trade Secret | 2016
20263-228838-01 | Xcel Energy | 85 | 13781 | IOU | 03124807 | 1000 | Solar |  |  | Interconnected | Norwood Young America | Trade | WWK | WWK311 | Community Solar Garden | Solar*Rewards Community | Trade Secret | 2015 | 2018
20263-228838-01 | Xcel Energy | 85 | 13781 | IOU | 03432095 | 1.16 | Solar |  |  | Active Application | Trade Secret | Trade |  |  | Residential | Solar*Rewards | Trade Secret | 2019
20263-228838-01 | Xcel Energy | 85 | 13781 | IOU | SRC040699 | 950 | Solar |  |  | Withdrawn | Trade Secret | Trade |  |  | Community Solar Garden | Solar*Rewards Community | Trade Secret | 2015
20263-228838-01 | Xcel Energy | 85 | 13781 | IOU | SRC038564 | 1000 | Solar |  |  | Withdrawn | Trade Secret | Trade | CSR | CSR001 | Community Solar Garden | Solar*Rewards Community | Trade Secret | 2014
20263-228838-01 | Xcel Energy | 85 | 13781 | IOU | SRC052700 | 1000 | Solar |  |  | Withdrawn | Trade Secret | Trade | MTW | MTW021 | Community Solar Garden | Solar*Rewards Community | Trade Secret | 2016
20263-228838-01 | Xcel Energy | 85 | 13781 | IOU | SRC041648 | 972 | Solar |  |  | Withdrawn | Trade Secret | Trade | SOH | SOH001 | Community Solar Garden | Solar*Rewards Community | Trade Secret | 2015
20263-228838-01 | Xcel Energy | 85 | 13781 | IOU | 05519324 | 1000 | Solar |  |  | Withdrawn | Trade Secret | Trade | PRR | PRR063 | Community Solar Garden | Solar*Rewards Community | Trade Secret | 2023
20263-228838-01 |  |  |  |  | 04135861 |  | Solar |  |  | Active Application | Trade Secret | Trade |  |  | Residential | Solar*Rewards |  | 2020
20263-228838-01 |  |  |  |  | 04287358 |  | Solar |  |  | Active Application | Trade Secret | Trade |  |  | Residential | Solar*Rewards |  | 2021
20263-228838-01 | Xcel Energy | 85 | 13781 | IOU | SRC073050 | 1000 | Solar |  |  | Withdrawn | Trade Secret | Trade |  |  | Community Solar Garden | Solar*Rewards Community | Trade Secret | 2019
20263-228838-01 | Xcel Energy | 85 | 13781 | IOU | SRC039312 | 1000 | Solar |  |  | Withdrawn | Trade Secret | Trade |  |  | Community Solar Garden | Solar*Rewards Community | Trade Secret | 2015
20263-228838-01 | Xcel Energy | 85 | 13781 | IOU | SRC040642 | 950 | Solar |  |  | Withdrawn | Trade Secret | Trade |  |  | Community Solar Garden | Solar*Rewards Community | Trade Secret | 2015
20263-228838-01 |  |  |  |  | 04266915 |  |  |  |  | Active Application | Trade Secret | Trade |  |  | Residential |  |  | 2020
20263-228838-01 |  |  |  |  | 05781839 |  |  |  |  | Active Application | Trade Secret | Trade |  |  | Residential |  |  | 2024
20263-228838-01 | Xcel Energy | 85 | 13781 | IOU | SRC038774 | 1000 | Solar |  |  | Withdrawn | Trade Secret | Trade | LNS | LNS033 | Community Solar Garden | Solar*Rewards Community | Trade Secret | 2014
20263-228838-01 |  |  |  |  | 05942750 |  |  |  |  | Withdrawn | Trade Secret | Trade |  |  | Residential |  |  | 2024
20263-228838-01 |  |  |  |  | 05805569 |  | Solar |  |  | Active Application | Trade Secret | Trade |  |  | Residential | Solar*Rewards |  | 2024
20263-228838-01 |  |  |  |  | 05799654 |  | Solar |  |  | Active Application | Trade Secret | Trade |  |  | Residential | Solar*Rewards |  | 2024
20263-228838-01 |  |  |  |  | 04850523 |  |  |  |  | Active Application | Trade Secret | Trade |  |  | Residential |  |  | 2022
20263-228838-01 | Xcel Energy | 85 | 13781 | IOU | SRC039290 | 1000 | Solar |  |  | Withdrawn | Trade Secret | Trade |  |  | Community Solar Garden | Solar*Rewards Community | Trade Secret | 2015
20263-228838-01 | Xcel Energy | 85 | 13781 | IOU | SRC038642 | 950 | Solar |  |  | Withdrawn | Trade Secret | Trade |  |  | Community Solar Garden | Solar*Rewards Community | Trade Secret | 2014
20263-228838-01 | Xcel Energy | 85 | 13781 | IOU | SRC071105 | 1000 | Solar |  |  | Withdrawn | Trade Secret | Trade |  |  | Community Solar Garden | Solar*Rewards Community | Trade Secret | 2018
20263-228838-01 | Xcel Energy | 85 | 13781 | IOU | SRC040643 | 950 | Solar |  |  | Withdrawn | Trade Secret | Trade |  |  | Community Solar Garden | Solar*Rewards Community | Trade Secret | 2015
20263-228838-01 | Xcel Energy | 85 | 13781 | IOU | SRC046069 | 2500 | Solar |  |  | Withdrawn | Trade Secret | Trade |  |  | Community Solar Garden | Solar*Rewards Community | Trade Secret | 2016
20263-228838-01 |  |  |  |  | 06321269 |  |  |  |  | Withdrawn | Trade Secret | Trade |  |  | Residential |  |  | 2026
20263-228838-01 |  |  |  |  | 06068196 |  | Solar |  |  | Active Application | Trade Secret | Trade |  |  | Residential | Solar*Rewards |  | 2025
20263-228838-01 | Xcel Energy | 85 | 13781 | IOU | SRC039437 | 1000 | Solar |  |  | Withdrawn | Trade Secret | Trade | NOF | NOF071 | Community Solar Garden | Solar*Rewards Community | Trade Secret | 2015
20263-228838-01 | Xcel Energy | 85 | 13781 | IOU | 03127578 | 1000 | Solar |  |  | Interconnected | Farmington | Trade | FRM | FRM062 | Community Solar Garden | Solar*Rewards Community | Trade Secret | 2014 | 2017
20263-228838-01 | Xcel Energy | 85 | 13781 | IOU | 03127290 | 1000 | Solar |  |  | Interconnected | Northfield | Trade | NOF | NOF061 | Community Solar Garden | Solar*Rewards Community | Trade Secret | 2015 | 2017
20263-228838-01 |  |  |  |  | 06025547 |  | Solar |  |  | Active Application | Trade Secret | Trade |  |  | Residential | Solar*Rewards |  | 2024
20263-228838-01 | Xcel Energy | 85 | 13781 | IOU | SRC042247 | 1000 | Solar |  |  | Withdrawn | Trade Secret | Trade | MTR | MTR021 | Community Solar Garden | Solar*Rewards Community | Trade Secret | 2015
20263-228838-01 | Xcel Energy | 85 | 13781 | IOU | SRC040596 | 950 | Solar |  |  | Withdrawn | Trade Secret | Trade | WAS | WAS092 | Community Solar Garden | Solar*Rewards Community | Trade Secret | 2015
20263-228838-01 | Xcel Energy | 85 | 13781 | IOU | SRC042353 | 1000 | Solar |  |  | Withdrawn | Trade Secret | Trade | KAN | KAN022 | Community Solar Garden | Solar*Rewards Community | Trade Secret | 2015
20263-228838-01 | Xcel Energy | 85 | 13781 | IOU | SRC038456 | 1000 | Solar |  |  | Withdrawn | Trade Secret | Trade | LAP | LAP311 | Community Solar Garden | Solar*Rewards Community | Trade Secret | 2014
20263-228838-01 | Xcel Energy | 85 | 13781 | IOU | 03127191 | 1000 | Solar |  |  | Interconnected | Courtland | Trade | SWN | SWN022 | Community Solar Garden | Solar*Rewards Community | Trade Secret | 2015 | 2017
20263-228838-01 | Xcel Energy | 85 | 13781 | IOU | 03128587 | 250 | Solar |  |  | Interconnected | Mayer | Trade | WCS | WCS064 | Community Solar Garden | Solar*Rewards Community | Trade Secret | 2015 | 2018
20263-228838-01 |  |  |  |  | SRO18933 |  | Solar |  |  | Withdrawn | Trade Secret | Trade |  |  |  | Solar*Rewards |  | 2011
20263-228838-01 |  |  |  |  | 03789161 |  | Solar |  |  | Active Application | Trade Secret | Trade |  |  | Residential | Solar*Rewards |  | 2020
20263-228838-01 | Xcel Energy | 85 | 13781 | IOU | 06215594 | 10800 | Solar |  |  | Withdrawn | Trade Secret | Trade |  |  | Commercial | Other | Trade Secret | 2025
20263-228838-01 | Xcel Energy | 85 | 13781 | IOU | SRC040640 | 1000 | Solar |  |  | Withdrawn | Trade Secret | Trade | BUR | BUR032 | Community Solar Garden | Solar*Rewards Community | Trade Secret | 2015
20263-228838-01 | Xcel Energy | 85 | 13781 | IOU | SRC038572 | 998.4 | Solar |  |  | Withdrawn | Trade Secret | Trade | RMT | RMT311 | Community Solar Garden | Solar*Rewards Community | Trade Secret | 2014
20263-228838-01 | Xcel Energy | 85 | 13781 | IOU | 03121423 | 1000 | Solar |  |  | Interconnected | Altura | Trade | ALT | ALT021 | Community Solar Garden | Solar*Rewards Community | Trade Secret | 2017 | 2019
20263-228838-01 | Xcel Energy | 85 | 13781 | IOU | 05162888 | 1000 | Solar |  |  | Withdrawn | Trade Secret | Trade | BIS | BIS001 | Community Solar Garden | Solar*Rewards Community | Trade Secret | 2023
20263-228838-01 |  |  |  |  | 05637676 |  | Solar |  |  | Withdrawn | Trade Secret | Trade |  |  | Residential | Solar*Rewards |  | 2023
20263-228838-01 | Xcel Energy | 85 | 13781 | IOU | SRC042435 | 1000 | Solar |  |  | Withdrawn | Trade Secret | Trade | KAN | KAN031 | Community Solar Garden | Solar*Rewards Community | Trade Secret | 2015
20263-228838-01 | Xcel Energy | 85 | 13781 | IOU | 03123390 | 1000 | Solar |  |  | Interconnected | Mankato | Trade | SMT | SMT082 | Community Solar Garden | Solar*Rewards Community | Trade Secret | 2015 | 2018
20263-228838-01 |  |  |  |  | 05754834 |  | Solar |  |  | Active Application | Trade Secret | Trade |  |  | Residential | Solar*Rewards |  | 2024
20263-228838-01 | Xcel Energy | 85 | 13781 | IOU | 05652672 | 1000 | Solar |  |  | Withdrawn | Trade Secret | Trade | CHE | CHE075 | Community Solar Garden | Solar*Rewards Community | Trade Secret | 2023
20263-228838-01 |  |  |  |  | 05521537 |  | Solar |  |  | Active Application | Trade Secret | Trade |  |  | Residential | Solar*Rewards |  | 2023
20263-228838-01 |  |  |  |  | 05766935 |  | Solar |  |  | Active Application | Trade Secret | Trade |  |  | Residential | Solar*Rewards |  | 2024
20263-228838-01 |  |  |  |  | 05377909 |  |  |  |  | Active Application | Trade Secret | Trade |  |  | Residential |  |  | 2023
20263-228838-01 | Xcel Energy | 85 | 13781 | IOU | 05675516 | 5000 | Solar |  |  | Withdrawn | Trade Secret | Trade |  |  | Commercial | Other | Trade Secret | 2023
20263-228838-01 |  |  |  |  | 05564875 |  | Solar |  |  | Active Application | Trade Secret | Trade |  |  | Residential | Solar*Rewards |  | 2023
20263-228838-01 | Xcel Energy | 85 | 13781 | IOU | SRC040832 | 1000 | Solar |  |  | Withdrawn | Trade Secret | Trade | SOH | SOH001 | Community Solar Garden | Solar*Rewards Community | Trade Secret | 2015
20263-228838-01 |  |  |  |  | OID2806649 |  | Solar |  |  | Withdrawn | Trade Secret | Trade | [5 empty] | 2014
20263-228838-01 |  |  |  |  | 04385766 |  | Solar |  |  | Active Application | Trade Secret | Trade |  |  | Residential | Solar*Rewards |  | 2021
20263-228838-01 | Xcel Energy | 85 | 13781 | IOU | 03130958 | 2000 | Natural Gas |  |  | Interconnected | Trade Secret | Trade | SIP | SIP071 | Commercial |  | Trade Secret | 2006 | 2007
20263-228838-01 | Xcel Energy | 85 | 13781 | IOU | 03123443 | 1000 | Solar |  |  | Interconnected | Kasson | Trade | KAN | KAN022 | Community Solar Garden | Solar*Rewards Community | Trade Secret | 2015 | 2017
20263-228838-01 | Xcel Energy | 85 | 13781 | IOU | 03123314 | 1000 | Solar |  |  | Interconnected | Cologne | Trade | WWK | WWK321 | Community Solar Garden | Solar*Rewards Community | Trade Secret | 2017 | 2019
20263-228838-01 | Xcel Energy | 85 | 13781 | IOU | 03125998 | 997 | Solar |  |  | Interconnected | Watertown | Trade | WWK | WWK311 | Community Solar Garden | Solar*Rewards Community | Trade Secret | 2015 | 2017
20263-228838-01 | Xcel Energy | 85 | 13781 | IOU | 03121332 | 1000 | Solar |  |  | Interconnected | Scandia | Trade | SCA | SCA021 | Community Solar Garden | Solar*Rewards Community | Trade Secret | 2015 | 2018
20263-228838-01 |  |  |  |  | 05941890 |  | Solar |  |  | Withdrawn | Trade Secret | Trade |  |  | Residential | Solar*Rewards |  | 2024
20263-228838-01 | Xcel Energy | 85 | 13781 | IOU | SRC042561 | 950 | Solar |  |  | Withdrawn | Trade Secret | Trade | PIP | PIP090 | Community Solar Garden | Solar*Rewards Community | Trade Secret | 2015
20263-228838-01 | Xcel Energy | 85 | 13781 | IOU | 03130791 | 2000 | Other |  |  | Interconnected | Trade Secret | Trade | WCR | WCR311 | Commercial |  | Trade Secret | 2004 | 2004
20263-228838-01 | Xcel Energy | 85 | 13781 | IOU | SRC042569 | 1000 | Solar |  |  | Withdrawn | Trade Secret | Trade | AFT | AFT322 | Community Solar Garden | Solar*Rewards Community | Trade Secret | 2015
20263-228838-01 | Xcel Energy | 85 | 13781 | IOU | 03123416 | 1000 | Solar |  |  | Interconnected | Starbuck | Trade | LOW | LOW021 | Community Solar Garden | Solar*Rewards Community | Trade Secret | 2017 | 2019
20263-228838-01 |  |  |  |  | OID3627961 |  | Solar |  |  | Withdrawn | Trade Secret | Trade |  |  |  | Solar*Rewards |  | 2018
20263-228838-01 | Xcel Energy | 85 | 13781 | IOU | SRC038739 | 1000 | Solar |  |  | Withdrawn | Trade Secret | Trade | LNS | LNS033 | Community Solar Garden | Solar*Rewards Community | Trade Secret | 2014
20263-228838-01 | Xcel Energy | 85 | 13781 | IOU | SRC038330 | 1000 | Solar |  |  | Withdrawn | Trade Secret | Trade | PAT | PAT313 | Community Solar Garden | Solar*Rewards Community | Trade Secret | 2014
20263-228838-01 | Xcel Energy | 85 | 13781 | IOU | 03125970 | 1000 | Solar |  |  | Interconnected | Waterville | Trade | WAT | WAT021 | Community Solar Garden | Solar*Rewards Community | Trade Secret | 2015 | 2018
20263-228838-01 | Xcel Energy | 85 | 13781 | IOU | SRC074640 | 523 | Solar |  |  | Withdrawn | Trade Secret | Trade | ZUF | ZUF021 | Community Solar Garden | Solar*Rewards Community | Trade Secret | 2019
20263-228838-01 | Xcel Energy | 85 | 13781 | IOU | SRC040893 | 700 | Solar |  |  | Withdrawn | Trade Secret | Trade |  |  | Community Solar Garden | Solar*Rewards Community | Trade Secret | 2015
20263-228838-01 | Xcel Energy | 85 | 13781 | IOU | 03127283 | 1000 | Solar |  |  | Interconnected | Clear Lake | Trade | SDX | SDX311 | Community Solar Garden | Solar*Rewards Community | Trade Secret | 2018 | 2020
20263-228838-01 | Xcel Energy | 85 | 13781 | IOU | 03130932 | 1650 | Wind |  |  | Interconnected | Trade Secret | Trade | NOF | NOF061 | Commercial |  | Trade Secret | 2003 | 2004
20263-228838-01 | Xcel Energy | 85 | 13781 | IOU | 03249014 | 5.28 | Solar |  |  | Active Application | Trade Secret | Trade | BLC | BLC062 | Residential | Solar*Rewards | Trade Secret | 2019
20263-228838-01 | Xcel Energy | 85 | 13781 | IOU | SRC042476 | 950 | Solar |  |  | Withdrawn | Trade Secret | Trade | KEN | KEN022 | Community Solar Garden | Solar*Rewards Community | Trade Secret | 2015
20263-228838-01 | Xcel Energy | 85 | 13781 | IOU | SRC072232 | 1000 | Solar |  |  | Withdrawn | Trade Secret | Trade | BEG | BEG001 | Community Solar Garden | Solar*Rewards Community | Trade Secret | 2019
20263-228838-01 | Xcel Energy | 85 | 13781 | IOU | 03128535 | 1000 | Solar |  |  | Interconnected | Saint Cloud | Trade | SCL | SCL322 | Community Solar Garden | Solar*Rewards Community | Trade Secret | 2015 | 2018
20263-228838-01 | Xcel Energy | 85 | 13781 | IOU | SRC038504 | 1000 | Solar |  |  | Withdrawn | Trade Secret | Trade | HSN | HSN321 | Community Solar Garden | Solar*Rewards Community | Trade Secret | 2014
20263-228838-01 | Xcel Energy | 85 | 13781 | IOU | SRC084696 | 1000 | Solar |  |  | Withdrawn | Trade Secret | Trade | MOL | MOL062 | Community Solar Garden | Solar*Rewards Community | Trade Secret | 2021
20263-228838-01 | Xcel Energy | 85 | 13781 | IOU | OID2806401 | 1300 | Other |  |  | Interconnected | Trade Secret | Trade |  |  | Commercial |  | Trade Secret | 2010 | 2010
20263-228838-01 | Xcel Energy | 85 | 13781 | IOU | SRC042640 | 950 | Solar |  |  | Withdrawn | Trade Secret | Trade | DGC | DGC061 | Community Solar Garden | Solar*Rewards Community | Trade Secret | 2015
20263-228838-01 | Xcel Energy | 85 | 13781 | IOU | SRC039231 | 1000 | Solar |  |  | Withdrawn | Trade Secret | Trade | RCH | RCH061 | Community Solar Garden | Solar*Rewards Community | Trade Secret | 2015
20263-228838-01 | Xcel Energy | 85 | 13781 | IOU | 03127067 | 1000 | Solar |  |  | Interconnected | North Branch | Trade | CHI | CHI311 | Community Solar Garden | Solar*Rewards Community | Trade Secret | 2016 | 2018
20263-228838-01 | Xcel Energy | 85 | 13781 | IOU | 03126702 | 250 | Solar |  |  | Interconnected | Hastings | Trade | CGR | CGR063 | Community Solar Garden | Solar*Rewards Community | Trade Secret | 2015 | 2018
20263-228838-01 | Xcel Energy | 85 | 13781 | IOU | 03128514 | 1000 | Solar |  |  | Interconnected | Plato | Trade | PLA | PLA022 | Community Solar Garden | Solar*Rewards Community | Trade Secret | 2015 | 2020
20263-228838-01 |  |  |  |  | 04503438 |  | Solar |  |  | Active Application | Trade Secret | Trade |  |  | Residential | Solar*Rewards |  | 2021
20263-228838-01 | Xcel Energy | 85 | 13781 | IOU | SRC038762 | 1000 | Solar |  |  | Withdrawn | Trade Secret | Trade | FSL | FSL311 | Community Solar Garden | Solar*Rewards Community | Trade Secret | 2014
20263-228838-01 | Xcel Energy | 85 | 13781 | IOU | SRC039463 | 1000 | Solar |  |  | Withdrawn | Trade Secret | Trade | SWN | SWN022 | Community Solar Garden | Solar*Rewards Community | Trade Secret | 2015
20263-228838-01 | Xcel Energy | 85 | 13781 | IOU | 03125994 | 989 | Solar |  |  | Interconnected | Watertown | Trade | WWK | WWK311 | Community Solar Garden | Solar*Rewards Community | Trade Secret | 2015 | 2017
20263-228838-01 | Xcel Energy | 85 | 13781 | IOU | 03126927 | 1000 | Solar |  |  | Interconnected | Waterville | Trade | WAT | WAT221 | Community Solar Garden | Solar*Rewards Community | Trade Secret | 2015 | 2018
20263-228838-01 | Xcel Energy | 85 | 13781 | IOU | 04762113 | 1000 | Solar |  |  | Withdrawn | Trade Secret | Trade | SLW | SLW061 | Community Solar Garden | Solar*Rewards Community | Trade Secret | 2025
20263-228838-01 | Xcel Energy | 85 | 13781 | IOU | 04194001 | 1000 | Solar |  |  | Withdrawn | Trade Secret | Trade | SMT | SMT082 | Community Solar Garden | Solar*Rewards Community | Trade Secret | 2023
20263-228838-01 | Xcel Energy | 85 | 13781 | IOU | 03128519 | 1000 | Solar |  |  | Interconnected | Randolph | Trade | CTF | CTF021 | Community Solar Garden | Solar*Rewards Community | Trade Secret | 2015 | 2019
20263-228838-01 | Xcel Energy | 85 | 13781 | IOU | 03128571 | 1000 | Solar |  |  | Interconnected | Pipestone | Trade | PIP | PIP090 | Community Solar Garden | Solar*Rewards Community | Trade Secret | 2015 | 2017
20263-228838-01 | Xcel Energy | 85 | 13781 | IOU | 03127601 | 1000 | Solar |  |  | Interconnected | Clear Lake | Trade | SCL | SCL322 | Community Solar Garden | Solar*Rewards Community | Trade Secret | 2014 | 2018
20263-228838-01 | Xcel Energy | 85 | 13781 | IOU | SRC066093 | 1000 | Solar |  |  | Withdrawn | Trade Secret | Trade |  |  | Community Solar Garden | Solar*Rewards Community | Trade Secret | 2018
20263-228838-01 |  |  |  |  | 04570929 |  | Solar |  |  | Active Application | Trade Secret | Trade |  |  | Residential | Solar*Rewards |  | 2021
20263-228838-01 |  |  |  |  | 06112137 |  | Solar |  |  | Active Application | Trade Secret | Trade |  |  | Residential | Solar*Rewards |  | 2025
20263-228838-01 |  |  |  |  | 05820418 |  |  |  |  | Active Application | Trade Secret | Trade |  |  | Residential |  |  | 2024
20263-228838-01 | Xcel Energy | 85 | 13781 | IOU | SRC041655 | 1000 | Solar |  |  | Withdrawn | Trade Secret | Trade | SCH | SCH211 | Community Solar Garden | Solar*Rewards Community | Trade Secret | 2015
20263-228838-01 | Xcel Energy | 85 | 13781 | IOU | 03128512 | 1000 | Solar |  |  | Interconnected | Faribault | Trade | WEF | WEF071 | Community Solar Garden | Solar*Rewards Community | Trade Secret | 2015 | 2020
20263-228838-01 | Xcel Energy | 85 | 13781 | IOU | 03128621 | 1000 | Solar |  |  | Interconnected | Brooten | Trade | BRO | BRO021 | Community Solar Garden | Solar*Rewards Community | Trade Secret | 2015 | 2017
20263-228838-01 | Xcel Energy | 85 | 13781 | IOU | 03123307 | 1000 | Solar |  |  | Interconnected | Brooten | Trade | BRO | BRO021 | Community Solar Garden | Solar*Rewards Community | Trade Secret | 2019 | 2020
20263-228838-01 | Xcel Energy | 85 | 13781 | IOU | 06304191 | 5000 | Solar |  |  | Withdrawn | Trade Secret | Trade |  |  | Commercial | Other | Trade Secret | 2025
20263-228838-01 |  |  |  |  | 04003920 |  | Solar |  |  | Active Application | Trade Secret | Trade |  |  | Residential | Solar*Rewards |  | 2020
20263-228838-01 | Xcel Energy | 85 | 13781 | IOU | SRC039299 | 1000 | Solar |  |  | Withdrawn | Trade Secret | Trade |  |  | Community Solar Garden | Solar*Rewards Community | Trade Secret | 2015
20263-228838-01 | Xcel Energy | 85 | 13781 | IOU | SRC038581 | 750 | Solar |  |  | Withdrawn | Trade Secret | Trade | RIV | RIV064 | Community Solar Garden | Solar*Rewards Community | Trade Secret | 2014
20263-228838-01 |  |  |  |  | 04545069 |  |  |  |  | Active Application | Trade Secret | Trade |  |  | Residential |  |  | 2021
20263-228838-01 | Xcel Energy | 85 | 13781 | IOU | SRC040641 | 1000 | Solar |  |  | Withdrawn | Trade Secret | Trade | BUR | BUR032 | Community Solar Garden | Solar*Rewards Community | Trade Secret | 2015
20263-228838-01 | Xcel Energy | 85 | 13781 | IOU | 03128467 | 1000 | Solar |  |  | Interconnected | Northfield | Trade | DND | DND072 | Community Solar Garden | Solar*Rewards Community | Trade Secret | 2015 | 2018
20263-228838-01 | Xcel Energy | 85 | 13781 | IOU | OID3822099 | 11.39 | Solar |  |  | Withdrawn | Trade Secret | Trade | HEC | HEC001 | Commercial | Solar*Rewards | Trade Secret | 2019
20263-228838-01 | Xcel Energy | 85 | 13781 | IOU | OID3835669 | 11.39 | Solar |  |  | Withdrawn | Trade Secret | Trade | HEC | HEC001 | Commercial | Solar*Rewards | Trade Secret | 2019
20263-228838-01 | Xcel Energy | 85 | 13781 | IOU | 03933393 | 11.39 | Solar |  |  | Interconnected | Trade Secret | Trade | WIL | WIL073 | Residential | Solar*Rewards | Trade Secret | 2020 | 2020
20263-228838-01 | Xcel Energy | 85 | 13781 | IOU | 03132731 | 14.51 | Solar |  |  | Interconnected | Trade Secret | Trade | DBL | DBL063 | Commercial | Solar*Rewards | Trade Secret | 2018 | 2018
20263-228838-01 | Xcel Energy | 85 | 13781 | IOU | 03130413 | 23.51 | Solar |  |  | Interconnected | Trade Secret | Trade | DBL | DBL063 | Commercial |  | Trade Secret | 2018 | 2018
20263-228838-01 |  |  |  |  | 04469038 |  | Solar |  |  | Active Application | Trade Secret | Trade | HUG | HUG321 | Residential | Solar*Rewards |  | 2021
20263-228838-01 | Xcel Energy | 85 | 13781 | IOU | 03132171 | 33.3 | Solar |  |  | Interconnected | Trade Secret | Trade | GVW | GVW023 | Commercial | Made in Minnesota | Trade Secret | 2017 | 2018
20263-228838-01 | Xcel Energy | 85 | 13781 | IOU | 04829134 | 4.384 | Solar |  |  | Interconnected | Trade Secret | Trade | RPO | RPO311 | Residential | Solar*Rewards | Trade Secret | 2022 | 2022
20263-228838-01 | Xcel Energy | 85 | 13781 | IOU | 06152483 | 7.6 | Solar |  |  | Interconnected | Trade Secret | Trade | RPO | RPO311 | Residential | Solar*Rewards | Trade Secret | 2025 | 2025
20263-228838-01 | Xcel Energy | 85 | 13781 | IOU | 04808080 | 5.48 | Solar |  |  | Interconnected | Trade Secret | Trade | WCR | WCR321 | Residential | Solar*Rewards | Trade Secret | 2022 | 2022
20263-228838-01 | Xcel Energy | 85 | 13781 | IOU | 03268208 | 7.63 | Solar |  |  | Interconnected | Trade Secret | Trade | HWW | HWW073 | Residential | Solar*Rewards | Trade Secret | 2019 | 2020
20263-228838-01 | Xcel Energy | 85 | 13781 | IOU | 04875014 | 3.85 | Solar |  |  | Interconnected | Trade Secret | Trade | RMT | RMT321 | Residential | Solar*Rewards | Trade Secret | 2022 | 2022
20263-228838-01 | Xcel Energy | 85 | 13781 | IOU | 05753195 | 8.832 | Solar |  |  | Interconnected | Trade Secret | Trade | SLP | SLP092 | Residential | Solar*Rewards | Trade Secret | 2024 | 2024
20263-228838-01 | Xcel Energy | 85 | 13781 | IOU | 04793700 | 7.756 | Solar |  |  | Interconnected | Trade Secret | Trade | HAS | HAS021 | Residential | Solar*Rewards | Trade Secret | 2022 | 2022
20263-228838-01 | Xcel Energy | 85 | 13781 | IOU | 05800402 | 7.616 | Solar |  |  | Interconnected | Trade Secret | Trade | HAS | HAS021 | Residential | Solar*Rewards | Trade Secret | 2024 | 2024
20263-228838-01 | Xcel Energy | 85 | 13781 | IOU | 04882644 | 5.933 | Solar |  |  | Interconnected | Trade Secret | Trade | GSL | GSL341 | Residential | Solar*Rewards | Trade Secret | 2022 | 2022
20263-228838-01 | Xcel Energy | 85 | 13781 | IOU | 06106712 | 16.128 | Solar |  |  | Active Application | Trade Secret | Trade | HUG | HUG321 | Residential | Solar*Rewards | Trade Secret | 2025
20263-228838-01 | Xcel Energy | 85 | 13781 | IOU | 05457598 | 10.24 | Solar |  |  | Interconnected | Trade Secret | Trade | HSN | HSN322 | Residential | Solar*Rewards | Trade Secret | 2023 | 2023
20263-228838-01 | Xcel Energy | 85 | 13781 | IOU | 05331242 | 8.7 | Solar |  |  | Interconnected | Trade Secret | Trade | HUG | HUG322 | Residential |  | Trade Secret | 2022 | 2023
20263-228838-01 | Xcel Energy | 85 | 13781 | IOU | 04215830 | 7.616 | Solar |  |  | Interconnected | Trade Secret | Trade | CGR | CGR071 | Residential | Solar*Rewards | Trade Secret | 2020 | 2021
20263-228838-01 | Xcel Energy | 85 | 13781 | IOU | 05786925 | 8.376 | Solar |  |  | Interconnected | Trade Secret | Trade | AFT | AFT314 | Residential | Solar*Rewards | Trade Secret | 2024 | 2024
20263-228838-01 | Xcel Energy | 85 | 13781 | IOU | 05960621 | 7.971 | Solar |  |  | Interconnected | Trade Secret | Trade | MND | MND062 | Residential | Solar*Rewards | Trade Secret | 2024 | 2025
20263-228838-01 | Xcel Energy | 85 | 13781 | IOU | 06277713 | 11.5 | Storage |  |  | Active Application | Trade Secret | Trade | HUG | HUG322 | Residential |  | Trade Secret | 2025
20263-228838-01 | Xcel Energy | 85 | 13781 | IOU | 05561087 | 15.435 | Solar |  |  | Interconnected | Trade Secret | Trade | HUG | HUG322 | Residential | Solar*Rewards | Trade Secret | 2023 | 2024
20263-228838-01 | Xcel Energy | 85 | 13781 | IOU | 04491653 | 6 | Solar |  |  | Active Application | Trade Secret | Trade | ALK | ALK072 | Residential | Solar*Rewards | Trade Secret | 2021
20263-228838-01 |  |  |  |  | 04529618 |  |  |  |  | Active Application | Trade Secret | Trade | ALK | ALK072 | Residential |  |  | 2021
20263-228838-01 | Xcel Energy | 85 | 13781 | IOU | 04642403 | 6 | Solar |  |  | Interconnected | Trade Secret | Trade | ALK | ALK072 | Residential |  | Trade Secret | 2021 | 2022
20263-228838-01 | Xcel Energy | 85 | 13781 | IOU | 05963231 | 4.555 | Solar |  |  | Interconnected | Trade Secret | Trade | SOU | SOU083 | Residential | Solar*Rewards | Trade Secret | 2024 | 2024
20263-228838-01 | Xcel Energy | 85 | 13781 | IOU | 03729972 | 13.84 | Solar |  |  | Interconnected | Trade Secret | Trade | HUG | HUG321 | Residential | Solar*Rewards | Trade Secret | 2020 | 2021
20263-228838-01 | Xcel Energy | 85 | 13781 | IOU | 04793559 | 39.99 | Solar |  |  | Interconnected | Trade Secret | Trade | TWL | TWL061 | Commercial | Solar*Rewards | Trade Secret | 2022 | 2022
20263-228838-01 | Xcel Energy | 85 | 13781 | IOU | 04394172 | 7.616 | Solar |  |  | Interconnected | Trade Secret | Trade | RRK | RRK082 | Residential | Solar*Rewards | Trade Secret | 2021 | 2021
20263-228838-01 | Xcel Energy | 85 | 13781 | IOU | 03623198 | 6.028 | Solar |  |  | Interconnected | Trade Secret | Trade | WES | WES065 | Residential | Solar*Rewards | Trade Secret | 2020 | 2020
20263-228838-01 | Xcel Energy | 85 | 13781 | IOU | 04845114 | 33.3 | Solar |  |  | Interconnected | Trade Secret | Trade | FIC | FIC021 | Commercial |  | Trade Secret | 2022 | 2024
20263-228838-01 | Xcel Energy | 85 | 13781 | IOU | 05676465 | 8.528 | Solar |  |  | Interconnected | Trade Secret | Trade | RPO | RPO311 | Residential |  | Trade Secret | 2024 | 2024
20263-228838-01 | Xcel Energy | 85 | 13781 | IOU | 05661817 | 11.655 | Solar |  |  | Interconnected | Trade Secret | Trade | RPO | RPO311 | Residential |  | Trade Secret | 2023 | 2024
20263-228838-01 | Xcel Energy | 85 | 13781 | IOU | 04793997 | 5.51 | Solar |  |  | Interconnected | Trade Secret | Trade | WDY | WDY312 | Residential | Solar*Rewards | Trade Secret | 2022 | 2022
20263-228838-01 | Xcel Energy | 85 | 13781 | IOU | 05989390 | 5.76 | Solar |  |  | Interconnected | Trade Secret | Trade | WTN | WTN062 | Residential | Solar*Rewards | Trade Secret | 2025 | 2025
20263-228838-01 | Xcel Energy | 85 | 13781 | IOU | 04748950 | 7.124 | Solar |  |  | Interconnected | Trade Secret | Trade | RMT | RMT321 | Residential |  | Trade Secret | 2021 | 2022
20263-228838-01 | Xcel Energy | 85 | 13781 | IOU | 04793960 | 37.8 | Solar |  |  | Interconnected | Trade Secret | Trade | WIL | WIL078 | Commercial | Solar*Rewards | Trade Secret | 2022 | 2023
20263-228838-01 | Xcel Energy | 85 | 13781 | IOU | 05149950 | 6.05 | Solar |  |  | Interconnected | Trade Secret | Trade | ALK | ALK072 | Residential |  | Trade Secret | 2022 | 2022
20263-228838-01 | Xcel Energy | 85 | 13781 | IOU | 04386282 | 10.15 | Solar |  |  | Interconnected | Trade Secret | Trade | RMT | RMT321 | Residential | Solar*Rewards | Trade Secret | 2021 | 2021
20263-228838-01 | Xcel Energy | 85 | 13781 | IOU | 04319035 | 39.999 | Solar |  |  | Interconnected | Trade Secret | Trade | HUG | HUG311 | Commercial | Solar*Rewards | Trade Secret | 2021 | 2021
20263-228838-01 | Xcel Energy | 85 | 13781 | IOU | 06112307 | 2.277 | Solar |  |  | Active Application | Trade Secret | Trade | WIL | WIL074 | Residential | Solar*Rewards | Trade Secret | 2025
20263-228838-01 | Xcel Energy | 85 | 13781 | IOU | 06167936 | 5.248 | Solar |  |  | Interconnected | Trade Secret | Trade | DHL | DHL061 | Residential | Solar*Rewards | Trade Secret | 2025 | 2025
20263-228838-01 | Xcel Energy | 85 | 13781 | IOU | 05378198 | 4.48 | Solar |  |  | Interconnected | Trade Secret | Trade | HUG | HUG311 | Residential | Solar*Rewards | Trade Secret | 2023 | 2023
20263-228838-01 | Xcel Energy | 85 | 13781 | IOU | 06024340 | 11.5 | Solar |  | X | Interconnected | Trade Secret | Trade | HSN | HSN321 | Residential | Solar*Rewards | Trade Secret | 2024 | 2025
20263-228838-01 | Xcel Energy | 85 | 13781 | IOU | 03620394 | 1000 | Solar |  |  | Interconnected | Waseca | Trade | WAS | WAS091 | Community Solar Garden | Solar*Rewards Community | Trade Secret | 2021 | 2022
20263-228838-01 | Xcel Energy | 85 | 13781 | IOU | 04991112 | 9 | Solar |  |  | Interconnected | Trade Secret | Trade | SLP | SLP096 | Commercial | Solar*Rewards | Trade Secret | 2022 | 2022
20263-228838-01 | Xcel Energy | 85 | 13781 | IOU | 04829208 | 2.61 | Solar |  |  | Withdrawn | Trade Secret | Trade | MPK | MPK071 | Residential | Solar*Rewards | Trade Secret | 2022
20263-228838-01 | Xcel Energy | 85 | 13781 | IOU | 06001385 | 5.052 | Solar |  |  | Interconnected | Trade Secret | Trade | BEL | BEL061 | Residential |  | Trade Secret | 2024 | 2025
20263-228838-01 | Xcel Energy | 85 | 13781 | IOU | 05277476 | 10.73 | Solar |  |  | Interconnected | Trade Secret | Trade | RPO | RPO311 | Residential |  | Trade Secret | 2022 | 2023
20263-228838-01 | Xcel Energy | 85 | 13781 | IOU | 05582503 | 7.54 | Solar |  |  | Interconnected | Trade Secret | Trade | DHL | DHL061 | Residential | Solar*Rewards | Trade Secret | 2023 | 2023
20263-228838-01 | Xcel Energy | 85 | 13781 | IOU | 04442478 | 180 | Solar |  |  | Interconnected | Trade Secret | Trade | TER | TER061 | Commercial |  | Trade Secret | 2021 | 2022
20263-228838-01 | Xcel Energy | 85 | 13781 | IOU | 05855513 | 3.84 | Solar |  |  | Interconnected | Trade Secret | Trade | VMR | VMR062 | Residential | Solar*Rewards | Trade Secret | 2024 | 2024
20263-228838-01 | Xcel Energy | 85 | 13781 | IOU | 04794284 | 5 | Solar |  |  | Interconnected | Trade Secret | Trade | SOU | SOU087 | Residential | Solar*Rewards | Trade Secret | 2022 | 2022
20263-228838-01 | Xcel Energy | 85 | 13781 | IOU | 03651411 | 1000 | Solar |  |  | Interconnected | Wabasha | Trade | WAB | WAB031 | Community Solar Garden | Solar*Rewards Community | Trade Secret | 2021 | 2023
20263-228838-01 | Xcel Energy | 85 | 13781 | IOU | 03504465 | 1000 | Solar |  |  | Interconnected | Clarkfield | Trade | MNV | MNV211 | LMI | Solar*Rewards Community | Trade Secret | 2021 | 2025
20263-228838-01 | Xcel Energy | 85 | 13781 | IOU | 05661583 | 6.08 | Solar |  |  | Interconnected | Trade Secret | Trade | CHE | CHE065 | Residential |  | Trade Secret | 2024 | 2024
20263-228838-01 | Xcel Energy | 85 | 13781 | IOU | 05017105 | 32.108 | Solar |  | X | Interconnected | Trade Secret | Trade | HUG | HUG321 | Residential |  | Trade Secret | 2022 | 2023
20263-228838-01 | Xcel Energy | 85 | 13781 | IOU | 06108181 | 4.175 | Solar |  |  | Interconnected | Trade Secret | Trade | CGR | CGR072 | Residential |  | Trade Secret | 2025 | 2025
20263-228838-01 | Xcel Energy | 85 | 13781 | IOU | 05858699 | 10.248 | Solar |  |  | Interconnected | Trade Secret | Trade | HSN | HSN321 | Residential | Solar*Rewards | Trade Secret | 2024 | 2024
20263-228838-01 | Xcel Energy | 85 | 13781 | IOU | 06041653 | 19.99 | Storage |  |  | Withdrawn | Trade Secret | Trade | ALD | ALD088 | Residential |  | Trade Secret | 2025
20263-228838-01 | Xcel Energy | 85 | 13781 | IOU | 05402403 | 19.988 | Solar |  |  | Interconnected | Trade Secret | Trade | ALD | ALD088 | Residential |  | Trade Secret | 2023 | 2024
20263-228838-01 | Xcel Energy | 85 | 13781 | IOU | 06114952 | 30.159 | Solar |  |  | Active Application | Trade Secret | Trade | WES | WES061 | Commercial |  | Trade Secret | 2025
20263-228838-01 | Xcel Energy | 85 | 13781 | IOU | 05429958 | 17.3 | Solar |  |  | Interconnected | Trade Secret | Trade | LAP | LAP311 | Commercial |  | Trade Secret | 2023 | 2025
20263-228838-01 | Xcel Energy | 85 | 13781 | IOU | 05414552 | 5.2 | Solar |  |  | Interconnected | Trade Secret | Trade | SLP | SLP071 | Residential |  | Trade Secret | 2023 | 2023
20263-228838-01 | Xcel Energy | 85 | 13781 | IOU | 05727093 | 9.93 | Solar |  |  | Interconnected | Trade Secret | Trade | MPK | MPK071 | Commercial | Solar*Rewards | Trade Secret | 2024 | 2024
20263-228838-01 | Xcel Energy | 85 | 13781 | IOU | 05726421 | 34.6 | Solar |  |  | Interconnected | Trade Secret | Trade | MPK | MPK071 | Commercial | Solar*Rewards | Trade Secret | 2024 | 2024
20263-228838-01 | Xcel Energy | 85 | 13781 | IOU | 06018474 | 17.58 | Storage |  |  | Interconnected | Trade Secret | Trade | AFT | AFT314 | Residential |  | Trade Secret | 2024 | 2025
20263-228838-01 | Xcel Energy | 85 | 13781 | IOU | 05792242 | 6.073 | Solar |  |  | Interconnected | Trade Secret | Trade | AFT | AFT314 | Residential |  | Trade Secret | 2024 | 2024
20263-228838-01 | Xcel Energy | 85 | 13781 | IOU | 05791261 | 2.277 | Solar |  |  | Withdrawn | Trade Secret | Trade | AFT | AFT314 | Residential | Solar*Rewards | Trade Secret | 2024
20263-228838-01 | Xcel Energy | 85 | 13781 | IOU | 06170198 | 7.678 | Solar |  |  | Interconnected | Trade Secret | Trade | CGR | CGR071 | Residential |  | Trade Secret | 2025 | 2025
20263-228838-01 | Xcel Energy | 85 | 13781 | IOU | 05773808 | 125 | Solar |  |  | Interconnected | Trade Secret | Trade | LEX | LEX332 | Commercial |  | Trade Secret | 2024 | 2025
20263-228838-01 | Xcel Energy | 85 | 13781 | IOU | 04182186 | 999.99 | Solar |  |  | Interconnected | Buffalo Lake | Trade | BFL | BFL021 | LMI | Solar*Rewards Community | Trade Secret | 2022 | 2025
20263-228838-01 | Xcel Energy | 85 | 13781 | IOU | 05712434 | 39.75 | Solar |  |  | Interconnected | Trade Secret | Trade | OAD | OAD075 | Commercial | Solar*Rewards | Trade Secret | 2024 | 2025
20263-228838-01 | Xcel Energy | 85 | 13781 | IOU | 05711879 | 7.616 | Solar |  |  | Interconnected | Trade Secret | Trade | HUG | HUG321 | Residential | Solar*Rewards | Trade Secret | 2024 | 2024
20263-228838-01 | Xcel Energy | 85 | 13781 | IOU | 05850990 | 3.747 | Solar |  |  | Interconnected | Trade Secret | Trade | RPO | RPO311 | Residential |  | Trade Secret | 2024 | 2024
20263-228838-01 | Xcel Energy | 85 | 13781 | IOU | 06184568 | 12.146 | Solar |  |  | Interconnected | Trade Secret | Trade | RAM | RAM064 | Residential | Solar*Rewards | Trade Secret | 2025 | 2026
20263-228838-01 | Xcel Energy | 85 | 13781 | IOU | 05717301 | 14.592 | Solar |  |  | Active Application | Trade Secret | Trade | PIP | PIP090 | Residential | Solar*Rewards | Trade Secret | 2024
20263-228838-01 | Xcel Energy | 85 | 13781 | IOU | 05685823 | 12.16 | Solar |  |  | Withdrawn | Trade Secret | Trade | PIP | PIP090 | Residential | Solar*Rewards | Trade Secret | 2023
20263-228838-01 | Xcel Energy | 85 | 13781 | IOU | 06209865 | 21.289 | Solar |  |  | Interconnected | Trade Secret | Trade | RPL | RPL063 | Residential |  | Trade Secret | 2025 | 2026
20263-228838-01 | Xcel Energy | 85 | 13781 | IOU | 05250928 | 6.09 | Solar |  |  | Interconnected | Trade Secret | Trade | KOL | KOL073 | Residential |  | Trade Secret | 2022 | 2023
20263-228838-01 | Xcel Energy | 85 | 13781 | IOU | 04215633 | 8.725 | Solar |  |  | Interconnected | Trade Secret | Trade | RAP | RAP081 | Residential | Solar*Rewards | Trade Secret | 2021 | 2021
20263-228838-01 | Xcel Energy | 85 | 13781 | IOU | 03132553 | 5 | Solar |  |  | Interconnected | Trade Secret | Trade | FSL | FSL311 | Residential | Solar*Rewards | Trade Secret | 2018 | 2018
20263-228838-01 | Xcel Energy | 85 | 13781 | IOU | 04392309 | 6.028 | Solar |  |  | Interconnected | Trade Secret | Trade | VMR | VMR062 | Residential | Solar*Rewards | Trade Secret | 2021 | 2021
20263-228838-01 | Xcel Energy | 85 | 13781 | IOU | 06163068 | 7.6 | Solar |  |  | Interconnected | Trade Secret | Trade | EKO | EKO021 | Residential | Solar*Rewards | Trade Secret | 2025 | 2025
20263-228838-01 | Xcel Energy | 85 | 13781 | IOU | 04140316 | 39.72 | Solar |  |  | Active Application | Trade Secret | Trade | MPK | MPK075 | Commercial | Solar*Rewards | Trade Secret | 2020
20263-228838-01 | Xcel Energy | 85 | 13781 | IOU | 06322043 | 12.913 | Solar |  |  | Active Application | Trade Secret | Trade | MND | MND063 | Residential | Solar*Rewards | Trade Secret | 2026
20263-228838-01 | Xcel Energy | 85 | 13781 | IOU | 06125965 | 14.044 | Solar |  |  | Withdrawn | Trade Secret | Trade | MND | MND063 | Residential | Solar*Rewards | Trade Secret | 2025
20263-228838-01 | Xcel Energy | 85 | 13781 | IOU | 06123652 | 17.08 | Solar |  |  | Withdrawn | Trade Secret | Trade | MND | MND063 | Residential | Solar*Rewards | Trade Secret | 2025
20263-228838-01 | Xcel Energy | 85 | 13781 | IOU | OID3812099 | 9.994 | Solar |  |  | Withdrawn | Trade Secret | Trade | TWL | TWL068 | Residential | Solar*Rewards | Trade Secret | 2019
20263-228838-01 | Xcel Energy | 85 | 13781 | IOU | 03141972 | 9.994 | Solar |  |  | Interconnected | Trade Secret | Trade | TWL | TWL068 | Residential | Solar*Rewards | Trade Secret | 2019 | 2019
20263-228838-01 | Xcel Energy | 85 | 13781 | IOU | 06015590 | 4.188 | Solar |  |  | Interconnected | Trade Secret | Trade | SOU | SOU060 | Residential | Solar*Rewards | Trade Secret | 2024 | 2025
20263-228838-01 | Xcel Energy | 85 | 13781 | IOU | 03130297 | 5 | Solar |  |  | Interconnected | Trade Secret | Trade | STY | STY071 | Residential | Solar*Rewards | Trade Secret | 2019 | 2019
20263-228838-01 | Xcel Energy | 85 | 13781 | IOU | 05238931 | 10.094 | Solar |  |  | Interconnected | Trade Secret | Trade | GRC | GRC063 | Residential |  | Trade Secret | 2022 | 2023
20263-228838-01 | Xcel Energy | 85 | 13781 | IOU | 06150542 | 6.453 | Solar |  |  | Interconnected | Trade Secret | Trade | SLP | SLP083 | Residential | Solar*Rewards | Trade Secret | 2025 | 2025
20263-228838-01 | Xcel Energy | 85 | 13781 | IOU | 06092439 | 8.36 | Solar |  |  | Active Application | Trade Secret | Trade | OSS | OSS076 | Residential | Solar*Rewards | Trade Secret | 2025
20263-228838-01 | Xcel Energy | 85 | 13781 | IOU | 06322127 | 8.36 | Solar |  |  | Active Application | Trade Secret | Trade | OSS | OSS076 | Residential | Solar*Rewards | Trade Secret | 2026
20263-228838-01 | Xcel Energy | 85 | 13781 | IOU | 03130867 | 4 | Solar |  |  | Interconnected | Trade Secret | Trade | UPP | UPP084 | Residential |  | Trade Secret | 2008 | 2008
20263-228838-01 | Xcel Energy | 85 | 13781 | IOU | 05459755 | 3.84 | Solar |  |  | Interconnected | Trade Secret | Trade | WCR | WCR322 | Residential | Solar*Rewards | Trade Secret | 2023 | 2023
20263-228838-01 | Xcel Energy | 85 | 13781 | IOU | 06322361 | 13.96 | Solar |  |  | Active Application | Trade Secret | Trade | HAS | HAS021 | Residential | Solar*Rewards | Trade Secret | 2026
20263-228838-01 | Xcel Energy | 85 | 13781 | IOU | 04337186 | 11.02 | Solar |  |  | Interconnected | Trade Secret | Trade | UPP | UPP084 | Residential | Solar*Rewards | Trade Secret | 2021 | 2021
20263-228838-01 | Xcel Energy | 85 | 13781 | IOU | 04133611 | 7.616 | Solar |  |  | Interconnected | Trade Secret | Trade | GRC | GRC062 | Residential | Solar*Rewards | Trade Secret | 2021 | 2021
20263-228838-01 | Xcel Energy | 85 | 13781 | IOU | 03132840 | 7.616 | Solar |  |  | Interconnected | Trade Secret | Trade | HOL | HOL072 | Residential | Solar*Rewards | Trade Secret | 2018 | 2018
20263-228838-01 | Xcel Energy | 85 | 13781 | IOU | 03133581 | 36 | Solar |  |  | Interconnected | Trade Secret | Trade | TWL | TWL074 | Commercial | Solar*Rewards | Trade Secret | 2011 | 2012
20263-228838-01 | Xcel Energy | 85 | 13781 | IOU | OID2631515 | 9 | Solar |  |  | Withdrawn | Trade Secret | Trade | WAB | WAB031 | Residential | Made in Minnesota | Trade Secret | 2016
20263-228838-01 | Xcel Energy | 85 | 13781 | IOU | 03130573 | 9 | Solar |  |  | Interconnected | Trade Secret | Trade | WAB | WAB031 | Residential | Made in Minnesota | Trade Secret | 2016 | 2016
20263-228838-01 | Xcel Energy | 85 | 13781 | IOU | 03129906 | 6.09 | Solar |  |  | Interconnected | Trade Secret | Trade | SLP | SLP081 | Residential | Solar*Rewards | Trade Secret | 2018 | 2019
20263-228838-01 | Xcel Energy | 85 | 13781 | IOU | 03130987 | 750 | Other |  |  | Interconnected | Trade Secret | Trade | KOL | KOL074 | Commercial |  | Trade Secret | 2009 | 2009
20263-228838-01 | Xcel Energy | 85 | 13781 | IOU | 03135117 | 9.94 | Solar |  |  | Interconnected | Trade Secret | Trade | CHE | CHE075 | Residential | Made in Minnesota | Trade Secret | 2016 | 2016
20263-228838-01 | Xcel Energy | 85 | 13781 | IOU | 04983050 | 6.38 | Solar |  |  | Active Application | Trade Secret | Trade | ANN | ANN021 | Residential | Solar*Rewards | Trade Secret | 2022
20263-228838-01 | Xcel Energy | 85 | 13781 | IOU | 04833977 | 6.09 | Solar |  |  | Interconnected | Trade Secret | Trade | ANN | ANN021 | Residential | Solar*Rewards | Trade Secret | 2022 | 2022
20263-228838-01 | Xcel Energy | 85 | 13781 | IOU | 03134950 | 7.63 | Solar |  |  | Interconnected | Trade Secret | Trade | OAD | OAD072 | Residential | Made in Minnesota | Trade Secret | 2016 | 2016
20263-228838-01 | Xcel Energy | 85 | 13781 | IOU | 05672679 | 3.96 | Solar |  |  | Withdrawn | Trade Secret | Trade | AFT | AFT322 | Residential |  | Trade Secret | 2024
20263-228838-01 | Xcel Energy | 85 | 13781 | IOU | 06269903 | 8.448 | Solar |  |  | Active Application | Trade Secret | Trade | WES | WES075 | Residential |  | Trade Secret | 2025
20263-228838-01 |  |  |  |  | OID3666317 |  | Solar |  |  | Withdrawn | Trade Secret | Trade | TLK | TLK061 | Commercial | Solar*Rewards |  | 2018
20263-228838-01 | Xcel Energy | 85 | 13781 | IOU | 03132413 | 5 | Solar |  |  | Interconnected | Trade Secret | Trade | MPK | MPK082 | Residential | Solar*Rewards | Trade Secret | 2018 | 2018
20263-228838-01 | Xcel Energy | 85 | 13781 | IOU | 03130594 | 1.29 | Solar |  |  | Interconnected | Trade Secret | Trade | HWW | HWW062 | Residential | Made in Minnesota | Trade Secret | 2016 | 2016
20263-228838-01 | Xcel Energy | 85 | 13781 | IOU | 04020703 | 10.08 | Solar |  |  | Active Application | Trade Secret | Trade | MEL | MEL074 | Residential | Solar*Rewards | Trade Secret | 2020
20263-228838-01 | Xcel Energy | 85 | 13781 | IOU | OID3666345 | 7.616 | Solar |  |  | Withdrawn | Trade Secret | Trade | MEL | MEL074 | Residential | Solar*Rewards | Trade Secret | 2018
20263-228838-01 | Xcel Energy | 85 | 13781 | IOU | 03130509 | 5.28 | Solar |  |  | Interconnected | Trade Secret | Trade | LLK | LLK071 | Residential | Solar*Rewards | Trade Secret | 2018 | 2019
20263-228838-01 | Xcel Energy | 85 | 13781 | IOU | 04940176 | 16.752 | Solar |  |  | Interconnected | Trade Secret | Trade | MPK | MPK087 | Residential | Solar*Rewards | Trade Secret | 2022 | 2022
20263-228838-01 | Xcel Energy | 85 | 13781 | IOU | 06280299 | 12.48 | Solar |  | X | Active Application | Trade Secret | Trade | GSL | GSL079 | Residential |  | Trade Secret | 2025
20263-228838-01 | Xcel Energy | 85 | 13781 | IOU | SRO29987 | 5 | Solar |  |  | Withdrawn | Trade Secret | Trade | SOU | SOU063 | Residential | Solar*Rewards | Trade Secret | 2013
20263-228838-01 | Xcel Energy | 85 | 13781 | IOU | 04793669 | 9.994 | Solar |  |  | Interconnected | Trade Secret | Trade | SOU | SOU063 | Residential | Solar*Rewards | Trade Secret | 2022 | 2022
20263-228838-01 | Xcel Energy | 85 | 13781 | IOU | 05356600 | 4.93 | Solar |  |  | Interconnected | Trade Secret | Trade | WIL | WIL073 | Residential | Solar*Rewards | Trade Secret | 2023 | 2023
20263-228838-01 | Xcel Energy | 85 | 13781 | IOU | 04509303 | 3.747 | Solar |  |  | Interconnected | Trade Secret | Trade | HWW | HWW074 | Residential |  | Trade Secret | 2021 | 2021
20263-228838-01 | Xcel Energy | 85 | 13781 | IOU | 04459371 | 3.747 | Solar |  |  | Active Application | Trade Secret | Trade | HWW | HWW074 | Residential | Solar*Rewards | Trade Secret | 2021
20263-228838-01 | Xcel Energy | 85 | 13781 | IOU | 05185133 | 2.9 | Solar |  |  | Interconnected | Trade Secret | Trade | GLK | GLK073 | Residential |  | Trade Secret | 2022 | 2023
20263-228838-01 | Xcel Energy | 85 | 13781 | IOU | 04204382 | 9.28 | Solar |  |  | Interconnected | Trade Secret | Trade | HUG | HUG321 | Residential | Solar*Rewards | Trade Secret | 2021 | 2021
20263-228838-01 | Xcel Energy | 85 | 13781 | IOU | 06060678 | 11.5 | Storage |  |  | Interconnected | Trade Secret | Trade | HUG | HUG321 | Residential |  | Trade Secret | 2025 | 2025
20263-228838-01 | Xcel Energy | 85 | 13781 | IOU | 03131322 | 39.998 | Solar |  |  | Interconnected | Trade Secret | Trade | WAB | WAB031 | Commercial | Made in Minnesota | Trade Secret | 2017 | 2017
20263-228838-01 | Xcel Energy | 85 | 13781 | IOU | 06204942 | 5.806 | Solar |  |  | Interconnected | Trade Secret | Trade | WIL | WIL075 | Residential | Solar*Rewards | Trade Secret | 2025 | 2025
20263-228838-01 | Xcel Energy | 85 | 13781 | IOU | OID3811561 | 9 | Solar |  |  | Withdrawn | Trade Secret | Trade | DBL | DBL065 | Residential | Solar*Rewards | Trade Secret | 2019
20263-228838-01 | Xcel Energy | 85 | 13781 | IOU | OID3834411 | 8.7 | Solar |  |  | Interconnected | Trade Secret | Trade | DBL | DBL065 | Residential | Solar*Rewards | Trade Secret | 2019 | 2020
20263-228838-01 | Xcel Energy | 85 | 13781 | IOU | 05133273 | 9.994 | Solar |  |  | Interconnected | Trade Secret | Trade | HUG | HUG321 | Residential |  | Trade Secret | 2022 | 2023
20263-228838-01 | Xcel Energy | 85 | 13781 | IOU | SRO29563 | 4 | Solar |  |  | Withdrawn | Trade Secret | Trade | NOF | NOF061 | Residential | Solar*Rewards | Trade Secret | 2013
20263-228838-01 | Xcel Energy | 85 | 13781 | IOU | OID2424071 | 5 | Solar |  |  | Withdrawn | Trade Secret | Trade | SLP | SLP092 | Residential | Solar*Rewards | Trade Secret | 2015
20263-228838-01 | Xcel Energy | 85 | 13781 | IOU | 03134823 | 5 | Solar |  |  | Interconnected | Trade Secret | Trade | SLP | SLP092 | Residential | Made in Minnesota | Trade Secret | 2016 | 2016
20263-228838-01 | Xcel Energy | 85 | 13781 | IOU | 04623084 | 7.25 | Solar |  | X | Interconnected | Trade Secret | Trade | DND | DND071 | Residential |  | Trade Secret | 2021 | 2022
20263-228838-01 | Xcel Energy | 85 | 13781 | IOU | 05787485 | 3.037 | Solar |  |  | Interconnected | Trade Secret | Trade | MEL | MEL061 | Residential | Solar*Rewards | Trade Secret | 2024 | 2024
20263-228838-01 | Xcel Energy | 85 | 13781 | IOU | 04653733 | 2.792 | Solar |  |  | Interconnected | Trade Secret | Trade | MEL | MEL061 | Residential |  | Trade Secret | 2021 | 2022
20263-228838-01 | Xcel Energy | 85 | 13781 | IOU | 05476603 | 6.38 | Solar |  |  | Interconnected | Trade Secret | Trade | MPK | MPK078 | Residential |  | Trade Secret | 2023 | 2023
20263-228838-01 | Xcel Energy | 85 | 13781 | IOU | 06122487 | 11.007 | Solar |  |  | Interconnected | Trade Secret | Trade | CRL | CRL065 | Residential |  | Trade Secret | 2025 | 2025
20263-228838-01 | Xcel Energy | 85 | 13781 | IOU | 06322468 | 13.611 | Solar |  |  | Active Application | Trade Secret | Trade | BCR | BCR062 | Residential | Solar*Rewards | Trade Secret | 2026
20263-228838-01 | Xcel Energy | 85 | 13781 | IOU | 03134733 | 20 | Solar |  |  | Interconnected | Trade Secret | Trade | HUG | HUG312 | Residential | Solar*Rewards | Trade Secret | 2015 | 2016
20263-228838-01 | Xcel Energy | 85 | 13781 | IOU | 05346261 | 2.9 | Solar |  |  | Interconnected | Trade Secret | Trade | WES | WES076 | Residential |  | Trade Secret | 2022 | 2023
20263-228838-01 | Xcel Energy | 85 | 13781 | IOU | 05227485 | 9.93 | Solar |  | X | Interconnected | Trade Secret | Trade | RVA | RVA061 | Residential |  | Trade Secret | 2022 | 2023
20263-228838-01 | Xcel Energy | 85 | 13781 | IOU | 06192865 | 6.98 | Solar |  |  | Withdrawn | Trade Secret | Trade | TLK | TLK066 | Residential | Solar*Rewards | Trade Secret | 2025
20263-228838-01 | Xcel Energy | 85 | 13781 | IOU | 06219144 | 6.98 | Solar |  |  | Interconnected | Trade Secret | Trade | TLK | TLK066 | Residential |  | Trade Secret | 2025 | 2025
20263-228838-01 | Xcel Energy | 85 | 13781 | IOU | 03132042 | 11.39 | Solar |  |  | Interconnected | Trade Secret | Trade | WAB | WAB021 | Residential | Solar*Rewards | Trade Secret | 2017 | 2017
20263-228838-01 | Xcel Energy | 85 | 13781 | IOU | 03134554 | 9 | Solar |  |  | Interconnected | Trade Secret | Trade | WAB | WAB021 | Residential | Made in Minnesota | Trade Secret | 2015 | 2015
20263-228838-01 | Xcel Energy | 85 | 13781 | IOU | OID2246658 | 19 | Solar |  |  | Withdrawn | Trade Secret | Trade | WAB | WAB021 | Residential | Solar*Rewards | Trade Secret | 2015
20263-228838-01 |  |  |  |  | OID3066723 |  | Solar |  |  | Withdrawn | Trade Secret | Trade | WAB | WAB021 | Residential |  |  | 2017
20263-228838-01 | Xcel Energy | 85 | 13781 | IOU | 05855140 | 5.052 | Solar |  |  | Interconnected | Trade Secret | Trade | AHI | AHI063 | Residential |  | Trade Secret | 2024 | 2025
20263-228838-01 | Xcel Energy | 85 | 13781 | IOU | 05518883 | 7.9 | Solar |  |  | Interconnected | Trade Secret | Trade | WIL | WIL082 | Residential | Solar*Rewards | Trade Secret | 2023 | 2023
20263-228838-01 | Xcel Energy | 85 | 13781 | IOU | 04395832 | 43.2 | Solar |  |  | Interconnected | Trade Secret | Trade | LNS | LNS032 | Commercial |  | Trade Secret | 2021 | 2021
20263-228838-01 | Xcel Energy | 85 | 13781 | IOU | 06301100 | 7.6 | Solar |  |  | Active Application | Trade Secret | Trade | BLH | BLH061 | Residential |  | Trade Secret | 2025
20263-228838-01 | Xcel Energy | 85 | 13781 | IOU | 06188790 | 7.6 | Solar |  |  | Active Application | Trade Secret | Trade | BLH | BLH061 | Residential | Solar*Rewards | Trade Secret | 2025
20263-228838-01 | Xcel Energy | 85 | 13781 | IOU | 04430715 | 6.028 | Solar |  |  | Interconnected | Trade Secret | Trade | AFT | AFT321 | Residential |  | Trade Secret | 2021 | 2021
20263-228838-01 |  |  |  |  | OID3719138 |  | Solar |  |  | Withdrawn | Trade Secret | Trade | SCH | SCH211 | Commercial | Solar*Rewards |  | 2019
20263-228838-01 |  |  |  |  | OID3864951 |  | Solar |  |  | Withdrawn | Trade Secret | Trade | SCH | SCH211 | Commercial | Solar*Rewards |  | 2019
20263-228838-01 | Xcel Energy | 85 | 13781 | IOU | OID3547361 | 18 | Solar |  |  | Withdrawn | Trade Secret | Trade | SCH | SCH211 | Commercial | Solar*Rewards | Trade Secret | 2018
20263-228838-01 | Xcel Energy | 85 | 13781 | IOU | 05900334 | 5.052 | Solar |  |  | Interconnected | Trade Secret | Trade | CRL | CRL033 | Residential |  | Trade Secret | 2024 | 2025
20263-228838-01 | Xcel Energy | 85 | 13781 | IOU | 04677658 | 9.994 | Solar |  |  | Interconnected | Trade Secret | Trade | AFT | AFT322 | Residential |  | Trade Secret | 2021 | 2022
20263-228838-01 | Xcel Energy | 85 | 13781 | IOU | 04976017 | 6.98 | Solar |  |  | Interconnected | Trade Secret | Trade | LLK | LLK071 | Residential | Solar*Rewards | Trade Secret | 2022 | 2022
20263-228838-01 | Xcel Energy | 85 | 13781 | IOU | OID3812406 | 6 | Solar |  |  | Withdrawn | Trade Secret | Trade | WSG | WSG075 | Residential | Solar*Rewards | Trade Secret | 2019
20263-228838-01 | Xcel Energy | 85 | 13781 | IOU | OID3834470 | 6 | Solar |  |  | Withdrawn | Trade Secret | Trade | WSG | WSG075 | Residential | Solar*Rewards | Trade Secret | 2019
20263-228838-01 | Xcel Energy | 85 | 13781 | IOU | OID3865481 | 6 | Solar |  |  | Interconnected | Trade Secret | Trade | WSG | WSG075 | Residential | Solar*Rewards | Trade Secret | 2019 | 2019
20263-228838-01 | Xcel Energy | 85 | 13781 | IOU | 03986241 | 7.83 | Solar |  |  | Interconnected | Trade Secret | Trade | HUG | HUG312 | Residential | Solar*Rewards | Trade Secret | 2020 | 2020
20263-228838-01 | Xcel Energy | 85 | 13781 | IOU | OID2248449 | 5 | Solar |  |  | Withdrawn | Trade Secret | Trade | GVW | GVW031 | Residential | Solar*Rewards | Trade Secret | 2015
20263-228838-01 | Xcel Energy | 85 | 13781 | IOU | 03290840 | 10.44 | Solar |  |  | Interconnected | Trade Secret | Trade | RLK | RLK066 | Residential | Solar*Rewards | Trade Secret | 2019 | 2020
20263-228838-01 | Xcel Energy | 85 | 13781 | IOU | 03134796 | 3.84 | Solar |  |  | Interconnected | Trade Secret | Trade | OPK | OPK077 | Residential | Solar*Rewards | Trade Secret | 2016 | 2016
20263-228838-01 | Xcel Energy | 85 | 13781 | IOU | 05559953 | 14.865 | Solar |  | X | Interconnected | Trade Secret | Trade | EDA | EDA067 | Residential | Solar*Rewards | Trade Secret | 2023 | 2024
20263-228838-01 | Xcel Energy | 85 | 13781 | IOU | 05712657 | 11.34 | Solar |  |  | Interconnected | Trade Secret | Trade | TWL | TWL081 | Residential |  | Trade Secret | 2024 | 2024
20263-228838-01 | Xcel Energy | 85 | 13781 | IOU | 05828968 | 7.7 | Solar |  |  | Interconnected | Trade Secret | Trade | MTV | MTV003 | Residential | Solar*Rewards | Trade Secret | 2024 | 2025
20263-228838-01 | Xcel Energy | 85 | 13781 | IOU | 06153462 | 4.555 | Solar |  | X | Interconnected | Trade Secret | Trade | RMT | RMT321 | Residential | Solar*Rewards | Trade Secret | 2025 | 2025
20263-228838-01 | Xcel Energy | 85 | 13781 | IOU | 03133263 | 2.52 | Solar |  |  | Interconnected | Trade Secret | Trade | MGN | MGN211 | Commercial | Solar*Rewards | Trade Secret | 2010 | 2011
20263-228838-01 | Xcel Energy | 85 | 13781 | IOU | 03130930 | 1.9 | Wind |  |  | Interconnected | Trade Secret | Trade | MGN | MGN211 | Commercial |  | Trade Secret | 2008 | 2009
20263-228838-01 | Xcel Energy | 85 | 13781 | IOU | 04225770 | 8.7 | Solar |  |  | Interconnected | Trade Secret | Trade | SLP | SLP075 | Residential | Solar*Rewards | Trade Secret | 2020 | 2021
20263-228838-01 | Xcel Energy | 85 | 13781 | IOU | 03134971 | 9.94 | Solar |  |  | Interconnected | Trade Secret | Trade | DAS | DAS061 | Residential | Made in Minnesota | Trade Secret | 2016 | 2016
20263-228838-01 | Xcel Energy | 85 | 13781 | IOU | OID3241481 | 39.998 | Solar |  |  | Withdrawn | Trade Secret | Trade | LNS | LNS032 | Commercial | Made in Minnesota | Trade Secret | 2017
20263-228838-01 | Xcel Energy | 85 | 13781 | IOU | 04387636 | 7.672 | Solar |  |  | Interconnected | Trade Secret | Trade | SOU | SOU064 | Residential | Solar*Rewards | Trade Secret | 2021 | 2021
20263-228838-01 | Xcel Energy | 85 | 13781 | IOU | SRO25928 | 31.39 | Solar |  |  | Withdrawn | Trade Secret | Trade | HSN | HSN321 | Commercial | Solar*Rewards | Trade Secret | 2012
20263-228838-01 | Xcel Energy | 85 | 13781 | IOU | SRO29736 | 31.39 | Solar |  |  | Withdrawn | Trade Secret | Trade | HSN | HSN321 | Commercial | Solar*Rewards | Trade Secret | 2013
20263-228838-01 | Xcel Energy | 85 | 13781 | IOU | OID3001929 | 250 | Solar |  |  | Withdrawn | Trade Secret | Trade | CDV | CDV071 | Commercial |  | Trade Secret | 2017
20263-228838-01 | Xcel Energy | 85 | 13781 | IOU | 05362316 | 19.99 | Solar |  |  | Interconnected | Trade Secret | Trade | ALD | ALD072 | Commercial |  | Trade Secret | 2023 | 2023
20263-228838-01 | Xcel Energy | 85 | 13781 | IOU | 03134679 | 5 | Solar |  |  | Interconnected | Trade Secret | Trade | HWW | HWW074 | Residential | Made in Minnesota | Trade Secret | 2015 | 2016
20263-228838-01 | Xcel Energy | 85 | 13781 | IOU | 03129997 | 3.6 | Solar |  |  | Interconnected | Trade Secret | Trade | EXC | EXC062 | Residential | Solar*Rewards | Trade Secret | 2018 | 2019
20263-228838-01 | Xcel Energy | 85 | 13781 | IOU | 05490685 | 12.47 | Solar |  |  | Interconnected | Trade Secret | Trade | CHE | CHE065 | Residential |  | Trade Secret | 2023 | 2023
20263-228838-01 | Xcel Energy | 85 | 13781 | IOU | 06060717 | 2.094 | Solar |  |  | Withdrawn | Trade Secret | Trade | HWW | HWW073 | Residential | Solar*Rewards | Trade Secret | 2025
20263-228838-01 | Xcel Energy | 85 | 13781 | IOU | 06066225 | 2.792 | Solar |  |  | Interconnected | Trade Secret | Trade | HWW | HWW073 | Residential |  | Trade Secret | 2025 | 2025
20263-228838-01 | Xcel Energy | 85 | 13781 | IOU | 06273380 | 4.537 | Solar |  |  | Active Application | Trade Secret | Trade | SLP | SLP087 | Residential |  | Trade Secret | 2025
20263-228838-01 | Xcel Energy | 85 | 13781 | IOU | 05393680 | 11.517 | Solar |  |  | Active Application | Trade Secret | Trade | LLK | LLK061 | Residential | Solar*Rewards | Trade Secret | 2023
20263-228838-01 | Xcel Energy | 85 | 13781 | IOU | 04793995 | 12.913 | Solar |  |  | Interconnected | Trade Secret | Trade | LLK | LLK061 | Residential | Solar*Rewards | Trade Secret | 2022 | 2023
20263-228838-01 | Xcel Energy | 85 | 13781 | IOU | 03131770 | 9.94 | Solar |  |  | Interconnected | Trade Secret | Trade | DND | DND072 | Residential | Made in Minnesota | Trade Secret | 2017 | 2018
20263-228838-01 | Xcel Energy | 85 | 13781 | IOU | 03740551 | 11.866 | Solar |  |  | Interconnected | Trade Secret | Trade | DND | DND072 | Residential | Solar*Rewards | Trade Secret | 2020 | 2020
20263-228838-01 | Xcel Energy | 85 | 13781 | IOU | 03134997 | 5.76 | Solar |  |  | Interconnected | Trade Secret | Trade | SLP | SLP082 | Residential | Made in Minnesota | Trade Secret | 2016 | 2016
20263-228838-01 | Xcel Energy | 85 | 13781 | IOU | 05767001 | 9.074 | Solar |  |  | Interconnected | Trade Secret | Trade | EXC | EXC061 | Residential |  | Trade Secret | 2024 | 2024
20263-228838-01 | Xcel Energy | 85 | 13781 | IOU | 06245548 | 7.364 | Solar |  |  | Interconnected | Trade Secret | Trade | HOL | HOL061 | Residential |  | Trade Secret | 2025 | 2025
20263-228838-01 | Xcel Energy | 85 | 13781 | IOU | 04347418 | 3.747 | Solar |  |  | Withdrawn | Trade Secret | Trade | MPK | MPK082 | Residential |  | Trade Secret | 2021
20263-228838-01 | Xcel Energy | 85 | 13781 | IOU | 06204447 | 6.387 | Solar |  |  | Interconnected | Trade Secret | Trade | CHE | CHE064 | Residential |  | Trade Secret | 2025 | 2025
20263-228838-01 | Xcel Energy | 85 | 13781 | IOU | 03131220 | 9 | Solar |  |  | Interconnected | Trade Secret | Trade | YLM | YLM212 | Residential | Made in Minnesota | Trade Secret | 2015 | 2017
20263-228838-01 | Xcel Energy | 85 | 13781 | IOU | 04386269 | 5 | Solar |  |  | Interconnected | Trade Secret | Trade | AFT | AFT322 | Residential | Solar*Rewards | Trade Secret | 2021 | 2021
20263-228838-01 |  |  |  |  | 04944271 |  |  |  |  | Active Application | Trade Secret | Trade | WEF | WEF071 | Residential |  |  | 2022
20263-228838-01 | Xcel Energy | 85 | 13781 | IOU | 05389302 | 8.96 | Solar |  |  | Interconnected | Trade Secret | Trade | WEF | WEF071 | Residential |  | Trade Secret | 2023 | 2023
20263-228838-01 | Xcel Energy | 85 | 13781 | IOU | 05373145 | 2.61 | Solar |  |  | Interconnected | Trade Secret | Trade | SOU | SOU073 | Residential |  | Trade Secret | 2023 | 2023
20263-228838-01 | Xcel Energy | 85 | 13781 | IOU | 04795361 | 6.09 | Solar |  |  | Withdrawn | Trade Secret | Trade | HYL | HYL061 | Residential | Solar*Rewards | Trade Secret | 2022
20263-228838-01 | Xcel Energy | 85 | 13781 | IOU | 05372270 | 9.8 | Solar |  |  | Withdrawn | Trade Secret | Trade | RVA | RVA061 | Residential | Solar*Rewards | Trade Secret | 2023
20263-228838-01 | Xcel Energy | 85 | 13781 | IOU | 05405720 | 10.8 | Solar |  |  | Interconnected | Trade Secret | Trade | RVA | RVA061 | Residential |  | Trade Secret | 2023 | 2024
20263-228838-01 | Xcel Energy | 85 | 13781 | IOU | 03133695 | 4 | Solar |  |  | Interconnected | Trade Secret | Trade | KOL | KOL073 | Residential | Solar*Rewards | Trade Secret | 2012 | 2013
20263-228838-01 |  |  |  |  | SRO24317 |  | Solar |  |  | Withdrawn | Trade Secret | Trade | KOL | KOL073 | Residential | Solar*Rewards |  | 2012
20263-228838-01 | Xcel Energy | 85 | 13781 | IOU | 04882801 | 6.67 | Solar |  |  | Interconnected | Trade Secret | Trade | SOU | SOU061 | Residential |  | Trade Secret | 2022 | 2022
20263-228838-01 | Xcel Energy | 85 | 13781 | IOU | 04004710 | 6.09 | Solar |  |  | Interconnected | Trade Secret | Trade | RAM | RAM062 | Residential | Solar*Rewards | Trade Secret | 2020 | 2020
20263-228838-01 | Xcel Energy | 85 | 13781 | IOU | SRO20865 | 40 | Solar |  |  | Withdrawn | Trade Secret | Trade | BCR | BCR062 | Commercial | Solar*Rewards | Trade Secret | 2011
20263-228838-01 | Xcel Energy | 85 | 13781 | IOU | 05943772 | 5.052 | Solar |  |  | Active Application | Trade Secret | Trade | TLK | TLK062 | Residential |  | Trade Secret | 2024
20263-228838-01 | Xcel Energy | 85 | 13781 | IOU | 03620225 | 2.4 | Solar |  |  | Interconnected | Trade Secret | Trade | SLP | SLP083 | Residential | Solar*Rewards | Trade Secret | 2020 | 2020
20263-228838-01 | Xcel Energy | 85 | 13781 | IOU | 04170239 | 3.747 | Solar |  |  | Interconnected | Trade Secret | Trade | RIV | RIV073 | Residential | Solar*Rewards | Trade Secret | 2020 | 2021
20263-228838-01 | Xcel Energy | 85 | 13781 | IOU | 04983542 | 6.6 | Solar |  |  | Interconnected | Trade Secret | Trade | HSN | HSN322 | Residential | Solar*Rewards | Trade Secret | 2022 | 2022
20263-228838-01 | Xcel Energy | 85 | 13781 | IOU | 03131754 | 5 | Solar |  |  | Interconnected | Trade Secret | Trade | ALD | ALD092 | Residential | Made in Minnesota | Trade Secret | 2017 | 2017
20263-228838-01 | Xcel Energy | 85 | 13781 | IOU | SRO29776 | 45 | Solar |  |  | Withdrawn | Trade Secret | Trade | ALD | ALD084 | Commercial | Solar*Rewards | Trade Secret | 2013
20263-228838-01 | Xcel Energy | 85 | 13781 | IOU | SRO24895 | 45 | Solar |  |  | Withdrawn | Trade Secret | Trade | ALD | ALD084 | Commercial | Solar*Rewards | Trade Secret | 2012
20263-228838-01 |  |  |  |  | 06339444 |  | Solar |  |  | Active Application | Trade Secret | Trade | WIL | WIL072 | Residential | Solar*Rewards |  | 2026
20263-228838-01 | Xcel Energy | 85 | 13781 | IOU | 05249946 | 5.12 | Solar |  |  | Interconnected | Trade Secret | Trade | GRC | GRC312 | Residential |  | Trade Secret | 2022 | 2023
20263-228838-01 | Xcel Energy | 85 | 13781 | IOU | 04985045 | 8.7 | Solar |  |  | Interconnected | Trade Secret | Trade | MPK | MPK074 | Residential |  | Trade Secret | 2022 | 2022
20263-228838-01 | Xcel Energy | 85 | 13781 | IOU | 04889771 | 8.22 | Solar |  |  | Interconnected | Trade Secret | Trade | ALK | ALK072 | Residential | Solar*Rewards | Trade Secret | 2022 | 2022
20263-228838-01 | Xcel Energy | 85 | 13781 | IOU | 05268782 | 8.99 | Solar |  |  | Interconnected | Trade Secret | Trade | AFT | AFT314 | Residential |  | Trade Secret | 2022 | 2023
20263-228838-01 | Xcel Energy | 85 | 13781 | IOU | 05437835 | 2.61 | Solar |  |  | Withdrawn | Trade Secret | Trade | APA | APA077 | Residential |  | Trade Secret | 2023
20263-228838-01 | Xcel Energy | 85 | 13781 | IOU | 05664171 | 5.22 | Solar |  |  | Interconnected | Trade Secret | Trade | APA | APA077 | Residential |  | Trade Secret | 2023 | 2024
20263-228838-01 | Xcel Energy | 85 | 13781 | IOU | 05711782 | 6.615 | Solar |  |  | Interconnected | Trade Secret | Trade | OAD | OAD071 | Residential | Solar*Rewards | Trade Secret | 2024 | 2024
20263-228838-01 | Xcel Energy | 85 | 13781 | IOU | 06322166 | 8.376 | Solar |  |  | Active Application | Trade Secret | Trade | WIL | WIL098 | Residential | Solar*Rewards | Trade Secret | 2026
20263-228838-01 | Xcel Energy | 85 | 13781 | IOU | 06218542 | 9.772 | Solar |  |  | Active Application | Trade Secret | Trade | WCS | WCS064 | Residential |  | Trade Secret | 2025
20263-228838-01 | Xcel Energy | 85 | 13781 | IOU | 06202327 | 9.074 | Solar |  |  | Withdrawn | Trade Secret | Trade | WCS | WCS064 | Residential | Solar*Rewards | Trade Secret | 2025
20263-228838-01 | Xcel Energy | 85 | 13781 | IOU | 06154569 | 3.747 | Solar |  |  | Active Application | Trade Secret | Trade | FRM | FRM071 | Residential | Solar*Rewards | Trade Secret | 2025
20263-228838-01 | Xcel Energy | 85 | 13781 | IOU | 03134987 | 39.76 | Solar |  |  | Interconnected | Trade Secret | Trade | CDV | CDV072 | Commercial | Made in Minnesota | Trade Secret | 2016 | 2017
20263-228838-01 | Xcel Energy | 85 | 13781 | IOU | 04794350 | 10.47 | Solar |  |  | Interconnected | Trade Secret | Trade | HYL | HYL071 | Residential | Solar*Rewards | Trade Secret | 2022 | 2022
20263-228838-01 | Xcel Energy | 85 | 13781 | IOU | 06060692 | 4.555 | Solar |  | X | Interconnected | Trade Secret | Trade | AFT | AFT322 | Residential | Solar*Rewards | Trade Secret | 2025 | 2025
20263-228838-01 | Xcel Energy | 85 | 13781 | IOU | 06036834 | 3.796 | Solar |  |  | Withdrawn | Trade Secret | Trade | AFT | AFT322 | Residential | Solar*Rewards | Trade Secret | 2024
20263-228838-01 | Xcel Energy | 85 | 13781 | IOU | 06337139 | 15 | Solar |  | X | Active Application | Trade Secret | Trade | MEL | MEL069 | Residential | Solar*Rewards | Trade Secret | 2026
20263-228838-01 | Xcel Energy | 85 | 13781 | IOU | 05752297 | 8.528 | Solar |  |  | Interconnected | Trade Secret | Trade | WCR | WCR322 | Residential | Solar*Rewards | Trade Secret | 2024 | 2024
20263-228838-01 | Xcel Energy | 85 | 13781 | IOU | 03775928 | 3.19 | Solar |  |  | Interconnected | Trade Secret | Trade | SOU | SOU064 | Residential | Solar*Rewards | Trade Secret | 2020 | 2020
20263-228838-01 | Xcel Energy | 85 | 13781 | IOU | 05959828 | 5.76 | Solar |  |  | Interconnected | Trade Secret | Trade | CTR | CTR021 | Residential | Solar*Rewards | Trade Secret | 2024 | 2025
20263-228838-01 | Xcel Energy | 85 | 13781 | IOU | 04990316 | 4.64 | Solar |  |  | Interconnected | Trade Secret | Trade | AFT | AFT322 | Residential | Solar*Rewards | Trade Secret | 2022 | 2022
20263-228838-01 | Xcel Energy | 85 | 13781 | IOU | 05853315 | 4.992 | Solar |  |  | Interconnected | Trade Secret | Trade | ECK | ECK321 | Residential |  | Trade Secret | 2024 | 2025
20263-228838-01 | Xcel Energy | 85 | 13781 | IOU | 03132223 | 5 | Solar |  |  | Interconnected | Trade Secret | Trade | MST | MST070 | Residential | Solar*Rewards | Trade Secret | 2018 | 2018
20263-228838-01 | Xcel Energy | 85 | 13781 | IOU | 05457968 | 3.78 | Solar |  |  | Withdrawn | Trade Secret | Trade | MST | MST070 | Residential | Solar*Rewards | Trade Secret | 2023
20263-228838-01 | Xcel Energy | 85 | 13781 | IOU | 05503743 | 5.052 | Solar |  |  | Interconnected | Trade Secret | Trade | MST | MST070 | Residential | Solar*Rewards | Trade Secret | 2023 | 2024
20263-228838-01 | Xcel Energy | 85 | 13781 | IOU | 04111777 | 7.616 | Solar |  |  | Active Application | Trade Secret | Trade | MND | MND063 | Commercial | Solar*Rewards | Trade Secret | 2020
20263-228838-01 | Xcel Energy | 85 | 13781 | IOU | 04420488 | 17.61 | Solar |  |  | Interconnected | Trade Secret | Trade | HWW | HWW072 | Commercial | Solar*Rewards | Trade Secret | 2021 | 2021
20263-228838-01 | Xcel Energy | 85 | 13781 | IOU | 06214011 | 4.537 | Solar |  |  | Interconnected | Trade Secret | Trade | MEL | MEL082 | Residential |  | Trade Secret | 2025 | 2025
20263-228838-01 | Xcel Energy | 85 | 13781 | IOU | 03130050 | 7.83 | Solar |  |  | Interconnected | Trade Secret | Trade | MST | MST068 | Residential | Solar*Rewards | Trade Secret | 2018 | 2019
20263-228838-01 | Xcel Energy | 85 | 13781 | IOU | 03286962 | 4.32 | Solar |  |  | Interconnected | Trade Secret | Trade | GRC | GRC063 | Residential | Solar*Rewards | Trade Secret | 2019 | 2021
20263-228838-01 | Xcel Energy | 85 | 13781 | IOU | 04622991 | 5.584 | Solar |  |  | Interconnected | Trade Secret | Trade | UPP | UPP085 | Residential |  | Trade Secret | 2021 | 2021
20263-228838-01 | Xcel Energy | 85 | 13781 | IOU | 06186913 | 7.6 | Solar |  |  | Interconnected | Trade Secret | Trade | SCL | SCL311 | Residential | Solar*Rewards | Trade Secret | 2025 | 2025
20263-228838-01 | Xcel Energy | 85 | 13781 | IOU | 03217124 | 5 | Solar |  |  | Interconnected | Trade Secret | Trade | LEX | LEX075 | Residential | Solar*Rewards | Trade Secret | 2019 | 2019
20263-228838-01 | Xcel Energy | 85 | 13781 | IOU | 05557326 | 4.93 | Solar |  |  | Interconnected | Trade Secret | Trade | OAD | OAD073 | Residential |  | Trade Secret | 2023 | 2023
20263-228838-01 | Xcel Energy | 85 | 13781 | IOU | 05984678 | 2.094 | Solar |  |  | Active Application | Trade Secret | Trade | SOU | SOU079 | Residential | Solar*Rewards | Trade Secret | 2024
20263-228838-01 | Xcel Energy | 85 | 13781 | IOU | 05846234 | 6.046 | Solar |  |  | Interconnected | Trade Secret | Trade | LLK | LLK072 | Residential |  | Trade Secret | 2024 | 2025
20263-228838-01 | Xcel Energy | 85 | 13781 | IOU | 05601805 | 7.245 | Solar |  |  | Interconnected | Trade Secret | Trade | RMT | RMT321 | Residential | Solar*Rewards | Trade Secret | 2023 | 2024
20263-228838-01 | Xcel Energy | 85 | 13781 | IOU | 05941424 | 3.747 | Solar |  |  | Withdrawn | Trade Secret | Trade | WEH | WEH021 | Residential |  | Trade Secret | 2024
20263-228838-01 | Xcel Energy | 85 | 13781 | IOU | 05712616 | 4.592 | Solar |  |  | Active Application | Trade Secret | Trade | RIV | RIV063 | Residential | Solar*Rewards | Trade Secret | 2024
20263-228838-01 | Xcel Energy | 85 | 13781 | IOU | 04799139 | 4.886 | Solar |  |  | Withdrawn | Trade Secret | Trade | RIV | RIV063 | Residential | Solar*Rewards | Trade Secret | 2022
20263-228838-01 | Xcel Energy | 85 | 13781 | IOU | 05225309 | 7.678 | Solar |  |  | Interconnected | Trade Secret | Trade | WDY | WDY322 | Residential |  | Trade Secret | 2022 | 2022
20263-228838-01 | Xcel Energy | 85 | 13781 | IOU | 06139518 | 3.84 | Solar |  | X | Interconnected | Trade Secret | Trade | CEL | CEL064 | Residential | Solar*Rewards | Trade Secret | 2025 | 2025
20263-228838-01 | Xcel Energy | 85 | 13781 | IOU | 03130019 | 4.8 | Solar |  |  | Interconnected | Trade Secret | Trade | OAD | OAD064 | Residential | Solar*Rewards | Trade Secret | 2018 | 2019
20263-228838-01 | Xcel Energy | 85 | 13781 | IOU | 03130917 | 2.6 | Solar |  |  | Interconnected | Trade Secret | Trade | ZUF | ZUF021 | Residential |  | Trade Secret | 2009 | 2009
20263-228838-01 | Xcel Energy | 85 | 13781 | IOU | OID2963115 | 7.63 | Solar |  |  | Withdrawn | Trade Secret | Trade | WSG | WSG075 | Residential | Made in Minnesota | Trade Secret | 2017
20263-228838-01 | Xcel Energy | 85 | 13781 | IOU | 03135008 | 9.94 | Solar |  |  | Interconnected | Trade Secret | Trade | HWW | HWW073 | Commercial | Solar*Rewards | Trade Secret | 2016 | 2016
20263-228838-01 | Xcel Energy | 85 | 13781 | IOU | 03130904 | 125 | Other |  |  | Interconnected | Trade Secret | Trade | MGN | MGN211 | Commercial |  | Trade Secret | 2009 | 2012
20263-228838-01 | Xcel Energy | 85 | 13781 | IOU | 03131120 | 1500 | Other |  |  | Interconnected | Trade Secret | Trade | MGN | MGN211 | Commercial |  | Trade Secret | 2009 | 2010
20263-228838-01 | Xcel Energy | 85 | 13781 | IOU | 05416366 | 2.32 | Solar |  |  | Active Application | Trade Secret | Trade | MPK | MPK082 | Residential |  | Trade Secret | 2023
20263-228838-01 | Xcel Energy | 85 | 13781 | IOU | 04417268 | 7.616 | Solar |  |  | Withdrawn | Trade Secret | Trade | MPK | MPK082 | Residential |  | Trade Secret | 2021
20263-228838-01 | Xcel Energy | 85 | 13781 | IOU | 04422530 | 5.8 | Solar |  |  | Interconnected | Trade Secret | Trade | HUG | HUG322 | Residential | Solar*Rewards | Trade Secret | 2021 | 2021
20263-228838-01 | Xcel Energy | 85 | 13781 | IOU | 04078771 | 10.44 | Solar |  |  | Interconnected | Trade Secret | Trade | WDY | WDY321 | Residential | Solar*Rewards | Trade Secret | 2020 | 2021
20263-228838-01 |  |  |  |  | 06215344 |  | Storage |  |  | Active Application | Trade Secret | Trade | WDY | WDY321 | Residential |  |  | 2025
20263-228838-01 | Xcel Energy | 85 | 13781 | IOU | 04794136 | 39.6 | Solar |  |  | Interconnected | Trade Secret | Trade | RLK | RLK064 | Commercial | Solar*Rewards | Trade Secret | 2022 | 2022
20263-228838-01 | Xcel Energy | 85 | 13781 | IOU | 06166940 | 15.2 | Solar |  |  | Active Application | Trade Secret | Trade | FRM | FRM071 | Residential | Solar*Rewards | Trade Secret | 2025
20263-228838-01 | Xcel Energy | 85 | 13781 | IOU | 05006893 | 15.12 | Solar |  |  | Interconnected | Trade Secret | Trade | OAD | OAD073 | Residential |  | Trade Secret | 2022 | 2023
20263-228838-01 | Xcel Energy | 85 | 13781 | IOU | 04632965 | 7.83 | Solar |  |  | Interconnected | Trade Secret | Trade | WDY | WDY322 | Residential |  | Trade Secret | 2021 | 2022
20263-228838-01 | Xcel Energy | 85 | 13781 | IOU | 06003385 | 2.277 | Solar |  |  | Interconnected | Trade Secret | Trade | WDY | WDY322 | Residential | Solar*Rewards | Trade Secret | 2024 | 2025
20263-228838-01 | Xcel Energy | 85 | 13781 | IOU | 05724958 | 18.87 | Solar |  |  | Interconnected | Trade Secret | Trade | FAB | FAB063 | Commercial | Solar*Rewards | Trade Secret | 2024 | 2024
20263-228838-01 | Xcel Energy | 85 | 13781 | IOU | 05356692 | 6.09 | Solar |  |  | Interconnected | Trade Secret | Trade | MPK | MPK063 | Residential | Solar*Rewards | Trade Secret | 2023 | 2023
20263-228838-01 | Xcel Energy | 85 | 13781 | IOU | 03793295 | 39.976 | Solar |  |  | Interconnected | Trade Secret | Trade | ALD | ALD085 | Residential | Solar*Rewards | Trade Secret | 2020 | 2021
20263-228838-01 | Xcel Energy | 85 | 13781 | IOU | 03131558 | 7.63 | Solar |  |  | Interconnected | Trade Secret | Trade | EBL | EBL084 | Residential | Made in Minnesota | Trade Secret | 2017 | 2017
20263-228838-01 | Xcel Energy | 85 | 13781 | IOU | OID2932134 | 9.94 | Solar |  |  | Withdrawn | Trade Secret | Trade | EBL | EBL084 | Residential | Solar*Rewards | Trade Secret | 2017
20263-228838-01 | Xcel Energy | 85 | 13781 | IOU | 03135041 | 3.8 | Solar |  |  | Interconnected | Trade Secret | Trade | MPK | MPK073 | Residential | Solar*Rewards | Trade Secret | 2016 | 2016
20263-228838-01 | Xcel Energy | 85 | 13781 | IOU | 05321475 | 8.12 | Solar |  |  | Interconnected | Trade Secret | Trade | CGR | CGR064 | Residential |  | Trade Secret | 2023 | 2023
20263-228838-01 |  |  |  |  | 05419719 |  |  |  |  | Withdrawn | Trade Secret | Trade | CGR | CGR064 | Residential |  |  | 2023
20263-228838-01 | Xcel Energy | 85 | 13781 | IOU | 03740917 | 6.38 | Solar |  |  | Interconnected | Trade Secret | Trade | ECK | ECK063 | Residential | Solar*Rewards | Trade Secret | 2020 | 2020
20263-228838-01 | Xcel Energy | 85 | 13781 | IOU | OID3023320 | 7.63 | Solar |  |  | Withdrawn | Trade Secret | Trade | MPK | MPK085 | Residential | Solar*Rewards | Trade Secret | 2017
20263-228838-01 | Xcel Energy | 85 | 13781 | IOU | 04053611 | 5 | Solar |  |  | Interconnected | Trade Secret | Trade | MDT | MDT074 | Residential | Solar*Rewards | Trade Secret | 2020 | 2020
20263-228838-01 | Xcel Energy | 85 | 13781 | IOU | 05763733 | 8.376 | Solar |  |  | Interconnected | Trade Secret | Trade | SOU | SOU087 | Residential | Solar*Rewards | Trade Secret | 2024 | 2024
20263-228838-01 | Xcel Energy | 85 | 13781 | IOU | 05729769 | 15.36 | Solar |  | X | Interconnected | Trade Secret | Trade | RLK | RLK066 | Residential | Solar*Rewards | Trade Secret | 2024 | 2025
20263-228838-01 | Xcel Energy | 85 | 13781 | IOU | 05824720 | 8.064 | Solar |  |  | Withdrawn | Trade Secret | Trade | RLK | RLK066 | Residential | Solar*Rewards | Trade Secret | 2024
20263-228838-01 | Xcel Energy | 85 | 13781 | IOU | 06200840 | 4.886 | Solar |  |  | Interconnected | Trade Secret | Trade | ALD | ALD084 | Residential | Solar*Rewards | Trade Secret | 2025 | 2025
20263-228838-01 | Xcel Energy | 85 | 13781 | IOU | 05641465 | 60 | Solar |  |  | Active Application | Trade Secret | Trade | UPP | UPP083 | Commercial |  | Trade Secret | 2023
20263-228838-01 | Xcel Energy | 85 | 13781 | IOU | 03746561 | 6 | Solar |  |  | Interconnected | Trade Secret | Trade | AHI | AHI022 | Residential | Solar*Rewards | Trade Secret | 2020 | 2020
20263-228838-01 | Xcel Energy | 85 | 13781 | IOU | 05748746 | 7.875 | Solar |  |  | Interconnected | Trade Secret | Trade | SHP | SHP061 | Residential | Solar*Rewards | Trade Secret | 2024 | 2024
20263-228838-01 | Xcel Energy | 85 | 13781 | IOU | 06043699 | 9.109 | Solar |  |  | Interconnected | Trade Secret | Trade | KOL | KOL061 | Residential |  | Trade Secret | 2024 | 2025
20263-228838-01 | Xcel Energy | 85 | 13781 | IOU | 03841390 | 5 | Solar |  |  | Interconnected | Trade Secret | Trade | WIL | WIL073 | Residential | Solar*Rewards | Trade Secret | 2020 | 2021
20263-228838-01 | Xcel Energy | 85 | 13781 | IOU | 04942411 | 7.329 | Solar |  |  | Interconnected | Trade Secret | Trade | IDA | IDA071 | Residential | Solar*Rewards | Trade Secret | 2022 | 2022
20263-228838-01 | Xcel Energy | 85 | 13781 | IOU | 06208400 | 7.258 | Solar |  |  | Interconnected | Trade Secret | Trade | AFT | AFT314 | Residential |  | Trade Secret | 2025 | 2025
20263-228838-01 | Xcel Energy | 85 | 13781 | IOU | 05539588 | 4.608 | Solar |  |  | Interconnected | Trade Secret | Trade | TWL | TWL081 | Residential |  | Trade Secret | 2023 | 2023
20263-228838-01 | Xcel Energy | 85 | 13781 | IOU | 04403224 | 5.054 | Solar |  |  | Active Application | Trade Secret | Trade | SOU | SOU081 | Residential | Solar*Rewards | Trade Secret | 2021
20263-228838-01 | Xcel Energy | 85 | 13781 | IOU | 05703894 | 5.904 | Solar |  |  | Interconnected | Trade Secret | Trade | CHE | CHE076 | Residential |  | Trade Secret | 2024 | 2024
20263-228838-01 | Xcel Energy | 85 | 13781 | IOU | 05516063 | 6.952 | Solar |  |  | Active Application | Trade Secret | Trade | PBE | PBE061 | Residential | Solar*Rewards | Trade Secret | 2023
20263-228838-01 | Xcel Energy | 85 | 13781 | IOU | 03141299 | 5.22 | Solar |  |  | Interconnected | Trade Secret | Trade | ESW | ESW062 | Residential | Solar*Rewards | Trade Secret | 2019 | 2019
20263-228838-01 | Xcel Energy | 85 | 13781 | IOU | OID3800137 | 4.32 | Solar |  |  | Withdrawn | Trade Secret | Trade | ESW | ESW062 | Residential | Solar*Rewards | Trade Secret | 2019
20263-228838-01 | Xcel Energy | 85 | 13781 | IOU | 03130936 | 0.99 | Solar |  |  | Interconnected | Trade Secret | Trade | PIL | PIL021 | Residential |  | Trade Secret | 2008 | 2008
20263-228838-01 | Xcel Energy | 85 | 13781 | IOU | OID2771352 | 29.02 | Solar |  |  | Withdrawn | Trade Secret | Trade | WCS | WCS071 | Commercial | Made in Minnesota | Trade Secret | 2016
20263-228838-01 | Xcel Energy | 85 | 13781 | IOU | SRO12671 | 0.57 | Solar |  |  | Withdrawn | Trade Secret | Trade | LEX | LEX333 | Residential | Solar*Rewards | Trade Secret | 2010
20263-228838-01 | Xcel Energy | 85 | 13781 | IOU | 06135645 | 7.68 | Solar |  |  | Active Application | Trade Secret | Trade | WTN | WTN061 | Residential |  | Trade Secret | 2025
20263-228838-01 | Xcel Energy | 85 | 13781 | IOU | SRO31861 | 25.8 | Solar |  |  | Withdrawn | Trade Secret | Trade | PIL | PIL021 | Residential | Solar*Rewards | Trade Secret | 2013
20263-228838-01 |  |  |  |  | OID2806720 |  | Solar |  |  | Withdrawn | Trade Secret | Trade | PIL | PIL021 | Residential |  |  | 2014
20263-228838-01 | Xcel Energy | 85 | 13781 | IOU | OID2100203 | 20.16 | Solar |  |  | Withdrawn | Trade Secret | Trade | PIL | PIL021 | Residential | Solar*Rewards | Trade Secret | 2014
20263-228838-01 | Xcel Energy | 85 | 13781 | IOU | 03317941 | 2.9 | Solar |  | X | Interconnected | Trade Secret | Trade | PIL | PIL021 | Residential | Solar*Rewards | Trade Secret | 2019 | 2020
20263-228838-01 | Xcel Energy | 85 | 13781 | IOU | 04489055 | 4.35 | Solar |  |  | Interconnected | Trade Secret | Trade | SLP | SLP081 | Residential |  | Trade Secret | 2021 | 2021
20263-228838-01 | Xcel Energy | 85 | 13781 | IOU | 05308070 | 120 | Solar |  |  | Interconnected | Trade Secret | Trade | UPP | UPP062 | Commercial |  | Trade Secret | 2022 | 2023
20263-228838-01 | Xcel Energy | 85 | 13781 | IOU | SRO19105 | 34.2 | Solar |  |  | Withdrawn | Trade Secret | Trade | REW | REW031 | Commercial | Solar*Rewards | Trade Secret | 2011
20263-228838-01 | Xcel Energy | 85 | 13781 | IOU | 04304644 | 3.747 | Solar |  |  | Interconnected | Trade Secret | Trade | GSL | GSL074 | Residential |  | Trade Secret | 2021 | 2021
20263-228838-01 | Xcel Energy | 85 | 13781 | IOU | OID3639046 | 9 | Solar |  |  | Withdrawn | Trade Secret | Trade | RWD | RWD063 | Commercial | Solar*Rewards | Trade Secret | 2018
20263-228838-01 | Xcel Energy | 85 | 13781 | IOU | 04464613 | 7.616 | Solar |  |  | Active Application | Trade Secret | Trade | SOU | SOU083 | Residential |  | Trade Secret | 2021
20263-228838-01 | Xcel Energy | 85 | 13781 | IOU | 04945109 | 7.25 | Solar |  |  | Interconnected | Trade Secret | Trade | OPK | OPK065 | Residential | Solar*Rewards | Trade Secret | 2022 | 2022
20263-228838-01 | Xcel Energy | 85 | 13781 | IOU | 04650819 | 6.96 | Solar |  | X | Interconnected | Trade Secret | Trade | WIL | WIL098 | Residential |  | Trade Secret | 2021 | 2022
20263-228838-01 | Xcel Energy | 85 | 13781 | IOU | 05242534 | 8.96 | Solar |  |  | Interconnected | Trade Secret | Trade | GLK | GLK074 | Residential |  | Trade Secret | 2022 | 2023
20263-228838-01 | Xcel Energy | 85 | 13781 | IOU | OID3985174 | 6 | Solar |  |  | Withdrawn | Trade Secret | Trade | UPP | UPP084 | Residential | Solar*Rewards | Trade Secret | 2019
20263-228838-01 | Xcel Energy | 85 | 13781 | IOU | OID2251287 | 20 | Solar |  |  | Withdrawn | Trade Secret | Trade | GVW | GVW032 | Commercial | Solar*Rewards | Trade Secret | 2015
20263-228838-01 | Xcel Energy | 85 | 13781 | IOU | 06003519 | 3.037 | Solar |  |  | Interconnected | Trade Secret | Trade | SOU | SOU069 | Residential | Solar*Rewards | Trade Secret | 2024 | 2025
20263-228838-01 | Xcel Energy | 85 | 13781 | IOU | 03133687 | 10 | Solar |  |  | Interconnected | Trade Secret | Trade | OPK | OPK077 | Residential | Solar*Rewards | Trade Secret | 2012 | 2013
20263-228838-01 | Xcel Energy | 85 | 13781 | IOU | 05979230 | 3.839 | Solar |  |  | Interconnected | Trade Secret | Trade | HWW | HWW062 | Residential | Solar*Rewards | Trade Secret | 2024 | 2024
20263-228838-01 | Xcel Energy | 85 | 13781 | IOU | 06158531 | 11.52 | Solar |  |  | Interconnected | Trade Secret | Trade | DHL | DHL061 | Residential | Solar*Rewards | Trade Secret | 2025 | 2025
20263-228838-01 | Xcel Energy | 85 | 13781 | IOU | 06152243 | 11.52 | Solar |  |  | Active Application | Trade Secret | Trade | DHL | DHL061 | Residential | Solar*Rewards | Trade Secret | 2025
20263-228838-01 | Xcel Energy | 85 | 13781 | IOU | 03133609 | 20 | Solar |  |  | Interconnected | Trade Secret | Trade | ALD | ALD073 | Commercial | Solar*Rewards | Trade Secret | 2011 | 2012
20263-228838-01 | Xcel Energy | 85 | 13781 | IOU | SRO19246 | 25 | Solar |  |  | Withdrawn | Trade Secret | Trade | ALD | ALD073 | Commercial | Solar*Rewards | Trade Secret | 2011
20263-228838-01 | Xcel Energy | 85 | 13781 | IOU | 05712100 | 8.19 | Solar |  |  | Interconnected | Trade Secret | Trade | VKG | VKG072 | Residential | Solar*Rewards | Trade Secret | 2024 | 2024
20263-228838-01 | Xcel Energy | 85 | 13781 | IOU | OID3856249 | 7.616 | Solar |  |  | Interconnected | Trade Secret | Trade | WSG | WSG065 | Residential | Solar*Rewards | Trade Secret | 2019 | 2019
20263-228838-01 | Xcel Energy | 85 | 13781 | IOU | 03132105 | 18 | Solar |  |  | Interconnected | Trade Secret | Trade | REW | REW023 | Commercial | Made in Minnesota | Trade Secret | 2017 | 2017
20263-228838-01 | Xcel Energy | 85 | 13781 | IOU | 05554623 | 9.75 | Solar |  |  | Interconnected | Trade Secret | Trade | SLP | SLP082 | Residential |  | Trade Secret | 2023 | 2023
20263-228838-01 | Xcel Energy | 85 | 13781 | IOU | 03132220 | 11.39 | Solar |  |  | Interconnected | Trade Secret | Trade | RLK | RLK071 | Residential | Solar*Rewards | Trade Secret | 2018 | 2018
20263-228838-01 | Xcel Energy | 85 | 13781 | IOU | 03133870 | 4 | Solar |  |  | Interconnected | Trade Secret | Trade | SOU | SOU087 | Residential | Made in Minnesota | Trade Secret | 2014 | 2014
20263-228838-01 | Xcel Energy | 85 | 13781 | IOU | 03130928 | 6 | Solar |  |  | Interconnected | Trade Secret | Trade | SOU | SOU087 | Residential |  | Trade Secret | 2009 | 2009
20263-228838-01 | Xcel Energy | 85 | 13781 | IOU | 05548323 | 3.78 | Solar |  |  | Active Application | Trade Secret | Trade | PKL | PKL085 | Residential |  | Trade Secret | 2023
20263-228838-01 | Xcel Energy | 85 | 13781 | IOU | 06279116 | 6.175 | Solar |  |  | Active Application | Trade Secret | Trade | TWL | TWL072 | Residential |  | Trade Secret | 2025
20263-228838-01 | Xcel Energy | 85 | 13781 | IOU | 04798839 | 2.03 | Solar |  |  | Interconnected | Trade Secret | Trade | SOU | SOU077 | Residential | Solar*Rewards | Trade Secret | 2022 | 2022
20263-228838-01 | Xcel Energy | 85 | 13781 | IOU | 06018754 | 13.53 | Storage |  |  | Interconnected | Trade Secret | Trade | SOU | SOU077 | Residential |  | Trade Secret | 2024 | 2025
20263-228838-01 | Xcel Energy | 85 | 13781 | IOU | 03132370 | 5 | Solar |  |  | Interconnected | Trade Secret | Trade | WIL | WIL062 | Residential | Solar*Rewards | Trade Secret | 2018 | 2018
20263-228838-01 | Xcel Energy | 85 | 13781 | IOU | 06250351 | 6.631 | Solar |  |  | Interconnected | Trade Secret | Trade | LAB | LAB311 | Residential |  | Trade Secret | 2025 | 2025
20263-228838-01 | Xcel Energy | 85 | 13781 | IOU | 03131663 | 5 | Solar |  |  | Interconnected | Trade Secret | Trade | TWL | TWL064 | Residential | Solar*Rewards | Trade Secret | 2017 | 2017
20263-228838-01 | Xcel Energy | 85 | 13781 | IOU | 03129969 | 5.28 | Solar |  |  | Interconnected | Trade Secret | Trade | GLK | GLK071 | Residential | Solar*Rewards | Trade Secret | 2018 | 2019
20263-228838-01 | Xcel Energy | 85 | 13781 | IOU | 05358816 | 5.8 | Solar |  |  | Interconnected | Trade Secret | Trade | APA | APA075 | Residential | Solar*Rewards | Trade Secret | 2023 | 2023
20263-228838-01 | Xcel Energy | 85 | 13781 | IOU | OID3459396 | 0.029 | Solar |  |  | Withdrawn | Trade Secret | Trade | ALD | ALD094 | Commercial |  | Trade Secret | 2018
20263-228838-01 | Xcel Energy | 85 | 13781 | IOU | 03130415 | 17.5 | Solar |  |  | Interconnected | Trade Secret | Trade | ALD | ALD094 | Commercial |  | Trade Secret | 2018 | 2018
20263-228838-01 | Xcel Energy | 85 | 13781 | IOU | OID2907457 | 7.625 | Solar |  |  | Withdrawn | Trade Secret | Trade | EDA | EDA075 | Residential | Solar*Rewards | Trade Secret | 2017
20263-228838-01 | Xcel Energy | 85 | 13781 | IOU | 03131577 | 5 | Solar |  |  | Interconnected | Trade Secret | Trade | EDA | EDA075 | Residential | Solar*Rewards | Trade Secret | 2017 | 2017
20263-228838-01 | Xcel Energy | 85 | 13781 | IOU | 03134315 | 37.8 | Solar |  |  | Interconnected | Trade Secret | Trade | SLP | SLP084 | Commercial | Made in Minnesota | Trade Secret | 2015 | 2016
20263-228838-01 | Xcel Energy | 85 | 13781 | IOU | 05117111 | 11.31 | Solar |  |  | Interconnected | Trade Secret | Trade | HUG | HUG321 | Residential |  | Trade Secret | 2022 | 2023
20263-228838-01 | Xcel Energy | 85 | 13781 | IOU | 03856614 | 3.839 | Solar |  |  | Interconnected | Trade Secret | Trade | WIL | WIL063 | Residential | Solar*Rewards | Trade Secret | 2020 | 2020
20263-228838-01 | Xcel Energy | 85 | 13781 | IOU | OID2057097 | 20 | Solar |  |  | Withdrawn | Trade Secret | Trade | HYL | HYL062 | Commercial | Solar*Rewards | Trade Secret | 2014
20263-228838-01 | Xcel Energy | 85 | 13781 | IOU | 06322017 | 3.839 | Solar |  |  | Active Application | Trade Secret | Trade | GNL | GNL073 | Residential | Solar*Rewards | Trade Secret | 2026
20263-228838-01 | Xcel Energy | 85 | 13781 | IOU | 06057095 | 9.12 | Solar |  |  | Interconnected | Trade Secret | Trade | WCR | WCR322 | Residential | Solar*Rewards | Trade Secret | 2025 | 2025
20263-228838-01 | Xcel Energy | 85 | 13781 | IOU | 04279603 | 9.58 | Solar |  |  | Interconnected | Trade Secret | Trade | MHW | MHW311 | Residential | Solar*Rewards | Trade Secret | 2021 | 2025
20263-228838-01 | Xcel Energy | 85 | 13781 | IOU | 03130625 | 8.4 | Solar |  | X | Interconnected | Trade Secret | Trade | SOU | SOU064 | Commercial |  | Trade Secret | 2016 | 2017
20263-228838-01 | Xcel Energy | 85 | 13781 | IOU | 06004328 | 2.657 | Solar |  |  | Interconnected | Trade Secret | Trade | MPK | MPK082 | Residential | Solar*Rewards | Trade Secret | 2024 | 2025
20263-228838-01 | Xcel Energy | 85 | 13781 | IOU | OID3750914 | 11.89 | Solar |  |  | Withdrawn | Trade Secret | Trade | UPP | UPP063 | Commercial | Solar*Rewards | Trade Secret | 2019
20263-228838-01 |  |  |  |  | OID3853865 |  | Solar |  |  | Withdrawn | Trade Secret | Trade | UPP | UPP063 | Commercial | Solar*Rewards |  | 2019
20263-228838-01 | Xcel Energy | 85 | 13781 | IOU | 03158133 | 7.7 | Solar |  |  | Interconnected | Trade Secret | Trade | UPP | UPP063 | Commercial | Solar*Rewards | Trade Secret | 2019 | 2019
20263-228838-01 | Xcel Energy | 85 | 13781 | IOU | 05937679 | 9.994 | Solar |  |  | Interconnected | Trade Secret | Trade | GRC | GRC312 | Residential |  | Trade Secret | 2024 | 2025
20263-228838-01 | Xcel Energy | 85 | 13781 | IOU | 03173739 | 5 | Solar |  |  | Interconnected | Trade Secret | Trade | GNL | GNL063 | Residential | Solar*Rewards | Trade Secret | 2019 | 2019
20263-228838-01 | Xcel Energy | 85 | 13781 | IOU | 03636728 | 6 | Solar |  |  | Active Application | Trade Secret | Trade | MDT | MDT073 | Commercial | Solar*Rewards | Trade Secret | 2020
20263-228838-01 | Xcel Energy | 85 | 13781 | IOU | 03133225 | 9.6 | Solar |  |  | Interconnected | Trade Secret | Trade | OPK | OPK073 | Residential | Solar*Rewards | Trade Secret | 2010 | 2010
20263-228838-01 | Xcel Energy | 85 | 13781 | IOU | 06227315 | 6.631 | Solar |  |  | Active Application | Trade Secret | Trade | PKL | PKL085 | Residential |  | Trade Secret | 2025
20263-228838-01 | Xcel Energy | 85 | 13781 | IOU | 06208558 | 6.631 | Solar |  |  | Withdrawn | Trade Secret | Trade | PKL | PKL085 | Residential | Solar*Rewards | Trade Secret | 2025
20263-228838-01 | Xcel Energy | 85 | 13781 | IOU | 04626317 | 4.64 | Solar |  |  | Interconnected | Trade Secret | Trade | SOU | SOU066 | Residential |  | Trade Secret | 2021 | 2022
20263-228838-01 | Xcel Energy | 85 | 13781 | IOU | 05239496 | 2.9 | Solar |  |  | Interconnected | Trade Secret | Trade | SAV | SAV069 | Residential |  | Trade Secret | 2022 | 2023
20263-228838-01 |  |  |  |  | OID3431386 |  | Solar |  |  | Withdrawn | Trade Secret | Trade | WAS | WAS092 | Commercial |  |  | 2018
20263-228838-01 | Xcel Energy | 85 | 13781 | IOU | OID3637196 | 9.995 | Solar |  |  | Withdrawn | Trade Secret | Trade | WAS | WAS092 | Commercial |  | Trade Secret | 2018
20263-228838-01 | Xcel Energy | 85 | 13781 | IOU | OID3666735 | 9.995 | Solar |  |  | Withdrawn | Trade Secret | Trade | WAS | WAS092 | Commercial | Solar*Rewards | Trade Secret | 2018
20263-228838-01 | Xcel Energy | 85 | 13781 | IOU | 03132712 | 29.985 | Solar |  |  | Interconnected | Trade Secret | Trade | WAS | WAS092 | Commercial | Made in Minnesota | Trade Secret | 2018 | 2018
20263-228838-01 | Xcel Energy | 85 | 13781 | IOU | 03130617 | 66.8 | Solar |  |  | Interconnected | Trade Secret | Trade | LEX | LEX333 | Commercial |  | Trade Secret | 2016 | 2017
20263-228838-01 | Xcel Energy | 85 | 13781 | IOU | 05303468 | 60 |  |  |  | Active Application | Trade Secret | Trade | ALD | ALD082 | Commercial |  | Trade Secret | 2022
20263-228838-01 | Xcel Energy | 85 | 13781 | IOU | 04794283 | 6.96 | Solar |  |  | Interconnected | Trade Secret | Trade | GFD | GFD021 | Residential | Solar*Rewards | Trade Secret | 2022 | 2022
20263-228838-01 | Xcel Energy | 85 | 13781 | IOU | 03132821 | 7.616 | Solar |  |  | Interconnected | Trade Secret | Trade | CHI | CHI311 | Residential | Solar*Rewards | Trade Secret | 2018 | 2018
20263-228838-01 | Xcel Energy | 85 | 13781 | IOU | 04567236 | 5.8 | Solar |  |  | Interconnected | Trade Secret | Trade | WIL | WIL061 | Residential |  | Trade Secret | 2021 | 2021
20263-228838-01 | Xcel Energy | 85 | 13781 | IOU | OID3059932 | 19.999 | Solar |  |  | Withdrawn | Trade Secret | Trade | FSL | FSL311 | Commercial | Solar*Rewards | Trade Secret | 2017
20263-228838-01 | Xcel Energy | 85 | 13781 | IOU | 03134038 | 18 | Solar |  |  | Interconnected | Trade Secret | Trade | RIV | RIV063 | Commercial | Solar*Rewards | Trade Secret | 2014 | 2015
20263-228838-01 | Xcel Energy | 85 | 13781 | IOU | OID3470279 | 19.999 | Solar |  |  | Withdrawn | Trade Secret | Trade | RIV | RIV063 | Commercial | Solar*Rewards | Trade Secret | 2018
20263-228838-01 | Xcel Energy | 85 | 13781 | IOU | 04880859 | 3.747 | Solar |  |  | Interconnected | Trade Secret | Trade | WSG | WSG063 | Residential | Solar*Rewards | Trade Secret | 2022 | 2022
20263-228838-01 | Xcel Energy | 85 | 13781 | IOU | 03132842 | 4.93 | Solar |  |  | Interconnected | Trade Secret | Trade | EKO | EKO021 | Residential | Solar*Rewards | Trade Secret | 2018 | 2019
20263-228838-01 | Xcel Energy | 85 | 13781 | IOU | 05954559 | 8.73 | Solar |  |  | Interconnected | Trade Secret | Trade | RAM | RAM062 | Residential | Solar*Rewards | Trade Secret | 2024 | 2025
20263-228838-01 | Xcel Energy | 85 | 13781 | IOU | 04295837 | 6 | Solar |  | X | Interconnected | Trade Secret | Trade | MPK | MPK074 | Residential | Solar*Rewards | Trade Secret | 2021 | 2022
20263-228838-01 | Xcel Energy | 85 | 13781 | IOU | 06182906 | 4.064 | Solar |  |  | Interconnected | Trade Secret | Trade | AFT | AFT322 | Residential | Solar*Rewards | Trade Secret | 2025 | 2026
20263-228838-01 | Xcel Energy | 85 | 13781 | IOU | 06321956 | 7.678 | Solar |  |  | Active Application | Trade Secret | Trade | GSL | GSL061 | Residential | Solar*Rewards | Trade Secret | 2026
20263-228838-01 | Xcel Energy | 85 | 13781 | IOU | 03129989 | 4.32 | Solar |  |  | Interconnected | Trade Secret | Trade | ALD | ALD084 | Residential | Solar*Rewards | Trade Secret | 2018 | 2019
20263-228838-01 | Xcel Energy | 85 | 13781 | IOU | 06193180 | 7.6 | Solar |  |  | Withdrawn | Trade Secret | Trade | MOL | MOL072 | Residential | Solar*Rewards | Trade Secret | 2025
20263-228838-01 | Xcel Energy | 85 | 13781 | IOU | 06182195 | 7.6 | Solar |  |  | Withdrawn | Trade Secret | Trade | MOL | MOL072 | Residential | Solar*Rewards | Trade Secret | 2025
20263-228838-01 | Xcel Energy | 85 | 13781 | IOU | 06208585 | 7.616 | Solar |  |  | Interconnected | Trade Secret | Trade | MOL | MOL072 | Residential |  | Trade Secret | 2025 | 2025
20263-228838-01 | Xcel Energy | 85 | 13781 | IOU | 05750471 | 7.68 | Solar |  |  | Interconnected | Trade Secret | Trade | SLW | SLW062 | Residential |  | Trade Secret | 2024 | 2025
20263-228838-01 | Xcel Energy | 85 | 13781 | IOU | 05455114 | 10.752 | Solar |  |  | Interconnected | Trade Secret | Trade | EWI | EWI022 | Residential |  | Trade Secret | 2023 | 2023
20263-228838-01 | Xcel Energy | 85 | 13781 | IOU | 03748090 | 4.93 | Solar |  |  | Interconnected | Trade Secret | Trade | EDA | EDA067 | Residential | Solar*Rewards | Trade Secret | 2020 | 2020
20263-228838-01 | Xcel Energy | 85 | 13781 | IOU | 04179140 | 4.06 | Solar |  |  | Interconnected | Trade Secret | Trade | ORO | ORO061 | Residential | Solar*Rewards | Trade Secret | 2020 | 2021
20263-228838-01 | Xcel Energy | 85 | 13781 | IOU | 06264805 | 3.141 | Solar |  |  | Active Application | Trade Secret | Trade | ORO | ORO061 | Residential |  | Trade Secret | 2025
20263-228838-01 | Xcel Energy | 85 | 13781 | IOU | 05688703 | 4.725 | Solar |  |  | Interconnected | Trade Secret | Trade | MPK | MPK074 | Residential |  | Trade Secret | 2024 | 2024
20263-228838-01 | Xcel Energy | 85 | 13781 | IOU | 03130643 | 40 | Solar |  |  | Interconnected | Trade Secret | Trade | RVA | RVA062 | Commercial | Made in Minnesota | Trade Secret | 2016 | 2017
20263-228838-01 | Xcel Energy | 85 | 13781 | IOU | 03130628 | 20 | Solar |  |  | Interconnected | Trade Secret | Trade | RVA | RVA062 | Commercial | Solar*Rewards | Trade Secret | 2016 | 2017
20263-228838-01 | Xcel Energy | 85 | 13781 | IOU | OID2963027 | 7.63 | Solar |  |  | Withdrawn | Trade Secret | Trade | CRL | CRL033 | Residential | Made in Minnesota | Trade Secret | 2017
20263-228838-01 | Xcel Energy | 85 | 13781 | IOU | SRO29668 | 25 | Solar |  |  | Withdrawn | Trade Secret | Trade | NMC | NMC092 | Commercial | Solar*Rewards | Trade Secret | 2013
20263-228838-01 | Xcel Energy | 85 | 13781 | IOU | 06109330 | 9.58 | Solar |  | X | Interconnected | Trade Secret | Trade | GNL | GNL062 | Residential |  | Trade Secret | 2025 | 2025
20263-228838-01 | Xcel Energy | 85 | 13781 | IOU | 03132971 | 3.64 | Solar |  |  | Interconnected | Trade Secret | Trade | GNL | GNL062 | Residential | Solar*Rewards | Trade Secret | 2018 | 2019
20263-228838-01 | Xcel Energy | 85 | 13781 | IOU | 03133266 | 10.2 | Solar |  |  | Interconnected | Trade Secret | Trade | ESW | ESW062 | Commercial | Solar*Rewards | Trade Secret | 2010 | 2011
20263-228838-01 | Xcel Energy | 85 | 13781 | IOU | 06156854 | 20 | Solar |  |  | Active Application | Trade Secret | Trade | SOU | SOU078 | Commercial |  | Trade Secret | 2025
20263-228838-01 | Xcel Energy | 85 | 13781 | IOU | 06142912 | 6.912 | Solar |  |  | Withdrawn | Trade Secret | Trade | OPK | OPK077 | Residential |  | Trade Secret | 2025
20263-228838-01 | Xcel Energy | 85 | 13781 | IOU | 06149549 | 5.376 | Solar |  |  | Interconnected | Trade Secret | Trade | OPK | OPK077 | Residential | Solar*Rewards | Trade Secret | 2025 | 2025
20263-228838-01 | Xcel Energy | 85 | 13781 | IOU | 05743051 | 9.135 | Solar |  |  | Interconnected | Trade Secret | Trade | GLK | GLK074 | Residential | Solar*Rewards | Trade Secret | 2024 | 2024
20263-228838-01 | Xcel Energy | 85 | 13781 | IOU | 06231093 | 7.678 | Solar |  |  | Active Application | Trade Secret | Trade | SOU | SOU087 | Residential |  | Trade Secret | 2025
20263-228838-01 | Xcel Energy | 85 | 13781 | IOU | 04494645 | 6 | Solar |  |  | Interconnected | Trade Secret | Trade | BCR | BCR083 | Residential |  | Trade Secret | 2021 | 2022
20263-228838-01 | Xcel Energy | 85 | 13781 | IOU | 03133748 | 3 | Solar |  |  | Interconnected | Trade Secret | Trade | HWW | HWW072 | Residential | Solar*Rewards | Trade Secret | 2013 | 2013
20263-228838-01 | Xcel Energy | 85 | 13781 | IOU | 03131200 | 3.12 | Solar |  |  | Interconnected | Trade Secret | Trade | HWW | HWW072 | Residential |  | Trade Secret | 2014 | 2013
20263-228838-01 | Xcel Energy | 85 | 13781 | IOU | 05763749 | 6.3 | Solar |  |  | Interconnected | Trade Secret | Trade | CNC | CNC072 | Residential | Solar*Rewards | Trade Secret | 2024 | 2024
20263-228838-01 | Xcel Energy | 85 | 13781 | IOU | 05461334 | 8.32 | Solar |  |  | Interconnected | Trade Secret | Trade | WCR | WCR322 | Residential | Solar*Rewards | Trade Secret | 2023 | 2023
20263-228838-01 | Xcel Energy | 85 | 13781 | IOU | 05230559 | 3.77 | Solar |  |  | Interconnected | Trade Secret | Trade | DBL | DBL068 | Residential |  | Trade Secret | 2022 | 2023
20263-228838-01 | Xcel Energy | 85 | 13781 | IOU | 05278310 | 9.6 | Solar |  |  | Interconnected | Trade Secret | Trade | OSS | OSS077 | Residential |  | Trade Secret | 2022 | 2023
20263-228838-01 | Xcel Energy | 85 | 13781 | IOU | 05794481 | 4.9 | Solar |  |  | Interconnected | Trade Secret | Trade | BYT | BYT071 | Residential | Solar*Rewards | Trade Secret | 2024 | 2024
20263-228838-01 | Xcel Energy | 85 | 13781 | IOU | 03129670 | 6.9 | Solar |  |  | Interconnected | Trade Secret | Trade | VES | VES021 | Residential | Solar*Rewards | Trade Secret | 2019 | 2020
20263-228838-01 | Xcel Energy | 85 | 13781 | IOU | OID2024725 | 18 | Solar |  |  | Withdrawn | Trade Secret | Trade | OSS | OSS064 | Commercial | Solar*Rewards | Trade Secret | 2014
20263-228838-01 | Xcel Energy | 85 | 13781 | IOU | 03132147 | 3.44 | Solar |  |  | Interconnected | Trade Secret | Trade | SLP | SLP092 | Residential | Made in Minnesota | Trade Secret | 2017 | 2017
20263-228838-01 | Xcel Energy | 85 | 13781 | IOU | 03132027 | 5 | Solar |  |  | Interconnected | Trade Secret | Trade | HUG | HUG321 | Residential | Solar*Rewards | Trade Secret | 2017 | 2018
20263-228838-01 | Xcel Energy | 85 | 13781 | IOU | 04814126 | 4.932 | Solar |  |  | Interconnected | Trade Secret | Trade | HAS | HAS033 | Residential | Solar*Rewards | Trade Secret | 2022 | 2022
20263-228838-01 |  |  |  |  | OID3827753 |  | Solar |  |  | Withdrawn | Trade Secret | Trade | SLP | SLP084 | Residential | Solar*Rewards |  | 2019
20263-228838-01 | Xcel Energy | 85 | 13781 | IOU | 04101971 | 7.38 | Solar |  |  | Interconnected | Trade Secret | Trade | LAC | LAC062 | Residential | Solar*Rewards | Trade Secret | 2021 | 2021
20263-228838-01 | Xcel Energy | 85 | 13781 | IOU | 06199635 | 6.073 | Solar |  | X | Withdrawn | Trade Secret | Trade | SOU | SOU079 | Residential | Solar*Rewards | Trade Secret | 2025
20263-228838-01 | Xcel Energy | 85 | 13781 | IOU | 06228746 | 7.329 | Solar |  |  | Interconnected | Trade Secret | Trade | SOU | SOU079 | Residential |  | Trade Secret | 2025 | 2025
20263-228838-01 | Xcel Energy | 85 | 13781 | IOU | 06061981 | 10.628 | Solar |  |  | Interconnected | Trade Secret | Trade | RPO | RPO312 | Residential | Solar*Rewards | Trade Secret | 2025 | 2025
20263-228838-01 | Xcel Energy | 85 | 13781 | IOU | 05973607 | 6.046 | Solar |  |  | Withdrawn | Trade Secret | Trade | LSP | LSP021 | Residential |  | Trade Secret | 2024
20263-228838-01 | Xcel Energy | 85 | 13781 | IOU | 06090466 | 7.296 | Solar |  |  | Interconnected | Trade Secret | Trade | AFT | AFT314 | Residential | Solar*Rewards | Trade Secret | 2025 | 2025
20263-228838-01 | Xcel Energy | 85 | 13781 | IOU | 06246206 | 9.6 | Solar |  |  | Active Application | Trade Secret | Trade | APA | APA075 | Residential |  | Trade Secret | 2025
20263-228838-01 | Xcel Energy | 85 | 13781 | IOU | 06112674 | 3.936 | Solar |  |  | Interconnected | Trade Secret | Trade | BCR | BCR063 | Residential | Solar*Rewards | Trade Secret | 2025 | 2025
20263-228838-01 | Xcel Energy | 85 | 13781 | IOU | 05819843 | 6.631 | Solar |  |  | Interconnected | Trade Secret | Trade | SOU | SOU064 | Residential |  | Trade Secret | 2024 | 2024
20263-228838-01 | Xcel Energy | 85 | 13781 | IOU | 06280165 | 6.175 | Solar |  |  | Interconnected | Trade Secret | Trade | MEL | MEL088 | Residential |  | Trade Secret | 2025 | 2026
20263-228838-01 | Xcel Energy | 85 | 13781 | IOU | 05957027 | 7.616 | Solar |  |  | Active Application | Trade Secret | Trade | IDA | IDA064 | Residential |  | Trade Secret | 2024
20263-228838-01 | Xcel Energy | 85 | 13781 | IOU | 03774347 | 3.747 | Solar |  |  | Interconnected | Trade Secret | Trade | TWL | TWL073 | Residential | Solar*Rewards | Trade Secret | 2020 | 2020
20263-228838-01 | Xcel Energy | 85 | 13781 | IOU | 03217746 | 6 | Solar |  |  | Interconnected | Trade Secret | Trade | WSG | WSG352 | Residential | Solar*Rewards | Trade Secret | 2019 | 2020
20263-228838-01 | Xcel Energy | 85 | 13781 | IOU | 03841365 | 7.616 | Solar |  |  | Interconnected | Trade Secret | Trade | ECK | ECK063 | Residential | Solar*Rewards | Trade Secret | 2020 | 2021
20263-228838-01 | Xcel Energy | 85 | 13781 | IOU | 05711730 | 4.095 | Solar |  |  | Interconnected | Trade Secret | Trade | HWW | HWW062 | Residential | Solar*Rewards | Trade Secret | 2024 | 2024
20263-228838-01 | Xcel Energy | 85 | 13781 | IOU | 05311932 | 8.96 | Solar |  |  | Interconnected | Trade Secret | Trade | MEL | MEL088 | Residential |  | Trade Secret | 2022 | 2023
20263-228838-01 | Xcel Energy | 85 | 13781 | IOU | 05944763 | 5.052 | Solar |  |  | Active Application | Trade Secret | Trade | OAD | OAD061 | Residential |  | Trade Secret | 2024
20263-228838-01 | Xcel Energy | 85 | 13781 | IOU | SRO18857 | 40 | Solar |  |  | Withdrawn | Trade Secret | Trade | LLK | LLK072 | Commercial | Solar*Rewards | Trade Secret | 2011
20263-228838-01 | Xcel Energy | 85 | 13781 | IOU | SRO29873 | 40 | Solar |  |  | Withdrawn | Trade Secret | Trade | LLK | LLK072 | Commercial | Solar*Rewards | Trade Secret | 2013
20263-228838-01 | Xcel Energy | 85 | 13781 | IOU | 03134535 | 10.01 | Solar |  |  | Interconnected | Trade Secret | Trade | SLP | SLP092 | Residential | Made in Minnesota | Trade Secret | 2015 | 2015
20263-228838-01 | Xcel Energy | 85 | 13781 | IOU | 03131626 | 7.63 | Solar |  |  | Interconnected | Trade Secret | Trade | ECK | ECK063 | Residential | Made in Minnesota | Trade Secret | 2017 | 2017
20263-228838-01 | Xcel Energy | 85 | 13781 | IOU | 03891170 | 9.994 | Solar |  |  | Interconnected | Trade Secret | Trade | SOU | SOU064 | Commercial | Solar*Rewards | Trade Secret | 2020 | 2020
20263-228838-01 | Xcel Energy | 85 | 13781 | IOU | 05833086 | 5.052 | Solar |  |  | Active Application | Trade Secret | Trade | SOU | SOU061 | Residential |  | Trade Secret | 2024
20263-228838-01 | Xcel Energy | 85 | 13781 | IOU | 05381211 | 4.93 | Solar |  |  | Interconnected | Trade Secret | Trade | SLP | SLP084 | Residential | Solar*Rewards | Trade Secret | 2023 | 2023
20263-228838-01 | Xcel Energy | 85 | 13781 | IOU | 05399452 | 4.64 | Solar |  |  | Interconnected | Trade Secret | Trade | TWL | TWL074 | Residential |  | Trade Secret | 2023 | 2024
20263-228838-01 | Xcel Energy | 85 | 13781 | IOU | 06279641 | 8.448 | Solar |  |  | Active Application | Trade Secret | Trade | RRK | RRK063 | Residential |  | Trade Secret | 2025
20263-228838-01 | Xcel Energy | 85 | 13781 | IOU | 06236602 | 8.448 | Solar |  |  | Withdrawn | Trade Secret | Trade | RRK | RRK063 | Residential |  | Trade Secret | 2025
20263-228838-01 | Xcel Energy | 85 | 13781 | IOU | 05745180 | 6.98 | Solar |  |  | Interconnected | Trade Secret | Trade | MPK | MPK068 | Residential | Solar*Rewards | Trade Secret | 2024 | 2024
20263-228838-01 | Xcel Energy | 85 | 13781 | IOU | 04842580 | 6.67 | Solar |  |  | Interconnected | Trade Secret | Trade | OPK | OPK067 | Residential |  | Trade Secret | 2022 | 2023
20263-228838-01 | Xcel Energy | 85 | 13781 | IOU | 05816885 | 7.212 | Solar |  |  | Interconnected | Trade Secret | Trade | SOU | SOU075 | Residential | Solar*Rewards | Trade Secret | 2024 | 2024
20263-228838-01 | Xcel Energy | 85 | 13781 | IOU | 04870322 | 17.61 | Solar |  |  | Interconnected | Trade Secret | Trade | FSL | FSL311 | Residential | Solar*Rewards | Trade Secret | 2022 | 2022
20263-228838-01 | Xcel Energy | 85 | 13781 | IOU | 06207666 | 4.355 | Solar |  |  | Interconnected | Trade Secret | Trade | TLK | TLK067 | Residential | Solar*Rewards | Trade Secret | 2025 | 2026
20263-228838-01 | Xcel Energy | 85 | 13781 | IOU | 06237800 | 5.525 | Solar |  |  | Interconnected | Trade Secret | Trade | SOU | SOU084 | Residential |  | Trade Secret | 2025 | 2025
20263-228838-01 | Xcel Energy | 85 | 13781 | IOU | 05858226 | 3.747 | Solar |  |  | Interconnected | Trade Secret | Trade | RAM | RAM063 | Residential |  | Trade Secret | 2024 | 2025
20263-228838-01 | Xcel Energy | 85 | 13781 | IOU | OID4002988 | 4.64 | Solar |  |  | Withdrawn | Trade Secret | Trade | GSL | GSL065 | Residential | Solar*Rewards | Trade Secret | 2019
20263-228838-01 | Xcel Energy | 85 | 13781 | IOU | 03683386 | 4.64 | Solar |  |  | Interconnected | Trade Secret | Trade | GSL | GSL065 | Residential | Solar*Rewards | Trade Secret | 2020 | 2020
20263-228838-01 | Xcel Energy | 85 | 13781 | IOU | 04946482 | 8.25 | Solar |  |  | Interconnected | Trade Secret | Trade | WWK | WWK311 | Residential | Solar*Rewards | Trade Secret | 2022 | 2022
20263-228838-01 | Xcel Energy | 85 | 13781 | IOU | 06169982 | 9.6 | Solar |  |  | Interconnected | Trade Secret | Trade | LEX | LEX065 | Residential | Solar*Rewards | Trade Secret | 2025 | 2025
20263-228838-01 | Xcel Energy | 85 | 13781 | IOU | 05978609 | 8.027 | Solar |  |  | Withdrawn | Trade Secret | Trade | DPN | DPN073 | Residential | Solar*Rewards | Trade Secret | 2024
20263-228838-01 | Xcel Energy | 85 | 13781 | IOU | 05991756 | 8.376 | Solar |  |  | Interconnected | Trade Secret | Trade | DPN | DPN073 | Residential | Solar*Rewards | Trade Secret | 2024 | 2024
20263-228838-01 | Xcel Energy | 85 | 13781 | IOU | OID3471994 | 39.998 | Solar |  |  | Withdrawn | Trade Secret | Trade | MOL | MOL061 | Commercial | Solar*Rewards | Trade Secret | 2018
20263-228838-01 | Xcel Energy | 85 | 13781 | IOU | 03206411 | 5 | Solar |  |  | Interconnected | Trade Secret | Trade | SOU | SOU081 | Residential | Solar*Rewards | Trade Secret | 2019 | 2019
20263-228838-01 | Xcel Energy | 85 | 13781 | IOU | 03129726 | 7.2 | Solar |  |  | Interconnected | Trade Secret | Trade | HOL | HOL061 | Residential | Solar*Rewards | Trade Secret | 2019 | 2019
20263-228838-01 | Xcel Energy | 85 | 13781 | IOU | 04309451 | 5.48 | Solar |  |  | Interconnected | Trade Secret | Trade | WWK | WWK321 | Residential | Solar*Rewards | Trade Secret | 2021 | 2021
20263-228838-01 | Xcel Energy | 85 | 13781 | IOU | 03134000 | 5.76 | Solar |  |  | Interconnected | Trade Secret | Trade | DND | DND061 | Residential | Solar*Rewards | Trade Secret | 2014 | 2015
20263-228838-01 | Xcel Energy | 85 | 13781 | IOU | 03133852 | 5 | Solar |  |  | Interconnected | Trade Secret | Trade | DND | DND061 | Residential | Made in Minnesota | Trade Secret | 2014 | 2014
20263-228838-01 | Xcel Energy | 85 | 13781 | IOU | 03134897 | 5.76 | Solar |  |  | Interconnected | Trade Secret | Trade | SOU | SOU079 | Residential | Made in Minnesota | Trade Secret | 2016 | 2016
20263-228838-01 | Xcel Energy | 85 | 13781 | IOU | 05586298 | 92 | Solar |  |  | Interconnected | Trade Secret | Trade | SLP | SLP081 | Commercial |  | Trade Secret | 2023 | 2024
20263-228838-01 | Xcel Energy | 85 | 13781 | IOU | 03132592 | 6 | Solar |  |  | Interconnected | Trade Secret | Trade | GLD | GLD021 | Residential | Solar*Rewards | Trade Secret | 2018 | 2018
20263-228838-01 | Xcel Energy | 85 | 13781 | IOU | 04420369 | 5.5 | Solar |  |  | Interconnected | Trade Secret | Trade | MPK | MPK087 | Residential | Solar*Rewards | Trade Secret | 2021 | 2021
20263-228838-01 | Xcel Energy | 85 | 13781 | IOU | 05357278 | 4.35 | Solar |  |  | Interconnected | Trade Secret | Trade | HWW | HWW062 | Residential |  | Trade Secret | 2023 | 2023
20263-228838-01 | Xcel Energy | 85 | 13781 | IOU | 06164606 | 4.886 | Solar |  |  | Interconnected | Trade Secret | Trade | TER | TER071 | Residential | Solar*Rewards | Trade Secret | 2025 | 2025
20263-228838-01 | Xcel Energy | 85 | 13781 | IOU | 04393041 | 7.616 | Solar |  |  | Interconnected | Trade Secret | Trade | HYL | HYL074 | Residential | Solar*Rewards | Trade Secret | 2021 | 2021
20263-228838-01 | Xcel Energy | 85 | 13781 | IOU | 04560022 | 6 | Solar |  |  | Withdrawn | Trade Secret | Trade | MDT | MDT077 | Residential |  | Trade Secret | 2021
20263-228838-01 | Xcel Energy | 85 | 13781 | IOU | 06322305 | 3.839 | Solar |  |  | Active Application | Trade Secret | Trade | HWW | HWW074 | Residential | Solar*Rewards | Trade Secret | 2026
20263-228838-01 | Xcel Energy | 85 | 13781 | IOU | 05858484 | 5.226 | Solar |  |  | Withdrawn | Trade Secret | Trade | BRP | BRP061 | Residential |  | Trade Secret | 2024
20263-228838-01 | Xcel Energy | 85 | 13781 | IOU | 05960956 | 5.226 | Solar |  |  | Interconnected | Trade Secret | Trade | BRP | BRP061 | Residential | Solar*Rewards | Trade Secret | 2024 | 2024
20263-228838-01 | Xcel Energy | 85 | 13781 | IOU | 06170531 | 4.064 | Solar |  |  | Active Application | Trade Secret | Trade | CGR | CGR074 | Residential |  | Trade Secret | 2025
20263-228838-01 | Xcel Energy | 85 | 13781 | IOU | 06179397 | 5.904 | Solar |  |  | Interconnected | Trade Secret | Trade | CGR | CGR074 | Residential | Solar*Rewards | Trade Secret | 2025 | 2025
20263-228838-01 | Xcel Energy | 85 | 13781 | IOU | 05409106 | 6.175 | Solar |  |  | Withdrawn | Trade Secret | Trade | EDA | EDA063 | Residential | Solar*Rewards | Trade Secret | 2023
20263-228838-01 | Xcel Energy | 85 | 13781 | IOU | 05414771 | 7.15 | Solar |  |  | Interconnected | Trade Secret | Trade | EDA | EDA063 | Residential |  | Trade Secret | 2023 | 2023
20263-228838-01 | Xcel Energy | 85 | 13781 | IOU | 04681152 | 6.96 | Solar |  |  | Interconnected | Trade Secret | Trade | OAD | OAD073 | Residential |  | Trade Secret | 2021 | 2021
20263-228838-01 | Xcel Energy | 85 | 13781 | IOU | 06073739 | 11.5 | Storage |  |  | Interconnected | Trade Secret | Trade | BYT | BYT072 | Residential |  | Trade Secret | 2025 | 2025
20263-228838-01 | Xcel Energy | 85 | 13781 | IOU | 03739458 | 9.28 | Solar |  |  | Interconnected | Trade Secret | Trade | BYT | BYT072 | Residential | Solar*Rewards | Trade Secret | 2020 | 2020
20263-228838-01 | Xcel Energy | 85 | 13781 | IOU | 06208768 | 3.141 | Solar |  |  | Withdrawn | Trade Secret | Trade | SOU | SOU076 | Residential | Solar*Rewards | Trade Secret | 2025
20263-228838-01 | Xcel Energy | 85 | 13781 | IOU | 06218564 | 3.141 | Solar |  |  | Withdrawn | Trade Secret | Trade | SOU | SOU076 | Residential |  | Trade Secret | 2025
20263-228838-01 | Xcel Energy | 85 | 13781 | IOU | 05834625 | 9.869 | Solar |  |  | Interconnected | Trade Secret | Trade | WIL | WIL073 | Residential |  | Trade Secret | 2024 | 2024
20263-228838-01 | Xcel Energy | 85 | 13781 | IOU | OID1998999 | 5 | Solar |  |  | Withdrawn | Trade Secret | Trade | IDA | IDA062 | Commercial | Made in Minnesota | Trade Secret | 2014
20263-228838-01 | Xcel Energy | 85 | 13781 | IOU | 03134480 | 10.01 | Solar |  |  | Interconnected | Trade Secret | Trade | NOF | NOF071 | Residential | Solar*Rewards | Trade Secret | 2015 | 2015
20263-228838-01 | Xcel Energy | 85 | 13781 | IOU | 03914078 | 9.994 | Solar |  |  | Interconnected | Trade Secret | Trade | YAM | YAM021 | Residential | Solar*Rewards | Trade Secret | 2020 | 2020
20263-228838-01 | Xcel Energy | 85 | 13781 | IOU | 05181469 | 6.96 | Solar |  |  | Interconnected | Trade Secret | Trade | RAM | RAM064 | Residential |  | Trade Secret | 2022 | 2023
20263-228838-01 | Xcel Energy | 85 | 13781 | IOU | 06181961 | 7.68 | Solar |  |  | Interconnected | Trade Secret | Trade | WCS | WCS071 | Residential |  | Trade Secret | 2025 | 2025
20263-228838-01 | Xcel Energy | 85 | 13781 | IOU | 05208603 | 5.22 | Solar |  |  | Interconnected | Trade Secret | Trade | HWW | HWW073 | Residential |  | Trade Secret | 2022 | 2023
20263-228838-01 | Xcel Energy | 85 | 13781 | IOU | 04472477 | 300 | Solar |  |  | Interconnected | Trade Secret | Trade | MOL | MOL077 | Commercial |  | Trade Secret | 2021 | 2022
20263-228838-01 | Xcel Energy | 85 | 13781 | IOU | 04280888 | 39.99 | Solar |  |  | Interconnected | Trade Secret | Trade | MOL | MOL077 | Commercial | Solar*Rewards | Trade Secret | 2021 | 2022
20263-228838-01 | Xcel Energy | 85 | 13781 | IOU | OID3473153 | 39.998 | Solar |  |  | Withdrawn | Trade Secret | Trade | MOL | MOL077 | Commercial | Solar*Rewards | Trade Secret | 2018
20263-228838-01 | Xcel Energy | 85 | 13781 | IOU | 05356936 | 11.517 | Solar |  |  | Interconnected | Trade Secret | Trade | UPP | UPP082 | Residential | Solar*Rewards | Trade Secret | 2023 | 2023
20263-228838-01 | Xcel Energy | 85 | 13781 | IOU | 06086958 | 11.517 | Solar |  |  | Interconnected | Trade Secret | Trade | ALD | ALD084 | Commercial |  | Trade Secret | 2025 | 2025
20263-228838-01 | Xcel Energy | 85 | 13781 | IOU | 06225490 | 3.747 | Solar |  |  | Interconnected | Trade Secret | Trade | TWL | TWL074 | Residential |  | Trade Secret | 2025 | 2025
20263-228838-01 | Xcel Energy | 85 | 13781 | IOU | 06202588 | 3.747 | Solar |  |  | Withdrawn | Trade Secret | Trade | TWL | TWL074 | Residential | Solar*Rewards | Trade Secret | 2025
20263-228838-01 | Xcel Energy | 85 | 13781 | IOU | 03131450 | 7.63 | Solar |  |  | Interconnected | Trade Secret | Trade | HUG | HUG311 | Residential | Made in Minnesota | Trade Secret | 2017 | 2017
20263-228838-01 | Xcel Energy | 85 | 13781 | IOU | 04138563 | 59.4 | Solar |  |  | Interconnected | Trade Secret | Trade | DPN | DPN072 | Commercial |  | Trade Secret | 2021 | 2022
20263-228838-01 | Xcel Energy | 85 | 13781 | IOU | 04385338 | 36.4 | Solar |  |  | Interconnected | Trade Secret | Trade | ELP | ELP084 | Commercial | Solar*Rewards | Trade Secret | 2022 | 2023
20263-228838-01 | Xcel Energy | 85 | 13781 | IOU | 03131905 | 7.625 | Solar |  |  | Interconnected | Trade Secret | Trade | GNL | GNL063 | Residential | Solar*Rewards | Trade Secret | 2017 | 2017
20263-228838-01 | Xcel Energy | 85 | 13781 | IOU | 05430868 | 6 | Solar |  |  | Interconnected | Trade Secret | Trade | SOU | SOU065 | Residential | Solar*Rewards | Trade Secret | 2023 | 2023
20263-228838-01 | Xcel Energy | 85 | 13781 | IOU | 06295161 | 5.933 | Solar |  |  | Active Application | Trade Secret | Trade | NOF | NOF061 | Residential |  | Trade Secret | 2026
20263-228838-01 | Xcel Energy | 85 | 13781 | IOU | 06101979 | 17.46 | Solar |  |  | Interconnected | Trade Secret | Trade | SLP | SLP095 | Residential | Solar*Rewards | Trade Secret | 2025 | 2025
20263-228838-01 | Xcel Energy | 85 | 13781 | IOU | 06113640 | 7.872 | Solar |  |  | Withdrawn | Trade Secret | Trade | AFT | AFT321 | Residential | Solar*Rewards | Trade Secret | 2025
20263-228838-01 | Xcel Energy | 85 | 13781 | IOU | 06160623 | 7.872 | Solar |  |  | Interconnected | Trade Secret | Trade | AFT | AFT321 | Residential |  | Trade Secret | 2025 | 2025
20263-228838-01 | Xcel Energy | 85 | 13781 | IOU | 03132945 | 5.12 | Solar |  |  | Interconnected | Trade Secret | Trade | SIP | SIP072 | Residential | Solar*Rewards | Trade Secret | 2018 | 2018
20263-228838-01 | Xcel Energy | 85 | 13781 | IOU | 05539025 | 15.555 | Solar |  | X | Interconnected | Trade Secret | Trade | DBL | DBL068 | Commercial |  | Trade Secret | 2023 | 2024
20263-228838-01 | Xcel Energy | 85 | 13781 | IOU | 04202458 | 3.747 | Solar |  |  | Interconnected | Trade Secret | Trade | CHE | CHE076 | Residential | Solar*Rewards | Trade Secret | 2021 | 2021
20263-228838-01 | Xcel Energy | 85 | 13781 | IOU | 03130107 | 7.616 | Solar |  |  | Interconnected | Trade Secret | Trade | ALT | ALT021 | Residential | Solar*Rewards | Trade Secret | 2018 | 2019
20263-228838-01 | Xcel Energy | 85 | 13781 | IOU | 04105298 | 3.77 | Solar |  |  | Interconnected | Trade Secret | Trade | RLK | RLK071 | Residential | Solar*Rewards | Trade Secret | 2020 | 2021
20263-228838-01 | Xcel Energy | 85 | 13781 | IOU | OID2293640 | 10 | Solar |  |  | Withdrawn | Trade Secret | Trade | SOU | SOU061 | Residential | Made in Minnesota | Trade Secret | 2015
20263-228838-01 | Xcel Energy | 85 | 13781 | IOU | 04274166 | 6 | Solar |  |  | Interconnected | Trade Secret | Trade | MPK | MPK077 | Residential | Solar*Rewards | Trade Secret | 2021 | 2021
20263-228838-01 | Xcel Energy | 85 | 13781 | IOU | 06205859 | 4.188 | Solar |  |  | Interconnected | Trade Secret | Trade | WES | WES071 | Residential |  | Trade Secret | 2025 | 2025
20263-228838-01 | Xcel Energy | 85 | 13781 | IOU | 05943328 | 5.248 | Solar |  |  | Withdrawn | Trade Secret | Trade | APA | APA078 | Residential | Solar*Rewards | Trade Secret | 2024
20263-228838-01 | Xcel Energy | 85 | 13781 | IOU | 05971061 | 5.248 | Solar |  |  | Interconnected | Trade Secret | Trade | APA | APA078 | Residential |  | Trade Secret | 2024 | 2025
20263-228838-01 | Xcel Energy | 85 | 13781 | IOU | 03132869 | 6.72 | Solar |  |  | Interconnected | Trade Secret | Trade | PKL | PKL083 | Residential | Solar*Rewards | Trade Secret | 2018 | 2019
20263-228838-01 | Xcel Energy | 85 | 13781 | IOU | 06298541 | 5.76 | Solar |  |  | Active Application | Trade Secret | Trade | MPK | MPK063 | Residential |  | Trade Secret | 2025
20263-228838-01 | Xcel Energy | 85 | 13781 | IOU | 06275284 | 5.235 | Solar |  |  | Active Application | Trade Secret | Trade | APA | APA075 | Residential |  | Trade Secret | 2025
20263-228838-01 | Xcel Energy | 85 | 13781 | IOU | 04794137 | 5.22 | Solar |  |  | Interconnected | Trade Secret | Trade | FRM | FRM062 | Residential | Solar*Rewards | Trade Secret | 2022 | 2022
20263-228838-01 | Xcel Energy | 85 | 13781 | IOU | 04332295 | 300 | Solar |  |  | Interconnected | Trade Secret | Trade | SDX | SDX312 | Commercial |  | Trade Secret | 2021 | 2021
20263-228838-01 | Xcel Energy | 85 | 13781 | IOU | 05356729 | 3.747 | Solar |  |  | Interconnected | Trade Secret | Trade | SOU | SOU063 | Residential | Solar*Rewards | Trade Secret | 2023 | 2023
20263-228838-01 | Xcel Energy | 85 | 13781 | IOU | OID3863589 | 6.96 | Solar |  |  | Withdrawn | Trade Secret | Trade | MND | MND062 | Residential | Solar*Rewards | Trade Secret | 2019
20263-228838-01 | Xcel Energy | 85 | 13781 | IOU | 05832639 | 7.616 | Solar |  |  | Active Application | Trade Secret | Trade | WIL | WIL071 | Residential |  | Trade Secret | 2024
20263-228838-01 | Xcel Energy | 85 | 13781 | IOU | 05711832 | 5.052 | Solar |  |  | Interconnected | Trade Secret | Trade | BRP | BRP061 | Residential |  | Trade Secret | 2024 | 2024
20263-228838-01 | Xcel Energy | 85 | 13781 | IOU | 04830877 | 6.09 | Solar |  |  | Interconnected | Trade Secret | Trade | TWL | TWL075 | Residential | Solar*Rewards | Trade Secret | 2022 | 2022
20263-228838-01 | Xcel Energy | 85 | 13781 | IOU | 06243489 | 11.152 | Solar |  |  | Interconnected | Trade Secret | Trade | HYL | HYL075 | Residential |  | Trade Secret | 2025 | 2025
20263-228838-01 | Xcel Energy | 85 | 13781 | IOU | 06167862 | 14.976 | Solar |  | X | Interconnected | Trade Secret | Trade | TLK | TLK067 | Residential | Solar*Rewards | Trade Secret | 2025 | 2026
20263-228838-01 | Xcel Energy | 85 | 13781 | IOU | 05834500 | 10.628 | Solar |  |  | Interconnected | Trade Secret | Trade | RAM | RAM071 | Residential | Solar*Rewards | Trade Secret | 2024 | 2024
20263-228838-01 | Xcel Energy | 85 | 13781 | IOU | 05539306 | 6.615 | Solar |  |  | Interconnected | Trade Secret | Trade | DPN | DPN071 | Residential | Solar*Rewards | Trade Secret | 2023 | 2023
20263-228838-01 | Xcel Energy | 85 | 13781 | IOU | 04393195 | 7.616 | Solar |  |  | Interconnected | Trade Secret | Trade | OSS | OSS062 | Residential | Solar*Rewards | Trade Secret | 2021 | 2021
20263-228838-01 |  |  |  |  | 03581348 |  | Solar |  |  | Active Application | Trade Secret | Trade | WES | WES072 | Residential | Solar*Rewards |  | 2020
20263-228838-01 | Xcel Energy | 85 | 13781 | IOU | 03628010 | 19.006 | Solar |  | X | Interconnected | Trade Secret | Trade | WES | WES072 | Residential | Solar*Rewards | Trade Secret | 2020 | 2020
20263-228838-01 | Xcel Energy | 85 | 13781 | IOU | OID3875109 | 15.232 | Solar |  | X | Withdrawn | Trade Secret | Trade | WES | WES072 | Residential | Solar*Rewards | Trade Secret | 2019
20263-228838-01 |  |  |  |  | OID3875110 |  | Solar |  |  | Withdrawn | Trade Secret | Trade | WES | WES072 | Residential | Solar*Rewards |  | 2019
20263-228838-01 | Xcel Energy | 85 | 13781 | IOU | 03132089 | 3.747 | Solar |  |  | Interconnected | Trade Secret | Trade | KLK | KLK061 | Residential | Solar*Rewards | Trade Secret | 2017 | 2017
20263-228838-01 | Xcel Energy | 85 | 13781 | IOU | 04215837 | 5.054 | Solar |  |  | Interconnected | Trade Secret | Trade | MOL | MOL066 | Residential | Solar*Rewards | Trade Secret | 2021 | 2021
20263-228838-01 | Xcel Energy | 85 | 13781 | IOU | 03131251 | 9.94 | Solar |  |  | Interconnected | Trade Secret | Trade | LLK | LLK071 | Commercial | Solar*Rewards | Trade Secret | 2016 | 2017
20263-228838-01 | Xcel Energy | 85 | 13781 | IOU | 03132236 | 5 | Solar |  |  | Interconnected | Trade Secret | Trade | CEL | CEL062 | Residential | Solar*Rewards | Trade Secret | 2018 | 2018
20263-228838-01 | Xcel Energy | 85 | 13781 | IOU | 04086466 | 5.5 | Solar |  |  | Interconnected | Trade Secret | Trade | WIL | WIL076 | Residential | Solar*Rewards | Trade Secret | 2020 | 2021
20263-228838-01 | Xcel Energy | 85 | 13781 | IOU | 03131939 | 14.4 | Solar |  |  | Interconnected | Trade Secret | Trade | STY | STY065 | Commercial | Solar*Rewards | Trade Secret | 2017 | 2017
20263-228838-01 | Xcel Energy | 85 | 13781 | IOU | 05725540 | 6.46 | Solar |  | X | Interconnected | Trade Secret | Trade | WES | WES072 | Residential | Solar*Rewards | Trade Secret | 2024 | 2024
20263-228838-01 | Xcel Energy | 85 | 13781 | IOU | 06023490 | 5.314 | Solar |  |  | Interconnected | Trade Secret | Trade | SOU | SOU082 | Residential | Solar*Rewards | Trade Secret | 2024 | 2025
20263-228838-01 | Xcel Energy | 85 | 13781 | IOU | 03133668 | 21.2 | Solar |  |  | Interconnected | Trade Secret | Trade | LIN | LIN022 | Commercial | Solar*Rewards | Trade Secret | 2012 | 2012
20263-228838-01 | Xcel Energy | 85 | 13781 | IOU | 05602481 | 9.994 | Solar |  |  | Withdrawn | Trade Secret | Trade | ALD | ALD076 | Residential | Solar*Rewards | Trade Secret | 2023
20263-228838-01 | Xcel Energy | 85 | 13781 | IOU | 05711816 | 9.994 | Solar |  |  | Interconnected | Trade Secret | Trade | ALD | ALD076 | Residential | Solar*Rewards | Trade Secret | 2024 | 2024
20263-228838-01 | Xcel Energy | 85 | 13781 | IOU | 06117832 | 8.528 | Solar |  |  | Interconnected | Trade Secret | Trade | CRL | CRL033 | Residential | Solar*Rewards | Trade Secret | 2025 | 2025
20263-228838-01 | Xcel Energy | 85 | 13781 | IOU | OID3514233 | 5.2 | Solar |  |  | Withdrawn | Trade Secret | Trade | APA | APA077 | Residential | Solar*Rewards | Trade Secret | 2018
20263-228838-01 | Xcel Energy | 85 | 13781 | IOU | 03177832 | 14.352 | Solar |  |  | Interconnected | Trade Secret | Trade | ZUF | ZUF021 | Residential | Solar*Rewards | Trade Secret | 2019 | 2020
20263-228838-01 | Xcel Energy | 85 | 13781 | IOU | OID3666693 | 15 | Solar |  |  | Withdrawn | Trade Secret | Trade | ZUF | ZUF021 | Residential | Solar*Rewards | Trade Secret | 2018
20263-228838-01 | Xcel Energy | 85 | 13781 | IOU | OID3758243 | 13.625 | Solar |  |  | Withdrawn | Trade Secret | Trade | ZUF | ZUF021 | Residential | Solar*Rewards | Trade Secret | 2019
20263-228838-01 | Xcel Energy | 85 | 13781 | IOU | 03134602 | 7.63 | Solar |  |  | Interconnected | Trade Secret | Trade | WRR | WRR075 | Residential | Solar*Rewards | Trade Secret | 2015 | 2016
20263-228838-01 | Xcel Energy | 85 | 13781 | IOU | 05821482 | 5.052 | Solar |  |  | Interconnected | Trade Secret | Trade | AFT | AFT321 | Residential |  | Trade Secret | 2024 | 2024
20263-228838-01 | Xcel Energy | 85 | 13781 | IOU | 03580626 | 18 | Solar |  |  | Interconnected | Trade Secret | Trade | XRD | XRD076 | Commercial |  | Trade Secret | 2020 | 2020
20263-228838-01 | Xcel Energy | 85 | 13781 | IOU | 06247011 | 4.064 | Solar |  |  | Interconnected | Trade Secret | Trade | WIL | WIL075 | Residential |  | Trade Secret | 2025 | 2026
20263-228838-01 | Xcel Energy | 85 | 13781 | IOU | 05497397 | 7.04 | Solar |  |  | Active Application | Trade Secret | Trade | WIL | WIL092 | Residential |  | Trade Secret | 2023
20263-228838-01 | Xcel Energy | 85 | 13781 | IOU | 05292051 | 11.89 | Solar |  |  | Interconnected | Trade Secret | Trade | ECK | ECK063 | Residential |  | Trade Secret | 2022 | 2023
20263-228838-01 | Xcel Energy | 85 | 13781 | IOU | 03132512 | 19.88 | Solar |  |  | Interconnected | Trade Secret | Trade | CHI | CHI311 | Residential | Solar*Rewards | Trade Secret | 2018 | 2018
20263-228838-01 | Xcel Energy | 85 | 13781 | IOU | 05203870 | 13.34 | Solar |  |  | Interconnected | Trade Secret | Trade | FAP | FAP062 | Residential |  | Trade Secret | 2022 | 2022
20263-228838-01 | Xcel Energy | 85 | 13781 | IOU | 05763907 | 16.512 | Solar |  |  | Interconnected | Trade Secret | Trade | WCS | WCS071 | Residential | Solar*Rewards | Trade Secret | 2024 | 2024
20263-228838-01 | Xcel Energy | 85 | 13781 | IOU | 05748583 | 16.512 | Solar |  |  | Withdrawn | Trade Secret | Trade | WCS | WCS071 | Residential |  | Trade Secret | 2024
20263-228838-01 | Xcel Energy | 85 | 13781 | IOU | 04793813 | 5.51 | Solar |  |  | Interconnected | Trade Secret | Trade | RAM | RAM062 | Residential | Solar*Rewards | Trade Secret | 2022 | 2022
20263-228838-01 | Xcel Energy | 85 | 13781 | IOU | 03716638 | 8.41 | Solar |  |  | Interconnected | Trade Secret | Trade | CHE | CHE075 | Residential | Solar*Rewards | Trade Secret | 2020 | 2021
20263-228838-01 | Xcel Energy | 85 | 13781 | IOU | OID3724301 | 11.39 | Solar |  |  | Withdrawn | Trade Secret | Trade | HSN | HSN322 | Residential | Solar*Rewards | Trade Secret | 2019
20263-228838-01 | Xcel Energy | 85 | 13781 | IOU | 03130307 | 10.81 | Solar |  |  | Interconnected | Trade Secret | Trade | HSN | HSN322 | Residential | Solar*Rewards | Trade Secret | 2019 | 2019
20263-228838-01 | Xcel Energy | 85 | 13781 | IOU | 06002139 | 9.994 | Solar |  |  | Withdrawn | Trade Secret | Trade | JOR | JOR022 | Residential |  | Trade Secret | 2024
20263-228838-01 | Xcel Energy | 85 | 13781 | IOU | 06251366 | 9.84 | Solar |  |  | Interconnected | Trade Secret | Trade | HUG | HUG321 | Residential |  | Trade Secret | 2025 | 2026
20263-228838-01 | Xcel Energy | 85 | 13781 | IOU | 05148071 | 5.052 | Solar |  |  | Active Application | Trade Secret | Trade | ALB | ALB021 | Residential |  | Trade Secret | 2022
20263-228838-01 | Xcel Energy | 85 | 13781 | IOU | 03130417 | 6.24 | Solar |  |  | Interconnected | Trade Secret | Trade | BCH | BCH311 | Residential | Solar*Rewards | Trade Secret | 2018 | 2019
20263-228838-01 | Xcel Energy | 85 | 13781 | IOU | 05847401 | 2.323 | Solar |  |  | Interconnected | Trade Secret | Trade | BRP | BRP072 | Residential |  | Trade Secret | 2024 | 2024
20263-228838-01 | Xcel Energy | 85 | 13781 | IOU | 04995664 | 10.47 | Solar |  |  | Interconnected | Trade Secret | Trade | GNL | GNL072 | Residential | Solar*Rewards | Trade Secret | 2022 | 2023
20263-228838-01 | Xcel Energy | 85 | 13781 | IOU | 06077725 | 39.99 | Solar |  |  | Interconnected | Trade Secret | Trade | APA | APA077 | Commercial |  | Trade Secret | 2025 | 2025
20263-228838-01 | Xcel Energy | 85 | 13781 | IOU | 06009033 | 9.109 | Solar |  |  | Interconnected | Trade Secret | Trade | SOU | SOU060 | Residential | Solar*Rewards | Trade Secret | 2024 | 2025
20263-228838-01 | Xcel Energy | 85 | 13781 | IOU | 03134397 | 6 | Solar |  |  | Interconnected | Trade Secret | Trade | MST | MST071 | Residential | Made in Minnesota | Trade Secret | 2015 | 2015
20263-228838-01 | Xcel Energy | 85 | 13781 | IOU | 06091798 | 19.741 | Solar |  |  | Active Application | Trade Secret | Trade | GFD | GFD022 | Residential |  | Trade Secret | 2025
20263-228838-01 | Xcel Energy | 85 | 13781 | IOU | 05988349 | 7.591 | Solar |  |  | Interconnected | Trade Secret | Trade | WSG | WSG066 | Residential | Solar*Rewards | Trade Secret | 2024 | 2025
20263-228838-01 | Xcel Energy | 85 | 13781 | IOU | 05815854 | 7.212 | Solar |  |  | Interconnected | Trade Secret | Trade | ALD | ALD097 | Residential |  | Trade Secret | 2024 | 2024
20263-228838-01 | Xcel Energy | 85 | 13781 | IOU | 06239790 | 15.2 | Solar |  |  | Active Application | Trade Secret | Trade | IDA | IDA072 | Residential |  | Trade Secret | 2025
20263-228838-01 | Xcel Energy | 85 | 13781 | IOU | 05021744 | 8.376 | Solar |  |  | Interconnected | Trade Secret | Trade | GSL | GSL079 | Residential | Solar*Rewards | Trade Secret | 2022 | 2023
20263-228838-01 | Xcel Energy | 85 | 13781 | IOU | 05749162 | 16.128 | Solar |  |  | Interconnected | Trade Secret | Trade | MOL | MOL072 | Residential |  | Trade Secret | 2024 | 2024
20263-228838-01 | Xcel Energy | 85 | 13781 | IOU | OID3865930 | 7.54 | Solar |  |  | Withdrawn | Trade Secret | Trade | MPK | MPK064 | Residential | Solar*Rewards | Trade Secret | 2019
20263-228838-01 |  |  |  |  | OID3866392 |  | Solar |  |  | Withdrawn | Trade Secret | Trade | MPK | MPK064 | Residential | Solar*Rewards |  | 2019
20263-228838-01 | Xcel Energy | 85 | 13781 | IOU | OID3891371 | 2.88 | Solar |  |  | Withdrawn | Trade Secret | Trade | MPK | MPK083 | Residential | Solar*Rewards | Trade Secret | 2019
20263-228838-01 | Xcel Energy | 85 | 13781 | IOU | OID2261908 | 9.5 | Solar |  |  | Withdrawn | Trade Secret | Trade | RAM | RAM073 | Residential | Made in Minnesota | Trade Secret | 2015
20263-228838-01 | Xcel Energy | 85 | 13781 | IOU | 03134296 | 9.5 | Solar |  |  | Interconnected | Trade Secret | Trade | RAM | RAM073 | Residential | Made in Minnesota | Trade Secret | 2015 | 2015
20263-228838-01 | Xcel Energy | 85 | 13781 | IOU | 04886535 | 11.168 | Solar |  |  | Interconnected | Trade Secret | Trade | RAM | RAM072 | Residential | Solar*Rewards | Trade Secret | 2022 | 2022
20263-228838-01 | Xcel Energy | 85 | 13781 | IOU | 05227295 | 8.027 | Solar |  |  | Interconnected | Trade Secret | Trade | SLP | SLP084 | Residential |  | Trade Secret | 2022 | 2022
20263-228838-01 | Xcel Energy | 85 | 13781 | IOU | 05857144 | 8.73 | Solar |  |  | Interconnected | Trade Secret | Trade | GLK | GLK061 | Residential | Solar*Rewards | Trade Secret | 2024 | 2024
20263-228838-01 | Xcel Energy | 85 | 13781 | IOU | 03133076 | 36 | Solar |  |  | Interconnected | Trade Secret | Trade | WIL | WIL077 | Commercial | Solar*Rewards | Trade Secret | 2013 | 2014
20263-228838-01 | Xcel Energy | 85 | 13781 | IOU | 03132097 | 39.998 | Solar |  |  | Interconnected | Trade Secret | Trade | WIL | WIL077 | Commercial | Made in Minnesota | Trade Secret | 2017 | 2018
20263-228838-01 | Xcel Energy | 85 | 13781 | IOU | SRO19714 | 45 | Solar |  |  | Withdrawn | Trade Secret | Trade | WIL | WIL077 | Commercial | Solar*Rewards | Trade Secret | 2012
20263-228838-01 | Xcel Energy | 85 | 13781 | IOU | 05797907 | 3.839 | Solar |  |  | Interconnected | Trade Secret | Trade | SLP | SLP082 | Residential | Solar*Rewards | Trade Secret | 2024 | 2024
20263-228838-01 | Xcel Energy | 85 | 13781 | IOU | 03134390 | 5 | Solar |  |  | Interconnected | Trade Secret | Trade | WDY | WDY311 | Residential | Made in Minnesota | Trade Secret | 2015 | 2015
20263-228838-01 | Xcel Energy | 85 | 13781 | IOU | 06231871 | 4.555 | Solar |  |  | Active Application | Trade Secret | Trade | WDY | WDY311 | Residential |  | Trade Secret | 2025
20263-228838-01 |  |  |  |  | OID2302342 |  | Solar |  |  | Withdrawn | Trade Secret | Trade | WDY | WDY311 | Residential | Made in Minnesota |  | 2015
20263-228838-01 | Xcel Energy | 85 | 13781 | IOU | 04860656 | 6.96 | Solar |  | X | Interconnected | Trade Secret | Trade | WSG | WSG362 | Residential | Solar*Rewards | Trade Secret | 2022 | 2022
20263-228838-01 | Xcel Energy | 85 | 13781 | IOU | 03300282 | 33.3 | Solar |  |  | Interconnected | Trade Secret | Trade | RLK | RLK071 | Commercial | Solar*Rewards | Trade Secret | 2019 | 2020
20263-228838-01 | Xcel Energy | 85 | 13781 | IOU | 05813986 | 2.52 | Solar |  |  | Interconnected | Trade Secret | Trade | TWL | TWL064 | Residential |  | Trade Secret | 2024 | 2024
20263-228838-01 | Xcel Energy | 85 | 13781 | IOU | 03131961 | 18 | Solar |  |  | Interconnected | Trade Secret | Trade | PRR | PRR063 | Commercial | Solar*Rewards | Trade Secret | 2017 | 2018
20263-228838-01 | Xcel Energy | 85 | 13781 | IOU | 04836100 | 6.38 | Solar |  |  | Interconnected | Trade Secret | Trade | GNL | GNL063 | Residential | Solar*Rewards | Trade Secret | 2022 | 2022
20263-228838-01 | Xcel Energy | 85 | 13781 | IOU | 06122886 | 2.277 | Solar |  |  | Interconnected | Trade Secret | Trade | GNL | GNL063 | Residential | Solar*Rewards | Trade Secret | 2025 | 2025
20263-228838-01 | Xcel Energy | 85 | 13781 | IOU | 05393811 | 5.76 | Solar |  |  | Interconnected | Trade Secret | Trade | STY | STY072 | Residential | Solar*Rewards | Trade Secret | 2023 | 2023
20263-228838-01 | Xcel Energy | 85 | 13781 | IOU | 03130952 | 500 | Other |  |  | Interconnected | Trade Secret | Trade | FAB | FAB063 | Commercial |  | Trade Secret | 2007 | 2008
20263-228838-01 | Xcel Energy | 85 | 13781 | IOU | 06321831 | 2.962 | Solar |  |  | Active Application | Trade Secret | Trade | SOU | SOU060 | Residential | Solar*Rewards | Trade Secret | 2026
20263-228838-01 | Xcel Energy | 85 | 13781 | IOU | 05339875 | 39 | Solar |  |  | Withdrawn | Trade Secret | Trade | MTR | MTR021 | Commercial |  | Trade Secret | 2022
20263-228838-01 | Xcel Energy | 85 | 13781 | IOU | 03132576 | 7.616 | Solar |  |  | Interconnected | Trade Secret | Trade | WES | WES073 | Residential | Solar*Rewards | Trade Secret | 2018 | 2018
20263-228838-01 | Xcel Energy | 85 | 13781 | IOU | 05983342 | 5.052 | Solar |  |  | Active Application | Trade Secret | Trade | NOF | NOF061 | Residential |  | Trade Secret | 2024
20263-228838-01 | Xcel Energy | 85 | 13781 | IOU | OID3284728 | 19.999 | Solar |  |  | Withdrawn | Trade Secret | Trade | CNC | CNC063 | Commercial | Solar*Rewards | Trade Secret | 2018
20263-228838-01 |  |  |  |  | OID3743623 |  | Solar |  |  | Withdrawn | Trade Secret | Trade | CLC | CLC221 | Commercial | Solar*Rewards |  | 2019
20263-228838-01 | Xcel Energy | 85 | 13781 | IOU | OID3743624 | 38.5 | Solar |  |  | Withdrawn | Trade Secret | Trade | CLC | CLC221 | Commercial | Solar*Rewards | Trade Secret | 2019
20263-228838-01 | Xcel Energy | 85 | 13781 | IOU | 06112055 | 3.936 | Solar |  |  | Interconnected | Trade Secret | Trade | EBL | EBL084 | Residential | Solar*Rewards | Trade Secret | 2025 | 2025
20263-228838-01 | Xcel Energy | 85 | 13781 | IOU | 05356653 | 10.08 | Solar |  |  | Interconnected | Trade Secret | Trade | SOU | SOU064 | Residential | Solar*Rewards | Trade Secret | 2023 | 2023
20263-228838-01 | Xcel Energy | 85 | 13781 | IOU | 06176402 | 8.35 | Solar |  |  | Interconnected | Trade Secret | Trade | AFT | AFT322 | Residential |  | Trade Secret | 2025 | 2025
20263-228838-01 | Xcel Energy | 85 | 13781 | IOU | 04794026 | 4.537 | Solar |  |  | Interconnected | Trade Secret | Trade | ALD | ALD076 | Residential | Solar*Rewards | Trade Secret | 2022 | 2024
20263-228838-01 | Xcel Energy | 85 | 13781 | IOU | 03133739 | 11.4 | Solar |  |  | Interconnected | Trade Secret | Trade | APA | APA075 | Commercial | Solar*Rewards | Trade Secret | 2013 | 2013
20263-228838-01 | Xcel Energy | 85 | 13781 | IOU | 06224527 | 13.824 | Solar |  |  | Active Application | Trade Secret | Trade | PIP | PIP061 | Residential |  | Trade Secret | 2025
20263-228838-01 | Xcel Energy | 85 | 13781 | IOU | 05230596 | 7.83 | Solar |  |  | Interconnected | Trade Secret | Trade | CGR | CGR061 | Residential |  | Trade Secret | 2022 | 2023
20263-228838-01 | Xcel Energy | 85 | 13781 | IOU | 05507831 | 16.53 | Solar |  |  | Interconnected | Trade Secret | Trade | SMT | SMT081 | Commercial |  | Trade Secret | 2023 | 2023
20263-228838-01 | Xcel Energy | 85 | 13781 | IOU | 06244445 | 6.68 | Solar |  |  | Active Application | Trade Secret | Trade | SMT | SMT092 | Residential |  | Trade Secret | 2025
20263-228838-01 | Xcel Energy | 85 | 13781 | IOU | 03131044 | 2.3 | Solar |  |  | Interconnected | Trade Secret | Trade | SOU | SOU077 | Residential |  | Trade Secret | 2010 | 2010
20263-228838-01 | Xcel Energy | 85 | 13781 | IOU | 04387841 | 3.19 | Solar |  |  | Interconnected | Trade Secret | Trade | SOU | SOU077 | Residential | Solar*Rewards | Trade Secret | 2021 | 2021
20263-228838-01 | Xcel Energy | 85 | 13781 | IOU | 03133142 | 4 | Solar |  |  | Interconnected | Trade Secret | Trade | SOU | SOU081 | Residential | Solar*Rewards | Trade Secret | 2010 | 2010
20263-228838-01 | Xcel Energy | 85 | 13781 | IOU | 06226538 | 4.89 | Solar |  |  | Active Application | Trade Secret | Trade | LLK | LLK071 | Residential |  | Trade Secret | 2025
20263-228838-01 | Xcel Energy | 85 | 13781 | IOU | 06105533 | 6.046 | Solar |  |  | Interconnected | Trade Secret | Trade | GRC | GRC312 | Residential | Solar*Rewards | Trade Secret | 2025 | 2025
20263-228838-01 | Xcel Energy | 85 | 13781 | IOU | OID4010701 | 2.88 | Solar |  |  | Withdrawn | Trade Secret | Trade | GNL | GNL071 | Residential | Solar*Rewards | Trade Secret | 2019
20263-228838-01 |  |  |  |  | OID4010693 |  | Solar |  |  | Withdrawn | Trade Secret | Trade | GNL | GNL071 | Residential | Solar*Rewards |  | 2019
20263-228838-01 | Xcel Energy | 85 | 13781 | IOU | 03512289 | 3.747 | Solar |  |  | Interconnected | Trade Secret | Trade | GNL | GNL071 | Residential | Solar*Rewards | Trade Secret | 2019 | 2020
20263-228838-01 | Xcel Energy | 85 | 13781 | IOU | 04424531 | 10.44 | Solar |  |  | Interconnected | Trade Secret | Trade | RMT | RMT321 | Residential | Solar*Rewards | Trade Secret | 2021 | 2021
20263-228838-01 | Xcel Energy | 85 | 13781 | IOU | 04793544 | 8.7 | Solar |  |  | Interconnected | Trade Secret | Trade | HUG | HUG321 | Residential | Solar*Rewards | Trade Secret | 2022 | 2022
20263-228838-01 | Xcel Energy | 85 | 13781 | IOU | 03282277 | 6.38 | Solar |  |  | Interconnected | Trade Secret | Trade | APA | APA064 | Residential | Solar*Rewards | Trade Secret | 2019 | 2020
20263-228838-01 | Xcel Energy | 85 | 13781 | IOU | SRO29847 | 10 | Solar |  |  | Withdrawn | Trade Secret | Trade | WDY | WDY321 | Commercial | Solar*Rewards | Trade Secret | 2013
20263-228838-01 | Xcel Energy | 85 | 13781 | IOU | 04048322 | 4.35 | Solar |  |  | Interconnected | Trade Secret | Trade | TER | TER071 | Residential | Solar*Rewards | Trade Secret | 2020 | 2021
20263-228838-01 | Xcel Energy | 85 | 13781 | IOU | 03133806 | 36 | Solar |  |  | Interconnected | Trade Secret | Trade | TLK | TLK062 | Commercial | Solar*Rewards | Trade Secret | 2013 | 2015
20263-228838-01 | Xcel Energy | 85 | 13781 | IOU | 04472296 | 3.747 | Solar |  |  | Active Application | Trade Secret | Trade | HUG | HUG322 | Residential | Solar*Rewards | Trade Secret | 2021
20263-228838-01 | Xcel Energy | 85 | 13781 | IOU | 04509065 | 3.747 | Solar |  |  | Active Application | Trade Secret | Trade | HUG | HUG322 | Residential |  | Trade Secret | 2021
20263-228838-01 | Xcel Energy | 85 | 13781 | IOU | 04527615 | 3.747 | Solar |  |  | Interconnected | Trade Secret | Trade | HUG | HUG322 | Residential |  | Trade Secret | 2021 | 2022
20263-228838-01 | Xcel Energy | 85 | 13781 | IOU | OID3783196 | 35.982 | Solar |  |  | Withdrawn | Trade Secret | Trade | TSS | TSS061 | Commercial | Solar*Rewards | Trade Secret | 2019
20263-228838-01 | Xcel Energy | 85 | 13781 | IOU | 03140363 | 35.82 | Solar |  |  | Interconnected | Trade Secret | Trade | TSS | TSS061 | Commercial | Solar*Rewards | Trade Secret | 2019 | 2020
20263-228838-01 | Xcel Energy | 85 | 13781 | IOU | 05767005 | 2.903 | Solar |  |  | Interconnected | Trade Secret | Trade | TWL | TWL067 | Residential |  | Trade Secret | 2024 | 2024
20263-228838-01 | Xcel Energy | 85 | 13781 | IOU | 03130083 | 7.616 | Solar |  |  | Interconnected | Trade Secret | Trade | HUG | HUG321 | Residential | Solar*Rewards | Trade Secret | 2018 | 2019
20263-228838-01 | Xcel Energy | 85 | 13781 | IOU | 04795244 | 11.02 | Solar |  |  | Interconnected | Trade Secret | Trade | HUG | HUG312 | Residential | Solar*Rewards | Trade Secret | 2022 | 2022
20263-228838-01 | Xcel Energy | 85 | 13781 | IOU | 04065354 | 13.34 | Solar |  |  | Interconnected | Trade Secret | Trade | WAV | WAV021 | Residential | Solar*Rewards | Trade Secret | 2020 | 2021
20263-228838-01 | Xcel Energy | 85 | 13781 | IOU | 03836129 | 3.747 | Solar |  |  | Interconnected | Trade Secret | Trade | STY | STY075 | Residential | Solar*Rewards | Trade Secret | 2020 | 2020
20263-228838-01 | Xcel Energy | 85 | 13781 | IOU | OID3853514 | 3.747 | Solar |  |  | Withdrawn | Trade Secret | Trade | STY | STY075 | Residential |  | Trade Secret | 2019
20263-228838-01 | Xcel Energy | 85 | 13781 | IOU | OID3761394 | 3.747 | Solar |  |  | Withdrawn | Trade Secret | Trade | STY | STY075 | Residential | Solar*Rewards | Trade Secret | 2019
20263-228838-01 | Xcel Energy | 85 | 13781 | IOU | 04473170 | 3.747 | Solar |  |  | Active Application | Trade Secret | Trade | CGR | CGR064 | Residential | Solar*Rewards | Trade Secret | 2021
20263-228838-01 | Xcel Energy | 85 | 13781 | IOU | 04518443 | 3.747 | Solar |  |  | Interconnected | Trade Secret | Trade | CGR | CGR064 | Residential |  | Trade Secret | 2021 | 2022
20263-228838-01 | Xcel Energy | 85 | 13781 | IOU | SRO13018 | 4 | Solar |  |  | Withdrawn | Trade Secret | Trade | MPK | MPK084 | Commercial | Solar*Rewards | Trade Secret | 2010
20263-228838-01 | Xcel Energy | 85 | 13781 | IOU | SRO13479 | 3.3 | Solar |  |  | Withdrawn | Trade Secret | Trade | MPK | MPK084 | Commercial | Solar*Rewards | Trade Secret | 2010
20263-228838-01 | Xcel Energy | 85 | 13781 | IOU | 03132760 | 4.64 | Solar |  |  | Interconnected | Trade Secret | Trade | SOU | SOU072 | Residential | Solar*Rewards | Trade Secret | 2018 | 2018
20263-228838-01 | Xcel Energy | 85 | 13781 | IOU | 05773791 | 3.747 | Solar |  |  | Interconnected | Trade Secret | Trade | WWK | WWK311 | Residential | Solar*Rewards | Trade Secret | 2024 | 2024
20263-228838-01 | Xcel Energy | 85 | 13781 | IOU | OID2281582 | 18 | Solar |  |  | Withdrawn | Trade Secret | Trade | WWK | WWK311 | Residential | Solar*Rewards | Trade Secret | 2015
20263-228838-01 | Xcel Energy | 85 | 13781 | IOU | 03135081 | 20 | Solar |  |  | Interconnected | Trade Secret | Trade | GSL | GSL342 | Commercial | Solar*Rewards | Trade Secret | 2016 | 2016
20263-228838-01 | Xcel Energy | 85 | 13781 | IOU | 03130603 | 40 | Solar |  |  | Interconnected | Trade Secret | Trade | GSL | GSL342 | Commercial | Made in Minnesota | Trade Secret | 2016 | 2016
20263-228838-01 | Xcel Energy | 85 | 13781 | IOU | 04053041 | 15.141 | Solar |  |  | Interconnected | Trade Secret | Trade | LAC | LAC063 | Residential | Solar*Rewards | Trade Secret | 2021 | 2021
20263-228838-01 | Xcel Energy | 85 | 13781 | IOU | 04380346 | 7.616 | Solar |  |  | Active Application | Trade Secret | Trade | HOL | HOL071 | Residential | Solar*Rewards | Trade Secret | 2021
20263-228838-01 | Xcel Energy | 85 | 13781 | IOU | 05958399 | 9.58 | Solar |  |  | Interconnected | Trade Secret | Trade | HOL | HOL071 | Residential | Solar*Rewards | Trade Secret | 2024 | 2025
20263-228838-01 | Xcel Energy | 85 | 13781 | IOU | 04339893 | 9.994 | Solar |  |  | Interconnected | Trade Secret | Trade | ALD | ALD076 | Residential | Solar*Rewards | Trade Secret | 2021 | 2021
20263-228838-01 | Xcel Energy | 85 | 13781 | IOU | 06325183 | 11.483 | Solar |  |  | Active Application | Trade Secret | Trade | WIL | WIL063 | Commercial | Solar*Rewards | Trade Secret | 2026
20263-228838-01 | Xcel Energy | 85 | 13781 | IOU | 04938800 | 18.497 | Solar |  |  | Withdrawn | Trade Secret | Trade | ANN | ANN021 | Commercial | Solar*Rewards | Trade Secret | 2022
20263-228838-01 | Xcel Energy | 85 | 13781 | IOU | 04794655 | 10.47 | Solar |  |  | Withdrawn | Trade Secret | Trade | VMR | VMR062 | Residential | Solar*Rewards | Trade Secret | 2022
20263-228838-01 | Xcel Energy | 85 | 13781 | IOU | 05381212 | 13.44 | Solar |  |  | Interconnected | Trade Secret | Trade | VMR | VMR062 | Residential |  | Trade Secret | 2023 | 2023
20263-228838-01 | Xcel Energy | 85 | 13781 | IOU | 06188692 | 5.76 | Solar |  |  | Interconnected | Trade Secret | Trade | SOU | SOU075 | Residential | Solar*Rewards | Trade Secret | 2025 | 2025
20263-228838-01 | Xcel Energy | 85 | 13781 | IOU | 03171063 | 3.747 | Solar |  |  | Interconnected | Trade Secret | Trade | SOU | SOU075 | Residential | Solar*Rewards | Trade Secret | 2019 | 2019
20263-228838-01 | Xcel Energy | 85 | 13781 | IOU | 04393250 | 39.999 | Solar |  |  | Interconnected | Trade Secret | Trade | GNL | GNL062 | Commercial | Solar*Rewards | Trade Secret | 2022 | 2022
20263-228838-01 | Xcel Energy | 85 | 13781 | IOU | 06322223 | 5.235 | Solar |  |  | Active Application | Trade Secret | Trade | AFT | AFT322 | Residential | Solar*Rewards | Trade Secret | 2026
20263-228838-01 | Xcel Energy | 85 | 13781 | IOU | 05844029 | 7.216 | Solar |  |  | Withdrawn | Trade Secret | Trade | SCL | SCL311 | Residential | Solar*Rewards | Trade Secret | 2024
20263-228838-01 | Xcel Energy | 85 | 13781 | IOU | 05849485 | 7.216 | Solar |  |  | Interconnected | Trade Secret | Trade | SCL | SCL311 | Residential |  | Trade Secret | 2024 | 2024
20263-228838-01 |  |  |  |  | OID3601651 |  | Solar |  |  | Withdrawn | Trade Secret | Trade | WIN | WIN043 | Residential | Solar*Rewards |  | 2018
20263-228838-01 | Xcel Energy | 85 | 13781 | IOU | 03129964 | 7.2 | Solar |  |  | Interconnected | Trade Secret | Trade | WIN | WIN043 | Residential | Solar*Rewards | Trade Secret | 2018 | 2019
20263-228838-01 | Xcel Energy | 85 | 13781 | IOU | 03966382 | 3.747 | Solar |  |  | Interconnected | Trade Secret | Trade | HYL | HYL075 | Residential | Solar*Rewards | Trade Secret | 2020 | 2021
20263-228838-01 | Xcel Energy | 85 | 13781 | IOU | 03131399 | 5.4 | Solar |  |  | Interconnected | Trade Secret | Trade | APA | APA064 | Residential | Solar*Rewards | Trade Secret | 2017 | 2017
20263-228838-01 | Xcel Energy | 85 | 13781 | IOU | 03134281 | 5.76 | Solar |  |  | Interconnected | Trade Secret | Trade | APA | APA064 | Residential | Made in Minnesota | Trade Secret | 2015 | 2015
20263-228838-01 | Xcel Energy | 85 | 13781 | IOU | 03130938 | 10 | Solar |  |  | Interconnected | Trade Secret | Trade | MAZ | MAZ021 | Residential |  | Trade Secret | 2009 | 2009
20263-228838-01 | Xcel Energy | 85 | 13781 | IOU | 03131266 | 20 | Solar |  |  | Interconnected | Trade Secret | Trade | WSG | WSG062 | Commercial | Solar*Rewards | Trade Secret | 2016 | 2017
20263-228838-01 | Xcel Energy | 85 | 13781 | IOU | 03133998 | 5 | Solar |  |  | Interconnected | Trade Secret | Trade | REW | REW033 | Residential | Solar*Rewards | Trade Secret | 2014 | 2015
20263-228838-01 | Xcel Energy | 85 | 13781 | IOU | 04363512 | 5.054 | Solar |  |  | Withdrawn | Trade Secret | Trade | STY | STY071 | Residential |  | Trade Secret | 2021
20263-228838-01 | Xcel Energy | 85 | 13781 | IOU | 05625748 | 9.216 | Solar |  |  | Active Application | Trade Secret | Trade | STY | STY061 | Residential |  | Trade Secret | 2023
20263-228838-01 | Xcel Energy | 85 | 13781 | IOU | 05717367 | 9.216 | Solar |  |  | Interconnected | Trade Secret | Trade | STY | STY061 | Residential | Solar*Rewards | Trade Secret | 2024 | 2024
20263-228838-01 | Xcel Energy | 85 | 13781 | IOU | 05592738 | 8.832 | Solar |  |  | Active Application | Trade Secret | Trade | STY | STY061 | Residential | Solar*Rewards | Trade Secret | 2023
20263-228838-01 | Xcel Energy | 85 | 13781 | IOU | 05277449 | 5.22 | Solar |  |  | Interconnected | Trade Secret | Trade | FSL | FSL311 | Residential |  | Trade Secret | 2022 | 2023
20263-228838-01 | Xcel Energy | 85 | 13781 | IOU | 03133542 | 6 | Solar |  |  | Interconnected | Trade Secret | Trade | HWW | HWW074 | Residential | Solar*Rewards | Trade Secret | 2011 | 2012
20263-228838-01 | Xcel Energy | 85 | 13781 | IOU | 05423423 | 8.96 | Solar |  |  | Withdrawn | Trade Secret | Trade | MHW | MHW311 | Residential | Solar*Rewards | Trade Secret | 2023
20263-228838-01 | Xcel Energy | 85 | 13781 | IOU | 03133156 | 2.7 | Solar |  |  | Interconnected | Trade Secret | Trade | SOU | SOU077 | Residential | Solar*Rewards | Trade Secret | 2010 | 2010
20263-228838-01 | Xcel Energy | 85 | 13781 | IOU | 04429862 | 6.38 | Solar |  |  | Interconnected | Trade Secret | Trade | DND | DND061 | Residential | Solar*Rewards | Trade Secret | 2021 | 2021
20263-228838-01 | Xcel Energy | 85 | 13781 | IOU | 04434052 | 8.12 | Solar |  |  | Active Application | Trade Secret | Trade | DND | DND061 | Residential | Solar*Rewards | Trade Secret | 2021
20263-228838-01 | Xcel Energy | 85 | 13781 | IOU | 06228361 | 4.064 | Solar |  |  | Active Application | Trade Secret | Trade | WES | WES072 | Residential |  | Trade Secret | 2025
20263-228838-01 | Xcel Energy | 85 | 13781 | IOU | 05828980 | 8.448 | Solar |  |  | Interconnected | Trade Secret | Trade | WCR | WCR062 | Residential | Solar*Rewards | Trade Secret | 2024 | 2024
20263-228838-01 | Xcel Energy | 85 | 13781 | IOU | 05848975 | 3.747 | Solar |  |  | Interconnected | Trade Secret | Trade | WDY | WDY311 | Residential |  | Trade Secret | 2024 | 2025
20263-228838-01 | Xcel Energy | 85 | 13781 | IOU | 06204728 | 4.537 | Solar |  |  | Interconnected | Trade Secret | Trade | SOU | SOU079 | Residential |  | Trade Secret | 2025 | 2025
20263-228838-01 | Xcel Energy | 85 | 13781 | IOU | 04793871 | 2.792 | Solar |  |  | Interconnected | Trade Secret | Trade | OAD | OAD074 | Residential | Solar*Rewards | Trade Secret | 2022 | 2022
20263-228838-01 | Xcel Energy | 85 | 13781 | IOU | 06055349 | 6.282 | Solar |  |  | Interconnected | Trade Secret | Trade | MPK | MPK074 | Residential | Solar*Rewards | Trade Secret | 2025 | 2025
20263-228838-01 | Xcel Energy | 85 | 13781 | IOU | 06226929 | 8.376 | Solar |  |  | Active Application | Trade Secret | Trade | SOU | SOU065 | Residential |  | Trade Secret | 2025
20263-228838-01 | Xcel Energy | 85 | 13781 | IOU | 06027713 | 6.98 | Solar |  |  | Interconnected | Trade Secret | Trade | SLP | SLP096 | Residential | Solar*Rewards | Trade Secret | 2025 | 2025
20263-228838-01 | Xcel Energy | 85 | 13781 | IOU | 03932142 | 6.67 | Solar |  |  | Interconnected | Trade Secret | Trade | SLP | SLP092 | Residential | Solar*Rewards | Trade Secret | 2020 | 2020
20263-228838-01 | Xcel Energy | 85 | 13781 | IOU | 04073180 | 5 | Solar |  |  | Interconnected | Trade Secret | Trade | ALD | ALD082 | Residential | Solar*Rewards | Trade Secret | 2020 | 2021
20263-228838-01 | Xcel Energy | 85 | 13781 | IOU | 04524298 | 7.54 | Solar |  |  | Interconnected | Trade Secret | Trade | WES | WES074 | Residential |  | Trade Secret | 2021 | 2021
20263-228838-01 |  |  |  |  | OID3964079 |  | Solar |  |  | Withdrawn | Trade Secret | Trade | MEL | MEL088 | Residential | Solar*Rewards |  | 2019
20263-228838-01 | Xcel Energy | 85 | 13781 | IOU | 04190704 | 4.8 | Solar |  |  | Interconnected | Trade Secret | Trade | MEL | MEL088 | Residential | Solar*Rewards | Trade Secret | 2020 | 2021
20263-228838-01 | Xcel Energy | 85 | 13781 | IOU | SRO29714 | 0.86 | Solar |  |  | Withdrawn | Trade Secret | Trade | LAC | LAC062 | Residential | Solar*Rewards | Trade Secret | 2013
20263-228838-01 | Xcel Energy | 85 | 13781 | IOU | 03134992 | 5 | Solar |  |  | Interconnected | Trade Secret | Trade | LAC | LAC062 | Residential | Made in Minnesota | Trade Secret | 2016 | 2016
20263-228838-01 | Xcel Energy | 85 | 13781 | IOU | 05954693 | 4.188 | Solar |  |  | Interconnected | Trade Secret | Trade | MPK | MPK087 | Residential | Solar*Rewards | Trade Secret | 2024 | 2024
20263-228838-01 | Xcel Energy | 85 | 13781 | IOU | 06263068 | 5.83 | Solar |  |  | Interconnected | Trade Secret | Trade | SMT | SMT081 | Residential |  | Trade Secret | 2025 | 2025
20263-228838-01 | Xcel Energy | 85 | 13781 | IOU | OID2806567 | 39.9 | Wind |  |  | Interconnected | Trade Secret | Trade | YLM | YLM211 | Residential |  | Trade Secret | 2012 | 2015
20263-228838-01 | Xcel Energy | 85 | 13781 | IOU | 03129765 | 39.9 | Wind |  |  | Interconnected | Trade Secret | Trade | YLM | YLM211 | Residential |  | Trade Secret | 2014 | 2015
20263-228838-01 | Xcel Energy | 85 | 13781 | IOU | 03130616 | 7.625 | Solar |  |  | Interconnected | Trade Secret | Trade | SLP | SLP092 | Residential | Made in Minnesota | Trade Secret | 2016 | 2017
20263-228838-01 | Xcel Energy | 85 | 13781 | IOU | 05006183 | 5 | Storage |  |  | Interconnected | Trade Secret | Trade | SLP | SLP092 | Residential |  | Trade Secret | 2022 | 2022
20263-228838-01 |  |  |  |  | 06056477 |  | Solar |  |  | Active Application | Trade Secret | Trade | HYL | HYL071 | Residential | Solar*Rewards |  | 2025
20263-228838-01 | Xcel Energy | 85 | 13781 | IOU | 06281540 | 6.98 | Solar |  |  | Active Application | Trade Secret | Trade | SHP | SHP061 | Residential |  | Trade Secret | 2025
20263-228838-01 | Xcel Energy | 85 | 13781 | IOU | 04409902 | 3.747 | Solar |  |  | Active Application | Trade Secret | Trade | ALK | ALK063 | Residential | Solar*Rewards | Trade Secret | 2021
20263-228838-01 | Xcel Energy | 85 | 13781 | IOU | 04786287 | 5.48 | Solar |  |  | Interconnected | Trade Secret | Trade | SOU | SOU077 | Residential |  | Trade Secret | 2022 | 2022
20263-228838-01 | Xcel Energy | 85 | 13781 | IOU | 03133043 | 34.2 | Solar |  |  | Interconnected | Trade Secret | Trade | RMT | RMT321 | Commercial | Solar*Rewards | Trade Secret | 2013 | 2014
20263-228838-01 | Xcel Energy | 85 | 13781 | IOU | 04840862 | 39.976 | Solar |  |  | Interconnected | Trade Secret | Trade | RMT | RMT321 | Commercial | Solar*Rewards | Trade Secret | 2022 | 2023
20263-228838-01 | Xcel Energy | 85 | 13781 | IOU | 06084402 | 5.904 | Solar |  |  | Interconnected | Trade Secret | Trade | WIL | WIL082 | Residential | Solar*Rewards | Trade Secret | 2025 | 2025
20263-228838-01 | Xcel Energy | 85 | 13781 | IOU | 04801491 | 8.725 | Solar |  |  | Withdrawn | Trade Secret | Trade | HYL | HYL064 | Residential | Solar*Rewards | Trade Secret | 2022
20263-228838-01 | Xcel Energy | 85 | 13781 | IOU | 03130734 | 1750 | Other |  |  | Interconnected | Trade Secret | Trade | ALK | ALK063 | Commercial |  | Trade Secret | 2005 | 2005
20263-228838-01 | Xcel Energy | 85 | 13781 | IOU | 04408972 | 4.8 | Solar |  |  | Interconnected | Trade Secret | Trade | SOU | SOU075 | Residential | Solar*Rewards | Trade Secret | 2021 | 2021
20263-228838-01 | Xcel Energy | 85 | 13781 | IOU | 05645254 | 4.93 | Solar |  |  | Interconnected | Trade Secret | Trade | SOU | SOU086 | Residential |  | Trade Secret | 2023 | 2024
20263-228838-01 | Xcel Energy | 85 | 13781 | IOU | 05120088 | 6.282 | Solar |  |  | Interconnected | Trade Secret | Trade | RLK | RLK066 | Residential | Solar*Rewards | Trade Secret | 2022 | 2023
20263-228838-01 | Xcel Energy | 85 | 13781 | IOU | 05227403 | 8.377 | Solar |  | X | Interconnected | Trade Secret | Trade | ECK | ECK322 | Residential |  | Trade Secret | 2022 | 2023
20263-228838-01 | Xcel Energy | 85 | 13781 | IOU | 06206103 | 11.5 | Storage |  |  | Interconnected | Trade Secret | Trade | ECK | ECK322 | Residential |  | Trade Secret | 2025 | 2025
20263-228838-01 | Xcel Energy | 85 | 13781 | IOU | 05357151 | 9.28 | Solar |  |  | Interconnected | Trade Secret | Trade | UPP | UPP086 | Residential | Solar*Rewards | Trade Secret | 2023 | 2023
20263-228838-01 | Xcel Energy | 85 | 13781 | IOU | 03134518 | 7.5 | Solar |  |  | Interconnected | Trade Secret | Trade | SLP | SLP092 | Residential | Made in Minnesota | Trade Secret | 2015 | 2015
20263-228838-01 | Xcel Energy | 85 | 13781 | IOU | 04793828 | 11.39 | Solar |  |  | Interconnected | Trade Secret | Trade | EDA | EDA067 | Residential | Solar*Rewards | Trade Secret | 2022 | 2022
20263-228838-01 | Xcel Energy | 85 | 13781 | IOU | 03134622 | 2.4 | Solar |  |  | Interconnected | Trade Secret | Trade | MPK | MPK082 | Residential | Solar*Rewards | Trade Secret | 2015 | 2016
20263-228838-01 | Xcel Energy | 85 | 13781 | IOU | 05636046 | 9.984 | Solar |  |  | Interconnected | Trade Secret | Trade | WYO | WYO021 | Residential |  | Trade Secret | 2023 | 2024
20263-228838-01 | Xcel Energy | 85 | 13781 | IOU | 04438711 | 7.124 | Solar |  |  | Interconnected | Trade Secret | Trade | AFT | AFT321 | Residential |  | Trade Secret | 2021 | 2021
20263-228838-01 | Xcel Energy | 85 | 13781 | IOU | 05855520 | 4.875 | Solar |  |  | Interconnected | Trade Secret | Trade | TLK | TLK077 | Residential |  | Trade Secret | 2024 | 2024
20263-228838-01 | Xcel Energy | 85 | 13781 | IOU | 03131859 | 7.625 | Solar |  |  | Interconnected | Trade Secret | Trade | BCR | BCR063 | Residential | Made in Minnesota | Trade Secret | 2017 | 2018
20263-228838-01 | Xcel Energy | 85 | 13781 | IOU | 05377972 | 5.67 | Solar |  | X | Interconnected | Trade Secret | Trade | RLK | RLK073 | Residential | Solar*Rewards | Trade Secret | 2023 | 2023
20263-228838-01 | Xcel Energy | 85 | 13781 | IOU | 05292790 | 11.39 | Solar |  |  | Interconnected | Trade Secret | Trade | STY | STY071 | Residential |  | Trade Secret | 2022 | 2023
20263-228838-01 | Xcel Energy | 85 | 13781 | IOU | 05248701 | 7.54 | Solar |  |  | Interconnected | Trade Secret | Trade | CNC | CNC063 | Residential |  | Trade Secret | 2022 | 2023
20263-228838-01 | Xcel Energy | 85 | 13781 | IOU | 06171257 | 11.5 | Solar |  | X | Active Application | Trade Secret | Trade | LAC | LAC062 | Residential | Solar*Rewards | Trade Secret | 2025
20263-228838-01 | Xcel Energy | 85 | 13781 | IOU | 04941763 | 9.994 | Solar |  |  | Interconnected | Trade Secret | Trade | SLP | SLP071 | Residential |  | Trade Secret | 2022 | 2023
20263-228838-01 | Xcel Energy | 85 | 13781 | IOU | 05377899 | 7.8 | Solar |  |  | Interconnected | Trade Secret | Trade | SLP | SLP071 | Residential | Solar*Rewards | Trade Secret | 2023 | 2025
20263-228838-01 | Xcel Energy | 85 | 13781 | IOU | 06057161 | 4.56 | Solar |  |  | Interconnected | Trade Secret | Trade | MEL | MEL082 | Residential | Solar*Rewards | Trade Secret | 2025 | 2025
20263-228838-01 |  |  |  |  | OID2009690 |  | Solar |  |  | Withdrawn | Trade Secret | Trade | AFT | AFT314 | Residential | Made in Minnesota |  | 2014
20263-228838-01 | Xcel Energy | 85 | 13781 | IOU | 04308614 | 38.02 | Solar |  |  | Interconnected | Trade Secret | Trade | HWW | HWW072 | Commercial | Solar*Rewards | Trade Secret | 2021 | 2022
20263-228838-01 | Xcel Energy | 85 | 13781 | IOU | 06327049 | 8.376 | Solar |  |  | Active Application | Trade Secret | Trade | WSG | WSG076 | Residential | Solar*Rewards | Trade Secret | 2026
20263-228838-01 | Xcel Energy | 85 | 13781 | IOU | 05900177 | 6.5 | Solar |  |  | Active Application | Trade Secret | Trade | ROC | ROC091 | Residential |  | Trade Secret | 2024
20263-228838-01 | Xcel Energy | 85 | 13781 | IOU | 05470070 | 7.76 | Solar |  |  | Withdrawn | Trade Secret | Trade | ROC | ROC091 | Residential |  | Trade Secret | 2023
20263-228838-01 | Xcel Energy | 85 | 13781 | IOU | 05448007 | 7.76 | Solar |  |  | Withdrawn | Trade Secret | Trade | ROC | ROC091 | Residential | Solar*Rewards | Trade Secret | 2023
20263-228838-01 | Xcel Energy | 85 | 13781 | IOU | 03130539 | 11.39 | Solar |  |  | Interconnected | Trade Secret | Trade | WAK | WAK321 | Residential | Solar*Rewards | Trade Secret | 2018 | 2019
20263-228838-01 | Xcel Energy | 85 | 13781 | IOU | 03130744 | 2000 | Other |  |  | Interconnected | Trade Secret | Trade | AIR | AIR073 | Commercial |  | Trade Secret | 2004 | 2005
20263-228838-01 | Xcel Energy | 85 | 13781 | IOU | 06090015 | 7.591 | Solar |  |  | Interconnected | Trade Secret | Trade | CHE | CHE065 | Residential |  | Trade Secret | 2025 | 2025
20263-228838-01 | Xcel Energy | 85 | 13781 | IOU | 06070642 | 9.984 | Solar |  |  | Interconnected | Trade Secret | Trade | RIV | RIV073 | Residential | Solar*Rewards | Trade Secret | 2025 | 2025
20263-228838-01 | Xcel Energy | 85 | 13781 | IOU | 03131677 | 7.625 | Solar |  |  | Interconnected | Trade Secret | Trade | LIL | LIL021 | Residential | Made in Minnesota | Trade Secret | 2017 | 2017
20263-228838-01 | Xcel Energy | 85 | 13781 | IOU | 04793731 | 7.329 | Solar |  |  | Interconnected | Trade Secret | Trade | APA | APA075 | Residential | Solar*Rewards | Trade Secret | 2022 | 2022
20263-228838-01 |  |  |  |  | OID2321376 |  | Solar |  |  | Withdrawn | Trade Secret | Trade | WEB | WEB021 | Residential | Made in Minnesota |  | 2015
20263-228838-01 | Xcel Energy | 85 | 13781 | IOU | OID2251278 | 20 | Solar |  |  | Withdrawn | Trade Secret | Trade | WEB | WEB021 | Residential | Solar*Rewards | Trade Secret | 2015
20263-228838-01 | Xcel Energy | 85 | 13781 | IOU | OID3641076 | 38.8 | Solar |  |  | Withdrawn | Trade Secret | Trade | RCH | RCH061 | Commercial |  | Trade Secret | 2018
20263-228838-01 | Xcel Energy | 85 | 13781 | IOU | 05356766 | 10.44 | Solar |  |  | Interconnected | Trade Secret | Trade | GSL | GSL061 | Residential | Solar*Rewards | Trade Secret | 2023 | 2023
20263-228838-01 | Xcel Energy | 85 | 13781 | IOU | 03134914 | 9.94 | Solar |  |  | Interconnected | Trade Secret | Trade | ALT | ALT021 | Residential | Made in Minnesota | Trade Secret | 2016 | 2016
20263-228838-01 | Xcel Energy | 85 | 13781 | IOU | 06325399 | 21.66 | Solar |  |  | Active Application | Trade Secret | Trade | BLC | BLC062 | Residential | Solar*Rewards | Trade Secret | 2026
20263-228838-01 | Xcel Energy | 85 | 13781 | IOU | 06208078 | 21.635 | Solar |  |  | Active Application | Trade Secret | Trade | BLC | BLC062 | Residential | Solar*Rewards | Trade Secret | 2025
20263-228838-01 | Xcel Energy | 85 | 13781 | IOU | 04983201 | 15.66 | Solar |  |  | Interconnected | Trade Secret | Trade | EDA | EDA075 | Residential | Solar*Rewards | Trade Secret | 2022 | 2022
20263-228838-01 | Xcel Energy | 85 | 13781 | IOU | OID3593135 | 15.232 | Solar |  |  | Withdrawn | Trade Secret | Trade | CRL | CRL031 | Residential | Solar*Rewards | Trade Secret | 2018
20263-228838-01 | Xcel Energy | 85 | 13781 | IOU | 03129683 | 11.39 | Solar |  |  | Interconnected | Trade Secret | Trade | CRL | CRL031 | Residential | Solar*Rewards | Trade Secret | 2019 | 2019
20263-228838-01 | Xcel Energy | 85 | 13781 | IOU | 04438536 | 6.09 | Solar |  |  | Interconnected | Trade Secret | Trade | RAM | RAM064 | Residential | Solar*Rewards | Trade Secret | 2022 | 2022
20263-228838-01 | Xcel Energy | 85 | 13781 | IOU | 05505910 | 3.75 | Solar |  |  | Interconnected | Trade Secret | Trade | SOU | SOU061 | Residential |  | Trade Secret | 2023 | 2023
20263-228838-01 | Xcel Energy | 85 | 13781 | IOU | 06211870 | 5 | Storage |  |  | Withdrawn | Trade Secret | Trade | SOU | SOU061 | Residential |  | Trade Secret | 2025
20263-228838-01 | Xcel Energy | 85 | 13781 | IOU | 03131104 | 600 | Other |  |  | Interconnected | Trade Secret | Trade | VKG | VKG061 | Commercial |  | Trade Secret | 2012 | 2012
20263-228838-01 | Xcel Energy | 85 | 13781 | IOU | 06106025 | 3.037 | Solar |  |  | Active Application | Trade Secret | Trade | WIL | WIL079 | Residential |  | Trade Secret | 2025
20263-228838-01 | Xcel Energy | 85 | 13781 | IOU | 05960951 | 7.616 | Solar |  |  | Withdrawn | Trade Secret | Trade | WIL | WIL079 | Residential |  | Trade Secret | 2024
20263-228838-01 | Xcel Energy | 85 | 13781 | IOU | 03134930 | 10 | Solar |  |  | Interconnected | Trade Secret | Trade | NER | NER021 | Residential | Made in Minnesota | Trade Secret | 2016 | 2016
20263-228838-01 | Xcel Energy | 85 | 13781 | IOU | 06228456 | 10.451 | Solar |  |  | Interconnected | Trade Secret | Trade | HAS | HAS033 | Residential |  | Trade Secret | 2025 | 2025
20263-228838-01 | Xcel Energy | 85 | 13781 | IOU | 06272358 | 5.584 | Solar |  |  | Withdrawn | Trade Secret | Trade | SOU | SOU076 | Residential |  | Trade Secret | 2025
20263-228838-01 | Xcel Energy | 85 | 13781 | IOU | 06322251 | 5.584 | Solar |  |  | Active Application | Trade Secret | Trade | SOU | SOU076 | Residential | Solar*Rewards | Trade Secret | 2026
20263-228838-01 | Xcel Energy | 85 | 13781 | IOU | 05475566 | 4.48 | Solar |  |  | Withdrawn | Trade Secret | Trade | CHE | CHE076 | Residential | Solar*Rewards | Trade Secret | 2023
20263-228838-01 | Xcel Energy | 85 | 13781 | IOU | 06126944 | 5.052 | Solar |  |  | Interconnected | Trade Secret | Trade | SAK | SAK321 | Residential | Solar*Rewards | Trade Secret | 2025 | 2025
20263-228838-01 | Xcel Energy | 85 | 13781 | IOU | 03133927 | 5 | Solar |  |  | Interconnected | Trade Secret | Trade | GSL | GSL074 | Residential | Made in Minnesota | Trade Secret | 2014 | 2014
20263-228838-01 | Xcel Energy | 85 | 13781 | IOU | OID3775728 | 7.68 | Solar |  |  | Withdrawn | Trade Secret | Trade | DPN | DPN072 | Residential | Solar*Rewards | Trade Secret | 2019
20263-228838-01 | Xcel Energy | 85 | 13781 | IOU | 03140790 | 9.28 | Solar |  |  | Interconnected | Trade Secret | Trade | DPN | DPN072 | Residential | Solar*Rewards | Trade Secret | 2019 | 2019
20263-228838-01 | Xcel Energy | 85 | 13781 | IOU | 05811950 | 8.448 | Solar |  |  | Active Application | Trade Secret | Trade | DBL | DBL073 | Residential | Solar*Rewards | Trade Secret | 2024
20263-228838-01 | Xcel Energy | 85 | 13781 | IOU | 05801025 | 8.448 | Solar |  |  | Active Application | Trade Secret | Trade | DBL | DBL073 | Residential | Solar*Rewards | Trade Secret | 2024
20263-228838-01 | Xcel Energy | 85 | 13781 | IOU | 03990227 | 5.22 | Solar |  |  | Interconnected | Trade Secret | Trade | SLP | SLP082 | Residential | Solar*Rewards | Trade Secret | 2021 | 2021
20263-228838-01 | Xcel Energy | 85 | 13781 | IOU | 06056699 | 17.1 | Solar |  |  | Interconnected | Trade Secret | Trade | TWL | TWL079 | Residential | Solar*Rewards | Trade Secret | 2025 | 2025
20263-228838-01 | Xcel Energy | 85 | 13781 | IOU | 06212204 | 7.212 | Solar |  | X | Interconnected | Trade Secret | Trade | SAV | SAV063 | Residential |  | Trade Secret | 2025 | 2026
20263-228838-01 | Xcel Energy | 85 | 13781 | IOU | 03133201 | 4 | Solar |  |  | Interconnected | Trade Secret | Trade | RRK | RRK082 | Commercial | Solar*Rewards | Trade Secret | 2010 | 2010
20263-228838-01 | Xcel Energy | 85 | 13781 | IOU | SRO13152 | 4 | Solar |  |  | Withdrawn | Trade Secret | Trade | RRK | RRK082 | Commercial | Solar*Rewards | Trade Secret | 2010
20263-228838-01 | Xcel Energy | 85 | 13781 | IOU | 03131525 | 4.8 | Solar |  |  | Interconnected | Trade Secret | Trade | ALD | ALD073 | Residential | Made in Minnesota | Trade Secret | 2017 | 2018
20263-228838-01 | Xcel Energy | 85 | 13781 | IOU | 04973003 | 7.616 | Solar |  |  | Active Application | Trade Secret | Trade | SOU | SOU078 | Residential |  | Trade Secret | 2022
20263-228838-01 | Xcel Energy | 85 | 13781 | IOU | 05232038 | 4.64 | Solar |  |  | Interconnected | Trade Secret | Trade | ECK | ECK342 | Residential |  | Trade Secret | 2022 | 2023
20263-228838-01 | Xcel Energy | 85 | 13781 | IOU | SRO29767 | 5 | Solar |  |  | Withdrawn | Trade Secret | Trade | SLP | SLP092 | Residential | Solar*Rewards | Trade Secret | 2013
20263-228838-01 | Xcel Energy | 85 | 13781 | IOU | 05771516 | 7.329 | Solar |  |  | Interconnected | Trade Secret | Trade | SOU | SOU060 | Residential |  | Trade Secret | 2024 | 2024
20263-228838-01 | Xcel Energy | 85 | 13781 | IOU | 03134414 | 23.99 | Solar |  |  | Interconnected | Trade Secret | Trade | SLW | SLW062 | Commercial | Made in Minnesota | Trade Secret | 2015 | 2015
20263-228838-01 | Xcel Energy | 85 | 13781 | IOU | 03130293 | 6 | Solar |  |  | Interconnected | Trade Secret | Trade | CHE | CHE076 | Residential | Solar*Rewards | Trade Secret | 2019 | 2019
20263-228838-01 | Xcel Energy | 85 | 13781 | IOU | 04523155 | 7.616 | Solar |  |  | Active Application | Trade Secret | Trade | SHP | SHP062 | Residential |  | Trade Secret | 2021
20263-228838-01 | Xcel Energy | 85 | 13781 | IOU | 04462998 | 7.616 | Solar |  |  | Active Application | Trade Secret | Trade | SHP | SHP062 | Residential | Solar*Rewards | Trade Secret | 2021
20263-228838-01 | Xcel Energy | 85 | 13781 | IOU | 04523119 | 7.616 | Solar |  |  | Active Application | Trade Secret | Trade | SHP | SHP062 | Residential |  | Trade Secret | 2021
20263-228838-01 | Xcel Energy | 85 | 13781 | IOU | 04067523 | 7.616 | Solar |  |  | Interconnected | Trade Secret | Trade | HSN | HSN322 | Residential | Solar*Rewards | Trade Secret | 2020 | 2021
20263-228838-01 | Xcel Energy | 85 | 13781 | IOU | 04862559 | 7.672 | Solar |  |  | Withdrawn | Trade Secret | Trade | NOF | NOF061 | Residential | Solar*Rewards | Trade Secret | 2022
20263-228838-01 | Xcel Energy | 85 | 13781 | IOU | 05941771 | 12.483 | Solar |  |  | Withdrawn | Trade Secret | Trade | NOF | NOF061 | Residential |  | Trade Secret | 2024
20263-228838-01 | Xcel Energy | 85 | 13781 | IOU | 05864321 | 16.512 | Solar |  |  | Withdrawn | Trade Secret | Trade | NOF | NOF061 | Residential | Solar*Rewards | Trade Secret | 2024
20263-228838-01 | Xcel Energy | 85 | 13781 | IOU | 03800166 | 5 | Solar |  |  | Interconnected | Trade Secret | Trade | CHE | CHE076 | Residential | Solar*Rewards | Trade Secret | 2020 | 2020
20263-228838-01 | Xcel Energy | 85 | 13781 | IOU | 04793806 | 7.616 | Solar |  |  | Interconnected | Trade Secret | Trade | OPK | OPK077 | Residential | Solar*Rewards | Trade Secret | 2022 | 2022
20263-228838-01 | Xcel Energy | 85 | 13781 | IOU | 05414411 | 7.83 | Solar |  |  | Interconnected | Trade Secret | Trade | MPK | MPK084 | Residential | Solar*Rewards | Trade Secret | 2023 | 2023
20263-228838-01 | Xcel Energy | 85 | 13781 | IOU | 03306411 | 17.61 | Solar |  |  | Interconnected | Trade Secret | Trade | RAM | RAM071 | Residential | Solar*Rewards | Trade Secret | 2019 | 2020
20263-228838-01 | Xcel Energy | 85 | 13781 | IOU | 06182136 | 7.6 | Solar |  |  | Interconnected | Trade Secret | Trade | APA | APA071 | Residential | Solar*Rewards | Trade Secret | 2025 | 2025
20263-228838-01 | Xcel Energy | 85 | 13781 | IOU | 06125745 | 7.216 | Solar |  |  | Interconnected | Trade Secret | Trade | WDY | WDY322 | Residential | Solar*Rewards | Trade Secret | 2025 | 2025
20263-228838-01 | Xcel Energy | 85 | 13781 | IOU | 03130284 | 9.994 | Solar |  |  | Interconnected | Trade Secret | Trade | SAV | SAV063 | Residential | Solar*Rewards | Trade Secret | 2019 | 2019
20263-228838-01 | Xcel Energy | 85 | 13781 | IOU | 05485214 | 8.32 | Solar |  |  | Interconnected | Trade Secret | Trade | PIP | PIP062 | Residential |  | Trade Secret | 2023 | 2023
20263-228838-01 | Xcel Energy | 85 | 13781 | IOU | 05752910 | 3.193 | Solar |  |  | Withdrawn | Trade Secret | Trade | MEL | MEL065 | Residential | Solar*Rewards | Trade Secret | 2024
20263-228838-01 | Xcel Energy | 85 | 13781 | IOU | 05770593 | 3.193 | Solar |  |  | Interconnected | Trade Secret | Trade | MEL | MEL065 | Residential |  | Trade Secret | 2024 | 2024
20263-228838-01 | Xcel Energy | 85 | 13781 | IOU | 03133532 | 3.87 | Solar |  |  | Interconnected | Trade Secret | Trade | MPK | MPK064 | Residential | Solar*Rewards | Trade Secret | 2011 | 2012
20263-228838-01 | Xcel Energy | 85 | 13781 | IOU | 04805399 | 5.22 | Solar |  |  | Interconnected | Trade Secret | Trade | HWW | HWW072 | Residential | Solar*Rewards | Trade Secret | 2022 | 2022
20263-228838-01 |  |  |  |  | 03497699 |  | Solar |  |  | Active Application | Trade Secret | Trade | HWW | HWW072 | Residential | Solar*Rewards |  | 2019
20263-228838-01 |  |  |  |  | 03918507 |  | Solar |  |  | Active Application | Trade Secret | Trade | FAB | FAB063 | Residential | Solar*Rewards |  | 2020
20263-228838-01 | Xcel Energy | 85 | 13781 | IOU | 03965258 | 20.7 | Solar |  |  | Interconnected | Trade Secret | Trade | FAB | FAB063 | Residential | Solar*Rewards | Trade Secret | 2020 | 2021
20263-228838-01 | Xcel Energy | 85 | 13781 | IOU | 05385396 | 10.88 | Solar |  |  | Interconnected | Trade Secret | Trade | DND | DND071 | Residential |  | Trade Secret | 2023 | 2024
20263-228838-01 | Xcel Energy | 85 | 13781 | IOU | 06229955 | 4.555 | Solar |  |  | Interconnected | Trade Secret | Trade | SOU | SOU081 | Residential |  | Trade Secret | 2025 | 2025
20263-228838-01 | Xcel Energy | 85 | 13781 | IOU | 06160569 | 3.037 | Solar |  |  | Withdrawn | Trade Secret | Trade | SOU | SOU081 | Residential | Solar*Rewards | Trade Secret | 2025
20263-228838-01 | Xcel Energy | 85 | 13781 | IOU | 06059054 | 5.693 | Solar |  |  | Interconnected | Trade Secret | Trade | CNC | CNC071 | Residential |  | Trade Secret | 2025 | 2025
20263-228838-01 | Xcel Energy | 85 | 13781 | IOU | 04793880 | 11.31 | Solar |  |  | Interconnected | Trade Secret | Trade | WES | WES064 | Residential | Solar*Rewards | Trade Secret | 2022 | 2022
20263-228838-01 | Xcel Energy | 85 | 13781 | IOU | 05450451 | 5.51 | Solar |  |  | Withdrawn | Trade Secret | Trade | UPP | UPP068 | Residential | Solar*Rewards | Trade Secret | 2023
20263-228838-01 | Xcel Energy | 85 | 13781 | IOU | 05471485 | 5.51 | Solar |  |  | Interconnected | Trade Secret | Trade | UPP | UPP068 | Residential |  | Trade Secret | 2023 | 2023
20263-228838-01 | Xcel Energy | 85 | 13781 | IOU | 03132234 | 3.36 | Solar |  |  | Interconnected | Trade Secret | Trade | ALD | ALD072 | Residential | Solar*Rewards | Trade Secret | 2018 | 2018
20263-228838-01 | Xcel Energy | 85 | 13781 | IOU | 05989043 | 8.419 | Solar |  |  | Interconnected | Trade Secret | Trade | LLK | LLK072 | Residential | Solar*Rewards | Trade Secret | 2024 | 2025
20263-228838-01 | Xcel Energy | 85 | 13781 | IOU | 03134530 | 5 | Solar |  |  | Interconnected | Trade Secret | Trade | APA | APA061 | Residential | Made in Minnesota | Trade Secret | 2015 | 2015
20263-228838-01 | Xcel Energy | 85 | 13781 | IOU | 04401304 | 2.88 | Solar |  |  | Withdrawn | Trade Secret | Trade | SOU | SOU086 | Residential | Solar*Rewards | Trade Secret | 2021
20263-228838-01 | Xcel Energy | 85 | 13781 | IOU | 05814439 | 3.747 | Solar |  |  | Active Application | Trade Secret | Trade | SHP | SHP072 | Residential |  | Trade Secret | 2024
20263-228838-01 | Xcel Energy | 85 | 13781 | IOU | 06208294 | 4.188 | Solar |  |  | Interconnected | Trade Secret | Trade | WIL | WIL098 | Residential | Solar*Rewards | Trade Secret | 2025 | 2025
20263-228838-01 | Xcel Energy | 85 | 13781 | IOU | 06213415 | 99.8 | Solar |  |  | Active Application | Trade Secret | Trade | PKL | PKL085 | Commercial |  | Trade Secret | 2025
20263-228838-01 | Xcel Energy | 85 | 13781 | IOU | 06134755 | 100 | Solar |  |  | Withdrawn | Trade Secret | Trade | PKL | PKL085 | Commercial |  | Trade Secret | 2025
20263-228838-01 | Xcel Energy | 85 | 13781 | IOU | 03130256 | 3.747 | Solar |  |  | Interconnected | Trade Secret | Trade | LAP | LAP311 | Residential | Solar*Rewards | Trade Secret | 2019 | 2019
20263-228838-01 | Xcel Energy | 85 | 13781 | IOU | 05830923 | 8.064 | Solar |  |  | Interconnected | Trade Secret | Trade | BRP | BRP073 | Residential | Solar*Rewards | Trade Secret | 2024 | 2025
20263-228838-01 | Xcel Energy | 85 | 13781 | IOU | 04657825 | 6.09 | Solar |  |  | Interconnected | Trade Secret | Trade | IDA | IDA072 | Residential |  | Trade Secret | 2021 | 2021
20263-228838-01 | Xcel Energy | 85 | 13781 | IOU | 03132948 | 17.495 | Solar |  |  | Interconnected | Trade Secret | Trade | ALK | ALK063 | Commercial | Solar*Rewards | Trade Secret | 2018 | 2019
20263-228838-01 | Xcel Energy | 85 | 13781 | IOU | 03130758 | 3 | Solar |  |  | Interconnected | Trade Secret | Trade | NOF | NOF071 | Residential |  | Trade Secret | 2006 | 2006
20263-228838-01 | Xcel Energy | 85 | 13781 | IOU | 04225667 | 2.03 | Solar |  |  | Interconnected | Trade Secret | Trade | NOF | NOF071 | Residential | Solar*Rewards | Trade Secret | 2020 | 2021
20263-228838-01 | Xcel Energy | 85 | 13781 | IOU | 06200792 | 3.037 | Solar |  |  | Interconnected | Trade Secret | Trade | SOU | SOU060 | Residential |  | Trade Secret | 2025 | 2025
20263-228838-01 | Xcel Energy | 85 | 13781 | IOU | 05956358 | 6.073 | Solar |  |  | Interconnected | Trade Secret | Trade | SOU | SOU082 | Residential | Solar*Rewards | Trade Secret | 2024 | 2024
20263-228838-01 | Xcel Energy | 85 | 13781 | IOU | 06236611 | 7.6 | Solar |  |  | Active Application | Trade Secret | Trade | YAM | YAM021 | Residential |  | Trade Secret | 2025
20263-228838-01 | Xcel Energy | 85 | 13781 | IOU | 03134698 | 36 | Solar |  |  | Interconnected | Trade Secret | Trade | LEX | LEX333 | Commercial | Made in Minnesota | Trade Secret | 2015 | 2016
20263-228838-01 | Xcel Energy | 85 | 13781 | IOU | 04041689 | 4.95 | Solar |  |  | Interconnected | Trade Secret | Trade | VMR | VMR062 | Residential |  | Trade Secret | 2020 | 2021
20263-228838-01 | Xcel Energy | 85 | 13781 | IOU | 06135660 | 11.5 | Storage |  |  | Interconnected | Trade Secret | Trade | VMR | VMR062 | Residential |  | Trade Secret | 2025 | 2025
20263-228838-01 | Xcel Energy | 85 | 13781 | IOU | 05589018 | 10.08 | Solar |  |  | Interconnected | Trade Secret | Trade | MEL | MEL088 | Residential | Solar*Rewards | Trade Secret | 2023 | 2024
20263-228838-01 | Xcel Energy | 85 | 13781 | IOU | 03975895 | 20.88 | Solar |  |  | Interconnected | Trade Secret | Trade | RPL | RPL061 | Residential | Solar*Rewards | Trade Secret | 2020 | 2021
20263-228838-01 | Xcel Energy | 85 | 13781 | IOU | OID2726763 | 3.44 | Solar |  |  | Withdrawn | Trade Secret | Trade | RAM | RAM077 | Residential | Made in Minnesota | Trade Secret | 2016
20263-228838-01 | Xcel Energy | 85 | 13781 | IOU | OID3835238 | 15.232 | Solar |  |  | Withdrawn | Trade Secret | Trade | CGR | CGR063 | Residential | Solar*Rewards | Trade Secret | 2019
20263-228838-01 |  |  |  |  | OID3818250 |  | Solar |  |  | Withdrawn | Trade Secret | Trade | CGR | CGR063 | Residential | Solar*Rewards |  | 2019
20263-228838-01 | Xcel Energy | 85 | 13781 | IOU | 03132587 | 3.08 | Solar |  |  | Interconnected | Trade Secret | Trade | SOU | SOU086 | Residential | Solar*Rewards | Trade Secret | 2018 | 2018
20263-228838-01 | Xcel Energy | 85 | 13781 | IOU | 04795279 | 8.7 | Solar |  | X | Interconnected | Trade Secret | Trade | MPK | MPK064 | Residential | Solar*Rewards | Trade Secret | 2022 | 2022
20263-228838-01 | Xcel Energy | 85 | 13781 | IOU | 05573965 | 14.49 | Solar |  |  | Interconnected | Trade Secret | Trade | ECK | ECK341 | Residential | Solar*Rewards | Trade Secret | 2023 | 2024
20263-228838-01 | Xcel Energy | 85 | 13781 | IOU | OID3792433 | 6 | Solar |  |  | Withdrawn | Trade Secret | Trade | TLK | TLK067 | Residential | Solar*Rewards | Trade Secret | 2019
20263-228838-01 | Xcel Energy | 85 | 13781 | IOU | 03156157 | 6 | Solar |  |  | Interconnected | Trade Secret | Trade | TLK | TLK067 | Residential | Solar*Rewards | Trade Secret | 2019 | 2020
20263-228838-01 | Xcel Energy | 85 | 13781 | IOU | 06237353 | 5.763 | Solar |  |  | Interconnected | Trade Secret | Trade | GLK | GLK074 | Residential |  | Trade Secret | 2025 | 2025
20263-228838-01 | Xcel Energy | 85 | 13781 | IOU | 03131087 | 9.9 | Solar |  |  | Interconnected | Trade Secret | Trade | SCA | SCA021 | Commercial |  | Trade Secret | 2011 | 2011
20263-228838-01 | Xcel Energy | 85 | 13781 | IOU | 05488468 | 5.933 | Solar |  |  | Active Application | Trade Secret | Trade | SOU | SOU082 | Residential | Solar*Rewards | Trade Secret | 2023
20263-228838-01 | Xcel Energy | 85 | 13781 | IOU | 06178688 | 7.6 | Solar |  |  | Active Application | Trade Secret | Trade | EDA | EDA075 | Residential | Solar*Rewards | Trade Secret | 2025
20263-228838-01 | Xcel Energy | 85 | 13781 | IOU | 04845632 | 6.05 | Solar |  |  | Interconnected | Trade Secret | Trade | RPO | RPO312 | Residential | Solar*Rewards | Trade Secret | 2022 | 2022
20263-228838-01 | Xcel Energy | 85 | 13781 | IOU | 06253677 | 3.193 | Solar |  |  | Active Application | Trade Secret | Trade | WIL | WIL071 | Residential |  | Trade Secret | 2025
20263-228838-01 | Xcel Energy | 85 | 13781 | IOU | 04850744 | 5.48 | Solar |  |  | Interconnected | Trade Secret | Trade | DND | DND071 | Residential | Solar*Rewards | Trade Secret | 2022 | 2022
20263-228838-01 | Xcel Energy | 85 | 13781 | IOU | 03621621 | 11.866 | Solar |  |  | Interconnected | Trade Secret | Trade | LIN | LIN031 | Residential | Solar*Rewards | Trade Secret | 2020 | 2020
20263-228838-01 | Xcel Energy | 85 | 13781 | IOU | 03357045 | 19.02 | Solar |  |  | Interconnected | Trade Secret | Trade | OPK | OPK077 | Residential | Solar*Rewards | Trade Secret | 2019 | 2020
20263-228838-01 | Xcel Energy | 85 | 13781 | IOU | 03133593 | 42 | Solar |  |  | Interconnected | Trade Secret | Trade | MGN | MGN211 | Commercial | Solar*Rewards | Trade Secret | 2011 | 2012
20263-228838-01 | Xcel Energy | 85 | 13781 | IOU | 05864556 | 6.046 | Solar |  |  | Interconnected | Trade Secret | Trade | RPL | RPL071 | Residential | Solar*Rewards | Trade Secret | 2024 | 2024
20263-228838-01 | Xcel Energy | 85 | 13781 | IOU | 03149027 | 7.616 | Solar |  |  | Interconnected | Trade Secret | Trade | WAS | WAS092 | Residential | Solar*Rewards | Trade Secret | 2019 | 2020
20263-228838-01 | Xcel Energy | 85 | 13781 | IOU | OID3822333 | 7.63 | Solar |  |  | Withdrawn | Trade Secret | Trade | WAS | WAS092 | Residential | Solar*Rewards | Trade Secret | 2019
20263-228838-01 | Xcel Energy | 85 | 13781 | IOU | OID3022710 | 9.94 | Solar |  |  | Withdrawn | Trade Secret | Trade | SLP | SLP081 | Residential | Made in Minnesota | Trade Secret | 2017
20263-228838-01 | Xcel Energy | 85 | 13781 | IOU | 03132662 | 9.94 | Solar |  |  | Interconnected | Trade Secret | Trade | SLP | SLP081 | Residential | Made in Minnesota | Trade Secret | 2018 | 2018
20263-228838-01 | Xcel Energy | 85 | 13781 | IOU | 06105272 | 11.5 | Storage |  |  | Interconnected | Trade Secret | Trade | SLP | SLP081 | Residential |  | Trade Secret | 2025 | 2025
20263-228838-01 | Xcel Energy | 85 | 13781 | IOU | 05356790 | 6.38 | Solar |  |  | Interconnected | Trade Secret | Trade | SLP | SLP092 | Residential | Solar*Rewards | Trade Secret | 2023 | 2023
20263-228838-01 | Xcel Energy | 85 | 13781 | IOU | 06049922 | 9.109 | Solar |  |  | Interconnected | Trade Secret | Trade | BLC | BLC061 | Residential | Solar*Rewards | Trade Secret | 2025 | 2025
20263-228838-01 | Xcel Energy | 85 | 13781 | IOU | 05735683 | 15.2 | Solar |  |  | Interconnected | Trade Secret | Trade | RLK | RLK079 | Residential | Solar*Rewards | Trade Secret | 2024 | 2024
20263-228838-01 | Xcel Energy | 85 | 13781 | IOU | 06206438 | 2.613 | Solar |  |  | Interconnected | Trade Secret | Trade | WIL | WIL071 | Residential |  | Trade Secret | 2025 | 2025
20263-228838-01 | Xcel Energy | 85 | 13781 | IOU | 06209936 | 17.799 | Solar |  |  | Active Application | Trade Secret | Trade | RAM | RAM077 | Residential |  | Trade Secret | 2025
20263-228838-01 | Xcel Energy | 85 | 13781 | IOU | SRO23456 | 35 | Solar |  |  | Withdrawn | Trade Secret | Trade |  |  | Residential | Solar*Rewards | Trade Secret | 2012
20263-228838-01 | Xcel Energy | 85 | 13781 | IOU | SRO25446 | 45 | Solar |  |  | Withdrawn | Trade Secret | Trade |  |  | Residential | Solar*Rewards | Trade Secret | 2012
20263-228838-01 |  |  |  |  | OID2025966 |  | Solar |  |  | Withdrawn | Trade Secret | Trade |  |  | Residential | Solar*Rewards |  | 2014
20263-228838-01 | Xcel Energy | 85 | 13781 | IOU | SRO29509 | 30 | Solar |  |  | Withdrawn | Trade Secret | Trade |  |  | Residential | Solar*Rewards | Trade Secret | 2013
20263-228838-01 | Xcel Energy | 85 | 13781 | IOU | SRO25445 | 45 | Solar |  |  | Withdrawn | Trade Secret | Trade |  |  | Residential | Solar*Rewards | Trade Secret | 2012
20263-228838-01 | Xcel Energy | 85 | 13781 | IOU | OID2019193 | 20 | Solar |  |  | Withdrawn | Trade Secret | Trade |  |  | Residential | Solar*Rewards | Trade Secret | 2014
20263-228838-01 | Xcel Energy | 85 | 13781 | IOU | 04625918 | 12.18 | Solar |  |  | Interconnected | Trade Secret | Trade | ECK | ECK062 | Residential |  | Trade Secret | 2021 | 2022
20263-228838-01 | Xcel Energy | 85 | 13781 | IOU | 05823377 | 7.616 | Solar |  |  | Active Application | Trade Secret | Trade | WCR | WCR311 | Residential |  | Trade Secret | 2024
20263-228838-01 | Xcel Energy | 85 | 13781 | IOU | OID2319700 | 6 | Solar |  |  | Withdrawn | Trade Secret | Trade | NOF | NOF071 | Residential | Solar*Rewards | Trade Secret | 2015
20263-228838-01 | Xcel Energy | 85 | 13781 | IOU | SRO29482 | 30 | Solar |  |  | Withdrawn | Trade Secret | Trade | SIP | SIP061 | Commercial | Solar*Rewards | Trade Secret | 2013
20263-228838-01 | Xcel Energy | 85 | 13781 | IOU | 03134868 | 2.16 | Solar |  |  | Interconnected | Trade Secret | Trade | TLK | TLK075 | Residential | Made in Minnesota | Trade Secret | 2016 | 2016
20263-228838-01 | Xcel Energy | 85 | 13781 | IOU | 05435505 | 9.135 | Solar |  |  | Interconnected | Trade Secret | Trade | WCR | WCR311 | Residential | Solar*Rewards | Trade Secret | 2023 | 2023
20263-228838-01 | Xcel Energy | 85 | 13781 | IOU | 05943429 | 5.314 | Solar |  |  | Interconnected | Trade Secret | Trade | STY | STY062 | Residential |  | Trade Secret | 2024 | 2024
20263-228838-01 | Xcel Energy | 85 | 13781 | IOU | 05250797 | 8.7 | Solar |  |  | Interconnected | Trade Secret | Trade | AFT | AFT322 | Residential |  | Trade Secret | 2022 | 2022
20263-228838-01 | Xcel Energy | 85 | 13781 | IOU | 04987861 | 10.15 | Solar |  |  | Interconnected | Trade Secret | Trade | WCR | WCR063 | Residential | Solar*Rewards | Trade Secret | 2022 | 2022
20263-228838-01 | Xcel Energy | 85 | 13781 | IOU | 03131111 | 600 | Other |  |  | Interconnected | Trade Secret | Trade | RLK | RLK066 | Commercial |  | Trade Secret | 2012 | 2012
20263-228838-01 |  |  |  |  | OID3289932 |  | Solar |  |  | Withdrawn | Trade Secret | Trade | BEL | BEL061 | Commercial | Solar*Rewards |  | 2018
20263-228838-01 |  |  |  |  | OID3358282 |  | Solar |  |  | Withdrawn | Trade Secret | Trade | BEL | BEL061 | Commercial | Solar*Rewards |  | 2018
20263-228838-01 | Xcel Energy | 85 | 13781 | IOU | 03132419 | 18 | Solar |  |  | Interconnected | Trade Secret | Trade | BEL | BEL061 | Commercial | Solar*Rewards | Trade Secret | 2018 | 2018
20263-228838-01 | Xcel Energy | 85 | 13781 | IOU | 05758166 | 3.839 | Solar |  |  | Interconnected | Trade Secret | Trade | IDA | IDA072 | Residential |  | Trade Secret | 2024 | 2024
20263-228838-01 | Xcel Energy | 85 | 13781 | IOU | 04807176 | 9.57 | Solar |  |  | Withdrawn | Trade Secret | Trade | UPP | UPP084 | Residential | Solar*Rewards | Trade Secret | 2022
20263-228838-01 | Xcel Energy | 85 | 13781 | IOU | 05433731 | 6.67 | Solar |  |  | Interconnected | Trade Secret | Trade | UPP | UPP084 | Residential |  | Trade Secret | 2023 | 2023
20263-228838-01 | Xcel Energy | 85 | 13781 | IOU | OID3849953 | 10.412 | Solar |  |  | Interconnected | Trade Secret | Trade | RLK | RLK071 | Residential | Solar*Rewards | Trade Secret | 2019 | 2019
20263-228838-01 |  |  |  |  | OID3519120 |  | Solar |  |  | Withdrawn | Trade Secret | Trade | BIS | BIS001 | Commercial | Solar*Rewards |  | 2018
20263-228838-01 | Xcel Energy | 85 | 13781 | IOU | 05851215 | 10.628 | Solar |  |  | Interconnected | Trade Secret | Trade | WSG | WSG351 | Residential | Solar*Rewards | Trade Secret | 2024 | 2024
20263-228838-01 | Xcel Energy | 85 | 13781 | IOU | OID3823057 | 7.616 | Solar |  |  | Withdrawn | Trade Secret | Trade | LEX | LEX332 | Residential | Solar*Rewards | Trade Secret | 2019
20263-228838-01 | Xcel Energy | 85 | 13781 | IOU | 03218858 | 9.772 | Solar |  |  | Interconnected | Trade Secret | Trade | LEX | LEX332 | Residential | Solar*Rewards | Trade Secret | 2019 | 2020
20263-228838-01 | Xcel Energy | 85 | 13781 | IOU | 05496413 | 14.08 | Solar |  |  | Interconnected | Trade Secret | Trade | ALK | ALK072 | Residential | Solar*Rewards | Trade Secret | 2023 | 2023
20263-228838-01 | Xcel Energy | 85 | 13781 | IOU | 05356869 | 8.82 | Solar |  |  | Interconnected | Trade Secret | Trade | OPK | OPK073 | Residential | Solar*Rewards | Trade Secret | 2023 | 2023
20263-228838-01 | Xcel Energy | 85 | 13781 | IOU | 04450238 | 11.559 | Solar |  |  | Active Application | Trade Secret | Trade | ECK | ECK321 | Residential | Solar*Rewards | Trade Secret | 2021
20263-228838-01 | Xcel Energy | 85 | 13781 | IOU | 04589535 | 7.68 | Solar |  | X | Interconnected | Trade Secret | Trade | ECK | ECK321 | Residential |  | Trade Secret | 2021 | 2022
20263-228838-01 | Xcel Energy | 85 | 13781 | IOU | 05376312 | 5.76 | Solar |  |  | Interconnected | Trade Secret | Trade | WYO | WYO032 | Residential | Solar*Rewards | Trade Secret | 2023 | 2023
20263-228838-01 | Xcel Energy | 85 | 13781 | IOU | 04794333 | 29.982 | Solar |  |  | Interconnected | Trade Secret | Trade | OSS | OSS065 | Commercial | Solar*Rewards | Trade Secret | 2022 | 2023
20263-228838-01 | Xcel Energy | 85 | 13781 | IOU | 03134141 | 9.36 | Solar |  |  | Interconnected | Trade Secret | Trade | NOF | NOF061 | Residential | Solar*Rewards | Trade Secret | 2014 | 2015
20263-228838-01 | Xcel Energy | 85 | 13781 | IOU | 05149969 | 6.05 | Solar |  |  | Interconnected | Trade Secret | Trade | VMR | VMR062 | Residential |  | Trade Secret | 2022 | 2022
20263-228838-01 |  |  |  |  | OID2806616 |  | Solar |  |  | Withdrawn | Trade Secret | Trade | WWK | WWK311 | Commercial |  |  | 2013
20263-228838-01 |  |  |  |  | OID2806615 |  | Solar |  |  | Withdrawn | Trade Secret | Trade | LCR | LCR311 | Commercial |  |  | 2013
20263-228838-01 | Xcel Energy | 85 | 13781 | IOU | 04046562 | 8.25 | Solar |  |  | Interconnected | Trade Secret | Trade | LOK | LOK093 | Residential | Solar*Rewards | Trade Secret | 2021 | 2021
20263-228838-01 | Xcel Energy | 85 | 13781 | IOU | 04057273 | 12.1 | Solar |  |  | Interconnected | Trade Secret | Trade | RPO | RPO311 | Residential |  | Trade Secret | 2020 | 2021
20263-228838-01 | Xcel Energy | 85 | 13781 | IOU | 06322211 | 6.631 | Solar |  |  | Active Application | Trade Secret | Trade | FRM | FRM071 | Residential | Solar*Rewards | Trade Secret | 2026
20263-228838-01 | Xcel Energy | 85 | 13781 | IOU | 04262274 | 4.64 | Solar |  |  | Interconnected | Trade Secret | Trade | WSG | WSG063 | Residential | Solar*Rewards | Trade Secret | 2021 | 2021
20263-228838-01 | Xcel Energy | 85 | 13781 | IOU | 03134692 | 7.63 | Solar |  |  | Interconnected | Trade Secret | Trade | NOF | NOF072 | Residential | Solar*Rewards | Trade Secret | 2015 | 2016
20263-228838-01 | Xcel Energy | 85 | 13781 | IOU | 04360370 | 14.995 | Solar |  |  | Active Application | Trade Secret | Trade | MGN | MGN211 | Commercial | Solar*Rewards | Trade Secret | 2021
20263-228838-01 | Xcel Energy | 85 | 13781 | IOU | 06067182 | 5.248 | Solar |  |  | Interconnected | Trade Secret | Trade | WWK | WWK311 | Residential | Solar*Rewards | Trade Secret | 2025 | 2025
20263-228838-01 | Xcel Energy | 85 | 13781 | IOU | 04664911 | 15.232 | Solar |  | X | Interconnected | Trade Secret | Trade | ALK | ALK072 | Residential |  | Trade Secret | 2021 | 2023
20263-228838-01 | Xcel Energy | 85 | 13781 | IOU | 05539663 | 8.82 | Solar |  |  | Interconnected | Trade Secret | Trade | AHI | AHI025 | Residential | Solar*Rewards | Trade Secret | 2023 | 2023
20263-228838-01 | Xcel Energy | 85 | 13781 | IOU | 05210309 | 9.994 | Solar |  |  | Interconnected | Trade Secret | Trade | VIL | VIL021 | Residential | Solar*Rewards | Trade Secret | 2022 | 2023
20263-228838-01 | Xcel Energy | 85 | 13781 | IOU | 03132997 | 9.994 | Solar |  |  | Interconnected | Trade Secret | Trade | WWK | WWK321 | Residential | Solar*Rewards | Trade Secret | 2018 | 2019
20263-228838-01 | Xcel Energy | 85 | 13781 | IOU | 03132207 | 6 | Solar |  | X | Interconnected | Trade Secret | Trade | RMT | RMT321 | Residential | Solar*Rewards | Trade Secret | 2018 | 2018
20263-228838-01 | Xcel Energy | 85 | 13781 | IOU | 04108250 | 1000 | Solar |  |  | Interconnected | Lake Wilson | Trade | SRD | SRD211 | Community Solar Garden | Solar*Rewards Community | Trade Secret | 2021 | 2024
20263-228838-01 | Xcel Energy | 85 | 13781 | IOU | 05770035 | 99 | Solar |  |  | Interconnected | Trade Secret | Trade | NMC | NMC092 | Commercial |  | Trade Secret | 2024 | 2026
20263-228838-01 | Xcel Energy | 85 | 13781 | IOU | 05819764 | 4.188 | Solar |  |  | Interconnected | Trade Secret | Trade | GLK | GLK071 | Residential |  | Trade Secret | 2024 | 2024
20263-228838-01 | Xcel Energy | 85 | 13781 | IOU | 04515846 | 998 | Solar |  |  | Active Application | Trade Secret | Trade | DAS | DAS061 | LMI | Solar*Rewards Community | Trade Secret | 2023
20263-228838-01 | Xcel Energy | 85 | 13781 | IOU | 05978705 | 4.86 | Solar |  |  | Interconnected | Trade Secret | Trade | OAD | OAD074 | Residential | Solar*Rewards | Trade Secret | 2024 | 2025
20263-228838-01 | Xcel Energy | 85 | 13781 | IOU | 05978877 | 4.86 | Solar |  |  | Interconnected | Trade Secret | Trade | OAD | OAD074 | Residential | Solar*Rewards | Trade Secret | 2025 | 2025
20263-228838-01 | Xcel Energy | 85 | 13781 | IOU | 05862695 | 2500 | Solar |  |  | Active Application | Trade Secret | Trade | RPO | RPO312 | Commercial |  | Trade Secret | 2024
20263-228838-01 | Xcel Energy | 85 | 13781 | IOU | 03225066 | 7.616 | Solar |  |  | Withdrawn | Trade Secret | Trade |  |  | Residential |  | Trade Secret | 2019
20263-228838-01 |  |  |  |  | 05415592 |  | Solar |  |  | Active Application | Trade Secret | Trade |  |  | Residential | Solar*Rewards |  | 2023
20263-228838-01 |  |  |  |  | 04517590 |  |  |  |  | Active Application | Trade Secret | Trade |  |  | Residential |  |  | 2021
20263-228838-01 |  |  |  |  | 06181139 |  | Solar |  |  | Withdrawn | Trade Secret | Trade |  |  | Residential | Solar*Rewards |  | 2025
20263-228838-01 |  |  |  |  | 06199820 |  |  |  |  | Active Application | Trade Secret | Trade |  |  | Residential |  |  | 2025
20263-228838-01 | Xcel Energy | 85 | 13781 | IOU | SRC040746 | 950 | Solar |  |  | Withdrawn | Trade Secret | Trade | BUR | BUR032 | Community Solar Garden | Solar*Rewards Community | Trade Secret | 2015
20263-228838-01 | Xcel Energy | 85 | 13781 | IOU | 03124840 | 1000 | Solar |  |  | Interconnected | Sauk Rapids | Trade | MHW | MHW311 | Community Solar Garden | Solar*Rewards Community | Trade Secret | 2015 | 2017
20263-228838-01 | Xcel Energy | 85 | 13781 | IOU | 03128170 | 998 | Solar |  |  | Interconnected | Waconia | Trade | WCS | WCS072 | Community Solar Garden | Solar*Rewards Community | Trade Secret | 2014 | 2018
20263-228838-01 | Xcel Energy | 85 | 13781 | IOU | 03128079 | 1000 | Solar |  |  | Interconnected | Waconia | Trade | WCS | WCS064 | Community Solar Garden | Solar*Rewards Community | Trade Secret | 2015 | 2018
20263-228838-01 |  |  |  |  | 05532297 |  | Solar |  |  | Active Application | Trade Secret | Trade |  |  | Residential | Solar*Rewards |  | 2023
20263-228838-01 |  |  |  |  | 04022117 |  |  |  |  | Active Application | Trade Secret | Trade |  |  | Residential |  |  | 2020
20263-228838-01 |  |  |  |  | 04405960 |  | Solar |  |  | Active Application | Trade Secret | Trade |  |  | Residential | Solar*Rewards |  | 2021
20263-228838-01 |  |  |  |  | 05762299 |  | Solar |  |  | Withdrawn | Trade Secret | Trade |  |  | Residential | Solar*Rewards |  | 2024
20263-228838-01 | Xcel Energy | 85 | 13781 | IOU | SRC042124 | 1000 | Solar |  |  | Withdrawn | Trade Secret | Trade | GFD | GFD021 | Community Solar Garden | Solar*Rewards Community | Trade Secret | 2015
20263-228838-01 | Xcel Energy | 85 | 13781 | IOU | SRC042649 | 950 | Solar |  |  | Withdrawn | Trade Secret | Trade | NOF | NOF061 | Community Solar Garden | Solar*Rewards Community | Trade Secret | 2015
20263-228838-01 | Xcel Energy | 85 | 13781 | IOU | SRC038546 | 1000 | Solar |  |  | Withdrawn | Trade Secret | Trade |  |  | Community Solar Garden | Solar*Rewards Community | Trade Secret | 2014
20263-228838-01 |  |  |  |  | SRO14243 |  | Solar |  |  | Withdrawn | Trade Secret | Trade |  |  |  | Solar*Rewards |  | 2010
20263-228838-01 | Xcel Energy | 85 | 13781 | IOU | 03127536 | 1000 | Solar |  |  | Interconnected | Waterville | Trade | WAT | WAT081 | Community Solar Garden | Solar*Rewards Community | Trade Secret | 2018 | 2021
20263-228838-01 | Xcel Energy | 85 | 13781 | IOU | 03127526 | 1000 | Solar |  |  | Interconnected | Glenwood | Trade | GLD | GLD021 | Community Solar Garden | Solar*Rewards Community | Trade Secret | 2015 | 2018
20263-228838-01 | Xcel Energy | 85 | 13781 | IOU | 03127687 | 1000 | Solar |  |  | Interconnected | Farmington | Trade | FRM | FRM062 | Community Solar Garden | Solar*Rewards Community | Trade Secret | 2015 | 2016
20263-228838-01 | Xcel Energy | 85 | 13781 | IOU | 04040700 | 1000 | Solar |  |  | Withdrawn | Trade Secret | Trade | LAC | LAC062 | Community Solar Garden | Solar*Rewards Community | Trade Secret | 2021
20263-228838-01 | Xcel Energy | 85 | 13781 | IOU | 03127254 | 1000 | Solar |  |  | Interconnected | Taylors Falls | Trade | CHI | CHI311 | Community Solar Garden | Solar*Rewards Community | Trade Secret | 2018 | 2021
20263-228838-01 | Xcel Energy | 85 | 13781 | IOU | 03128431 | 1000 | Solar |  |  | Interconnected | Lindstrom | Trade | SCA | SCA021 | Community Solar Garden | Solar*Rewards Community | Trade Secret | 2015 | 2018
20263-228838-01 |  |  |  |  | SRO29501 |  | Solar |  |  | Withdrawn | Trade Secret | Trade |  |  |  | Other |  | 2013
20263-228838-01 | Xcel Energy | 85 | 13781 | IOU | 03129656 | 5.5 | Solar |  |  | Withdrawn | Trade Secret | Trade | ALD | ALD076 | Residential | Solar*Rewards | Trade Secret | 2019
20263-228838-01 |  |  |  |  | 06155746 |  |  |  |  | Withdrawn | Trade Secret | Trade |  |  | Residential |  |  | 2025
20263-228838-01 | Xcel Energy | 85 | 13781 | IOU | SRC049069 | 1000 | Solar |  |  | Withdrawn | Trade Secret | Trade |  |  | Community Solar Garden | Solar*Rewards Community | Trade Secret | 2016
20263-228838-01 | Xcel Energy | 85 | 13781 | IOU | SRC042505 | 1000 | Solar |  |  | Withdrawn | Trade Secret | Trade | LCR | LCR311 | Community Solar Garden | Solar*Rewards Community | Trade Secret | 2015
20263-228838-01 | Xcel Energy | 85 | 13781 | IOU | 03127792 | 700 | Solar |  |  | Interconnected | Northfield | Trade | NOF | NOF061 | Community Solar Garden | Solar*Rewards Community | Trade Secret | 2015 | 2017
20263-228838-01 | Xcel Energy | 85 | 13781 | IOU | 03123283 | 1000 | Solar |  |  | Interconnected | Zumbrota | Trade | ZUM | ZUM022 | Community Solar Garden | Solar*Rewards Community | Trade Secret | 2017 | 2020
20263-228838-01 | Xcel Energy | 85 | 13781 | IOU | SRO12774 | 999 | Solar |  |  | Withdrawn | Trade Secret | Trade |  |  |  | Solar*Rewards | Trade Secret | 2010
20263-228838-01 |  |  |  |  | 04332001 |  | Solar |  |  | Active Application | Trade Secret | Trade |  |  | Residential | Solar*Rewards |  | 2021
20263-228838-01 | Xcel Energy | 85 | 13781 | IOU | SRC038390 | 984 | Solar |  |  | Withdrawn | Trade Secret | Trade | SCL | SCL322 | Community Solar Garden | Solar*Rewards Community | Trade Secret | 2014
20263-228838-01 | Xcel Energy | 85 | 13781 | IOU | 03127013 | 1000 | Solar |  |  | Interconnected | Cottage Grove | Trade | CHE | CHE075 | Community Solar Garden | Solar*Rewards Community | Trade Secret | 2015 | 2018
20263-228838-01 | Xcel Energy | 85 | 13781 | IOU | 03127746 | 1000 | Solar |  |  | Interconnected | Sauk Rapids | Trade | MHW | MHW311 | Community Solar Garden | Solar*Rewards Community | Trade Secret | 2017 | 2020
20263-228838-01 | Xcel Energy | 85 | 13781 | IOU | 05520817 | 150 | Solar |  |  | Withdrawn | Trade Secret | Trade | RPL | RPL074 | Community Solar Garden | Solar*Rewards Community | Trade Secret | 2023
20263-228838-01 |  |  |  |  | 03949047 |  | Solar |  |  | Active Application | Trade Secret | Trade |  |  | Residential | Solar*Rewards |  | 2020
20263-228838-01 |  |  |  |  | 03955364 |  | Solar |  |  | Active Application | Trade Secret | Trade |  |  | Residential | Solar*Rewards |  | 2020
20263-228838-01 |  |  |  |  | 03954848 |  | Solar |  |  | Active Application | Trade Secret | Trade |  |  | Residential | Solar*Rewards |  | 2020
20263-228838-01 |  |  |  |  | 03658058 |  | Solar |  |  | Active Application | Trade Secret | Trade |  |  | Residential | Solar*Rewards |  | 2020
20263-228838-01 | Xcel Energy | 85 | 13781 | IOU | 03128499 | 972 | Solar |  |  | Interconnected | Norwood Young America | Trade | YAM | YAM021 | Community Solar Garden | Solar*Rewards Community | Trade Secret | 2015 | 2017
20263-228838-01 |  |  |  |  | 03658057 |  | Solar |  |  | Active Application | Trade Secret | Trade |  |  | Residential | Solar*Rewards |  | 2020
20263-228838-01 | Xcel Energy | 85 | 13781 | IOU | OID2806341 | 2500 | Other |  |  | Interconnected | Trade Secret | Trade |  |  | Commercial |  | Trade Secret | 2010 | 2010
20263-228838-01 | Xcel Energy | 85 | 13781 | IOU | 03129832 | 3.12 | Solar |  |  | Withdrawn | Trade Secret | Trade |  |  | Residential | Solar*Rewards | Trade Secret | 2018
20263-228838-01 |  |  |  |  | 04445455 |  |  |  |  | Withdrawn | Trade Secret | Trade |  |  | Residential |  |  | 2021
20263-228838-01 |  |  |  |  | 05794684 |  | Solar |  |  | Withdrawn | Trade Secret | Trade |  |  | Residential | Solar*Rewards |  | 2024
20263-228838-01 |  |  |  |  | 04982680 |  | Solar |  |  | Active Application | Trade Secret | Trade |  |  | Residential | Solar*Rewards |  | 2022
20263-228838-01 | Xcel Energy | 85 | 13781 | IOU | 05657250 | 1000 | Solar |  |  | Withdrawn | Trade Secret | Trade | CHI | CHI311 | Community Solar Garden | Solar*Rewards Community | Trade Secret | 2023
20263-228838-01 | Xcel Energy | 85 | 13781 | IOU | 05526563 | 1000 | Solar |  |  | Withdrawn | Trade Secret | Trade | MGN | MGN211 | Community Solar Garden | Solar*Rewards Community | Trade Secret | 2023
20263-228838-01 | Xcel Energy | 85 | 13781 | IOU | SRC040936 | 1000 | Solar |  |  | Withdrawn | Trade Secret | Trade | BEK | BEK311 | Community Solar Garden | Solar*Rewards Community | Trade Secret | 2015
20263-228838-01 | Xcel Energy | 85 | 13781 | IOU | 03127478 | 1000 | Solar |  |  | Interconnected | Goodhue | Trade | WEL | WEL021 | Community Solar Garden | Solar*Rewards Community | Trade Secret | 2018 | 2020
20263-228838-01 | Xcel Energy | 85 | 13781 | IOU | 03441234 | 1000 | Solar |  |  | Interconnected | Renville | Trade | RNV | RNV021 | Community Solar Garden | Solar*Rewards Community | Trade Secret | 2019 | 2023
20263-228838-01 |  |  |  |  | SRO29298 |  | Solar |  |  | Withdrawn | Trade Secret | Trade |  |  |  | Other |  | 2013
20263-228838-01 |  |  |  |  | 05761672 |  | Solar |  |  | Active Application | Trade Secret | Trade |  |  | Residential | Solar*Rewards |  | 2024
20263-228838-01 | Xcel Energy | 85 | 13781 | IOU | 03203353 | 2.4 | Solar |  |  | Active Application | Trade Secret | Trade | WIL | WIL079 | Residential | Solar*Rewards | Trade Secret | 2019
20263-228838-01 |  |  |  |  | 04832084 |  | Solar |  |  | Active Application | Trade Secret | Trade |  |  | Residential | Solar*Rewards |  | 2022
20263-228838-01 |  |  |  |  | 06329133 |  |  |  |  | Active Application | Trade Secret | Trade |  |  | Residential |  |  | 2026
20263-228838-01 |  |  |  |  | 05418136 |  |  |  |  | Active Application | Trade Secret | Trade |  |  | Residential |  |  | 2023
20263-228838-01 |  |  |  |  | 06178700 |  | Solar |  |  | Withdrawn | Trade Secret | Trade |  |  | Residential | Solar*Rewards |  | 2025
20263-228838-01 |  |  |  |  | 05568572 |  |  |  |  | Active Application | Trade Secret | Trade |  |  | Residential |  |  | 2023
20263-228838-01 |  |  |  |  | 05800355 |  | Solar |  |  | Active Application | Trade Secret | Trade |  |  | Residential | Solar*Rewards |  | 2024
20263-228838-01 |  |  |  |  | 04839680 |  |  |  |  | Active Application | Trade Secret | Trade |  |  | Residential |  |  | 2022
20263-228838-01 |  |  |  |  | 04923120 |  | Solar |  |  | Active Application | Trade Secret | Trade |  |  | Residential | Solar*Rewards |  | 2022
20263-228838-01 | Xcel Energy | 85 | 13781 | IOU | SRC039286 | 1000 | Solar |  |  | Withdrawn | Trade Secret | Trade |  |  | Community Solar Garden | Solar*Rewards Community | Trade Secret | 2015
20263-228838-01 | Xcel Energy | 85 | 13781 | IOU | SRC042615 | 950 | Solar |  |  | Withdrawn | Trade Secret | Trade |  |  | Community Solar Garden | Solar*Rewards Community | Trade Secret | 2015
20263-228838-01 | Xcel Energy | 85 | 13781 | IOU | 03128250 | 1000 | Solar |  |  | Interconnected | Plato | Trade | PLA | PLA022 | Community Solar Garden | Solar*Rewards Community | Trade Secret | 2019 | 2021
20263-228838-01 |  |  |  |  | 05625122 |  |  |  |  | Active Application | Trade Secret | Trade |  |  | Residential |  |  | 2023
20263-228838-01 | Xcel Energy | 85 | 13781 | IOU | 05793528 | 890 | Solar |  |  | Withdrawn | Trade Secret | Trade |  |  | Residential | Other | Trade Secret | 2024
20263-228838-01 |  |  |  |  | 05752118 |  | Solar |  |  | Active Application | Trade Secret | Trade |  |  | Residential | Solar*Rewards |  | 2024
20263-228838-01 | Xcel Energy | 85 | 13781 | IOU | SRC042743 | 1000 | Solar |  |  | Withdrawn | Trade Secret | Trade | PLA | PLA022 | Community Solar Garden | Solar*Rewards Community | Trade Secret | 2015
20263-228838-01 | Xcel Energy | 85 | 13781 | IOU | SRC039782 | 1000 | Solar |  |  | Withdrawn | Trade Secret | Trade |  |  | Community Solar Garden | Solar*Rewards Community | Trade Secret | 2015
20263-228838-01 | Xcel Energy | 85 | 13781 | IOU | 05550771 | 5000 | Solar |  |  | Withdrawn | Trade Secret | Trade |  |  | Commercial | Other | Trade Secret | 2023
20263-228838-01 | Xcel Energy | 85 | 13781 | IOU | SRC042252 | 1000 | Solar |  |  | Withdrawn | Trade Secret | Trade | WAV | WAV021 | Community Solar Garden | Solar*Rewards Community | Trade Secret | 2015
20263-228838-01 | Xcel Energy | 85 | 13781 | IOU | 04537258 | 1000 | Solar |  |  | Active Application | Trade Secret | Trade |  |  | Community Solar Garden | Solar*Rewards Community | Trade Secret | 2021
20263-228838-01 | Xcel Energy | 85 | 13781 | IOU | SRC041678 | 1000 | Solar |  |  | Withdrawn | Trade Secret | Trade | HEC | HEC001 | Community Solar Garden | Solar*Rewards Community | Trade Secret | 2015
20263-228838-01 | Xcel Energy | 85 | 13781 | IOU | SRC042326 | 250 | Solar |  |  | Withdrawn | Trade Secret | Trade | NOF | NOF061 | Community Solar Garden | Solar*Rewards Community | Trade Secret | 2015
20263-228838-01 | Xcel Energy | 85 | 13781 | IOU | SRC042508 | 1000 | Solar |  |  | Withdrawn | Trade Secret | Trade | LCR | LCR311 | Community Solar Garden | Solar*Rewards Community | Trade Secret | 2015
20263-228838-01 | Xcel Energy | 85 | 13781 | IOU | SRC069981 | 1000 | Solar |  |  | Withdrawn | Trade Secret | Trade |  |  | Community Solar Garden | Solar*Rewards Community | Trade Secret | 2018
20263-228838-01 | Xcel Energy | 85 | 13781 | IOU | 03121287 | 990 | Solar |  |  | Interconnected | Northfield | Trade | NOF | NOF061 | Community Solar Garden | Solar*Rewards Community | Trade Secret | 2015 | 2018
20263-228838-01 |  |  |  |  | SRO29451 |  | Solar |  |  | Withdrawn | Trade Secret | Trade |  |  |  | Other |  | 2013
20263-228838-01 | Xcel Energy | 85 | 13781 | IOU | SRC038692 | 1000 | Solar |  |  | Withdrawn | Trade Secret | Trade | SCL | SCL322 | Community Solar Garden | Solar*Rewards Community | Trade Secret | 2014
20263-228838-01 | Xcel Energy | 85 | 13781 | IOU | SRC038561 | 1000 | Solar |  |  | Withdrawn | Trade Secret | Trade | HAS | HAS021 | Community Solar Garden | Solar*Rewards Community | Trade Secret | 2014
20263-228838-01 | Xcel Energy | 85 | 13781 | IOU | SRC042314 | 1000 | Solar |  |  | Withdrawn | Trade Secret | Trade | BEL | BEL062 | Community Solar Garden | Solar*Rewards Community | Trade Secret | 2015
20263-228838-01 | Xcel Energy | 85 | 13781 | IOU | 03127008 | 1000 | Solar |  |  | Interconnected | Monticello | Trade | LAP | LAP311 | Community Solar Garden | Solar*Rewards Community | Trade Secret | 2015 | 2018
20263-228838-01 | Xcel Energy | 85 | 13781 | IOU | SRC042246 | 1000 | Solar |  |  | Withdrawn | Trade Secret | Trade | MTR | MTR021 | Community Solar Garden | Solar*Rewards Community | Trade Secret | 2015
20263-228838-01 | Xcel Energy | 85 | 13781 | IOU | SRC042490 | 1000 | Solar |  |  | Withdrawn | Trade Secret | Trade | LAF | LAF001 | Community Solar Garden | Solar*Rewards Community | Trade Secret | 2015
20263-228838-01 | Xcel Energy | 85 | 13781 | IOU | 03121448 | 1000 | Solar |  |  | Interconnected | Saint Michael | Trade | LAP | LAP311 | Community Solar Garden | Solar*Rewards Community | Trade Secret | 2015 | 2018
20263-228838-01 | Xcel Energy | 85 | 13781 | IOU | 05601980 | 1000 | Solar |  |  | Active Application | Trade Secret | Trade |  |  | Community Solar Garden | Solar*Rewards Community | Trade Secret | 2023
20263-228838-01 |  |  |  |  | 05688067 |  | Solar |  |  | Withdrawn | Trade Secret | Trade |  |  | Residential | Solar*Rewards |  | 2023
20263-228838-01 |  |  |  |  | 04060539 |  | Solar |  |  | Active Application | Trade Secret | Trade |  |  | Residential | Solar*Rewards |  | 2020
20263-228838-01 |  |  |  |  | 05452110 |  | Solar |  |  | Withdrawn | Trade Secret | Trade |  |  | Residential | Solar*Rewards |  | 2023
20263-228838-01 | Xcel Energy | 85 | 13781 | IOU | SRC052802 | 1000 | Solar |  |  | Withdrawn | Trade Secret | Trade |  |  | Community Solar Garden | Solar*Rewards Community | Trade Secret | 2017
20263-228838-01 | Xcel Energy | 85 | 13781 | IOU | 03128291 | 3500 | Solar |  |  | Interconnected | Trade Secret | Trade | LCR | LCR311 | Utility |  | Trade Secret | 2016 | 2017
20263-228838-01 | Xcel Energy | 85 | 13781 | IOU | SRC046068 | 2000 | Solar |  |  | Withdrawn | Trade Secret | Trade |  |  | Community Solar Garden | Solar*Rewards Community | Trade Secret | 2016
20263-228838-01 | Xcel Energy | 85 | 13781 | IOU | 03126075 | 250 | Solar |  |  | Interconnected | Hastings | Trade | CGR | CGR063 | Community Solar Garden | Solar*Rewards Community | Trade Secret | 2015 | 2018
20263-228838-01 |  |  |  |  | 03853098 |  |  |  |  | Active Application | Trade Secret | Trade |  |  | Residential |  |  | 2020
20263-228838-01 |  |  |  |  | 04888808 |  | Solar |  |  | Active Application | Trade Secret | Trade |  |  | Residential | Solar*Rewards |  | 2022
20263-228838-01 |  |  |  |  | 05539540 |  | Solar |  |  | Active Application | Trade Secret | Trade |  |  | Residential | Solar*Rewards |  | 2023
20263-228838-01 | Xcel Energy | 85 | 13781 | IOU | SRC042231 | 1000 | Solar |  |  | Withdrawn | Trade Secret | Trade | MGN | MGN211 | Community Solar Garden | Solar*Rewards Community | Trade Secret | 2015
20263-228838-01 | Xcel Energy | 85 | 13781 | IOU | 03130077 | 8.12 | Solar |  |  | Withdrawn | Trade Secret | Trade | DND | DND062 | Residential | Solar*Rewards | Trade Secret | 2018
20263-228838-01 |  |  |  |  | 05812095 |  |  |  |  | Active Application | Trade Secret | Trade |  |  | Residential |  |  | 2024
20263-228838-01 |  |  |  |  | 05941400 |  |  |  |  | Active Application | Trade Secret | Trade |  |  | Residential |  |  | 2024
20263-228838-01 |  |  |  |  | 06264509 |  |  |  |  | Active Application | Trade Secret | Trade |  |  | Residential |  |  | 2025
20263-228838-01 | Xcel Energy | 85 | 13781 | IOU | SRC042299 | 1000 | Solar |  |  | Withdrawn | Trade Secret | Trade | JOR | JOR021 | Community Solar Garden | Solar*Rewards Community | Trade Secret | 2015
20263-228838-01 |  |  |  |  | 05720859 |  | Solar |  |  | Withdrawn | Trade Secret | Trade |  |  | Residential | Solar*Rewards |  | 2024
20263-228838-01 |  |  |  |  | 05783212 |  | Solar |  |  | Withdrawn | Trade Secret | Trade |  |  | Residential | Solar*Rewards |  | 2024
20263-228838-01 | Xcel Energy | 85 | 13781 | IOU | SRC038424 | 984 | Solar |  |  | Withdrawn | Trade Secret | Trade | RMT | RMT312 | Community Solar Garden | Solar*Rewards Community | Trade Secret | 2014
20263-228838-01 | Xcel Energy | 85 | 13781 | IOU | SRC040915 | 1000 | Solar |  |  | Withdrawn | Trade Secret | Trade |  |  | Community Solar Garden | Solar*Rewards Community | Trade Secret | 2015
20263-228838-01 | Xcel Energy | 85 | 13781 | IOU | 03126076 | 250 | Solar |  |  | Interconnected | Hastings | Trade | CGR | CGR063 | Community Solar Garden | Solar*Rewards Community | Trade Secret | 2015 | 2018
20263-228838-01 |  |  |  |  | OID2806545 |  | Other |  |  | Withdrawn | Trade Secret | Trade | [5 empty] | 2012
20263-228838-01 | Xcel Energy | 85 | 13781 | IOU | 03126008 | 997 | Solar |  |  | Interconnected | Jordan | Trade | JOR | JOR022 | Community Solar Garden | Solar*Rewards Community | Trade Secret | 2015 | 2017
20263-228838-01 | Xcel Energy | 85 | 13781 | IOU | 03127072 | 1000 | Solar |  |  | Interconnected | Waseca | Trade | WAS | WAS092 | Community Solar Garden | Solar*Rewards Community | Trade Secret | 2016 | 2018
20263-228838-01 |  |  |  |  | 04469034 |  | Solar |  |  | Active Application | Trade Secret | Trade |  |  | Residential | Solar*Rewards |  | 2021
20263-228838-01 |  |  |  |  | 06245339 |  |  |  |  | Withdrawn | Trade Secret | Trade |  |  | Residential |  |  | 2025
20263-228838-01 |  |  |  |  | 06088426 |  |  |  |  | Withdrawn | Trade Secret | Trade |  |  | Residential |  |  | 2025
20263-228838-01 |  |  |  |  | 04502163 |  | Solar |  |  | Active Application | Trade Secret | Trade |  |  | Residential | Solar*Rewards |  | 2021
20263-228838-01 | Xcel Energy | 85 | 13781 | IOU | SRC039781 | 1000 | Solar |  |  | Withdrawn | Trade Secret | Trade |  |  | Community Solar Garden | Solar*Rewards Community | Trade Secret | 2015
20263-228838-01 | Xcel Energy | 85 | 13781 | IOU | 03127970 | 1000 | Solar |  |  | Interconnected | Waverly | Trade | WAV | WAV021 | Community Solar Garden | Solar*Rewards Community | Trade Secret | 2014 | 2017
20263-228838-01 | Xcel Energy | 85 | 13781 | IOU | 05485000 | 1000 | Solar |  |  | Withdrawn | Trade Secret | Trade | PAT | PAT312 | Community Solar Garden | Solar*Rewards Community | Trade Secret | 2023
20263-228838-01 | Xcel Energy | 85 | 13781 | IOU | 05404019 | 1000 | Solar |  |  | Withdrawn | Trade Secret | Trade | WKN | WKN001 | Community Solar Garden | Solar*Rewards Community | Trade Secret | 2023
20263-228838-01 | Xcel Energy | 85 | 13781 | IOU | 04897014 | 1000 | Solar |  |  | Withdrawn | Trade Secret | Trade | NOF | NOF072 | Community Solar Garden | Solar*Rewards Community | Trade Secret | 2022
20263-228838-01 |  |  |  |  | 05292033 |  | Solar |  |  | Active Application | Trade Secret | Trade |  |  | Residential | Solar*Rewards |  | 2022
20263-228838-01 |  |  |  |  | 03157302 |  | Solar |  |  | Withdrawn | Trade Secret | Trade |  |  | Residential | Solar*Rewards |  | 2019
20263-228838-01 | Xcel Energy | 85 | 13781 | IOU | 03235081 | 5.04 | Solar |  |  | Active Application | Trade Secret | Trade |  |  | Residential | Solar*Rewards | Trade Secret | 2019
20263-228838-01 | Xcel Energy | 85 | 13781 | IOU | SRC040766 | 950 | Solar |  |  | Withdrawn | Trade Secret | Trade |  |  | Community Solar Garden | Solar*Rewards Community | Trade Secret | 2015
20263-228838-01 | Xcel Energy | 85 | 13781 | IOU | SRC039314 | 1000 | Solar |  |  | Withdrawn | Trade Secret | Trade |  |  | Community Solar Garden | Solar*Rewards Community | Trade Secret | 2015
20263-228838-01 | Xcel Energy | 85 | 13781 | IOU | SRC042378 | 1000 | Solar |  |  | Withdrawn | Trade Secret | Trade | NOF | NOF061 | Community Solar Garden | Solar*Rewards Community | Trade Secret | 2015
20263-228838-01 | Xcel Energy | 85 | 13781 | IOU | 03126990 | 1000 | Solar |  |  | Interconnected | Monticello | Trade | LAP | LAP311 | Community Solar Garden | Solar*Rewards Community | Trade Secret | 2015 | 2018
20263-228838-01 |  |  |  |  | 06104310 |  | Solar |  |  | Active Application | Trade Secret | Trade |  |  | Residential | Solar*Rewards |  | 2025
20263-228838-01 | Xcel Energy | 85 | 13781 | IOU | SRC039468 | 1000 | Solar |  |  | Withdrawn | Trade Secret | Trade | SWN | SWN022 | Community Solar Garden | Solar*Rewards Community | Trade Secret | 2015
20263-228838-01 | Xcel Energy | 85 | 13781 | IOU | SRC040990 | 950 | Solar |  |  | Withdrawn | Trade Secret | Trade |  |  | Community Solar Garden | Solar*Rewards Community | Trade Secret | 2015
20263-228838-01 | Xcel Energy | 85 | 13781 | IOU | SRC042588 | 1000 | Solar |  |  | Withdrawn | Trade Secret | Trade | NOF | NOF061 | Community Solar Garden | Solar*Rewards Community | Trade Secret | 2015
20263-228838-01 | Xcel Energy | 85 | 13781 | IOU | 05937677 | 5000 | Solar |  |  | Withdrawn | Trade Secret | Trade |  |  | Commercial | Other | Trade Secret | 2024
20263-228838-01 | Xcel Energy | 85 | 13781 | IOU | SRC052783 | 1000 | Solar |  |  | Withdrawn | Trade Secret | Trade | CHE | CHE063 | Community Solar Garden | Solar*Rewards Community | Trade Secret | 2017
20263-228838-01 | Xcel Energy | 85 | 13781 | IOU | 03126883 | 1000 | Solar |  |  | Interconnected | Eagle Lake | Trade | EGL | EGL021 | Community Solar Garden | Solar*Rewards Community | Trade Secret | 2015 | 2017
20263-228838-01 |  |  |  |  | OID2806514 |  | Other |  |  | Withdrawn | Trade Secret | Trade | [5 empty] | 2004
20263-228838-01 | Xcel Energy | 85 | 13781 | IOU | SRC040738 | 1000 | Solar |  |  | Withdrawn | Trade Secret | Trade | LAP | LAP311 | Community Solar Garden | Solar*Rewards Community | Trade Secret | 2015
20263-228838-01 | Xcel Energy | 85 | 13781 | IOU | SRC042260 | 1000 | Solar |  |  | Withdrawn | Trade Secret | Trade | MTR | MTR021 | Community Solar Garden | Solar*Rewards Community | Trade Secret | 2015
20263-228838-01 | Xcel Energy | 85 | 13781 | IOU | SRC040854 | 950 | Solar |  |  | Withdrawn | Trade Secret | Trade |  |  | Community Solar Garden | Solar*Rewards Community | Trade Secret | 2015
20263-228838-01 | Xcel Energy | 85 | 13781 | IOU | SRC039311 | 1000 | Solar |  |  | Withdrawn | Trade Secret | Trade |  |  | Community Solar Garden | Solar*Rewards Community | Trade Secret | 2015
20263-228838-01 | Xcel Energy | 85 | 13781 | IOU | 03127681 | 1000 | Solar |  |  | Interconnected | North Branch | Trade | CHI | CHI311 | Community Solar Garden | Solar*Rewards Community | Trade Secret | 2014 | 2016
20263-228838-01 | Xcel Energy | 85 | 13781 | IOU | 04040613 | 1000 | Solar |  |  | Withdrawn | Trade Secret | Trade | ZUM | ZUM022 | Community Solar Garden | Solar*Rewards Community | Trade Secret | 2020
20263-228838-01 | Xcel Energy | 85 | 13781 | IOU | 03581126 | 1000 | Solar |  |  | Withdrawn | Trade Secret | Trade | FAB | FAB063 | Community Solar Garden | Solar*Rewards Community | Trade Secret | 2020
20263-228838-01 | Xcel Energy | 85 | 13781 | IOU | 05440283 | 999 | Solar |  |  | Withdrawn | Trade Secret | Trade | WWK | WWK321 | Community Solar Garden | Solar*Rewards Community | Trade Secret | 2023
20263-228838-01 | Xcel Energy | 85 | 13781 | IOU | SRC071174 | 1000 | Solar |  |  | Withdrawn | Trade Secret | Trade | GLD | GLD021 | Community Solar Garden | Solar*Rewards Community | Trade Secret | 2019
20263-228838-01 |  |  |  |  | 04484312 |  |  |  |  | Withdrawn | Trade Secret | Trade |  |  | Residential |  |  | 2021
20263-228838-01 | Xcel Energy | 85 | 13781 | IOU | 03127273 | 1000 | Solar |  |  | Interconnected | Cottage Grove | Trade | CGR | CGR063 | Community Solar Garden | Solar*Rewards Community | Trade Secret | 2015 | 2018
20263-228838-01 | Xcel Energy | 85 | 13781 | IOU | SRC052287 | 1000 | Solar |  |  | Withdrawn | Trade Secret | Trade |  |  | Community Solar Garden | Solar*Rewards Community | Trade Secret | 2016
20263-228838-01 | Xcel Energy | 85 | 13781 | IOU | SRC041275 | 1000 | Solar |  |  | Withdrawn | Trade Secret | Trade | MTR | MTR021 | Community Solar Garden | Solar*Rewards Community | Trade Secret | 2015
20263-228838-01 |  |  |  |  | SRO29520 |  | Solar |  |  | Withdrawn | Trade Secret | Trade |  |  |  | Other |  | 2013
20263-228838-01 | Xcel Energy | 85 | 13781 | IOU | SRC039395 | 1000 | Solar |  |  | Withdrawn | Trade Secret | Trade | BLL | BLL071 | Community Solar Garden | Solar*Rewards Community | Trade Secret | 2015
20263-228838-01 | Xcel Energy | 85 | 13781 | IOU | SRC041081 | 1000 | Solar |  |  | Withdrawn | Trade Secret | Trade | FAB | FAB063 | Community Solar Garden | Solar*Rewards Community | Trade Secret | 2015
20263-228838-01 |  |  |  |  | 06278848 |  |  |  |  | Withdrawn | Trade Secret | Trade |  |  | Residential |  |  | 2025
20263-228838-01 | Xcel Energy | 85 | 13781 | IOU | 03129604 | 1.72 | Solar |  |  | Withdrawn | Trade Secret | Trade | UPP | UPP062 | Residential | Solar*Rewards | Trade Secret | 2018
20263-228838-01 | Xcel Energy | 85 | 13781 | IOU | SRC042589 | 1000 | Solar |  |  | Withdrawn | Trade Secret | Trade | NOF | NOF061 | Community Solar Garden | Solar*Rewards Community | Trade Secret | 2015
20263-228838-01 | Xcel Energy | 85 | 13781 | IOU | 03129603 | 33.3 | Solar |  |  | Withdrawn | Trade Secret | Trade | MPK | MPK064 | Residential | Other | Trade Secret | 2018
20263-228838-01 | Xcel Energy | 85 | 13781 | IOU | 04806724 | 10.73 | Solar |  |  | Withdrawn | Trade Secret | Trade | OPK | OPK077 | Residential | Solar*Rewards | Trade Secret | 2022
20263-228838-01 | Xcel Energy | 85 | 13781 | IOU | OID3991522 | 3.8 | Solar |  |  | Withdrawn | Trade Secret | Trade | MPK | MPK074 | Residential | Solar*Rewards | Trade Secret | 2019
20263-228838-01 | Xcel Energy | 85 | 13781 | IOU | 04793779 | 7.2 | Solar |  |  | Interconnected | Trade Secret | Trade | ECK | ECK322 | Residential | Solar*Rewards | Trade Secret | 2022 | 2022
20263-228838-01 | Xcel Energy | 85 | 13781 | IOU | 06200826 | 8.35 | Solar |  |  | Interconnected | Trade Secret | Trade | GSL | GSL341 | Residential | Solar*Rewards | Trade Secret | 2025 | 2025
20263-228838-01 | Xcel Energy | 85 | 13781 | IOU | 03131742 | 2.962 | Solar |  |  | Interconnected | Trade Secret | Trade | MEL | MEL061 | Residential | Solar*Rewards | Trade Secret | 2017 | 2017
20263-228838-01 | Xcel Energy | 85 | 13781 | IOU | 03129972 | 9.01 | Solar |  |  | Interconnected | Trade Secret | Trade | AFT | AFT314 | Residential | Solar*Rewards | Trade Secret | 2018 | 2019
20263-228838-01 | Xcel Energy | 85 | 13781 | IOU | 03930103 | 5 | Solar |  |  | Interconnected | Trade Secret | Trade | WCS | WCS071 | Residential | Solar*Rewards | Trade Secret | 2020 | 2020
20263-228838-01 | Xcel Energy | 85 | 13781 | IOU | 03872969 | 6 | Solar |  |  | Active Application | Trade Secret | Trade | WCS | WCS071 | Residential | Solar*Rewards | Trade Secret | 2020
20263-228838-01 | Xcel Energy | 85 | 13781 | IOU | 04943604 | 5.4 | Solar |  |  | Interconnected | Trade Secret | Trade | LEX | LEX331 | Residential | Solar*Rewards | Trade Secret | 2022 | 2022
20263-228838-01 | Xcel Energy | 85 | 13781 | IOU | 05486690 | 5.76 | Solar |  |  | Interconnected | Trade Secret | Trade | WCR | WCR321 | Residential | Solar*Rewards | Trade Secret | 2023 | 2023
20263-228838-01 | Xcel Energy | 85 | 13781 | IOU | 04110358 | 7.616 | Solar |  |  | Interconnected | Trade Secret | Trade | RPO | RPO311 | Residential | Solar*Rewards | Trade Secret | 2021 | 2021
20263-228838-01 | Xcel Energy | 85 | 13781 | IOU | 05727687 | 5.516 | Solar |  |  | Active Application | Trade Secret | Trade | CGR | CGR063 | Residential |  | Trade Secret | 2024
20263-228838-01 | Xcel Energy | 85 | 13781 | IOU | 03913281 | 6 | Solar |  |  | Active Application | Trade Secret | Trade | PAT | PAT312 | Commercial | Solar*Rewards | Trade Secret | 2020
20263-228838-01 | Xcel Energy | 85 | 13781 | IOU | 05951938 | 6.453 | Solar |  |  | Interconnected | Trade Secret | Trade | RPO | RPO311 | Residential |  | Trade Secret | 2024 | 2024
20263-228838-01 | Xcel Energy | 85 | 13781 | IOU | 05538755 | 5.8 | Solar |  |  | Interconnected | Trade Secret | Trade | HSN | HSN312 | Residential |  | Trade Secret | 2023 | 2023
20263-228838-01 | Xcel Energy | 85 | 13781 | IOU | 06258318 | 5.763 | Solar |  |  | Active Application | Trade Secret | Trade | HOL | HOL071 | Residential |  | Trade Secret | 2025
20263-228838-01 | Xcel Energy | 85 | 13781 | IOU | 05402576 | 5.8 | Solar |  |  | Interconnected | Trade Secret | Trade | TWL | TWL066 | Residential |  | Trade Secret | 2023 | 2023
20263-228838-01 | Xcel Energy | 85 | 13781 | IOU | 04992142 | 150 | Solar |  |  | Interconnected | Trade Secret | Trade | OSS | OSS073 | Commercial |  | Trade Secret | 2022 | 2024
20263-228838-01 | Xcel Energy | 85 | 13781 | IOU | 04793684 | 13.616 | Solar |  | X | Interconnected | Trade Secret | Trade | EDA | EDA074 | Residential | Solar*Rewards | Trade Secret | 2022 | 2022
20263-228838-01 | Xcel Energy | 85 | 13781 | IOU | 06101101 | 5.578 | Solar |  |  | Interconnected | Trade Secret | Trade | MPK | MPK065 | Commercial |  | Trade Secret | 2025 | 2025
20263-228838-01 | Xcel Energy | 85 | 13781 | IOU | 05964110 | 11.387 | Solar |  |  | Interconnected | Trade Secret | Trade | ECK | ECK322 | Residential | Solar*Rewards | Trade Secret | 2024 | 2025
20263-228838-01 | Xcel Energy | 85 | 13781 | IOU | 04394453 | 8.41 | Solar |  |  | Interconnected | Trade Secret | Trade | LOK | LOK093 | Residential | Solar*Rewards | Trade Secret | 2021 | 2021
20263-228838-01 | Xcel Energy | 85 | 13781 | IOU | 04221641 | 10.15 | Solar |  |  | Interconnected | Trade Secret | Trade | MEL | MEL087 | Residential | Solar*Rewards | Trade Secret | 2021 | 2021
20263-228838-01 | Xcel Energy | 85 | 13781 | IOU | 04385220 | 5.51 | Solar |  |  | Interconnected | Trade Secret | Trade | RMT | RMT321 | Residential | Solar*Rewards | Trade Secret | 2021 | 2021
20263-228838-01 | Xcel Energy | 85 | 13781 | IOU | 03511404 | 8.7 | Solar |  |  | Interconnected | Trade Secret | Trade | EDA | EDA067 | Residential | Solar*Rewards | Trade Secret | 2019 | 2020
20263-228838-01 | Xcel Energy | 85 | 13781 | IOU | 05452128 | 3.48 | Solar |  |  | Withdrawn | Trade Secret | Trade | DPN | DPN063 | Residential | Solar*Rewards | Trade Secret | 2023
20263-228838-01 | Xcel Energy | 85 | 13781 | IOU | 05483639 | 3.48 | Solar |  |  | Interconnected | Trade Secret | Trade | DPN | DPN063 | Residential |  | Trade Secret | 2023 | 2023
20263-228838-01 | Xcel Energy | 85 | 13781 | IOU | 05989004 | 204.8 | Solar |  |  | Interconnected | Trade Secret | Trade | SLP | SLP073 | Commercial |  | Trade Secret | 2025 | 2025
20263-228838-01 | Xcel Energy | 85 | 13781 | IOU | 05588535 | 11.025 | Solar |  |  | Interconnected | Trade Secret | Trade | RAM | RAM073 | Residential | Solar*Rewards | Trade Secret | 2023 | 2023
20263-228838-01 |  |  |  |  | 04422016 |  | Solar |  |  | Active Application | Trade Secret | Trade | AFT | AFT314 | Residential | Solar*Rewards |  | 2021
20263-228838-01 | Xcel Energy | 85 | 13781 | IOU | 04481024 | 7.83 | Solar |  |  | Interconnected | Trade Secret | Trade | AFT | AFT314 | Residential |  | Trade Secret | 2021 | 2021
20263-228838-01 | Xcel Energy | 85 | 13781 | IOU | 04019493 | 100 | Solar |  |  | Interconnected | Trade Secret | Trade | SDX | SDX312 | Commercial |  | Trade Secret | 2020 | 2021
20263-228838-01 | Xcel Energy | 85 | 13781 | IOU | 04110625 | 8.8 | Solar |  |  | Active Application | Trade Secret | Trade | RPO | RPO311 | Residential | Solar*Rewards | Trade Secret | 2020
20263-228838-01 | Xcel Energy | 85 | 13781 | IOU | 05794192 | 4.55 | Solar |  |  | Active Application | Trade Secret | Trade | IDA | IDA062 | Residential | Solar*Rewards | Trade Secret | 2024
20263-228838-01 | Xcel Energy | 85 | 13781 | IOU | 05869348 | 13.611 | Solar |  |  | Interconnected | Trade Secret | Trade | ECK | ECK322 | Residential |  | Trade Secret | 2024 | 2024
20263-228838-01 | Xcel Energy | 85 | 13781 | IOU | 03143226 | 1000 | Solar |  |  | Interconnected | Lafeyette | Trade | LAF | LAF001 | Community Solar Garden | Solar*Rewards Community | Trade Secret | 2019 | 2022
20263-228838-01 | Xcel Energy | 85 | 13781 | IOU | 05637860 | 2.835 | Solar |  |  | Interconnected | Trade Secret | Trade | CGR | CGR072 | Residential |  | Trade Secret | 2023 | 2024
20263-228838-01 | Xcel Energy | 85 | 13781 | IOU | 04846923 | 8.12 | Solar |  |  | Interconnected | Trade Secret | Trade | WDY | WDY312 | Residential |  | Trade Secret | 2022 | 2024
20263-228838-01 | Xcel Energy | 85 | 13781 | IOU | 05391042 | 8.96 | Solar |  |  | Interconnected | Trade Secret | Trade | RPO | RPO311 | Residential | Solar*Rewards | Trade Secret | 2023 | 2023
20263-228838-01 | Xcel Energy | 85 | 13781 | IOU | 05378235 | 4.35 | Solar |  |  | Interconnected | Trade Secret | Trade | WIL | WIL073 | Residential |  | Trade Secret | 2023 | 2023
20263-228838-01 | Xcel Energy | 85 | 13781 | IOU | 05138097 | 5.22 | Solar |  |  | Interconnected | Trade Secret | Trade | VMR | VMR062 | Residential |  | Trade Secret | 2022 | 2023
20263-228838-01 | Xcel Energy | 85 | 13781 | IOU | 05439935 | 100 | Solar |  |  | Active Application | Trade Secret | Trade | BCR | BCR063 | Commercial |  | Trade Secret | 2023
20263-228838-01 | Xcel Energy | 85 | 13781 | IOU | 05371944 | 99.9 | Solar |  |  | Interconnected | Trade Secret | Trade | BCR | BCR063 | Commercial |  | Trade Secret | 2023 | 2024
20263-228838-01 |  |  |  |  | 05459426 |  |  |  |  | Active Application | Trade Secret | Trade | BCR | BCR063 | Commercial |  |  | 2023
20263-228838-01 | Xcel Energy | 85 | 13781 | IOU | 05569430 | 5.985 | Solar |  |  | Interconnected | Trade Secret | Trade | RMT | RMT321 | Residential |  | Trade Secret | 2023 | 2023
20263-228838-01 | Xcel Energy | 85 | 13781 | IOU | 06083125 | 4.555 | Solar |  |  | Interconnected | Trade Secret | Trade | CGR | CGR072 | Residential |  | Trade Secret | 2025 | 2025
20263-228838-01 | Xcel Energy | 85 | 13781 | IOU | 04998745 | 8.7 | Solar |  |  | Interconnected | Trade Secret | Trade | HSN | HSN321 | Residential | Solar*Rewards | Trade Secret | 2022 | 2022
20263-228838-01 | Xcel Energy | 85 | 13781 | IOU | 05933541 | 7.6 | Solar |  |  | Interconnected | Trade Secret | Trade | HSN | HSN322 | Residential | Solar*Rewards | Trade Secret | 2024 | 2024
20263-228838-01 | Xcel Energy | 85 | 13781 | IOU | 05535907 | 83.3 | Solar |  |  | Active Application | Trade Secret | Trade | RIV | RIV066 | Commercial |  | Trade Secret | 2023
20263-228838-01 | Xcel Energy | 85 | 13781 | IOU | 06212811 | 7.6 | Solar |  |  | Withdrawn | Trade Secret | Trade | LAP | LAP311 | Residential | Solar*Rewards | Trade Secret | 2025
20263-228838-01 | Xcel Energy | 85 | 13781 | IOU | 06199346 | 7.6 | Solar |  |  | Withdrawn | Trade Secret | Trade | LAP | LAP311 | Residential | Solar*Rewards | Trade Secret | 2025
20263-228838-01 | Xcel Energy | 85 | 13781 | IOU | 06212830 | 7.6 | Solar |  |  | Active Application | Trade Secret | Trade | LAP | LAP311 | Residential |  | Trade Secret | 2025
20263-228838-01 | Xcel Energy | 85 | 13781 | IOU | 04806983 | 6.96 | Solar |  |  | Interconnected | Trade Secret | Trade | RPO | RPO312 | Residential | Solar*Rewards | Trade Secret | 2022 | 2022
20263-228838-01 | Xcel Energy | 85 | 13781 | IOU | 05688352 | 5.04 | Solar |  |  | Withdrawn | Trade Secret | Trade | CHE | CHE065 | Residential |  | Trade Secret | 2024
20263-228838-01 | Xcel Energy | 85 | 13781 | IOU | 05761823 | 5.04 | Solar |  |  | Withdrawn | Trade Secret | Trade | CHE | CHE065 | Residential |  | Trade Secret | 2024
20263-228838-01 |  |  |  |  | 05705135 |  |  |  |  | Withdrawn | Trade Secret | Trade | CHE | CHE065 | Residential |  |  | 2024
20263-228838-01 | Xcel Energy | 85 | 13781 | IOU | 05805117 | 5.04 | Solar |  |  | Interconnected | Trade Secret | Trade | CHE | CHE065 | Residential |  | Trade Secret | 2024 | 2024
20263-228838-01 | Xcel Energy | 85 | 13781 | IOU | 06155670 | 6.832 | Solar |  |  | Interconnected | Trade Secret | Trade | CHE | CHE065 | Residential |  | Trade Secret | 2025 | 2025
20263-228838-01 | Xcel Energy | 85 | 13781 | IOU | 05515803 | 9.423 | Solar |  |  | Interconnected | Trade Secret | Trade | RPO | RPO311 | Residential |  | Trade Secret | 2023 | 2023
20263-228838-01 | Xcel Energy | 85 | 13781 | IOU | 04162042 | 312.5 | Solar |  |  | Interconnected | Minneapolis | Trade | ALD | ALD097 | LMI | Solar*Rewards Community | Trade Secret | 2022 | 2024
20263-228838-01 | Xcel Energy | 85 | 13781 | IOU | 05445520 | 20.08 | Solar |  | X | Interconnected | Trade Secret | Trade | RVA | RVA061 | Residential |  | Trade Secret | 2023 | 2023
20263-228838-01 | Xcel Energy | 85 | 13781 | IOU | 05148713 | 6.96 | Solar |  |  | Interconnected | Trade Secret | Trade | SLP | SLP097 | Residential |  | Trade Secret | 2022 | 2023
20263-228838-01 | Xcel Energy | 85 | 13781 | IOU | 04793783 | 15.36 | Solar |  | X | Interconnected | Trade Secret | Trade | MND | MND072 | Residential | Solar*Rewards | Trade Secret | 2022 | 2023
20263-228838-01 | Xcel Energy | 85 | 13781 | IOU | 04287939 | 999 | Solar |  |  | Interconnected | Montevideo | Trade | FIC | FIC031 | Community Solar Garden | Solar*Rewards Community | Trade Secret | 2021 | 2023
20263-228838-01 | Xcel Energy | 85 | 13781 | IOU | 06086571 | 14.309 | Solar |  |  | Interconnected | Trade Secret | Trade | AFT | AFT315 | Residential | Solar*Rewards | Trade Secret | 2025 | 2025
20263-228838-01 | Xcel Energy | 85 | 13781 | IOU | 05970029 | 6.046 | Solar |  |  | Interconnected | Trade Secret | Trade | TWL | TWL079 | Residential |  | Trade Secret | 2024 | 2025
20263-228838-01 | Xcel Energy | 85 | 13781 | IOU | 06103364 | 6.046 |  |  |  | Active Application | Trade Secret | Trade | TWL | TWL079 | Residential |  | Trade Secret | 2025
20263-228838-01 | Xcel Energy | 85 | 13781 | IOU | 05363842 | 17.61 | Solar |  |  | Interconnected | Trade Secret | Trade | ALD | ALD076 | Commercial | Solar*Rewards | Trade Secret | 2023 | 2024
20263-228838-01 | Xcel Energy | 85 | 13781 | IOU | 05363500 | 17.61 | Solar |  |  | Interconnected | Trade Secret | Trade | HWW | HWW061 | Commercial | Solar*Rewards | Trade Secret | 2023 | 2024
20263-228838-01 | Xcel Energy | 85 | 13781 | IOU | 03616334 | 975 | Solar |  |  | Interconnected | Plato | Trade | PLA | PLA023 | LMI | Solar*Rewards Community | Trade Secret | 2021 | 2025
20263-228838-01 | Xcel Energy | 85 | 13781 | IOU | 04004413 | 1000 | Solar |  |  | Interconnected | Saint Cloud | Trade | SAK | SAK312 | Community Solar Garden | Solar*Rewards Community | Trade Secret | 2022 | 2024
20263-228838-01 | Xcel Energy | 85 | 13781 | IOU | 06337403 | 2.56 | Solar |  |  | Active Application | Trade Secret | Trade | CGR | CGR071 | Residential | Solar*Rewards | Trade Secret | 2026
20263-228838-01 | Xcel Energy | 85 | 13781 | IOU | 05762087 | 3.774 | Solar |  |  | Interconnected | Trade Secret | Trade | CGR | CGR071 | Residential |  | Trade Secret | 2024 | 2024
20263-228838-01 | Xcel Energy | 85 | 13781 | IOU | 05572794 | 7.25 | Solar |  |  | Interconnected | Trade Secret | Trade | ALD | ALD076 | Residential | Solar*Rewards | Trade Secret | 2023 | 2023
20263-228838-01 | Xcel Energy | 85 | 13781 | IOU | 05712563 | 6.677 | Solar |  |  | Interconnected | Trade Secret | Trade | HWW | HWW061 | Residential | Solar*Rewards | Trade Secret | 2024 | 2024
20263-228838-01 | Xcel Energy | 85 | 13781 | IOU | 05940491 | 3.25 | Solar |  |  | Interconnected | Trade Secret | Trade | CGR | CGR061 | Residential |  | Trade Secret | 2024 | 2024
20263-228838-01 | Xcel Energy | 85 | 13781 | IOU | 05716079 | 12.092 | Solar |  |  | Interconnected | Trade Secret | Trade | MND | MND062 | Residential | Solar*Rewards | Trade Secret | 2024 | 2024
20263-228838-01 | Xcel Energy | 85 | 13781 | IOU | 03131616 | 5 | Solar |  |  | Interconnected | Trade Secret | Trade | DBL | DBL073 | Residential | Made in Minnesota | Trade Secret | 2017 | 2017
20263-228838-01 | Xcel Energy | 85 | 13781 | IOU | 05291986 | 17.61 | Solar |  |  | Interconnected | Trade Secret | Trade | RPO | RPO312 | Residential | Solar*Rewards | Trade Secret | 2022 | 2023
20263-228838-01 | Xcel Energy | 85 | 13781 | IOU | 06116441 | 11.152 | Solar |  |  | Interconnected | Trade Secret | Trade | AFT | AFT321 | Residential | Solar*Rewards | Trade Secret | 2025 | 2025
20263-228838-01 | Xcel Energy | 85 | 13781 | IOU | 05711774 | 12.956 | Solar |  |  | Interconnected | Trade Secret | Trade | GLK | GLK063 | Residential | Solar*Rewards | Trade Secret | 2024 | 2024
20263-228838-01 | Xcel Energy | 85 | 13781 | IOU | OID3125849 | 3.747 | Solar |  |  | Withdrawn | Trade Secret | Trade | SOU | SOU064 | Residential |  | Trade Secret | 2017
20263-228838-01 | Xcel Energy | 85 | 13781 | IOU | OID3143979 | 3.747 | Solar |  |  | Withdrawn | Trade Secret | Trade | SOU | SOU064 | Residential |  | Trade Secret | 2017
20263-228838-01 | Xcel Energy | 85 | 13781 | IOU | 03130381 | 3.747 | Solar |  |  | Interconnected | Trade Secret | Trade | SOU | SOU064 | Residential |  | Trade Secret | 2017 | 2018
20263-228838-01 | Xcel Energy | 85 | 13781 | IOU | 06227144 | 9.772 | Solar |  |  | Interconnected | Trade Secret | Trade | BYT | BYT061 | Residential |  | Trade Secret | 2025 | 2025
20263-228838-01 | Xcel Energy | 85 | 13781 | IOU | OID2315585 | 10.01 | Solar |  |  | Withdrawn | Trade Secret | Trade | AIR | AIR077 | Residential | Made in Minnesota | Trade Secret | 2015
20263-228838-01 | Xcel Energy | 85 | 13781 | IOU | 03133324 | 4 | Solar |  |  | Interconnected | Trade Secret | Trade | SDX | SDX311 | Residential | Solar*Rewards | Trade Secret | 2011 | 2011
20263-228838-01 | Xcel Energy | 85 | 13781 | IOU | 05202854 | 4.64 | Solar |  |  | Interconnected | Trade Secret | Trade | MPK | MPK082 | Residential |  | Trade Secret | 2022 | 2023
20263-228838-01 | Xcel Energy | 85 | 13781 | IOU | 05349505 | 39.705 | Solar |  |  | Interconnected | Trade Secret | Trade | AFT | AFT314 | Residential |  | Trade Secret | 2022 | 2024
20263-228838-01 | Xcel Energy | 85 | 13781 | IOU | 05849741 | 7.591 | Solar |  |  | Interconnected | Trade Secret | Trade | RAM | RAM064 | Residential | Solar*Rewards | Trade Secret | 2024 | 2024
20263-228838-01 | Xcel Energy | 85 | 13781 | IOU | 04847434 | 9.316 | Solar |  |  | Interconnected | Trade Secret | Trade | WES | WES071 | Residential | Solar*Rewards | Trade Secret | 2022 | 2022
20263-228838-01 |  |  |  |  | 04862138 |  | Solar |  |  | Active Application | Trade Secret | Trade | APA | APA075 | Residential | Solar*Rewards |  | 2022
20263-228838-01 | Xcel Energy | 85 | 13781 | IOU | 04382491 | 300 | Solar |  |  | Active Application | Trade Secret | Trade | CEL | CEL064 | Commercial |  | Trade Secret | 2021
20263-228838-01 | Xcel Energy | 85 | 13781 | IOU | 04181613 | 3.747 | Solar |  |  | Interconnected | Trade Secret | Trade | STY | STY072 | Residential | Solar*Rewards | Trade Secret | 2021 | 2022
20263-228838-01 | Xcel Energy | 85 | 13781 | IOU | 04621222 | 14.5 | Solar |  |  | Interconnected | Trade Secret | Trade | DPN | DPN071 | Residential |  | Trade Secret | 2021 | 2022
20263-228838-01 | Xcel Energy | 85 | 13781 | IOU | 05811192 | 4.875 | Solar |  |  | Interconnected | Trade Secret | Trade | LOK | LOK062 | Residential | Solar*Rewards | Trade Secret | 2024 | 2024
20263-228838-01 | Xcel Energy | 85 | 13781 | IOU | 06231591 | 2.792 | Solar |  |  | Interconnected | Trade Secret | Trade | VKG | VKG061 | Residential |  | Trade Secret | 2025 | 2026
20263-228838-01 | Xcel Energy | 85 | 13781 | IOU | 06198792 | 4.537 | Solar |  |  | Withdrawn | Trade Secret | Trade | VKG | VKG061 | Residential | Solar*Rewards | Trade Secret | 2025
20263-228838-01 | Xcel Energy | 85 | 13781 | IOU | 06192314 | 4.537 | Solar |  |  | Withdrawn | Trade Secret | Trade | VKG | VKG061 | Residential | Solar*Rewards | Trade Secret | 2025
20263-228838-01 | Xcel Energy | 85 | 13781 | IOU | 06219121 | 4.537 | Solar |  |  | Withdrawn | Trade Secret | Trade | VKG | VKG061 | Residential |  | Trade Secret | 2025
20263-228838-01 | Xcel Energy | 85 | 13781 | IOU | 03295493 | 7.83 | Solar |  |  | Interconnected | Trade Secret | Trade | MPK | MPK087 | Residential | Solar*Rewards | Trade Secret | 2019 | 2020
20263-228838-01 | Xcel Energy | 85 | 13781 | IOU | SRO29642 | 7.2 | Solar |  |  | Withdrawn | Trade Secret | Trade | MPK | MPK087 | Residential | Solar*Rewards | Trade Secret | 2013
20263-228838-01 | Xcel Energy | 85 | 13781 | IOU | 04794230 | 5.054 | Solar |  |  | Interconnected | Trade Secret | Trade | SOU | SOU079 | Residential | Solar*Rewards | Trade Secret | 2022 | 2022
20263-228838-01 | Xcel Energy | 85 | 13781 | IOU | OID3596063 | 7.616 | Solar |  |  | Withdrawn | Trade Secret | Trade | SLP | SLP082 | Residential | Solar*Rewards | Trade Secret | 2018
20263-228838-01 | Xcel Energy | 85 | 13781 | IOU | OID3465168 | 3.36 | Solar |  |  | Withdrawn | Trade Secret | Trade | SLP | SLP082 | Residential | Solar*Rewards | Trade Secret | 2018
20263-228838-01 | Xcel Energy | 85 | 13781 | IOU | 03132993 | 7.616 | Solar |  |  | Interconnected | Trade Secret | Trade | SLP | SLP082 | Residential | Solar*Rewards | Trade Secret | 2018 | 2019
20263-228838-01 | Xcel Energy | 85 | 13781 | IOU | 03133110 | 3 | Solar |  |  | Interconnected | Trade Secret | Trade | DOC | DOC031 | Residential | Solar*Rewards | Trade Secret | 2010 | 2010
20263-228838-01 | Xcel Energy | 85 | 13781 | IOU | 03130633 | 9.995 | Solar |  |  | Interconnected | Trade Secret | Trade | MRN | MRN021 | Residential | Made in Minnesota | Trade Secret | 2016 | 2017
20263-228838-01 | Xcel Energy | 85 | 13781 | IOU | SRO30003 | 5 | Solar |  |  | Withdrawn | Trade Secret | Trade | MRN | MRN021 | Residential | Solar*Rewards | Trade Secret | 2013
20263-228838-01 | Xcel Energy | 85 | 13781 | IOU | 04834016 | 6.96 | Solar |  |  | Interconnected | Trade Secret | Trade | CHE | CHE076 | Residential | Solar*Rewards | Trade Secret | 2022 | 2022
20263-228838-01 |  |  |  |  | 06099899 |  | Storage |  |  | Interconnected | Trade Secret | Trade | GNL | GNL071 | Residential |  |  | 2025 | 2025
20263-228838-01 |  |  |  |  | OID2019206 |  | Solar |  |  | Withdrawn | Trade Secret | Trade | GNL | GNL071 | Residential | Solar*Rewards |  | 2014
20263-228838-01 | Xcel Energy | 85 | 13781 | IOU | 03132570 | 4.14 | Solar |  |  | Interconnected | Trade Secret | Trade | GNL | GNL071 | Residential | Solar*Rewards | Trade Secret | 2018 | 2019
20263-228838-01 | Xcel Energy | 85 | 13781 | IOU | 03133981 | 4.08 | Solar |  |  | Interconnected | Trade Secret | Trade | GNL | GNL071 | Residential | Solar*Rewards | Trade Secret | 2014 | 2014
20263-228838-01 | Xcel Energy | 85 | 13781 | IOU | 03131384 | 7.63 | Solar |  |  | Interconnected | Trade Secret | Trade | APA | APA077 | Residential | Solar*Rewards | Trade Secret | 2017 | 2017
20263-228838-01 | Xcel Energy | 85 | 13781 | IOU | 05864864 | 7.838 | Solar |  |  | Active Application | Trade Secret | Trade | HSN | HSN322 | Residential |  | Trade Secret | 2024
20263-228838-01 | Xcel Energy | 85 | 13781 | IOU | 05811861 | 7.838 | Solar |  |  | Withdrawn | Trade Secret | Trade | HSN | HSN322 | Residential |  | Trade Secret | 2024
20263-228838-01 | Xcel Energy | 85 | 13781 | IOU | 03130584 | 6.3 | Solar |  | X | Interconnected | Trade Secret | Trade | SOU | SOU086 | Commercial |  | Trade Secret | 2016 | 2017
20263-228838-01 | Xcel Energy | 85 | 13781 | IOU | 05834608 | 5.052 | Solar |  |  | Interconnected | Trade Secret | Trade | WIL | WIL076 | Residential |  | Trade Secret | 2024 | 2025
20263-228838-01 | Xcel Energy | 85 | 13781 | IOU | SRO29457 | 45 | Solar |  |  | Withdrawn | Trade Secret | Trade | TER | TER081 | Commercial | Solar*Rewards | Trade Secret | 2013
20263-228838-01 | Xcel Energy | 85 | 13781 | IOU | 03132772 | 5.76 | Solar |  |  | Interconnected | Trade Secret | Trade | APA | APA075 | Residential | Solar*Rewards | Trade Secret | 2018 | 2019
20263-228838-01 | Xcel Energy | 85 | 13781 | IOU | OID2047641 | 18 | Solar |  |  | Withdrawn | Trade Secret | Trade | ANN | ANN021 | Commercial | Solar*Rewards | Trade Secret | 2014
20263-228838-01 | Xcel Energy | 85 | 13781 | IOU | 04794154 | 5.8 | Solar |  |  | Interconnected | Trade Secret | Trade | GSL | GSL065 | Residential | Solar*Rewards | Trade Secret | 2022 | 2022
20263-228838-01 | Xcel Energy | 85 | 13781 | IOU | OID2349318 | 10.08 | Solar |  |  | Withdrawn | Trade Secret | Trade | RVA | RVA061 | Residential | Solar*Rewards | Trade Secret | 2015
20263-228838-01 | Xcel Energy | 85 | 13781 | IOU | 03134804 | 8.64 | Solar |  |  | Interconnected | Trade Secret | Trade | RVA | RVA061 | Residential | Made in Minnesota | Trade Secret | 2016 | 2016
20263-228838-01 | Xcel Energy | 85 | 13781 | IOU | 03131986 | 17.57 | Solar |  |  | Interconnected | Trade Secret | Trade | APA | APA064 | Commercial | Solar*Rewards | Trade Secret | 2017 | 2018
20263-228838-01 | Xcel Energy | 85 | 13781 | IOU | OID3467076 | 18 | Solar |  |  | Withdrawn | Trade Secret | Trade |  |  | Residential | Solar*Rewards | Trade Secret | 2018
20263-228838-01 | Xcel Energy | 85 | 13781 | IOU | SRO15066 | 2.66 | Solar |  |  | Withdrawn | Trade Secret | Trade | XRD | XRD062 | Residential | Solar*Rewards | Trade Secret | 2010
20263-228838-01 | Xcel Energy | 85 | 13781 | IOU | 03132364 | 0.003 | Solar |  |  | Interconnected | Trade Secret | Trade | WES | WES063 | Residential | Solar*Rewards | Trade Secret | 2018 | 2018
20263-228838-01 |  |  |  |  | OID3311884 |  | Solar |  |  | Withdrawn | Trade Secret | Trade | WES | WES063 | Residential | Solar*Rewards |  | 2018
20263-228838-01 | Xcel Energy | 85 | 13781 | IOU | 04387284 | 9.995 | Solar |  |  | Active Application | Trade Secret | Trade | CAF | CAF022 | Residential | Solar*Rewards | Trade Secret | 2021
20263-228838-01 | Xcel Energy | 85 | 13781 | IOU | 05548231 | 25.2 | Solar |  | X | Interconnected | Trade Secret | Trade | WSG | WSG061 | Residential |  | Trade Secret | 2023 | 2023
20263-228838-01 | Xcel Energy | 85 | 13781 | IOU | 03132242 | 0.003 | Solar |  |  | Interconnected | Trade Secret | Trade | TWL | TWL066 | Residential | Solar*Rewards | Trade Secret | 2018 | 2018
20263-228838-01 | Xcel Energy | 85 | 13781 | IOU | 06020213 | 4.592 | Solar |  |  | Interconnected | Trade Secret | Trade | TER | TER071 | Residential | Solar*Rewards | Trade Secret | 2025 | 2025
20263-228838-01 | Xcel Energy | 85 | 13781 | IOU | 03131512 | 9.94 | Solar |  |  | Interconnected | Trade Secret | Trade | OPK | OPK077 | Residential | Made in Minnesota | Trade Secret | 2017 | 2018
20263-228838-01 | Xcel Energy | 85 | 13781 | IOU | 03134258 | 5 | Solar |  |  | Interconnected | Trade Secret | Trade | TWL | TWL067 | Residential | Made in Minnesota | Trade Secret | 2015 | 2015
20263-228838-01 | Xcel Energy | 85 | 13781 | IOU | 06131458 | 13.44 | Solar |  |  | Interconnected | Trade Secret | Trade | OAD | OAD061 | Residential | Solar*Rewards | Trade Secret | 2025 | 2025
20263-228838-01 | Xcel Energy | 85 | 13781 | IOU | 05966520 | 10.85 | Solar |  |  | Interconnected | Trade Secret | Trade | DPN | DPN073 | Residential |  | Trade Secret | 2024 | 2025
20263-228838-01 | Xcel Energy | 85 | 13781 | IOU | 04938825 | 5.235 | Solar |  |  | Interconnected | Trade Secret | Trade | WES | WES074 | Residential | Solar*Rewards | Trade Secret | 2022 | 2022
20263-228838-01 | Xcel Energy | 85 | 13781 | IOU | 06193004 | 3.484 | Solar |  |  | Interconnected | Trade Secret | Trade | RAM | RAM062 | Residential | Solar*Rewards | Trade Secret | 2025 | 2025
20263-228838-01 | Xcel Energy | 85 | 13781 | IOU | 05813676 | 6.832 | Solar |  |  | Interconnected | Trade Secret | Trade | HUG | HUG321 | Residential | Solar*Rewards | Trade Secret | 2024 | 2024
20263-228838-01 | Xcel Energy | 85 | 13781 | IOU | 04166957 | 6.96 | Solar |  |  | Interconnected | Trade Secret | Trade | MDT | MDT073 | Residential | Solar*Rewards | Trade Secret | 2021 | 2021
20263-228838-01 | Xcel Energy | 85 | 13781 | IOU | 04421960 | 7.329 | Solar |  |  | Interconnected | Trade Secret | Trade | SOU | SOU086 | Residential | Solar*Rewards | Trade Secret | 2021 | 2021
20263-228838-01 | Xcel Energy | 85 | 13781 | IOU | OID3852243 | 29.02 | Solar |  |  | Withdrawn | Trade Secret | Trade | PRR | PRR061 | Commercial | Solar*Rewards | Trade Secret | 2019
20263-228838-01 | Xcel Energy | 85 | 13781 | IOU | 03564724 | 29.02 | Solar |  |  | Interconnected | Trade Secret | Trade | PRR | PRR061 | Commercial | Solar*Rewards | Trade Secret | 2020 | 2020
20263-228838-01 | Xcel Energy | 85 | 13781 | IOU | 04981111 | 7.678 | Solar |  |  | Interconnected | Trade Secret | Trade | AFT | AFT314 | Residential | Solar*Rewards | Trade Secret | 2022 | 2023
20263-228838-01 | Xcel Energy | 85 | 13781 | IOU | 05953443 | 3.747 | Solar |  |  | Interconnected | Trade Secret | Trade | WES | WES071 | Residential |  | Trade Secret | 2024 | 2025
20263-228838-01 | Xcel Energy | 85 | 13781 | IOU | 05743397 | 5.235 | Solar |  |  | Interconnected | Trade Secret | Trade | HWW | HWW062 | Residential | Solar*Rewards | Trade Secret | 2024 | 2024
20263-228838-01 | Xcel Energy | 85 | 13781 | IOU | 03133645 | 1.29 | Solar |  |  | Interconnected | Trade Secret | Trade | OAD | OAD075 | Residential | Solar*Rewards | Trade Secret | 2012 | 2011
20263-228838-01 | Xcel Energy | 85 | 13781 | IOU | 03133401 | 2.43 | Solar |  |  | Interconnected | Trade Secret | Trade | OAD | OAD075 | Residential | Solar*Rewards | Trade Secret | 2011 | 2011
20263-228838-01 | Xcel Energy | 85 | 13781 | IOU | SRO18996 | 30 | Solar |  |  | Withdrawn | Trade Secret | Trade | KAN | KAN021 | Commercial | Solar*Rewards | Trade Secret | 2011
20263-228838-01 | Xcel Energy | 85 | 13781 | IOU | 03133770 | 22.8 | Solar |  |  | Interconnected | Trade Secret | Trade | KAN | KAN021 | Commercial | Solar*Rewards | Trade Secret | 2013 | 2013
20263-228838-01 | Xcel Energy | 85 | 13781 | IOU | 03133742 | 4 | Solar |  |  | Interconnected | Trade Secret | Trade | NOF | NOF071 | Residential | Solar*Rewards | Trade Secret | 2013 | 2013
20263-228838-01 | Xcel Energy | 85 | 13781 | IOU | SRO29254 | 3.9 | Solar |  |  | Withdrawn | Trade Secret | Trade | NOF | NOF071 | Residential | Solar*Rewards | Trade Secret | 2013
20263-228838-01 | Xcel Energy | 85 | 13781 | IOU | 06239648 | 4.645 | Solar |  |  | Interconnected | Trade Secret | Trade | OAD | OAD063 | Residential |  | Trade Secret | 2025 | 2025
20263-228838-01 | Xcel Energy | 85 | 13781 | IOU | 06015609 | 5.052 | Solar |  |  | Active Application | Trade Secret | Trade | ESW | ESW062 | Residential |  | Trade Secret | 2024
20263-228838-01 | Xcel Energy | 85 | 13781 | IOU | 05312548 | 3.77 | Solar |  |  | Interconnected | Trade Secret | Trade | WES | WES062 | Residential |  | Trade Secret | 2022 | 2023
20263-228838-01 | Xcel Energy | 85 | 13781 | IOU | OID3666656 | 19.88 | Solar |  |  | Withdrawn | Trade Secret | Trade | CGR | CGR071 | Residential | Solar*Rewards | Trade Secret | 2018
20263-228838-01 | Xcel Energy | 85 | 13781 | IOU | OID3387025 | 19.88 | Solar |  |  | Withdrawn | Trade Secret | Trade | CGR | CGR071 | Residential | Solar*Rewards | Trade Secret | 2018
20263-228838-01 | Xcel Energy | 85 | 13781 | IOU | OID3084042 | 7.6 | Solar |  |  | Withdrawn | Trade Secret | Trade | KIM | KIM021 | Residential | Solar*Rewards | Trade Secret | 2017
20263-228838-01 | Xcel Energy | 85 | 13781 | IOU | 05857049 | 9.109 | Solar |  |  | Interconnected | Trade Secret | Trade | AFT | AFT322 | Residential | Solar*Rewards | Trade Secret | 2024 | 2024
20263-228838-01 | Xcel Energy | 85 | 13781 | IOU | 03665564 | 9.86 | Solar |  |  | Interconnected | Trade Secret | Trade | AHI | AHI022 | Residential | Solar*Rewards | Trade Secret | 2020 | 2020
20263-228838-01 | Xcel Energy | 85 | 13781 | IOU | OID3624358 | 9.994 | Solar |  |  | Withdrawn | Trade Secret | Trade | AHI | AHI022 | Residential | Solar*Rewards | Trade Secret | 2018
20263-228838-01 | Xcel Energy | 85 | 13781 | IOU | 04537672 | 8.99 | Solar |  |  | Interconnected | Trade Secret | Trade | SLP | SLP074 | Residential |  | Trade Secret | 2021 | 2021
20263-228838-01 |  |  |  |  | OID3861274 |  | Solar |  |  | Withdrawn | Trade Secret | Trade | GLK | GLK074 | Residential | Solar*Rewards |  | 2019
20263-228838-01 | Xcel Energy | 85 | 13781 | IOU | 04600195 | 5.22 | Solar |  | X | Interconnected | Trade Secret | Trade | OSS | OSS073 | Residential |  | Trade Secret | 2021 | 2024
20263-228838-01 | Xcel Energy | 85 | 13781 | IOU | 03134102 | 36 | Solar |  |  | Interconnected | Trade Secret | Trade | ANN | ANN021 | Commercial | Made in Minnesota | Trade Secret | 2014 | 2015
20263-228838-01 | Xcel Energy | 85 | 13781 | IOU | 04340614 | 10.108 | Solar |  |  | Interconnected | Trade Secret | Trade | GLK | GLK064 | Residential | Solar*Rewards | Trade Secret | 2021 | 2021
20263-228838-01 | Xcel Energy | 85 | 13781 | IOU | 05729469 | 13.056 | Solar |  |  | Interconnected | Trade Secret | Trade | STY | STY061 | Residential |  | Trade Secret | 2024 | 2024
20263-228838-01 | Xcel Energy | 85 | 13781 | IOU | 05853538 | 6.282 | Solar |  |  | Interconnected | Trade Secret | Trade | HOL | HOL072 | Residential | Solar*Rewards | Trade Secret | 2024 | 2024
20263-228838-01 | Xcel Energy | 85 | 13781 | IOU | 05830366 | 3.747 | Solar |  |  | Withdrawn | Trade Secret | Trade | WIL | WIL098 | Residential |  | Trade Secret | 2024
20263-228838-01 | Xcel Energy | 85 | 13781 | IOU | 05233888 | 2.443 | Solar |  |  | Interconnected | Trade Secret | Trade | MST | MST074 | Residential |  | Trade Secret | 2022 | 2022
20263-228838-01 | Xcel Energy | 85 | 13781 | IOU | 03131118 | 14.1 | Solar |  |  | Interconnected | Trade Secret | Trade | WAS | WAS092 | Residential |  | Trade Secret | 2012 | 2012
20263-228838-01 | Xcel Energy | 85 | 13781 | IOU | 03131134 | 12 | Solar |  |  | Interconnected | Trade Secret | Trade | WAS | WAS092 | Residential |  | Trade Secret | 2012 | 2012
20263-228838-01 | Xcel Energy | 85 | 13781 | IOU | 06097214 | 7.212 | Solar |  |  | Interconnected | Trade Secret | Trade | MOL | MOL066 | Residential |  | Trade Secret | 2025 | 2025
20263-228838-01 | Xcel Energy | 85 | 13781 | IOU | 06093498 | 6.073 | Solar |  |  | Withdrawn | Trade Secret | Trade | MOL | MOL066 | Residential | Solar*Rewards | Trade Secret | 2025
20263-228838-01 | Xcel Energy | 85 | 13781 | IOU | 03134486 | 8.4 | Solar |  |  | Interconnected | Trade Secret | Trade | NER | NER021 | Residential | Made in Minnesota | Trade Secret | 2015 | 2015
20263-228838-01 | Xcel Energy | 85 | 13781 | IOU | 04824858 | 5 | Storage |  |  | Interconnected | Trade Secret | Trade | ECK | ECK341 | Residential |  | Trade Secret | 2022 | 2022
20263-228838-01 | Xcel Energy | 85 | 13781 | IOU | 05364261 | 12.6 | Solar |  | X | Interconnected | Trade Secret | Trade | ECK | ECK341 | Residential | Solar*Rewards | Trade Secret | 2023 | 2023
20263-228838-01 | Xcel Energy | 85 | 13781 | IOU | OID3666749 | 11.76 | Solar |  |  | Withdrawn | Trade Secret | Trade | SOU | SOU072 | Commercial | Solar*Rewards | Trade Secret | 2018
20263-228838-01 | Xcel Energy | 85 | 13781 | IOU | 05712186 | 11.032 | Solar |  |  | Interconnected | Trade Secret | Trade | WSG | WSG352 | Residential | Solar*Rewards | Trade Secret | 2024 | 2024
20263-228838-01 | Xcel Energy | 85 | 13781 | IOU | 05776123 | 2.835 | Solar |  |  | Interconnected | Trade Secret | Trade | SOU | SOU083 | Residential |  | Trade Secret | 2024 | 2024
20263-228838-01 | Xcel Energy | 85 | 13781 | IOU | 04518361 | 6.38 | Solar |  |  | Interconnected | Trade Secret | Trade | MPK | MPK074 | Residential |  | Trade Secret | 2021 | 2021
20263-228838-01 | Xcel Energy | 85 | 13781 | IOU | 06192021 | 13.611 | Solar |  |  | Withdrawn | Trade Secret | Trade | SOU | SOU065 | Residential | Solar*Rewards | Trade Secret | 2025
20263-228838-01 | Xcel Energy | 85 | 13781 | IOU | 06208893 | 7.678 | Solar |  |  | Withdrawn | Trade Secret | Trade | SOU | SOU065 | Residential | Solar*Rewards | Trade Secret | 2025
20263-228838-01 | Xcel Energy | 85 | 13781 | IOU | 06220982 | 7.678 | Solar |  |  | Interconnected | Trade Secret | Trade | SOU | SOU065 | Residential |  | Trade Secret | 2025 | 2025
20263-228838-01 | Xcel Energy | 85 | 13781 | IOU | 03132892 | 6 | Solar |  |  | Interconnected | Trade Secret | Trade | WCR | WCR062 | Residential | Solar*Rewards | Trade Secret | 2018 | 2018
20263-228838-01 | Xcel Energy | 85 | 13781 | IOU | 06337363 | 15 | Solar |  | X | Active Application | Trade Secret | Trade | LSP | LSP022 | Residential | Solar*Rewards | Trade Secret | 2026
20263-228838-01 | Xcel Energy | 85 | 13781 | IOU | 06112784 | 5.248 | Solar |  |  | Interconnected | Trade Secret | Trade | LOK | LOK081 | Residential | Solar*Rewards | Trade Secret | 2025 | 2025
20263-228838-01 | Xcel Energy | 85 | 13781 | IOU | 03134291 | 6.72 | Solar |  |  | Interconnected | Trade Secret | Trade | APA | APA068 | Residential | Made in Minnesota | Trade Secret | 2015 | 2015
20263-228838-01 | Xcel Energy | 85 | 13781 | IOU | 03132949 | 9.94 | Solar |  |  | Interconnected | Trade Secret | Trade | OPK | OPK077 | Residential | Solar*Rewards | Trade Secret | 2018 | 2018
20263-228838-01 | Xcel Energy | 85 | 13781 | IOU | 05853501 | 15.36 | Solar |  |  | Interconnected | Trade Secret | Trade | WAT | WAT021 | Residential | Solar*Rewards | Trade Secret | 2024 | 2024
20263-228838-01 | Xcel Energy | 85 | 13781 | IOU | 05198896 | 9.423 | Solar |  |  | Interconnected | Trade Secret | Trade | WIL | WIL074 | Residential |  | Trade Secret | 2022 | 2022
20263-228838-01 | Xcel Energy | 85 | 13781 | IOU | 03131733 | 6 | Solar |  |  | Interconnected | Trade Secret | Trade | APA | APA061 | Residential | Made in Minnesota | Trade Secret | 2017 | 2017
20263-228838-01 | Xcel Energy | 85 | 13781 | IOU | 04793626 | 7.6 | Solar |  |  | Interconnected | Trade Secret | Trade | ESW | ESW061 | Residential | Solar*Rewards | Trade Secret | 2022 | 2022
20263-228838-01 | Xcel Energy | 85 | 13781 | IOU | 06189596 | 6.7 | Storage |  |  | Withdrawn | Trade Secret | Trade | ESW | ESW061 | Residential |  | Trade Secret | 2025
20263-228838-01 | Xcel Energy | 85 | 13781 | IOU | 05949106 | 3.416 | Solar |  |  | Interconnected | Trade Secret | Trade | RRK | RRK064 | Residential |  | Trade Secret | 2024 | 2025
20263-228838-01 | Xcel Energy | 85 | 13781 | IOU | 05869817 | 7.6 | Solar |  |  | Withdrawn | Trade Secret | Trade | HSN | HSN311 | Residential | Solar*Rewards | Trade Secret | 2024
20263-228838-01 | Xcel Energy | 85 | 13781 | IOU | 05869847 | 7.6 | Solar |  |  | Interconnected | Trade Secret | Trade | HSN | HSN311 | Residential | Solar*Rewards | Trade Secret | 2024 | 2024
20263-228838-01 | Xcel Energy | 85 | 13781 | IOU | 03133552 | 6.88 | Solar |  |  | Interconnected | Trade Secret | Trade | TWL | TWL079 | Residential | Solar*Rewards | Trade Secret | 2011 | 2012
20263-228838-01 | Xcel Energy | 85 | 13781 | IOU | 03133270 | 3.04 | Solar |  |  | Interconnected | Trade Secret | Trade | ALD | ALD084 | Residential | Solar*Rewards | Trade Secret | 2010 | 2010
20263-228838-01 | Xcel Energy | 85 | 13781 | IOU | 04873687 | 6.028 | Solar |  |  | Interconnected | Trade Secret | Trade | DND | DND071 | Residential | Solar*Rewards | Trade Secret | 2022 | 2022
20263-228838-01 | Xcel Energy | 85 | 13781 | IOU | 03131367 | 6 | Solar |  |  | Interconnected | Trade Secret | Trade | CDV | CDV063 | Residential | Made in Minnesota | Trade Secret | 2017 | 2017
20263-228838-01 | Xcel Energy | 85 | 13781 | IOU | OID2739080 | 5 | Solar |  |  | Withdrawn | Trade Secret | Trade | CDV | CDV063 | Residential | Solar*Rewards | Trade Secret | 2016
20263-228838-01 | Xcel Energy | 85 | 13781 | IOU | 05820271 | 3.936 | Solar |  |  | Interconnected | Trade Secret | Trade | OAD | OAD071 | Residential | Solar*Rewards | Trade Secret | 2024 | 2024
20263-228838-01 | Xcel Energy | 85 | 13781 | IOU | 03132332 | 9.94 | Solar |  |  | Interconnected | Trade Secret | Trade | YAM | YAM021 | Residential | Solar*Rewards | Trade Secret | 2018 | 2018
20263-228838-01 | Xcel Energy | 85 | 13781 | IOU | 03171009 | 12 | Solar |  |  | Interconnected | Trade Secret | Trade | ECK | ECK321 | Residential | Solar*Rewards | Trade Secret | 2019 | 2020
20263-228838-01 | Xcel Energy | 85 | 13781 | IOU | 06241548 | 4.188 | Solar |  | X | Interconnected | Trade Secret | Trade | GLK | GLK065 | Residential |  | Trade Secret | 2025 | 2026
20263-228838-01 | Xcel Energy | 85 | 13781 | IOU | 06008656 | 6.046 | Solar |  |  | Interconnected | Trade Secret | Trade | FAP | FAP061 | Residential | Solar*Rewards | Trade Secret | 2024 | 2025
20263-228838-01 | Xcel Energy | 85 | 13781 | IOU | 03656298 | 7.54 | Solar |  |  | Interconnected | Trade Secret | Trade | KOL | KOL073 | Residential | Solar*Rewards | Trade Secret | 2020 | 2020
20263-228838-01 | Xcel Energy | 85 | 13781 | IOU | 06167895 | 9.628 | Solar |  |  | Interconnected | Trade Secret | Trade | WIN | WIN043 | Residential | Solar*Rewards | Trade Secret | 2025 | 2025
20263-228838-01 | Xcel Energy | 85 | 13781 | IOU | OID3888259 | 5.76 | Solar |  |  | Withdrawn | Trade Secret | Trade | BRP | BRP072 | Residential | Solar*Rewards | Trade Secret | 2019
20263-228838-01 | Xcel Energy | 85 | 13781 | IOU | OID2262910 | 5.3 | Solar |  |  | Withdrawn | Trade Secret | Trade | GSL | GSL076 | Residential | Solar*Rewards | Trade Secret | 2015
20263-228838-01 | Xcel Energy | 85 | 13781 | IOU | 03134845 | 6 | Solar |  |  | Interconnected | Trade Secret | Trade | GSL | GSL076 | Residential | Made in Minnesota | Trade Secret | 2016 | 2016
20263-228838-01 | Xcel Energy | 85 | 13781 | IOU | 04828844 | 7.678 | Solar |  |  | Interconnected | Trade Secret | Trade | UPP | UPP084 | Residential |  | Trade Secret | 2022 | 2023
20263-228838-01 | Xcel Energy | 85 | 13781 | IOU | 06139431 | 19.988 | Solar |  |  | Withdrawn | Trade Secret | Trade | LAB | LAB311 | Residential | Solar*Rewards | Trade Secret | 2025
20263-228838-01 | Xcel Energy | 85 | 13781 | IOU | 06281580 | 22.731 | Solar |  |  | Active Application | Trade Secret | Trade | LAB | LAB311 | Residential |  | Trade Secret | 2025
20263-228838-01 | Xcel Energy | 85 | 13781 | IOU | 04793691 | 5.8 | Solar |  |  | Interconnected | Trade Secret | Trade | MST | MST070 | Residential | Solar*Rewards | Trade Secret | 2022 | 2022
20263-228838-01 | Xcel Energy | 85 | 13781 | IOU | 04845584 | 3.836 | Solar |  |  | Interconnected | Trade Secret | Trade | GSL | GSL341 | Residential | Solar*Rewards | Trade Secret | 2022 | 2022
20263-228838-01 | Xcel Energy | 85 | 13781 | IOU | 05536233 | 2.9 | Solar |  |  | Interconnected | Trade Secret | Trade | IDA | IDA072 | Residential |  | Trade Secret | 2023 | 2023
20263-228838-01 | Xcel Energy | 85 | 13781 | IOU | 05867884 | 3.84 | Solar |  |  | Interconnected | Trade Secret | Trade | WCR | WCR322 | Residential | Solar*Rewards | Trade Secret | 2024 | 2024
20263-228838-01 | Xcel Energy | 85 | 13781 | IOU | 05467080 | 5.76 | Solar |  |  | Interconnected | Trade Secret | Trade | CHE | CHE064 | Residential | Solar*Rewards | Trade Secret | 2023 | 2023
20263-228838-01 | Xcel Energy | 85 | 13781 | IOU | 05476612 | 4.64 | Solar |  |  | Interconnected | Trade Secret | Trade | MOL | MOL062 | Residential |  | Trade Secret | 2023 | 2023
20263-228838-01 | Xcel Energy | 85 | 13781 | IOU | 05493244 | 22.215 | Solar |  | X | Interconnected | Trade Secret | Trade | LNS | LNS032 | Commercial |  | Trade Secret | 2023 | 2024
20263-228838-01 | Xcel Energy | 85 | 13781 | IOU | 05747992 | 10.082 | Solar |  |  | Withdrawn | Trade Secret | Trade | NOF | NOF071 | Residential |  | Trade Secret | 2024
20263-228838-01 | Xcel Energy | 85 | 13781 | IOU | 05740334 | 10.082 |  |  |  | Withdrawn | Trade Secret | Trade | NOF | NOF071 | Residential |  | Trade Secret | 2024
20263-228838-01 | Xcel Energy | 85 | 13781 | IOU | 05713484 | 2.52 | Solar |  |  | Interconnected | Trade Secret | Trade | WES | WES062 | Residential |  | Trade Secret | 2024 | 2024
20263-228838-01 | Xcel Energy | 85 | 13781 | IOU | 03691656 | 3.839 | Solar |  |  | Interconnected | Trade Secret | Trade | ALK | ALK072 | Residential | Solar*Rewards | Trade Secret | 2020 | 2020
20263-228838-01 | Xcel Energy | 85 | 13781 | IOU | 04829328 | 10.412 | Solar |  |  | Interconnected | Trade Secret | Trade | ECK | ECK321 | Residential | Solar*Rewards | Trade Secret | 2022 | 2022
20263-228838-01 | Xcel Energy | 85 | 13781 | IOU | OID3951339 | 21.372 | Solar |  |  | Withdrawn | Trade Secret | Trade | HWW | HWW071 | Commercial | Solar*Rewards | Trade Secret | 2019
20263-228838-01 | Xcel Energy | 85 | 13781 | IOU | 03452388 | 3.49 | Solar |  |  | Interconnected | Trade Secret | Trade | STY | STY062 | Residential | Solar*Rewards | Trade Secret | 2019 | 2020
20263-228838-01 | Xcel Energy | 85 | 13781 | IOU | 06092668 | 4.592 | Solar |  |  | Active Application | Trade Secret | Trade | CRL | CRL065 | Residential | Solar*Rewards | Trade Secret | 2025
20263-228838-01 | Xcel Energy | 85 | 13781 | IOU | 06104298 | 4.592 | Solar |  |  | Interconnected | Trade Secret | Trade | CRL | CRL065 | Residential |  | Trade Secret | 2025 | 2025
20263-228838-01 | Xcel Energy | 85 | 13781 | IOU | 03133720 | 45 | Solar |  |  | Interconnected | Trade Secret | Trade | WES | WES061 | Commercial | Solar*Rewards | Trade Secret | 2013 | 2013
20263-228838-01 | Xcel Energy | 85 | 13781 | IOU | 04382961 | 15.344 | Solar |  |  | Interconnected | Trade Secret | Trade | PBE | PBE061 | Residential |  | Trade Secret | 2021 | 2021
20263-228838-01 | Xcel Energy | 85 | 13781 | IOU | 05844698 | 6.046 | Solar |  |  | Active Application | Trade Secret | Trade | CGR | CGR064 | Residential |  | Trade Secret | 2024
20263-228838-01 | Xcel Energy | 85 | 13781 | IOU | 04387705 | 4.64 | Solar |  |  | Interconnected | Trade Secret | Trade | HYL | HYL063 | Residential | Solar*Rewards | Trade Secret | 2021 | 2021
20263-228838-01 | Xcel Energy | 85 | 13781 | IOU | 06209334 | 5.584 | Solar |  |  | Interconnected | Trade Secret | Trade | MPK | MPK085 | Residential |  | Trade Secret | 2025 | 2026
20263-228838-01 | Xcel Energy | 85 | 13781 | IOU | 03132706 | 4.32 | Solar |  |  | Interconnected | Trade Secret | Trade | SLP | SLP097 | Residential | Solar*Rewards | Trade Secret | 2018 | 2019
20263-228838-01 | Xcel Energy | 85 | 13781 | IOU | 05738542 | 7.245 | Solar |  |  | Withdrawn | Trade Secret | Trade | WEF | WEF071 | Residential | Solar*Rewards | Trade Secret | 2024
20263-228838-01 | Xcel Energy | 85 | 13781 | IOU | 05749428 | 8.73 | Solar |  |  | Interconnected | Trade Secret | Trade | WEF | WEF071 | Residential |  | Trade Secret | 2024 | 2024
20263-228838-01 | Xcel Energy | 85 | 13781 | IOU | 05746592 | 6.67 | Solar |  |  | Withdrawn | Trade Secret | Trade | WEF | WEF071 | Residential | Solar*Rewards | Trade Secret | 2024
20263-228838-01 | Xcel Energy | 85 | 13781 | IOU | 04794272 | 5.584 | Solar |  |  | Interconnected | Trade Secret | Trade | UPP | UPP082 | Residential | Solar*Rewards | Trade Secret | 2022 | 2022
20263-228838-01 | Xcel Energy | 85 | 13781 | IOU | 06290850 | 99.999 | Solar |  |  | Active Application | Trade Secret | Trade | BYT | BYT071 | Commercial |  | Trade Secret | 2025
20263-228838-01 | Xcel Energy | 85 | 13781 | IOU | 06018092 | 36.545 | Storage |  |  | Interconnected | Trade Secret | Trade | LOK | LOK061 | Residential |  | Trade Secret | 2024 | 2025
20263-228838-01 | Xcel Energy | 85 | 13781 | IOU | 05359263 | 13.55 | Solar |  |  | Interconnected | Trade Secret | Trade | LOK | LOK061 | Residential | Solar*Rewards | Trade Secret | 2023 | 2024
20263-228838-01 | Xcel Energy | 85 | 13781 | IOU | 03133554 | 10.8 | Solar |  |  | Interconnected | Trade Secret | Trade | LOK | LOK061 | Residential | Solar*Rewards | Trade Secret | 2011 | 2012
20263-228838-01 | Xcel Energy | 85 | 13781 | IOU | OID3638839 | 39.998 | Solar |  |  | Withdrawn | Trade Secret | Trade | RLK | RLK071 | Commercial | Solar*Rewards | Trade Secret | 2018
20263-228838-01 | Xcel Energy | 85 | 13781 | IOU | 03129732 | 19.999 | Solar |  |  | Interconnected | Trade Secret | Trade | RLK | RLK071 | Commercial | Solar*Rewards | Trade Secret | 2019 | 2019
20263-228838-01 | Xcel Energy | 85 | 13781 | IOU | 03134274 | 15.26 | Solar |  |  | Interconnected | Trade Secret | Trade | WEB | WEB021 | Residential | Solar*Rewards | Trade Secret | 2015 | 2015
20263-228838-01 | Xcel Energy | 85 | 13781 | IOU | 03139153 | 3.84 | Solar |  |  | Interconnected | Trade Secret | Trade | LIN | LIN022 | Residential |  | Trade Secret | 2019 | 2019
20263-228838-01 |  |  |  |  | OID3807749 |  | Solar |  |  | Withdrawn | Trade Secret | Trade | LIN | LIN022 | Residential |  |  | 2019
20263-228838-01 | Xcel Energy | 85 | 13781 | IOU | OID3762688 | 2.4 | Solar |  |  | Withdrawn | Trade Secret | Trade | LIN | LIN022 | Residential | Solar*Rewards | Trade Secret | 2019
20263-228838-01 | Xcel Energy | 85 | 13781 | IOU | 05279825 | 10.24 | Solar |  |  | Interconnected | Trade Secret | Trade | CHE | CHE064 | Residential |  | Trade Secret | 2022 | 2023
20263-228838-01 | Xcel Energy | 85 | 13781 | IOU | 05833343 | 5.052 | Solar |  |  | Interconnected | Trade Secret | Trade | HOL | HOL072 | Residential |  | Trade Secret | 2024 | 2025
20263-228838-01 | Xcel Energy | 85 | 13781 | IOU | 04794249 | 10.44 | Solar |  |  | Interconnected | Trade Secret | Trade | SLP | SLP077 | Residential | Solar*Rewards | Trade Secret | 2022 | 2022
20263-228838-01 | Xcel Energy | 85 | 13781 | IOU | 06098761 | 10.496 | Solar |  |  | Interconnected | Trade Secret | Trade | DHL | DHL061 | Residential | Solar*Rewards | Trade Secret | 2025 | 2025
20263-228838-01 |  |  |  |  | 03908710 |  | Solar |  |  | Active Application | Trade Secret | Trade | HWW | HWW074 | Residential | Solar*Rewards |  | 2020
20263-228838-01 | Xcel Energy | 85 | 13781 | IOU | 03770309 | 2.32 | Solar |  |  | Interconnected | Trade Secret | Trade | HWW | HWW074 | Residential | Solar*Rewards | Trade Secret | 2020 | 2020
20263-228838-01 | Xcel Energy | 85 | 13781 | IOU | 03759581 | 9.994 | Solar |  |  | Interconnected | Trade Secret | Trade | WSG | WSG071 | Residential | Solar*Rewards | Trade Secret | 2020 | 2020
20263-228838-01 | Xcel Energy | 85 | 13781 | IOU | 03132308 | 11.39 | Solar |  |  | Interconnected | Trade Secret | Trade | GLK | GLK071 | Commercial | Solar*Rewards | Trade Secret | 2018 | 2018
20263-228838-01 | Xcel Energy | 85 | 13781 | IOU | 05939527 | 6.967 | Solar |  |  | Interconnected | Trade Secret | Trade | APA | APA067 | Residential |  | Trade Secret | 2024 | 2025
20263-228838-01 | Xcel Energy | 85 | 13781 | IOU | 04056502 | 3.747 | Solar |  |  | Interconnected | Trade Secret | Trade | SOU | SOU064 | Residential | Solar*Rewards | Trade Secret | 2020 | 2021
20263-228838-01 | Xcel Energy | 85 | 13781 | IOU | 05795185 | 8.35 | Solar |  |  | Interconnected | Trade Secret | Trade | RPL | RPL063 | Residential | Solar*Rewards | Trade Secret | 2024 | 2024
20263-228838-01 | Xcel Energy | 85 | 13781 | IOU | 05424536 | 5.12 | Solar |  |  | Withdrawn | Trade Secret | Trade | MHW | MHW311 | Residential | Solar*Rewards | Trade Secret | 2023
20263-228838-01 | Xcel Energy | 85 | 13781 | IOU | 04149328 | 6 | Solar |  |  | Interconnected | Trade Secret | Trade | MPK | MPK085 | Residential | Solar*Rewards | Trade Secret | 2020 | 2021
20263-228838-01 | Xcel Energy | 85 | 13781 | IOU | 03132449 | 7.616 | Solar |  |  | Interconnected | Trade Secret | Trade | WIL | WIL091 | Residential | Solar*Rewards | Trade Secret | 2018 | 2018
20263-228838-01 | Xcel Energy | 85 | 13781 | IOU | 03134633 | 6 | Solar |  |  | Interconnected | Trade Secret | Trade | GSL | GSL061 | Residential | Solar*Rewards | Trade Secret | 2015 | 2016
20263-228838-01 | Xcel Energy | 85 | 13781 | IOU | 06229043 | 3.484 | Solar |  |  | Interconnected | Trade Secret | Trade | MOL | MOL071 | Residential |  | Trade Secret | 2025 | 2026
20263-228838-01 | Xcel Energy | 85 | 13781 | IOU | SRO30104 | 6 | Solar |  |  | Withdrawn | Trade Secret | Trade | GFD | GFD022 | Residential | Solar*Rewards | Trade Secret | 2013
20263-228838-01 | Xcel Energy | 85 | 13781 | IOU | OID2246684 | 19 | Solar |  |  | Withdrawn | Trade Secret | Trade | WIN | WIN022 | Commercial | Solar*Rewards | Trade Secret | 2015
20263-228838-01 | Xcel Energy | 85 | 13781 | IOU | 03135070 | 20 | Solar |  |  | Interconnected | Trade Secret | Trade | SDX | SDX311 | Commercial | Solar*Rewards | Trade Secret | 2016 | 2016
20263-228838-01 | Xcel Energy | 85 | 13781 | IOU | 04793778 | 18.63 | Solar |  | X | Interconnected | Trade Secret | Trade | HUG | HUG321 | Residential | Solar*Rewards | Trade Secret | 2022 | 2022
20263-228838-01 | Xcel Energy | 85 | 13781 | IOU | 04850406 | 11.168 | Solar |  |  | Interconnected | Trade Secret | Trade | HUG | HUG321 | Residential | Solar*Rewards | Trade Secret | 2022 | 2022
20263-228838-01 | Xcel Energy | 85 | 13781 | IOU | 04438733 | 3.77 | Solar |  |  | Interconnected | Trade Secret | Trade | WES | WES076 | Residential | Solar*Rewards | Trade Secret | 2021 | 2021
20263-228838-01 | Xcel Energy | 85 | 13781 | IOU | SRO29787 | 30 | Solar |  |  | Withdrawn | Trade Secret | Trade | DND | DND071 | Commercial | Solar*Rewards | Trade Secret | 2013
20263-228838-01 | Xcel Energy | 85 | 13781 | IOU | OID3284711 | 19.999 | Solar |  |  | Withdrawn | Trade Secret | Trade | DND | DND071 | Commercial | Solar*Rewards | Trade Secret | 2018
20263-228838-01 | Xcel Energy | 85 | 13781 | IOU | SRO25431 | 30 | Solar |  |  | Withdrawn | Trade Secret | Trade | DND | DND071 | Commercial | Solar*Rewards | Trade Secret | 2012
20263-228838-01 | Xcel Energy | 85 | 13781 | IOU | 05845250 | 7.616 | Solar |  |  | Interconnected | Trade Secret | Trade | TLK | TLK061 | Residential |  | Trade Secret | 2024 | 2025
20263-228838-01 | Xcel Energy | 85 | 13781 | IOU | SRO12765 | 36 | Solar |  |  | Withdrawn | Trade Secret | Trade | ECK | ECK322 | Commercial | Solar*Rewards | Trade Secret | 2010
20263-228838-01 | Xcel Energy | 85 | 13781 | IOU | 03130214 | 283.416 | Solar |  |  | Interconnected | Trade Secret | Trade | ECK | ECK322 | Commercial |  | Trade Secret | 2019 | 2019
20263-228838-01 | Xcel Energy | 85 | 13781 | IOU | 04614413 | 6.98 | Solar |  |  | Interconnected | Trade Secret | Trade | UPP | UPP082 | Residential | Solar*Rewards | Trade Secret | 2021 | 2022
20263-228838-01 | Xcel Energy | 85 | 13781 | IOU | 03129781 | 1350 | Other |  |  | Active Application | Trade Secret | Trade | EDA | EDA068 | Commercial |  | Trade Secret | 2015
20263-228838-01 | Xcel Energy | 85 | 13781 | IOU | 05315323 | 3.19 | Solar |  |  | Active Application | Trade Secret | Trade | CHE | CHE076 | Residential |  | Trade Secret | 2022
20263-228838-01 | Xcel Energy | 85 | 13781 | IOU | 05353913 | 3.19 | Solar |  |  | Interconnected | Trade Secret | Trade | CHE | CHE076 | Residential |  | Trade Secret | 2023 | 2023
20263-228838-01 | Xcel Energy | 85 | 13781 | IOU | 06290703 | 3.575 | Solar |  |  | Active Application | Trade Secret | Trade | WIL | WIL098 | Residential |  | Trade Secret | 2025
20263-228838-01 | Xcel Energy | 85 | 13781 | IOU | 04793505 | 9.994 | Solar |  |  | Interconnected | Trade Secret | Trade | WSG | WSG071 | Residential | Solar*Rewards | Trade Secret | 2022 | 2022
20263-228838-01 | Xcel Energy | 85 | 13781 | IOU | 04671357 | 7.616 | Solar |  |  | Interconnected | Trade Secret | Trade | IDA | IDA074 | Residential |  | Trade Secret | 2021 | 2022
20263-228838-01 | Xcel Energy | 85 | 13781 | IOU | 04455190 | 7.616 | Solar |  |  | Active Application | Trade Secret | Trade | IDA | IDA074 | Residential | Solar*Rewards | Trade Secret | 2021
20263-228838-01 | Xcel Energy | 85 | 13781 | IOU | 05823575 | 3.747 | Solar |  |  | Interconnected | Trade Secret | Trade | OSS | OSS076 | Residential |  | Trade Secret | 2024 | 2025
20263-228838-01 | Xcel Energy | 85 | 13781 | IOU | OID3810543 | 7.63 | Solar |  |  | Withdrawn | Trade Secret | Trade | MOL | MOL061 | Commercial | Solar*Rewards | Trade Secret | 2019
20263-228838-01 | Xcel Energy | 85 | 13781 | IOU | OID3834862 | 7.63 | Solar |  |  | Withdrawn | Trade Secret | Trade | MOL | MOL061 | Commercial | Solar*Rewards | Trade Secret | 2019
20263-228838-01 | Xcel Energy | 85 | 13781 | IOU | 06140554 | 7.68 | Solar |  |  | Active Application | Trade Secret | Trade | LOK | LOK081 | Residential | Solar*Rewards | Trade Secret | 2025
20263-228838-01 | Xcel Energy | 85 | 13781 | IOU | 05722513 | 3.193 | Solar |  |  | Withdrawn | Trade Secret | Trade |  |  | Residential |  | Trade Secret | 2024
20263-228838-01 | Xcel Energy | 85 | 13781 | IOU | 05450700 | 4.48 | Solar |  |  | Interconnected | Trade Secret | Trade | WEH | WEH022 | Residential | Solar*Rewards | Trade Secret | 2023 | 2023
20263-228838-01 | Xcel Energy | 85 | 13781 | IOU | 05422357 | 3.2 | Solar |  |  | Interconnected | Trade Secret | Trade | GRC | GRC311 | Residential | Solar*Rewards | Trade Secret | 2023 | 2023
20263-228838-01 | Xcel Energy | 85 | 13781 | IOU | 03133919 | 9 | Solar |  |  | Interconnected | Trade Secret | Trade | MST | MST069 | Commercial | Made in Minnesota | Trade Secret | 2014 | 2015
20263-228838-01 | Xcel Energy | 85 | 13781 | IOU | 06147913 | 3.193 | Solar |  |  | Active Application | Trade Secret | Trade | RLK | RLK073 | Residential | Solar*Rewards | Trade Secret | 2025
20263-228838-01 | Xcel Energy | 85 | 13781 | IOU | 05432762 | 3.19 | Solar |  |  | Active Application | Trade Secret | Trade | KLK | KLK061 | Residential |  | Trade Secret | 2023
20263-228838-01 | Xcel Energy | 85 | 13781 | IOU | 03132688 | 7.28 | Solar |  |  | Interconnected | Trade Secret | Trade | NOF | NOF061 | Residential | Solar*Rewards | Trade Secret | 2018 | 2018
20263-228838-01 | Xcel Energy | 85 | 13781 | IOU | 06321922 | 6.46 | Solar |  |  | Active Application | Trade Secret | Trade | TWL | TWL074 | Residential | Solar*Rewards | Trade Secret | 2026
20263-228838-01 | Xcel Energy | 85 | 13781 | IOU | 06074682 | 8.36 | Solar |  |  | Active Application | Trade Secret | Trade | TWL | TWL074 | Residential | Solar*Rewards | Trade Secret | 2025
20263-228838-01 | Xcel Energy | 85 | 13781 | IOU | 05230577 | 2.61 | Solar |  |  | Interconnected | Trade Secret | Trade | WES | WES075 | Residential |  | Trade Secret | 2022 | 2023
20263-228838-01 | Xcel Energy | 85 | 13781 | IOU | 03130968 | 4 | Solar |  |  | Interconnected | Trade Secret | Trade | HUG | HUG321 | Residential |  | Trade Secret | 2009 | 2010
20263-228838-01 | Xcel Energy | 85 | 13781 | IOU | 04956745 | 39.5 | Solar |  |  | Interconnected | Trade Secret | Trade | FAP | FAP061 | Commercial | Solar*Rewards | Trade Secret | 2022 | 2022
20263-228838-01 | Xcel Energy | 85 | 13781 | IOU | 04922276 | 150 |  |  |  | Active Application | Trade Secret | Trade | FAP | FAP061 | Commercial |  | Trade Secret | 2022
20263-228838-01 | Xcel Energy | 85 | 13781 | IOU | 06137672 | 9.109 | Solar |  |  | Interconnected | Trade Secret | Trade | SLP | SLP082 | Residential | Solar*Rewards | Trade Secret | 2025 | 2025
20263-228838-01 | Xcel Energy | 85 | 13781 | IOU | 03622051 | 6.72 | Solar |  |  | Interconnected | Trade Secret | Trade | AFT | AFT315 | Residential | Solar*Rewards | Trade Secret | 2020 | 2021
20263-228838-01 | Xcel Energy | 85 | 13781 | IOU | 03291054 | 4.8 | Solar |  |  | Interconnected | Trade Secret | Trade | WIL | WIL076 | Residential | Solar*Rewards | Trade Secret | 2019 | 2020
20263-228838-01 | Xcel Energy | 85 | 13781 | IOU | 03134453 | 5.04 | Solar |  |  | Interconnected | Trade Secret | Trade | LOK | LOK062 | Residential | Made in Minnesota | Trade Secret | 2015 | 2015
20263-228838-01 | Xcel Energy | 85 | 13781 | IOU | OID2267276 | 4.8 | Solar |  |  | Withdrawn | Trade Secret | Trade | LOK | LOK062 | Residential | Solar*Rewards | Trade Secret | 2015
20263-228838-01 | Xcel Energy | 85 | 13781 | IOU | 04943871 | 12.18 | Solar |  |  | Interconnected | Trade Secret | Trade | BLC | BLC062 | Residential | Solar*Rewards | Trade Secret | 2022 | 2022
20263-228838-01 | Xcel Energy | 85 | 13781 | IOU | 05488529 | 4.64 | Solar |  |  | Interconnected | Trade Secret | Trade | SLP | SLP097 | Residential |  | Trade Secret | 2023 | 2023
20263-228838-01 | Xcel Energy | 85 | 13781 | IOU | 05451401 | 4.64 | Solar |  |  | Withdrawn | Trade Secret | Trade | SLP | SLP097 | Residential | Solar*Rewards | Trade Secret | 2023
20263-228838-01 |  |  |  |  | 05781180 |  | Storage |  |  | Active Application | Trade Secret | Trade | SLP | SLP097 | Residential |  |  | 2024
20263-228838-01 | Xcel Energy | 85 | 13781 | IOU | 06085330 | 8.36 | Solar |  |  | Active Application | Trade Secret | Trade | WCR | WCR322 | Residential | Solar*Rewards | Trade Secret | 2025
20263-228838-01 | Xcel Energy | 85 | 13781 | IOU | 03134642 | 12 | Solar |  |  | Interconnected | Trade Secret | Trade | ECK | ECK321 | Residential | Solar*Rewards | Trade Secret | 2015 | 2016
20263-228838-01 | Xcel Energy | 85 | 13781 | IOU | 03984716 | 3.747 | Solar |  |  | Active Application | Trade Secret | Trade | NMC | NMC083 | Residential | Solar*Rewards | Trade Secret | 2020
20263-228838-01 |  |  |  |  | OID3410308 |  | Solar |  |  | Withdrawn | Trade Secret | Trade | ZUM | ZUM021 | Residential | Solar*Rewards |  | 2018
20263-228838-01 | Xcel Energy | 85 | 13781 | IOU | OID3377583 | 5 | Solar |  |  | Withdrawn | Trade Secret | Trade | ZUM | ZUM021 | Residential | Solar*Rewards | Trade Secret | 2018
20263-228838-01 | Xcel Energy | 85 | 13781 | IOU | OID3410326 | 3.8 | Solar |  |  | Withdrawn | Trade Secret | Trade | ZUM | ZUM021 | Residential |  | Trade Secret | 2018
20263-228838-01 | Xcel Energy | 85 | 13781 | IOU | 03132850 | 5 | Solar |  |  | Interconnected | Trade Secret | Trade | ZUM | ZUM021 | Residential | Solar*Rewards | Trade Secret | 2018 | 2018
20263-228838-01 | Xcel Energy | 85 | 13781 | IOU | 05373020 | 5.51 | Solar |  |  | Interconnected | Trade Secret | Trade | DBL | DBL081 | Residential |  | Trade Secret | 2023 | 2023
20263-228838-01 |  |  |  |  | OID3016827 |  | Solar |  |  | Withdrawn | Trade Secret | Trade | RAM | RAM071 | Residential | Made in Minnesota |  | 2017
20263-228838-01 | Xcel Energy | 85 | 13781 | IOU | 03131526 | 7.63 | Solar |  |  | Interconnected | Trade Secret | Trade | RAM | RAM071 | Residential | Made in Minnesota | Trade Secret | 2017 | 2017
20263-228838-01 | Xcel Energy | 85 | 13781 | IOU | 04377661 | 2.094 | Solar |  |  | Interconnected | Trade Secret | Trade | STY | STY075 | Residential | Solar*Rewards | Trade Secret | 2021 | 2021
20263-228838-01 | Xcel Energy | 85 | 13781 | IOU | 06324654 | 3.839 | Solar |  |  | Active Application | Trade Secret | Trade | SOU | SOU087 | Residential | Solar*Rewards | Trade Secret | 2026
20263-228838-01 | Xcel Energy | 85 | 13781 | IOU | 05722496 | 7.8 | Solar |  |  | Interconnected | Trade Secret | Trade | OPK | OPK077 | Residential | Solar*Rewards | Trade Secret | 2024 | 2024
20263-228838-01 | Xcel Energy | 85 | 13781 | IOU | 03133706 | 9.675 | Solar |  |  | Interconnected | Trade Secret | Trade | OPK | OPK077 | Residential | Solar*Rewards | Trade Secret | 2013 | 2013
20263-228838-01 | Xcel Energy | 85 | 13781 | IOU | 06268242 | 11.5 | Storage |  |  | Interconnected | Trade Secret | Trade | OPK | OPK077 | Residential |  | Trade Secret | 2025 | 2025
20263-228838-01 | Xcel Energy | 85 | 13781 | IOU | 04127634 | 9.86 | Solar |  |  | Active Application | Trade Secret | Trade | EDP | EDP073 | Residential | Solar*Rewards | Trade Secret | 2020
20263-228838-01 | Xcel Energy | 85 | 13781 | IOU | 03134886 | 3.84 | Solar |  |  | Interconnected | Trade Secret | Trade | RAM | RAM071 | Residential | Solar*Rewards | Trade Secret | 2016 | 2016
20263-228838-01 |  |  |  |  | OID2589758 |  | Solar |  |  | Withdrawn | Trade Secret | Trade | RAM | RAM071 | Residential | Solar*Rewards |  | 2016
20263-228838-01 | Xcel Energy | 85 | 13781 | IOU | 05447361 | 6.4 | Solar |  |  | Interconnected | Trade Secret | Trade | WEH | WEH022 | Residential | Solar*Rewards | Trade Secret | 2023 | 2023
20263-228838-01 | Xcel Energy | 85 | 13781 | IOU | 05120075 | 3.839 | Solar |  |  | Interconnected | Trade Secret | Trade | PRR | PRR062 | Residential | Solar*Rewards | Trade Secret | 2022 | 2023
20263-228838-01 | Xcel Energy | 85 | 13781 | IOU | 04962132 | 6.05 | Solar |  |  | Active Application | Trade Secret | Trade | WCS | WCS072 | Residential |  | Trade Secret | 2022
20263-228838-01 | Xcel Energy | 85 | 13781 | IOU | 05217190 | 7.68 | Solar |  |  | Interconnected | Trade Secret | Trade | WCR | WCR322 | Residential |  | Trade Secret | 2022 | 2023
20263-228838-01 | Xcel Energy | 85 | 13781 | IOU | 06199929 | 11.393 | Solar |  |  | Interconnected | Trade Secret | Trade | RIV | RIV061 | Residential |  | Trade Secret | 2025 | 2025
20263-228838-01 | Xcel Energy | 85 | 13781 | IOU | 03503946 | 6.09 | Solar |  |  | Interconnected | Trade Secret | Trade | MPK | MPK082 | Residential | Solar*Rewards | Trade Secret | 2019 | 2020
20263-228838-01 | Xcel Energy | 85 | 13781 | IOU | 06068795 | 3.84 | Storage |  |  | Interconnected | Trade Secret | Trade | MPK | MPK082 | Residential |  | Trade Secret | 2025 | 2025
20263-228838-01 | Xcel Energy | 85 | 13781 | IOU | 05122161 | 5.51 | Solar |  |  | Interconnected | Trade Secret | Trade | TER | TER062 | Residential |  | Trade Secret | 2022 | 2022
20263-228838-01 | Xcel Energy | 85 | 13781 | IOU | 04162374 | 4.576 | Solar |  |  | Interconnected | Trade Secret | Trade | WSG | WSG063 | Residential | Solar*Rewards | Trade Secret | 2020 | 2021
20263-228838-01 | Xcel Energy | 85 | 13781 | IOU | 03130282 | 11.39 | Solar |  |  | Interconnected | Trade Secret | Trade | ECK | ECK322 | Residential | Solar*Rewards | Trade Secret | 2019 | 2020
20263-228838-01 | Xcel Energy | 85 | 13781 | IOU | 05411175 | 6.4 | Solar |  |  | Interconnected | Trade Secret | Trade | AFT | AFT321 | Residential | Solar*Rewards | Trade Secret | 2023 | 2023
20263-228838-01 | Xcel Energy | 85 | 13781 | IOU | 05858031 | 7.616 | Solar |  |  | Interconnected | Trade Secret | Trade | LEX | LEX332 | Residential |  | Trade Secret | 2024 | 2025
20263-228838-01 | Xcel Energy | 85 | 13781 | IOU | OID2988408 | 6 | Solar |  |  | Withdrawn | Trade Secret | Trade | HOL | HOL061 | Residential | Made in Minnesota | Trade Secret | 2017
20263-228838-01 | Xcel Energy | 85 | 13781 | IOU | 05950122 | 5.76 | Solar |  |  | Interconnected | Trade Secret | Trade | MPK | MPK082 | Residential | Solar*Rewards | Trade Secret | 2024 | 2025
20263-228838-01 | Xcel Energy | 85 | 13781 | IOU | 04911360 | 7.68 | Solar |  |  | Withdrawn | Trade Secret | Trade | SLP | SLP087 | Residential |  | Trade Secret | 2022
20263-228838-01 | Xcel Energy | 85 | 13781 | IOU | 06139911 | 6.144 | Solar |  |  | Interconnected | Trade Secret | Trade | PIP | PIP062 | Residential | Solar*Rewards | Trade Secret | 2025 | 2025
20263-228838-01 | Xcel Energy | 85 | 13781 | IOU | 05642784 | 2.52 | Solar |  |  | Interconnected | Trade Secret | Trade | STY | STY073 | Residential |  | Trade Secret | 2023 | 2024
20263-228838-01 | Xcel Energy | 85 | 13781 | IOU | 06001398 | 9.994 | Solar |  |  | Active Application | Trade Secret | Trade | SLP | SLP076 | Residential |  | Trade Secret | 2024
20263-228838-01 | Xcel Energy | 85 | 13781 | IOU | 04456591 | 7.68 | Solar |  |  | Withdrawn | Trade Secret | Trade | SLP | SLP076 | Residential |  | Trade Secret | 2021
20263-228838-01 | Xcel Energy | 85 | 13781 | IOU | 06257249 | 6.083 | Solar |  |  | Active Application | Trade Secret | Trade | BRP | BRP063 | Residential |  | Trade Secret | 2025
20263-228838-01 | Xcel Energy | 85 | 13781 | IOU | 06162338 | 2.323 | Solar |  |  | Interconnected | Trade Secret | Trade | AFT | AFT322 | Residential | Solar*Rewards | Trade Secret | 2025 | 2025
20263-228838-01 | Xcel Energy | 85 | 13781 | IOU | 04342083 | 15.36 | Solar |  | X | Interconnected | Trade Secret | Trade | SOU | SOU086 | Residential | Solar*Rewards | Trade Secret | 2021 | 2022
20263-228838-01 | Xcel Energy | 85 | 13781 | IOU | 06279234 | 11.52 | Solar |  |  | Active Application | Trade Secret | Trade | CHI | CHI311 | Residential |  | Trade Secret | 2025
20263-228838-01 | Xcel Energy | 85 | 13781 | IOU | 05461872 | 3.19 | Solar |  |  | Active Application | Trade Secret | Trade | WES | WES062 | Residential |  | Trade Secret | 2023
20263-228838-01 | Xcel Energy | 85 | 13781 | IOU | 05356697 | 8.19 | Solar |  | X | Interconnected | Trade Secret | Trade | IDA | IDA071 | Residential | Solar*Rewards | Trade Secret | 2023 | 2023
20263-228838-01 | Xcel Energy | 85 | 13781 | IOU | 06079741 | 5.248 | Solar |  |  | Interconnected | Trade Secret | Trade | WIL | WIL089 | Residential | Solar*Rewards | Trade Secret | 2025 | 2025
20263-228838-01 | Xcel Energy | 85 | 13781 | IOU | 06266267 | 6.073 | Solar |  |  | Active Application | Trade Secret | Trade | BYT | BYT061 | Residential |  | Trade Secret | 2025
20263-228838-01 | Xcel Energy | 85 | 13781 | IOU | 06328673 | 120 | Solar |  |  | Active Application | Trade Secret | Trade | MPK | MPK085 | Commercial |  | Trade Secret | 2026
20263-228838-01 | Xcel Energy | 85 | 13781 | IOU | 05269543 | 6.09 | Solar |  |  | Interconnected | Trade Secret | Trade | KOL | KOL073 | Residential |  | Trade Secret | 2022 | 2023
20263-228838-01 | Xcel Energy | 85 | 13781 | IOU | OID2019437 | 18 | Solar |  |  | Withdrawn | Trade Secret | Trade | GNL | GNL071 | Commercial | Solar*Rewards | Trade Secret | 2014
20263-228838-01 | Xcel Energy | 85 | 13781 | IOU | 04846693 | 8.41 | Solar |  |  | Interconnected | Trade Secret | Trade | HUG | HUG321 | Residential | Solar*Rewards | Trade Secret | 2022 | 2022
20263-228838-01 | Xcel Energy | 85 | 13781 | IOU | OID2384708 | 5 | Solar |  |  | Withdrawn | Trade Secret | Trade | HUG | HUG321 | Residential | Solar*Rewards | Trade Secret | 2015
20263-228838-01 | Xcel Energy | 85 | 13781 | IOU | 05422662 | 160 | Solar |  |  | Interconnected | Trade Secret | Trade | HYL | HYL074 | Commercial |  | Trade Secret | 2023 | 2024
20263-228838-01 | Xcel Energy | 85 | 13781 | IOU | 05366606 | 4.537 | Solar |  |  | Interconnected | Trade Secret | Trade | ALD | ALD076 | Residential |  | Trade Secret | 2023 | 2023
20263-228838-01 | Xcel Energy | 85 | 13781 | IOU | 05792639 | 6.912 | Solar |  |  | Interconnected | Trade Secret | Trade | WYO | WYO021 | Residential | Solar*Rewards | Trade Secret | 2024 | 2024
20263-228838-01 | Xcel Energy | 85 | 13781 | IOU | 06246130 | 5.76 | Solar |  |  | Active Application | Trade Secret | Trade | RLK | RLK071 | Residential |  | Trade Secret | 2025
20263-228838-01 | Xcel Energy | 85 | 13781 | IOU | 03133746 | 29.985 | Solar |  |  | Interconnected | Trade Secret | Trade | SOU | SOU073 | Commercial | Solar*Rewards | Trade Secret | 2013 | 2013
20263-228838-01 | Xcel Energy | 85 | 13781 | IOU | 05811526 | 9.994 | Solar |  |  | Active Application | Trade Secret | Trade | AFT | AFT322 | Residential |  | Trade Secret | 2024
20263-228838-01 | Xcel Energy | 85 | 13781 | IOU | 06231795 | 5.584 | Solar |  |  | Active Application | Trade Secret | Trade | XRD | XRD061 | Residential |  | Trade Secret | 2025
20263-228838-01 | Xcel Energy | 85 | 13781 | IOU | SRO23779 | 6 | Solar |  |  | Withdrawn | Trade Secret | Trade | LLK | LLK071 | Commercial | Solar*Rewards | Trade Secret | 2012
20263-228838-01 | Xcel Energy | 85 | 13781 | IOU | SRO29835 | 6 | Solar |  |  | Withdrawn | Trade Secret | Trade | LLK | LLK071 | Commercial | Solar*Rewards | Trade Secret | 2013
20263-228838-01 | Xcel Energy | 85 | 13781 | IOU | 05954515 | 6.046 | Solar |  |  | Active Application | Trade Secret | Trade | ECK | ECK321 | Residential |  | Trade Secret | 2024
20263-228838-01 | Xcel Energy | 85 | 13781 | IOU | OID3314089 | 2.962 | Solar |  |  | Withdrawn | Trade Secret | Trade | WES | WES076 | Residential |  | Trade Secret | 2018
20263-228838-01 | Xcel Energy | 85 | 13781 | IOU | OID3316157 | 3.747 | Solar |  |  | Withdrawn | Trade Secret | Trade | WES | WES076 | Residential | Solar*Rewards | Trade Secret | 2018
20263-228838-01 |  |  |  |  | OID3312159 |  | Solar |  |  | Withdrawn | Trade Secret | Trade | WES | WES076 | Residential | Solar*Rewards |  | 2018
20263-228838-01 | Xcel Energy | 85 | 13781 | IOU | OID3316043 | 3.747 | Solar |  |  | Withdrawn | Trade Secret | Trade | WES | WES076 | Residential |  | Trade Secret | 2018
20263-228838-01 | Xcel Energy | 85 | 13781 | IOU | 03132385 | 3.747 | Solar |  |  | Interconnected | Trade Secret | Trade | WES | WES076 | Residential | Solar*Rewards | Trade Secret | 2018 | 2018
20263-228838-01 | Xcel Energy | 85 | 13781 | IOU | 03131935 | 6 | Solar |  |  | Interconnected | Trade Secret | Trade | WES | WES076 | Residential | Made in Minnesota | Trade Secret | 2017 | 2017
20263-228838-01 | Xcel Energy | 85 | 13781 | IOU | OID2091483 | 7.6 | Solar |  |  | Withdrawn | Trade Secret | Trade | HSN | HSN311 | Residential | Solar*Rewards | Trade Secret | 2014
20263-228838-01 | Xcel Energy | 85 | 13781 | IOU | OID2093895 | 7.6 | Solar |  |  | Withdrawn | Trade Secret | Trade | HSN | HSN311 | Residential | Solar*Rewards | Trade Secret | 2014
20263-228838-01 | Xcel Energy | 85 | 13781 | IOU | SRO29622 | 8 | Solar |  |  | Withdrawn | Trade Secret | Trade | HSN | HSN311 | Residential | Solar*Rewards | Trade Secret | 2013
20263-228838-01 | Xcel Energy | 85 | 13781 | IOU | 05805700 | 5.76 | Solar |  |  | Active Application | Trade Secret | Trade | HSN | HSN311 | Residential | Solar*Rewards | Trade Secret | 2024
20263-228838-01 | Xcel Energy | 85 | 13781 | IOU | 05978333 | 19.988 | Solar |  |  | Interconnected | Trade Secret | Trade | VKG | VKG065 | Residential | Solar*Rewards | Trade Secret | 2025 | 2025
20263-228838-01 | Xcel Energy | 85 | 13781 | IOU | 03133680 | 6 | Solar |  |  | Interconnected | Trade Secret | Trade | PKL | PKL065 | Residential | Solar*Rewards | Trade Secret | 2012 | 2012
20263-228838-01 | Xcel Energy | 85 | 13781 | IOU | 04996818 | 5.584 | Solar |  |  | Withdrawn | Trade Secret | Trade | PKL | PKL065 | Residential | Solar*Rewards | Trade Secret | 2022
20263-228838-01 | Xcel Energy | 85 | 13781 | IOU | 03938550 | 7.329 | Solar |  | X | Active Application | Trade Secret | Trade | ALD | ALD084 | Residential | Solar*Rewards | Trade Secret | 2020
20263-228838-01 | Xcel Energy | 85 | 13781 | IOU | 04540771 | 4.35 | Solar |  |  | Interconnected | Trade Secret | Trade | MPK | MPK082 | Residential |  | Trade Secret | 2021 | 2021
20263-228838-01 | Xcel Energy | 85 | 13781 | IOU | 03131755 | 11.5 | Solar |  |  | Interconnected | Trade Secret | Trade | WAB | WAB031 | Commercial | Made in Minnesota | Trade Secret | 2017 | 2017
20263-228838-01 | Xcel Energy | 85 | 13781 | IOU | 05941437 | 6.046 | Solar |  |  | Active Application | Trade Secret | Trade | WDY | WDY322 | Residential |  | Trade Secret | 2024
20263-228838-01 | Xcel Energy | 85 | 13781 | IOU | 05960457 | 3.9 | Solar |  |  | Interconnected | Trade Secret | Trade | AHI | AHI063 | Residential |  | Trade Secret | 2024 | 2025
20263-228838-01 | Xcel Energy | 85 | 13781 | IOU | 05994148 | 5.314 | Solar |  |  | Interconnected | Trade Secret | Trade | ECK | ECK063 | Residential |  | Trade Secret | 2024 | 2025
20263-228838-01 | Xcel Energy | 85 | 13781 | IOU | 05889665 | 3.747 | Solar |  |  | Withdrawn | Trade Secret | Trade | OAD | OAD063 | Residential |  | Trade Secret | 2024
20263-228838-01 | Xcel Energy | 85 | 13781 | IOU | 05942489 | 3.747 | Solar |  |  | Interconnected | Trade Secret | Trade | OAD | OAD063 | Residential |  | Trade Secret | 2024 | 2025
20263-228838-01 | Xcel Energy | 85 | 13781 | IOU | 06023515 | 5.32 | Solar |  |  | Interconnected | Trade Secret | Trade | BRP | BRP071 | Residential | Solar*Rewards | Trade Secret | 2024 | 2025
20263-228838-01 | Xcel Energy | 85 | 13781 | IOU | 03994712 | 9.994 | Solar |  |  | Interconnected | Trade Secret | Trade | MPK | MPK087 | Residential | Solar*Rewards | Trade Secret | 2020 | 2020
20263-228838-01 | Xcel Energy | 85 | 13781 | IOU | 04482926 | 3.19 | Solar |  |  | Interconnected | Trade Secret | Trade | DBL | DBL067 | Residential |  | Trade Secret | 2021 | 2021
20263-228838-01 | Xcel Energy | 85 | 13781 | IOU | 06205842 | 6.832 | Solar |  |  | Interconnected | Trade Secret | Trade | AFT | AFT315 | Residential |  | Trade Secret | 2025 | 2025
20263-228838-01 | Xcel Energy | 85 | 13781 | IOU | 03131466 | 33.6 | Solar |  |  | Interconnected | Trade Secret | Trade | DBL | DBL066 | Commercial | Made in Minnesota | Trade Secret | 2017 | 2017
20263-228838-01 | Xcel Energy | 85 | 13781 | IOU | OID2327100 | 36 | Solar |  |  | Withdrawn | Trade Secret | Trade | HWW | HWW073 | Commercial | Made in Minnesota | Trade Secret | 2015
20263-228838-01 | Xcel Energy | 85 | 13781 | IOU | OID2997201 | 7.63 | Solar |  |  | Withdrawn | Trade Secret | Trade | WIN | WIN023 | Residential | Made in Minnesota | Trade Secret | 2017
20263-228838-01 | Xcel Energy | 85 | 13781 | IOU | 03132629 | 6.576 | Solar |  |  | Interconnected | Trade Secret | Trade | WIN | WIN023 | Residential | Made in Minnesota | Trade Secret | 2018 | 2018
20263-228838-01 | Xcel Energy | 85 | 13781 | IOU | 05175704 | 7.15 | Solar |  |  | Interconnected | Trade Secret | Trade | OPK | OPK073 | Residential |  | Trade Secret | 2022 | 2022
20263-228838-01 | Xcel Energy | 85 | 13781 | IOU | 04133632 | 9.994 | Solar |  |  | Interconnected | Trade Secret | Trade | EDA | EDA075 | Residential | Solar*Rewards | Trade Secret | 2020 | 2021
20263-228838-01 | Xcel Energy | 85 | 13781 | IOU | 04983187 | 3.48 | Solar |  |  | Interconnected | Trade Secret | Trade | HAS | HAS033 | Residential |  | Trade Secret | 2022 | 2022
20263-228838-01 | Xcel Energy | 85 | 13781 | IOU | 06188216 | 3.484 | Solar |  |  | Interconnected | Trade Secret | Trade | LEX | LEX075 | Residential | Solar*Rewards | Trade Secret | 2025 | 2026
20263-228838-01 | Xcel Energy | 85 | 13781 | IOU | 06168214 | 7.6 | Solar |  |  | Interconnected | Trade Secret | Trade | CDV | CDV072 | Residential | Solar*Rewards | Trade Secret | 2025 | 2025
20263-228838-01 | Xcel Energy | 85 | 13781 | IOU | 06220537 | 6.56 | Solar |  |  | Withdrawn | Trade Secret | Trade | CGR | CGR063 | Residential |  | Trade Secret | 2025
20263-228838-01 | Xcel Energy | 85 | 13781 | IOU | 04794257 | 8.7 | Solar |  |  | Withdrawn | Trade Secret | Trade | HUG | HUG321 | Residential | Solar*Rewards | Trade Secret | 2022
20263-228838-01 | Xcel Energy | 85 | 13781 | IOU | 04949957 | 10.44 | Solar |  |  | Interconnected | Trade Secret | Trade | HUG | HUG321 | Residential | Solar*Rewards | Trade Secret | 2022 | 2022
20263-228838-01 | Xcel Energy | 85 | 13781 | IOU | 06245128 | 4.482 | Solar |  |  | Interconnected | Trade Secret | Trade | GLK | GLK064 | Residential |  | Trade Secret | 2025 | 2025
20263-228838-01 | Xcel Energy | 85 | 13781 | IOU | 05390080 | 4.35 | Solar |  |  | Interconnected | Trade Secret | Trade | APA | APA068 | Residential |  | Trade Secret | 2023 | 2023
20263-228838-01 | Xcel Energy | 85 | 13781 | IOU | 04794312 | 5.85 | Solar |  |  | Interconnected | Trade Secret | Trade | WRR | WRR075 | Residential | Solar*Rewards | Trade Secret | 2022 | 2024
20263-228838-01 | Xcel Energy | 85 | 13781 | IOU | 06093312 | 3.936 | Solar |  |  | Withdrawn | Trade Secret | Trade | WIL | WIL072 | Residential | Solar*Rewards | Trade Secret | 2025
20263-228838-01 | Xcel Energy | 85 | 13781 | IOU | 06104302 | 3.936 | Solar |  |  | Interconnected | Trade Secret | Trade | WIL | WIL072 | Residential |  | Trade Secret | 2025 | 2025
20263-228838-01 | Xcel Energy | 85 | 13781 | IOU | 05815487 | 13.824 | Solar |  |  | Active Application | Trade Secret | Trade | MPN | MPN081 | Residential | Solar*Rewards | Trade Secret | 2024
20263-228838-01 | Xcel Energy | 85 | 13781 | IOU | 03130620 | 40 | Solar |  |  | Interconnected | Trade Secret | Trade | ESW | ESW082 | Commercial | Made in Minnesota | Trade Secret | 2016 | 2018
20263-228838-01 | Xcel Energy | 85 | 13781 | IOU | 05748978 | 5.516 | Solar |  |  | Active Application | Trade Secret | Trade | PKL | PKL066 | Residential | Solar*Rewards | Trade Secret | 2024
20263-228838-01 |  |  |  |  | 05742686 |  |  |  |  | Withdrawn | Trade Secret | Trade | PKL | PKL066 | Residential |  |  | 2024
20263-228838-01 | Xcel Energy | 85 | 13781 | IOU | 03130757 | 4 | Solar |  |  | Interconnected | Trade Secret | Trade | WCS | WCS072 | Residential |  | Trade Secret | 2006 | 2006
20263-228838-01 | Xcel Energy | 85 | 13781 | IOU | OID3098581 | 1.68 | Solar |  |  | Withdrawn | Trade Secret | Trade | PRR | PRR062 | Residential | Solar*Rewards | Trade Secret | 2017
20263-228838-01 | Xcel Energy | 85 | 13781 | IOU | 03132214 | 2.717 | Solar |  |  | Interconnected | Trade Secret | Trade | PRR | PRR062 | Residential | Solar*Rewards | Trade Secret | 2018 | 2019
20263-228838-01 | Xcel Energy | 85 | 13781 | IOU | 04794150 | 3.48 | Solar |  |  | Interconnected | Trade Secret | Trade | AFT | AFT315 | Residential | Solar*Rewards | Trade Secret | 2022 | 2022
20263-228838-01 | Xcel Energy | 85 | 13781 | IOU | 04423238 | 17.4 | Solar |  |  | Interconnected | Trade Secret | Trade | AFT | AFT315 | Residential | Solar*Rewards | Trade Secret | 2021 | 2022
20263-228838-01 | Xcel Energy | 85 | 13781 | IOU | 06164795 | 3.796 | Solar |  |  | Interconnected | Trade Secret | Trade | FAB | FAB071 | Residential |  | Trade Secret | 2025 | 2025
20263-228838-01 | Xcel Energy | 85 | 13781 | IOU | 05864658 | 7.591 | Solar |  |  | Withdrawn | Trade Secret | Trade | FAB | FAB071 | Residential | Solar*Rewards | Trade Secret | 2024
20263-228838-01 |  |  |  |  | 06106985 |  | Solar |  |  | Withdrawn | Trade Secret | Trade | FAB | FAB071 | Residential | Solar*Rewards |  | 2025
20263-228838-01 | Xcel Energy | 85 | 13781 | IOU | 06096727 | 4.175 | Solar |  |  | Interconnected | Trade Secret | Trade | APA | APA061 | Residential | Solar*Rewards | Trade Secret | 2025 | 2025
20263-228838-01 | Xcel Energy | 85 | 13781 | IOU | 03134075 | 6 | Solar |  |  | Interconnected | Trade Secret | Trade | OAD | OAD072 | Residential | Made in Minnesota | Trade Secret | 2014 | 2014
20263-228838-01 | Xcel Energy | 85 | 13781 | IOU | 04548921 | 5 |  |  |  | Active Application | Trade Secret | Trade | OAD | OAD071 | Residential |  | Trade Secret | 2021
20263-228838-01 | Xcel Energy | 85 | 13781 | IOU | OID2020724 | 5 | Solar |  |  | Withdrawn | Trade Secret | Trade | ALD | ALD072 | Residential | Solar*Rewards | Trade Secret | 2014
20263-228838-01 | Xcel Energy | 85 | 13781 | IOU | 03192474 | 11.43 | Solar |  |  | Interconnected | Trade Secret | Trade | AFT | AFT314 | Residential | Solar*Rewards | Trade Secret | 2019 | 2019
20263-228838-01 | Xcel Energy | 85 | 13781 | IOU | OID3619040 | 7.616 | Solar |  |  | Withdrawn | Trade Secret | Trade | AFT | AFT314 | Residential | Solar*Rewards | Trade Secret | 2018
20263-228838-01 | Xcel Energy | 85 | 13781 | IOU | 06114248 | 15.202 | Solar |  |  | Interconnected | Trade Secret | Trade | PAT | PAT313 | Commercial |  | Trade Secret | 2025 | 2025
20263-228838-01 | Xcel Energy | 85 | 13781 | IOU | 06114228 | 13.682 | Solar |  |  | Withdrawn | Trade Secret | Trade | PAT | PAT313 | Commercial |  | Trade Secret | 2025
20263-228838-01 | Xcel Energy | 85 | 13781 | IOU | 06079919 | 13.682 | Solar |  |  | Active Application | Trade Secret | Trade | PAT | PAT313 | Commercial |  | Trade Secret | 2025
20263-228838-01 | Xcel Energy | 85 | 13781 | IOU | 04793494 | 7.616 | Solar |  |  | Interconnected | Trade Secret | Trade | MPK | MPK064 | Residential | Solar*Rewards | Trade Secret | 2022 | 2022
20263-228838-01 | Xcel Energy | 85 | 13781 | IOU | 03201640 | 15 | Solar |  |  | Interconnected | Trade Secret | Trade | ZUF | ZUF021 | Residential | Solar*Rewards | Trade Secret | 2019 | 2020
20263-228838-01 | Xcel Energy | 85 | 13781 | IOU | OID3758230 | 15 | Solar |  |  | Withdrawn | Trade Secret | Trade | ZUF | ZUF021 | Residential | Solar*Rewards | Trade Secret | 2019
20263-228838-01 | Xcel Energy | 85 | 13781 | IOU | OID3666670 | 15 | Solar |  |  | Withdrawn | Trade Secret | Trade | ZUF | ZUF021 | Residential | Solar*Rewards | Trade Secret | 2018
20263-228838-01 | Xcel Energy | 85 | 13781 | IOU | 04889827 | 10.121 | Solar |  |  | Interconnected | Trade Secret | Trade | UPP | UPP086 | Residential | Solar*Rewards | Trade Secret | 2022 | 2022
20263-228838-01 | Xcel Energy | 85 | 13781 | IOU | OID2296726 | 29.5 | Solar |  |  | Withdrawn | Trade Secret | Trade | ZUM | ZUM022 | Commercial | Made in Minnesota | Trade Secret | 2015
20263-228838-01 | Xcel Energy | 85 | 13781 | IOU | OID2251374 | 20 | Solar |  |  | Withdrawn | Trade Secret | Trade | ZUM | ZUM022 | Commercial | Solar*Rewards | Trade Secret | 2015
20263-228838-01 | Xcel Energy | 85 | 13781 | IOU | 06223856 | 20.425 | Solar |  |  | Withdrawn | Trade Secret | Trade | SOU | SOU086 | Commercial |  | Trade Secret | 2025
20263-228838-01 | Xcel Energy | 85 | 13781 | IOU | 06181567 | 16.512 | Solar |  |  | Withdrawn | Trade Secret | Trade | SOU | SOU086 | Commercial |  | Trade Secret | 2025
20263-228838-01 | Xcel Energy | 85 | 13781 | IOU | 06210483 | 20.425 | Solar |  |  | Active Application | Trade Secret | Trade | SOU | SOU086 | Commercial |  | Trade Secret | 2025
20263-228838-01 | Xcel Energy | 85 | 13781 | IOU | OID2624234 | 8.4 | Solar |  |  | Withdrawn | Trade Secret | Trade | AHI | AHI063 | Residential | Solar*Rewards | Trade Secret | 2016
20263-228838-01 | Xcel Energy | 85 | 13781 | IOU | 04595369 | 5.054 | Solar |  |  | Interconnected | Trade Secret | Trade | UPP | UPP084 | Residential |  | Trade Secret | 2021 | 2022
20263-228838-01 | Xcel Energy | 85 | 13781 | IOU | 03130128 | 5.04 | Solar |  |  | Interconnected | Trade Secret | Trade | APA | APA073 | Residential | Solar*Rewards | Trade Secret | 2018 | 2019
20263-228838-01 |  |  |  |  | OID3607954 |  | Solar |  |  | Withdrawn | Trade Secret | Trade | VES | VES021 | Residential |  |  | 2018
20263-228838-01 |  |  |  |  | OID3554103 |  | Solar |  |  | Withdrawn | Trade Secret | Trade | VES | VES021 | Residential | Solar*Rewards |  | 2018
20263-228838-01 | Xcel Energy | 85 | 13781 | IOU | OID3473142 | 39.998 | Solar |  |  | Withdrawn | Trade Secret | Trade | MOL | MOL077 | Commercial | Solar*Rewards | Trade Secret | 2018
20263-228838-01 | Xcel Energy | 85 | 13781 | IOU | 04494745 | 380 | Solar |  |  | Interconnected | Trade Secret | Trade | MOL | MOL077 | Commercial |  | Trade Secret | 2021 | 2022
20263-228838-01 | Xcel Energy | 85 | 13781 | IOU | 04280380 | 39.998 | Solar |  |  | Interconnected | Trade Secret | Trade | MOL | MOL077 | Commercial | Solar*Rewards | Trade Secret | 2021 | 2022
20263-228838-01 | Xcel Energy | 85 | 13781 | IOU | OID3705815 | 39.998 | Solar |  |  | Withdrawn | Trade Secret | Trade | MOL | MOL077 | Commercial | Solar*Rewards | Trade Secret | 2019
20263-228838-01 | Xcel Energy | 85 | 13781 | IOU | 04793994 | 11.39 | Solar |  |  | Interconnected | Trade Secret | Trade | RPO | RPO311 | Residential | Solar*Rewards | Trade Secret | 2022 | 2022
20263-228838-01 | Xcel Energy | 85 | 13781 | IOU | OID3705403 | 33.3 | Solar |  |  | Withdrawn | Trade Secret | Trade | HUG | HUG321 | Residential | Solar*Rewards | Trade Secret | 2019
20263-228838-01 | Xcel Energy | 85 | 13781 | IOU | OID3705484 | 33.3 | Solar |  |  | Withdrawn | Trade Secret | Trade | HUG | HUG321 | Commercial | Solar*Rewards | Trade Secret | 2019
20263-228838-01 |  |  |  |  | 06342675 |  | Solar |  |  | Active Application | Trade Secret | Trade | HUG | HUG321 | Commercial | Solar*Rewards |  | 2026
20263-228838-01 | Xcel Energy | 85 | 13781 | IOU | 04435212 | 7.616 | Solar |  |  | Interconnected | Trade Secret | Trade | TWL | TWL063 | Residential | Solar*Rewards | Trade Secret | 2021 | 2022
20263-228838-01 | Xcel Energy | 85 | 13781 | IOU | SRO29853 | 35 | Solar |  |  | Withdrawn | Trade Secret | Trade | MEL | MEL063 | Commercial | Solar*Rewards | Trade Secret | 2013
20263-228838-01 | Xcel Energy | 85 | 13781 | IOU | SRO29824 | 35 | Solar |  |  | Withdrawn | Trade Secret | Trade | MEL | MEL063 | Commercial | Solar*Rewards | Trade Secret | 2013
20263-228838-01 | Xcel Energy | 85 | 13781 | IOU | 03134323 | 36 | Solar |  |  | Interconnected | Trade Secret | Trade | MEL | MEL063 | Commercial | Made in Minnesota | Trade Secret | 2015 | 2015
20263-228838-01 | Xcel Energy | 85 | 13781 | IOU | 06189061 | 4.935 | Solar |  |  | Active Application | Trade Secret | Trade | WES | WES063 | Residential | Solar*Rewards | Trade Secret | 2025
20263-228838-01 | Xcel Energy | 85 | 13781 | IOU | 06082518 | 4.555 | Solar |  |  | Interconnected | Trade Secret | Trade | SAV | SAV069 | Residential | Solar*Rewards | Trade Secret | 2025 | 2025
20263-228838-01 | Xcel Energy | 85 | 13781 | IOU | 05857295 | 7.296 | Solar |  |  | Interconnected | Trade Secret | Trade | ECK | ECK063 | Residential | Solar*Rewards | Trade Secret | 2024 | 2024
20263-228838-01 | Xcel Energy | 85 | 13781 | IOU | 04794409 | 7.616 | Solar |  |  | Interconnected | Trade Secret | Trade | LEX | LEX061 | Residential | Solar*Rewards | Trade Secret | 2022 | 2022
20263-228838-01 | Xcel Energy | 85 | 13781 | IOU | 06011025 | 6.84 | Solar |  |  | Interconnected | Trade Secret | Trade | IDA | IDA072 | Residential | Solar*Rewards | Trade Secret | 2024 | 2025
20263-228838-01 | Xcel Energy | 85 | 13781 | IOU | 03133068 | 36 | Solar |  |  | Interconnected | Trade Secret | Trade | LIN | LIN031 | Residential | Solar*Rewards | Trade Secret | 2013 | 2014
20263-228838-01 | Xcel Energy | 85 | 13781 | IOU | OID3850749 | 3.84 | Solar |  |  | Withdrawn | Trade Secret | Trade | WCR | WCR061 | Residential | Solar*Rewards | Trade Secret | 2019
20263-228838-01 | Xcel Energy | 85 | 13781 | IOU | 03451983 | 7.616 | Solar |  |  | Interconnected | Trade Secret | Trade | CTR | CTR031 | Residential | Solar*Rewards | Trade Secret | 2019 | 2020
20263-228838-01 | Xcel Energy | 85 | 13781 | IOU | 05935466 | 6.046 | Solar |  |  | Active Application | Trade Secret | Trade | XRD | XRD076 | Residential |  | Trade Secret | 2024
20263-228838-01 | Xcel Energy | 85 | 13781 | IOU | 04414566 | 12.18 | Solar |  |  | Interconnected | Trade Secret | Trade | HYL | HYL061 | Residential | Solar*Rewards | Trade Secret | 2021 | 2021
20263-228838-01 | Xcel Energy | 85 | 13781 | IOU | 06287977 | 14.208 | Solar |  |  | Active Application | Trade Secret | Trade | MND | MND061 | Residential |  | Trade Secret | 2025
20263-228838-01 | Xcel Energy | 85 | 13781 | IOU | 03872803 | 6 | Solar |  |  | Active Application | Trade Secret | Trade | MRN | MRN021 | Residential | Solar*Rewards | Trade Secret | 2020
20263-228838-01 | Xcel Energy | 85 | 13781 | IOU | 05006363 | 8.41 | Solar |  |  | Interconnected | Trade Secret | Trade | UPP | UPP085 | Residential |  | Trade Secret | 2022 | 2022
20263-228838-01 | Xcel Energy | 85 | 13781 | IOU | 06248044 | 9.984 | Solar |  |  | Active Application | Trade Secret | Trade | LCR | LCR311 | Residential |  | Trade Secret | 2025
20263-228838-01 | Xcel Energy | 85 | 13781 | IOU | 05982932 | 3.747 | Solar |  |  | Interconnected | Trade Secret | Trade | EKO | EKO021 | Residential |  | Trade Secret | 2024 | 2025
20263-228838-01 | Xcel Energy | 85 | 13781 | IOU | OID3021033 | 5 | Solar |  |  | Withdrawn | Trade Secret | Trade | BCR | BCR063 | Residential | Solar*Rewards | Trade Secret | 2017
20263-228838-01 | Xcel Energy | 85 | 13781 | IOU | 05847642 | 7.296 | Solar |  |  | Interconnected | Trade Secret | Trade | UPP | UPP085 | Residential | Solar*Rewards | Trade Secret | 2024 | 2024
20263-228838-01 | Xcel Energy | 85 | 13781 | IOU | 04284275 | 9.994 | Solar |  |  | Interconnected | Trade Secret | Trade | FSL | FSL312 | Residential | Solar*Rewards | Trade Secret | 2021 | 2021
20263-228838-01 | Xcel Energy | 85 | 13781 | IOU | OID3470385 | 39.998 | Solar |  |  | Withdrawn | Trade Secret | Trade | MDT | MDT062 | Commercial | Solar*Rewards | Trade Secret | 2018
20263-228838-01 | Xcel Energy | 85 | 13781 | IOU | OID3290169 | 19.999 | Solar |  |  | Withdrawn | Trade Secret | Trade | MDT | MDT062 | Commercial | Solar*Rewards | Trade Secret | 2018
20263-228838-01 | Xcel Energy | 85 | 13781 | IOU | 06119112 | 16.4 | Solar |  |  | Interconnected | Trade Secret | Trade | AFT | AFT321 | Residential | Solar*Rewards | Trade Secret | 2025 | 2025
20263-228838-01 | Xcel Energy | 85 | 13781 | IOU | 03130053 | 9.45 | Solar |  |  | Interconnected | Trade Secret | Trade | WCR | WCR063 | Residential | Solar*Rewards | Trade Secret | 2018 | 2019
20263-228838-01 | Xcel Energy | 85 | 13781 | IOU | 06115939 | 5.693 | Solar |  |  | Interconnected | Trade Secret | Trade | WIL | WIL074 | Residential |  | Trade Secret | 2025 | 2025
20263-228838-01 | Xcel Energy | 85 | 13781 | IOU | 04992215 | 150 | Solar |  |  | Interconnected | Trade Secret | Trade | AFT | AFT314 | Commercial |  | Trade Secret | 2022 | 2023
20263-228838-01 | Xcel Energy | 85 | 13781 | IOU | 03129723 | 1.68 | Solar |  |  | Interconnected | Trade Secret | Trade | SOU | SOU075 | Residential | Solar*Rewards | Trade Secret | 2019 | 2021
20263-228838-01 | Xcel Energy | 85 | 13781 | IOU | 03505028 | 9.994 | Solar |  |  | Active Application | Trade Secret | Trade | MST | MST075 | Commercial | Solar*Rewards | Trade Secret | 2019
20263-228838-01 | Xcel Energy | 85 | 13781 | IOU | 06057635 | 12.16 | Solar |  |  | Interconnected | Trade Secret | Trade | TWL | TWL062 | Residential | Solar*Rewards | Trade Secret | 2025 | 2025
20263-228838-01 | Xcel Energy | 85 | 13781 | IOU | OID2250795 | 14 | Solar |  |  | Withdrawn | Trade Secret | Trade | WAB | WAB031 | Residential | Solar*Rewards | Trade Secret | 2015
20263-228838-01 | Xcel Energy | 85 | 13781 | IOU | 05988955 | 5.76 | Solar |  |  | Interconnected | Trade Secret | Trade | WCR | WCR063 | Residential | Solar*Rewards | Trade Secret | 2024 | 2025
20263-228838-01 | Xcel Energy | 85 | 13781 | IOU | 05803556 | 4.555 | Solar |  |  | Interconnected | Trade Secret | Trade | WSG | WSG362 | Residential | Solar*Rewards | Trade Secret | 2024 | 2024
20263-228838-01 | Xcel Energy | 85 | 13781 | IOU | 06309186 | 400 | Solar |  |  | Active Application | Trade Secret | Trade | BLC | BLC072 | Commercial |  | Trade Secret | 2026
20263-228838-01 | Xcel Energy | 85 | 13781 | IOU | 06276522 | 4.875 | Solar |  |  | Withdrawn | Trade Secret | Trade | CEL | CEL061 | Residential |  | Trade Secret | 2025
20263-228838-01 |  |  |  |  | OID3434888 |  | Solar |  |  | Withdrawn | Trade Secret | Trade | AVN | AVN021 | Residential | Solar*Rewards |  | 2018
20263-228838-01 | Xcel Energy | 85 | 13781 | IOU | 06193318 | 14.806 | Solar |  |  | Interconnected | Trade Secret | Trade | HUG | HUG321 | Residential | Solar*Rewards | Trade Secret | 2025 | 2025
20263-228838-01 | Xcel Energy | 85 | 13781 | IOU | 04536539 | 10.32 | Solar |  |  | Interconnected | Trade Secret | Trade | CEL | CEL064 | Residential |  | Trade Secret | 2021 | 2021
20263-228838-01 | Xcel Energy | 85 | 13781 | IOU | 05581748 | 3.465 | Solar |  |  | Active Application | Trade Secret | Trade | MOL | MOL078 | Residential |  | Trade Secret | 2023
20263-228838-01 | Xcel Energy | 85 | 13781 | IOU | 03132675 | 66.6 | Solar |  |  | Interconnected | Trade Secret | Trade | OAD | OAD074 | Commercial |  | Trade Secret | 2018 | 2019
20263-228838-01 | Xcel Energy | 85 | 13781 | IOU | OID2033274 | 20 | Solar |  |  | Withdrawn | Trade Secret | Trade | OAD | OAD074 | Commercial | Solar*Rewards | Trade Secret | 2014
20263-228838-01 | Xcel Energy | 85 | 13781 | IOU | OID2019209 | 20 | Solar |  |  | Withdrawn | Trade Secret | Trade | OAD | OAD074 | Commercial | Solar*Rewards | Trade Secret | 2014
20263-228838-01 | Xcel Energy | 85 | 13781 | IOU | 05445450 | 6.96 | Solar |  |  | Interconnected | Trade Secret | Trade | RLK | RLK072 | Residential | Solar*Rewards | Trade Secret | 2023 | 2023
20263-228838-01 | Xcel Energy | 85 | 13781 | IOU | 05274424 | 7.25 | Solar |  |  | Withdrawn | Trade Secret | Trade | RLK | RLK072 | Residential |  | Trade Secret | 2022
20263-228838-01 | Xcel Energy | 85 | 13781 | IOU | OID3951399 | 35.072 | Solar |  |  | Withdrawn | Trade Secret | Trade | RIV | RIV062 | Commercial | Solar*Rewards | Trade Secret | 2019
20263-228838-01 | Xcel Energy | 85 | 13781 | IOU | 04385394 | 38.02 | Solar |  |  | Interconnected | Trade Secret | Trade | RIV | RIV062 | Commercial | Solar*Rewards | Trade Secret | 2022 | 2022
20263-228838-01 | Xcel Energy | 85 | 13781 | IOU | 04462945 | 9.994 | Solar |  |  | Active Application | Trade Secret | Trade | WEL | WEL021 | Residential | Solar*Rewards | Trade Secret | 2021
20263-228838-01 | Xcel Energy | 85 | 13781 | IOU | 04508480 | 9.994 | Solar |  |  | Interconnected | Trade Secret | Trade | WEL | WEL021 | Residential |  | Trade Secret | 2021 | 2022
20263-228838-01 | Xcel Energy | 85 | 13781 | IOU | 05711934 | 11.34 | Solar |  |  | Interconnected | Trade Secret | Trade | ANN | ANN021 | Residential | Solar*Rewards | Trade Secret | 2024 | 2024
20263-228838-01 | Xcel Energy | 85 | 13781 | IOU | 05593969 | 11.34 | Solar |  |  | Withdrawn | Trade Secret | Trade | ANN | ANN021 | Residential |  | Trade Secret | 2023
20263-228838-01 | Xcel Energy | 85 | 13781 | IOU | 04822397 | 38.012 | Solar |  |  | Interconnected | Trade Secret | Trade | WYO | WYO031 | Commercial |  | Trade Secret | 2022 | 2023
20263-228838-01 | Xcel Energy | 85 | 13781 | IOU | OID2019611 | 18 | Solar |  |  | Withdrawn | Trade Secret | Trade | MEL | MEL062 | Commercial | Solar*Rewards | Trade Secret | 2014
20263-228838-01 | Xcel Energy | 85 | 13781 | IOU | 04363772 | 4.188 | Solar |  |  | Interconnected | Trade Secret | Trade | MPK | MPK071 | Residential | Solar*Rewards | Trade Secret | 2021 | 2021
20263-228838-01 | Xcel Energy | 85 | 13781 | IOU | 05784464 | 11.168 | Solar |  |  | Interconnected | Trade Secret | Trade | KOL | KOL073 | Residential | Solar*Rewards | Trade Secret | 2024 | 2024
20263-228838-01 | Xcel Energy | 85 | 13781 | IOU | 05398056 | 1.3 | Solar |  |  | Withdrawn | Trade Secret | Trade | HUG | HUG311 | Residential |  | Trade Secret | 2023
20263-228838-01 | Xcel Energy | 85 | 13781 | IOU | 05012421 | 9.86 | Solar |  |  | Interconnected | Trade Secret | Trade | HUG | HUG311 | Residential | Solar*Rewards | Trade Secret | 2022 | 2023
20263-228838-01 | Xcel Energy | 85 | 13781 | IOU | 06210645 | 9.6 | Solar |  |  | Interconnected | Trade Secret | Trade | RLK | RLK071 | Residential |  | Trade Secret | 2025 | 2025
20263-228838-01 | Xcel Energy | 85 | 13781 | IOU | OID2564464 | 7.63 | Solar |  |  | Withdrawn | Trade Secret | Trade | PKL | PKL085 | Residential | Solar*Rewards | Trade Secret | 2016
20263-228838-01 | Xcel Energy | 85 | 13781 | IOU | OID2098828 | 18 | Solar |  |  | Withdrawn | Trade Secret | Trade | PRR | PRR061 | Commercial | Solar*Rewards | Trade Secret | 2014
20263-228838-01 |  |  |  |  | OID2801654 |  | Solar |  |  | Withdrawn | Trade Secret | Trade | KOL | KOL064 | Commercial |  |  | 2016
20263-228838-01 | Xcel Energy | 85 | 13781 | IOU | 03131236 | 39.998 | Solar |  |  | Interconnected | Trade Secret | Trade | KOL | KOL064 | Commercial |  | Trade Secret | 2016 | 2017
20263-228838-01 | Xcel Energy | 85 | 13781 | IOU | 04818217 | 10.15 | Solar |  |  | Active Application | Trade Secret | Trade | SCA | SCA021 | Residential | Solar*Rewards | Trade Secret | 2022
20263-228838-01 | Xcel Energy | 85 | 13781 | IOU | 05423754 | 199.8 | Solar |  |  | Interconnected | Trade Secret | Trade | CRL | CRL031 | Commercial | Solar*Rewards | Trade Secret | 2023 | 2023
20263-228838-01 | Xcel Energy | 85 | 13781 | IOU | OID3706390 | 7.616 | Solar |  |  | Withdrawn | Trade Secret | Trade | RPL | RPL064 | Residential | Solar*Rewards | Trade Secret | 2019
20263-228838-01 | Xcel Energy | 85 | 13781 | IOU | 05935462 | 4.93 | Solar |  |  | Interconnected | Trade Secret | Trade | SOU | SOU060 | Residential | Solar*Rewards | Trade Secret | 2024 | 2024
20263-228838-01 | Xcel Energy | 85 | 13781 | IOU | 05846922 | 3.747 | Solar |  |  | Interconnected | Trade Secret | Trade | WDY | WDY311 | Residential |  | Trade Secret | 2024 | 2025
20263-228838-01 | Xcel Energy | 85 | 13781 | IOU | 03131148 | 5.57 | Solar |  |  | Interconnected | Trade Secret | Trade | SOU | SOU087 | Residential |  | Trade Secret | 2012 | 2009
20263-228838-01 | Xcel Energy | 85 | 13781 | IOU | 03130926 | 3.24 | Solar |  |  | Interconnected | Trade Secret | Trade | SOU | SOU087 | Residential |  | Trade Secret | 2009 | 2009
20263-228838-01 | Xcel Energy | 85 | 13781 | IOU | 05495772 | 7.68 | Solar |  |  | Interconnected | Trade Secret | Trade | EDA | EDA075 | Residential |  | Trade Secret | 2023 | 2023
20263-228838-01 | Xcel Energy | 85 | 13781 | IOU | 06191048 | 16.752 | Solar |  |  | Interconnected | Trade Secret | Trade | GSL | GSL076 | Residential | Solar*Rewards | Trade Secret | 2025 | 2025
20263-228838-01 | Xcel Energy | 85 | 13781 | IOU | 06277669 | 5.584 | Solar |  | X | Active Application | Trade Secret | Trade | OSS | OSS073 | Residential |  | Trade Secret | 2025
20263-228838-01 | Xcel Energy | 85 | 13781 | IOU | 05362862 | 9.423 | Solar |  |  | Interconnected | Trade Secret | Trade | ANN | ANN021 | Commercial |  | Trade Secret | 2023 | 2023
20263-228838-01 | Xcel Energy | 85 | 13781 | IOU | 06021202 | 6.144 | Solar |  |  | Interconnected | Trade Secret | Trade | SOH | SOH001 | Residential | Solar*Rewards | Trade Secret | 2024 | 2025
20263-228838-01 | Xcel Energy | 85 | 13781 | IOU | SRO21811 | 40 | Solar |  |  | Withdrawn | Trade Secret | Trade | SLP | SLP075 | Commercial | Solar*Rewards | Trade Secret | 2012
20263-228838-01 | Xcel Energy | 85 | 13781 | IOU | 05208290 | 3 | Solar |  |  | Withdrawn | Trade Secret | Trade | RAM | RAM071 | Residential |  | Trade Secret | 2022
20263-228838-01 |  |  |  |  | 05192908 |  |  |  |  | Active Application | Trade Secret | Trade | RAM | RAM071 | Residential |  |  | 2022
20263-228838-01 | Xcel Energy | 85 | 13781 | IOU | 03632694 | 3.747 | Solar |  |  | Withdrawn | Trade Secret | Trade | SOU | SOU064 | Residential | Solar*Rewards | Trade Secret | 2020
20263-228838-01 | Xcel Energy | 85 | 13781 | IOU | 03131655 | 10.5 | Solar |  |  | Interconnected | Trade Secret | Trade | WAB | WAB031 | Commercial | Made in Minnesota | Trade Secret | 2017 | 2017
20263-228838-01 | Xcel Energy | 85 | 13781 | IOU | OID2250553 | 6.5 | Solar |  |  | Withdrawn | Trade Secret | Trade | WAB | WAB031 | Commercial | Solar*Rewards | Trade Secret | 2015
20263-228838-01 |  |  |  |  | 04507854 |  | Solar |  |  | Active Application | Trade Secret | Trade | SOU | SOU073 | Residential | Solar*Rewards |  | 2021
20263-228838-01 | Xcel Energy | 85 | 13781 | IOU | 04507866 | 3.747 | Solar |  |  | Active Application | Trade Secret | Trade | SOU | SOU073 | Residential |  | Trade Secret | 2021
20263-228838-01 | Xcel Energy | 85 | 13781 | IOU | 04508459 | 3.747 | Solar |  |  | Interconnected | Trade Secret | Trade | SOU | SOU073 | Residential |  | Trade Secret | 2021 | 2022
20263-228838-01 | Xcel Energy | 85 | 13781 | IOU | 06211860 | 2.323 | Solar |  |  | Interconnected | Trade Secret | Trade | OAD | OAD061 | Residential |  | Trade Secret | 2025 | 2025
20263-228838-01 | Xcel Energy | 85 | 13781 | IOU | 05313294 | 5.8 | Solar |  |  | Withdrawn | Trade Secret | Trade | SHP | SHP061 | Residential | Solar*Rewards | Trade Secret | 2022
20263-228838-01 | Xcel Energy | 85 | 13781 | IOU | 05818753 | 8.45 | Solar |  |  | Interconnected | Trade Secret | Trade | SHP | SHP061 | Residential | Solar*Rewards | Trade Secret | 2024 | 2024
20263-228838-01 | Xcel Energy | 85 | 13781 | IOU | 05358119 | 6.67 | Solar |  |  | Active Application | Trade Secret | Trade | SHP | SHP061 | Residential | Solar*Rewards | Trade Secret | 2023
20263-228838-01 | Xcel Energy | 85 | 13781 | IOU | 04201294 | 7.25 | Solar |  |  | Interconnected | Trade Secret | Trade | RAM | RAM073 | Residential | Solar*Rewards | Trade Secret | 2020 | 2021
20263-228838-01 | Xcel Energy | 85 | 13781 | IOU | 06167111 | 9.994 | Solar |  |  | Interconnected | Trade Secret | Trade | WSG | WSG064 | Residential | Solar*Rewards | Trade Secret | 2025 | 2025
20263-228838-01 | Xcel Energy | 85 | 13781 | IOU | 05134805 | 4.4 | Solar |  |  | Interconnected | Trade Secret | Trade | LLK | LLK071 | Residential |  | Trade Secret | 2022 | 2023
20263-228838-01 | Xcel Energy | 85 | 13781 | IOU | 05569219 | 7.04 | Solar |  |  | Interconnected | Trade Secret | Trade | ECK | ECK321 | Residential |  | Trade Secret | 2023 | 2023
20263-228838-01 | Xcel Energy | 85 | 13781 | IOU | 05552279 | 7.04 | Solar |  |  | Withdrawn | Trade Secret | Trade | ECK | ECK321 | Residential | Solar*Rewards | Trade Secret | 2023
20263-228838-01 | Xcel Energy | 85 | 13781 | IOU | 06236137 | 9.994 | Solar |  |  | Interconnected | Trade Secret | Trade | EBL | EBL084 | Residential |  | Trade Secret | 2025 | 2026
20263-228838-01 | Xcel Energy | 85 | 13781 | IOU | 05932334 | 5.85 | Solar |  |  | Interconnected | Trade Secret | Trade | SHP | SHP072 | Residential |  | Trade Secret | 2024 | 2024
20263-228838-01 | Xcel Energy | 85 | 13781 | IOU | 04298618 | 15 | Solar |  |  | Interconnected | Trade Secret | Trade | RIV | RIV061 | Commercial | Solar*Rewards | Trade Secret | 2021 | 2021
20263-228838-01 | Xcel Energy | 85 | 13781 | IOU | OID3018666 | 6 | Solar |  |  | Withdrawn | Trade Secret | Trade | WAV | WAV021 | Commercial | Solar*Rewards | Trade Secret | 2017
20263-228838-01 | Xcel Energy | 85 | 13781 | IOU | 03131944 | 5 | Solar |  |  | Interconnected | Trade Secret | Trade | HWW | HWW074 | Residential | Solar*Rewards | Trade Secret | 2017 | 2018
20263-228838-01 | Xcel Energy | 85 | 13781 | IOU | SRO19165 | 29.985 | Solar |  |  | Withdrawn | Trade Secret | Trade | BUR | BUR032 | Commercial | Solar*Rewards | Trade Secret | 2011
20263-228838-01 | Xcel Energy | 85 | 13781 | IOU | 04555364 | 10.47 | Solar |  |  | Interconnected | Trade Secret | Trade | MEL | MEL088 | Residential |  | Trade Secret | 2021 | 2022
20263-228838-01 | Xcel Energy | 85 | 13781 | IOU | 06024542 | 9.6 | Solar |  |  | Withdrawn | Trade Secret | Trade | HYL | HYL075 | Residential | Solar*Rewards | Trade Secret | 2025
20263-228838-01 | Xcel Energy | 85 | 13781 | IOU | 03844805 | 9.994 | Solar |  |  | Interconnected | Trade Secret | Trade | HYL | HYL075 | Residential | Solar*Rewards | Trade Secret | 2020 | 2020
20263-228838-01 | Xcel Energy | 85 | 13781 | IOU | OID2231760 | 18 | Solar |  |  | Withdrawn | Trade Secret | Trade | MEL | MEL075 | Commercial | Solar*Rewards | Trade Secret | 2015
20263-228838-01 | Xcel Energy | 85 | 13781 | IOU | 04793534 | 19.988 | Solar |  |  | Interconnected | Trade Secret | Trade | SLP | SLP081 | Commercial | Solar*Rewards | Trade Secret | 2022 | 2022
20263-228838-01 | Xcel Energy | 85 | 13781 | IOU | 05858259 | 6.387 | Solar |  |  | Withdrawn | Trade Secret | Trade | LLK | LLK072 | Residential |  | Trade Secret | 2024
20263-228838-01 | Xcel Energy | 85 | 13781 | IOU | 03907074 | 5 | Solar |  |  | Interconnected | Trade Secret | Trade | SOU | SOU088 | Residential | Solar*Rewards | Trade Secret | 2020 | 2021
20263-228838-01 | Xcel Energy | 85 | 13781 | IOU | 06232001 | 5.933 | Solar |  |  | Interconnected | Trade Secret | Trade | ALD | ALD085 | Residential |  | Trade Secret | 2025 | 2026
20263-228838-01 | Xcel Energy | 85 | 13781 | IOU | 05832333 | 6.046 | Solar |  |  | Interconnected | Trade Secret | Trade | SOU | SOU061 | Residential |  | Trade Secret | 2024 | 2025
20263-228838-01 | Xcel Energy | 85 | 13781 | IOU | 05790048 | 3.49 | Solar |  |  | Interconnected | Trade Secret | Trade | GVW | GVW022 | Residential | Solar*Rewards | Trade Secret | 2024 | 2024
20263-228838-01 | Xcel Energy | 85 | 13781 | IOU | 03133918 | 3.5 | Solar |  |  | Interconnected | Trade Secret | Trade | MPK | MPK063 | Residential | Made in Minnesota | Trade Secret | 2014 | 2014
20263-228838-01 | Xcel Energy | 85 | 13781 | IOU | SRO31474 | 3.44 | Solar |  |  | Withdrawn | Trade Secret | Trade | MPK | MPK063 | Residential | Solar*Rewards | Trade Secret | 2013
20263-228838-01 | Xcel Energy | 85 | 13781 | IOU | 04449365 | 4.537 | Solar |  |  | Active Application | Trade Secret | Trade | SCA | SCA021 | Residential | Solar*Rewards | Trade Secret | 2021
20263-228838-01 | Xcel Energy | 85 | 13781 | IOU | 04875152 | 8.22 | Solar |  |  | Interconnected | Trade Secret | Trade | FSL | FSL312 | Residential | Solar*Rewards | Trade Secret | 2022 | 2022
20263-228838-01 | Xcel Energy | 85 | 13781 | IOU | 06228410 | 7.678 | Solar |  |  | Interconnected | Trade Secret | Trade | LEX | LEX075 | Residential |  | Trade Secret | 2025 | 2026
20263-228838-01 | Xcel Energy | 85 | 13781 | IOU | 03133080 | 27 | Solar |  |  | Interconnected | Trade Secret | Trade | LIN | LIN022 | Commercial | Solar*Rewards | Trade Secret | 2013 | 2010
20263-228838-01 | Xcel Energy | 85 | 13781 | IOU | 03133109 | 9.2 | Solar |  |  | Interconnected | Trade Secret | Trade | LIN | LIN022 | Commercial | Solar*Rewards | Trade Secret | 2010 | 2016
20263-228838-01 |  |  |  |  | SRO12709 |  | Solar |  |  | Withdrawn | Trade Secret | Trade | LIN | LIN022 | Commercial | Solar*Rewards |  | 2010
20263-228838-01 | Xcel Energy | 85 | 13781 | IOU | 03294450 | 3.48 | Solar |  |  | Interconnected | Trade Secret | Trade | SOU | SOU086 | Residential | Solar*Rewards | Trade Secret | 2019 | 2020
20263-228838-01 | Xcel Energy | 85 | 13781 | IOU | 03203735 | 10.44 | Solar |  |  | Interconnected | Trade Secret | Trade | ORO | ORO062 | Residential | Solar*Rewards | Trade Secret | 2019 | 2020
20263-228838-01 | Xcel Energy | 85 | 13781 | IOU | 04991976 | 3.747 | Solar |  |  | Interconnected | Trade Secret | Trade | AFT | AFT315 | Residential |  | Trade Secret | 2022 | 2023
20263-228838-01 | Xcel Energy | 85 | 13781 | IOU | 06264834 | 19.584 | Solar |  |  | Active Application | Trade Secret | Trade | LOK | LOK093 | Residential |  | Trade Secret | 2025
20263-228838-01 | Xcel Energy | 85 | 13781 | IOU | 03134893 | 5.76 | Solar |  |  | Interconnected | Trade Secret | Trade | HWW | HWW074 | Residential | Made in Minnesota | Trade Secret | 2016 | 2016
20263-228838-01 | Xcel Energy | 85 | 13781 | IOU | 06046502 | 30.4 | Solar |  |  | Active Application | Trade Secret | Trade | CHI | CHI311 | Residential |  | Trade Secret | 2025
20263-228838-01 | Xcel Energy | 85 | 13781 | IOU | 06031997 | 30.4 |  |  |  | Withdrawn | Trade Secret | Trade | CHI | CHI311 | Residential |  | Trade Secret | 2024
20263-228838-01 | Xcel Energy | 85 | 13781 | IOU | 03130826 | 2 | Solar |  |  | Interconnected | Trade Secret | Trade | BCH | BCH311 | Residential |  | Trade Secret | 2007 | 2007
20263-228838-01 | Xcel Energy | 85 | 13781 | IOU | 05346652 | 5.12 | Solar |  |  | Interconnected | Trade Secret | Trade | WTN | WTN062 | Residential |  | Trade Secret | 2023 | 2023
20263-228838-01 | Xcel Energy | 85 | 13781 | IOU | 05415093 | 12.6 | Solar |  |  | Interconnected | Trade Secret | Trade | RWD | RWD063 | Residential |  | Trade Secret | 2023 | 2024
20263-228838-01 | Xcel Energy | 85 | 13781 | IOU | 05471760 | 7.245 | Solar |  |  | Interconnected | Trade Secret | Trade | WSG | WSG061 | Residential | Solar*Rewards | Trade Secret | 2023 | 2023
20263-228838-01 | Xcel Energy | 85 | 13781 | IOU | 03133621 | 3.44 | Solar |  |  | Interconnected | Trade Secret | Trade | MEL | MEL069 | Residential | Solar*Rewards | Trade Secret | 2011 | 2012
20263-228838-01 | Xcel Energy | 85 | 13781 | IOU | 04793810 | 6.67 | Solar |  |  | Interconnected | Trade Secret | Trade | MPK | MPK068 | Residential | Solar*Rewards | Trade Secret | 2022 | 2022
20263-228838-01 | Xcel Energy | 85 | 13781 | IOU | 03132262 | 9.94 | Solar |  |  | Interconnected | Trade Secret | Trade | UPP | UPP082 | Residential | Solar*Rewards | Trade Secret | 2018 | 2018
20263-228838-01 | Xcel Energy | 85 | 13781 | IOU | 03129138 | 4.8 | Solar |  |  | Interconnected | Trade Secret | Trade | SOU | SOU083 | Residential | Solar*Rewards | Trade Secret | 2018 | 2019
20263-228838-01 | Xcel Energy | 85 | 13781 | IOU | 05505345 | 7.6 | Solar |  |  | Interconnected | Trade Secret | Trade | HWW | HWW073 | Residential |  | Trade Secret | 2023 | 2023
20263-228838-01 | Xcel Energy | 85 | 13781 | IOU | 05527652 | 12.71 | Storage |  |  | Interconnected | Trade Secret | Trade | PRR | PRR062 | Residential |  | Trade Secret | 2023 | 2023
20263-228838-01 | Xcel Energy | 85 | 13781 | IOU | 05121864 | 10.15 | Solar |  |  | Interconnected | Trade Secret | Trade | PRR | PRR062 | Residential |  | Trade Secret | 2022 | 2023
20263-228838-01 | Xcel Energy | 85 | 13781 | IOU | 06151471 | 2.903 | Solar |  |  | Interconnected | Trade Secret | Trade | UPP | UPP086 | Residential | Solar*Rewards | Trade Secret | 2025 | 2025
20263-228838-01 | Xcel Energy | 85 | 13781 | IOU | 04422028 | 3.747 | Solar |  |  | Interconnected | Trade Secret | Trade | APA | APA075 | Residential | Solar*Rewards | Trade Secret | 2021 | 2021
20263-228838-01 | Xcel Energy | 85 | 13781 | IOU | OID2932665 | 9.94 | Solar |  |  | Withdrawn | Trade Secret | Trade | HUG | HUG321 | Residential | Solar*Rewards | Trade Secret | 2017
20263-228838-01 | Xcel Energy | 85 | 13781 | IOU | 03131894 | 17.57 | Solar |  |  | Interconnected | Trade Secret | Trade | HUG | HUG321 | Residential | Solar*Rewards | Trade Secret | 2017 | 2017
20263-228838-01 | Xcel Energy | 85 | 13781 | IOU | 03133789 | 5 | Solar |  |  | Interconnected | Trade Secret | Trade | LEX | LEX332 | Residential | Solar*Rewards | Trade Secret | 2013 | 2013
20263-228838-01 | Xcel Energy | 85 | 13781 | IOU | 04594970 | 0.58 | Solar |  |  | Interconnected | Trade Secret | Trade | APA | APA077 | Commercial |  | Trade Secret | 2021 | 2022
20263-228838-01 | Xcel Energy | 85 | 13781 | IOU | 04429092 | 6.67 | Solar |  |  | Interconnected | Trade Secret | Trade | TLK | TLK077 | Residential | Solar*Rewards | Trade Secret | 2021 | 2021
20263-228838-01 | Xcel Energy | 85 | 13781 | IOU | 04152893 | 7.616 | Solar |  |  | Active Application | Trade Secret | Trade | TLK | TLK077 | Residential | Solar*Rewards | Trade Secret | 2020
20263-228838-01 | Xcel Energy | 85 | 13781 | IOU | 04382050 | 7.616 | Solar |  |  | Interconnected | Trade Secret | Trade | LAB | LAB311 | Residential | Solar*Rewards | Trade Secret | 2021 | 2021
20263-228838-01 | Xcel Energy | 85 | 13781 | IOU | 06232134 | 4.188 | Solar |  |  | Interconnected | Trade Secret | Trade | STY | STY072 | Residential |  | Trade Secret | 2025 | 2025
20263-228838-01 | Xcel Energy | 85 | 13781 | IOU | 06153288 | 21.504 | Solar |  |  | Interconnected | Trade Secret | Trade | AFT | AFT315 | Residential | Solar*Rewards | Trade Secret | 2025 | 2025
20263-228838-01 | Xcel Energy | 85 | 13781 | IOU | 03245404 | 5.8 | Solar |  |  | Interconnected | Trade Secret | Trade | RPL | RPL064 | Residential | Solar*Rewards | Trade Secret | 2019 | 2019
20263-228838-01 | Xcel Energy | 85 | 13781 | IOU | 05597372 | 6.615 | Solar |  |  | Interconnected | Trade Secret | Trade | MEL | MEL078 | Residential |  | Trade Secret | 2023 | 2024
20263-228838-01 | Xcel Energy | 85 | 13781 | IOU | 05572539 | 2.52 | Solar |  |  | Interconnected | Trade Secret | Trade | GNL | GNL071 | Residential |  | Trade Secret | 2023 | 2023
20263-228838-01 | Xcel Energy | 85 | 13781 | IOU | 03133242 | 36 | Solar |  |  | Interconnected | Trade Secret | Trade | OSS | OSS072 | Commercial | Solar*Rewards | Trade Secret | 2010 | 2010
20263-228838-01 | Xcel Energy | 85 | 13781 | IOU | 06207670 | 8.448 | Solar |  |  | Interconnected | Trade Secret | Trade | BRP | BRP062 | Residential |  | Trade Secret | 2025 | 2025
20263-228838-01 | Xcel Energy | 85 | 13781 | IOU | 05831709 | 8.448 | Solar |  |  | Withdrawn | Trade Secret | Trade | BRP | BRP062 | Residential |  | Trade Secret | 2024
20263-228838-01 | Xcel Energy | 85 | 13781 | IOU | 03232996 | 4.08 | Solar |  |  | Interconnected | Trade Secret | Trade | MOL | MOL067 | Residential | Solar*Rewards | Trade Secret | 2019 | 2020
20263-228838-01 | Xcel Energy | 85 | 13781 | IOU | 06071619 | 12.288 | Solar |  |  | Active Application | Trade Secret | Trade | MOL | MOL067 | Residential |  | Trade Secret | 2025
20263-228838-01 | Xcel Energy | 85 | 13781 | IOU | 03130778 | 3 | Solar |  |  | Interconnected | Trade Secret | Trade | HUG | HUG321 | Residential |  | Trade Secret | 2006 | 2006
20263-228838-01 | Xcel Energy | 85 | 13781 | IOU | 03131444 | 18 | Solar |  |  | Interconnected | Trade Secret | Trade | WAS | WAS092 | Residential | Solar*Rewards | Trade Secret | 2017 | 2018
20263-228838-01 | Xcel Energy | 85 | 13781 | IOU | 04040441 | 15.232 | Solar |  |  | Interconnected | Trade Secret | Trade | WAS | WAS092 | Residential | Solar*Rewards | Trade Secret | 2020 | 2021
20263-228838-01 | Xcel Energy | 85 | 13781 | IOU | 04830919 | 6.98 | Solar |  |  | Interconnected | Trade Secret | Trade | MPK | MPK076 | Residential | Solar*Rewards | Trade Secret | 2022 | 2022
20263-228838-01 | Xcel Energy | 85 | 13781 | IOU | 03669937 | 7.68 | Solar |  |  | Interconnected | Trade Secret | Trade | SAR | SAR021 | Residential | Solar*Rewards | Trade Secret | 2020 | 2020
20263-228838-01 | Xcel Energy | 85 | 13781 | IOU | 05158059 | 7.83 | Solar |  |  | Interconnected | Trade Secret | Trade | ECK | ECK342 | Residential |  | Trade Secret | 2022 | 2023
20263-228838-01 | Xcel Energy | 85 | 13781 | IOU | OID3640455 | 39.998 | Solar |  |  | Withdrawn | Trade Secret | Trade | PKL | PKL073 | Commercial | Solar*Rewards | Trade Secret | 2018
20263-228838-01 | Xcel Energy | 85 | 13781 | IOU | 05843171 | 5.052 | Solar |  |  | Interconnected | Trade Secret | Trade | OAD | OAD074 | Residential |  | Trade Secret | 2024 | 2025
20263-228838-01 | Xcel Energy | 85 | 13781 | IOU | 04805442 | 3.747 | Solar |  |  | Interconnected | Trade Secret | Trade | GLK | GLK074 | Residential |  | Trade Secret | 2022 | 2022
20263-228838-01 | Xcel Energy | 85 | 13781 | IOU | OID2154142 | 36 | Solar |  |  | Withdrawn | Trade Secret | Trade | HSN | HSN322 | Commercial | Made in Minnesota | Trade Secret | 2014
20263-228838-01 | Xcel Energy | 85 | 13781 | IOU | 05505966 | 10.24 | Solar |  |  | Withdrawn | Trade Secret | Trade | AFT | AFT321 | Residential |  | Trade Secret | 2023
20263-228838-01 | Xcel Energy | 85 | 13781 | IOU | 05555037 | 10.24 | Solar |  |  | Interconnected | Trade Secret | Trade | AFT | AFT321 | Residential |  | Trade Secret | 2023 | 2023
20263-228838-01 | Xcel Energy | 85 | 13781 | IOU | 05233088 | 5.8 | Solar |  |  | Interconnected | Trade Secret | Trade | HWW | HWW063 | Residential |  | Trade Secret | 2022 | 2023
20263-228838-01 | Xcel Energy | 85 | 13781 | IOU | 05228768 | 6.282 | Solar |  |  | Interconnected | Trade Secret | Trade | DBL | DBL073 | Residential |  | Trade Secret | 2022 | 2022
20263-228838-01 | Xcel Energy | 85 | 13781 | IOU | 03130967 | 20 | Wind |  |  | Interconnected | Trade Secret | Trade | WAT | WAT081 | Commercial |  | Trade Secret | 2009 | 2010
20263-228838-01 | Xcel Energy | 85 | 13781 | IOU | 03134048 | 18 | Solar |  |  | Interconnected | Trade Secret | Trade | SLP | SLP093 | Commercial | Solar*Rewards | Trade Secret | 2014 | 2014
20263-228838-01 |  |  |  |  | OID2020702 |  | Solar |  |  | Withdrawn | Trade Secret | Trade | SLP | SLP093 | Commercial | Solar*Rewards |  | 2014
20263-228838-01 | Xcel Energy | 85 | 13781 | IOU | 06208172 | 6.98 | Solar |  |  | Interconnected | Trade Secret | Trade | RPL | RPL064 | Residential | Solar*Rewards | Trade Secret | 2025 | 2025
20263-228838-01 | Xcel Energy | 85 | 13781 | IOU | 05401544 | 3.465 | Solar |  |  | Interconnected | Trade Secret | Trade | RAM | RAM064 | Residential | Solar*Rewards | Trade Secret | 2023 | 2023
20263-228838-01 | Xcel Energy | 85 | 13781 | IOU | 05388579 | 3.48 | Solar |  |  | Withdrawn | Trade Secret | Trade | RAM | RAM064 | Residential |  | Trade Secret | 2023
20263-228838-01 | Xcel Energy | 85 | 13781 | IOU | 05502661 | 9.6 | Solar |  |  | Interconnected | Trade Secret | Trade | GRC | GRC311 | Residential |  | Trade Secret | 2023 | 2023
20263-228838-01 | Xcel Energy | 85 | 13781 | IOU | 05217179 | 7.68 | Solar |  |  | Interconnected | Trade Secret | Trade | ECK | ECK061 | Residential |  | Trade Secret | 2022 | 2023
20263-228838-01 | Xcel Energy | 85 | 13781 | IOU | 05447652 | 3.19 | Solar |  |  | Interconnected | Trade Secret | Trade | WCR | WCR322 | Residential |  | Trade Secret | 2023 | 2023
20263-228838-01 | Xcel Energy | 85 | 13781 | IOU | 05567107 | 13.86 | Solar |  |  | Interconnected | Trade Secret | Trade | BEL | BEL061 | Residential |  | Trade Secret | 2023 | 2023
20263-228838-01 | Xcel Energy | 85 | 13781 | IOU | 05004767 | 26.39 | Solar |  |  | Withdrawn | Trade Secret | Trade | CGR | CGR071 | Residential |  | Trade Secret | 2022
20263-228838-01 | Xcel Energy | 85 | 13781 | IOU | 05499622 | 26.39 | Solar |  |  | Active Application | Trade Secret | Trade | CGR | CGR071 | Residential |  | Trade Secret | 2023
20263-228838-01 | Xcel Energy | 85 | 13781 | IOU | 04794352 | 5.8 | Solar |  |  | Interconnected | Trade Secret | Trade | LAB | LAB311 | Residential | Solar*Rewards | Trade Secret | 2022 | 2022
20263-228838-01 | Xcel Energy | 85 | 13781 | IOU | 05356577 | 6.38 | Solar |  |  | Interconnected | Trade Secret | Trade | BCR | BCR083 | Residential | Solar*Rewards | Trade Secret | 2023 | 2023
20263-228838-01 | Xcel Energy | 85 | 13781 | IOU | 03134572 | 7.63 | Solar |  |  | Interconnected | Trade Secret | Trade | NOF | NOF061 | Residential | Made in Minnesota | Trade Secret | 2015 | 2015
20263-228838-01 | Xcel Energy | 85 | 13781 | IOU | 06322137 | 7.6 | Solar |  |  | Active Application | Trade Secret | Trade | HAS | HAS033 | Residential | Solar*Rewards | Trade Secret | 2026
20263-228838-01 | Xcel Energy | 85 | 13781 | IOU | 06213142 | 7.591 | Solar |  |  | Withdrawn | Trade Secret | Trade | HAS | HAS033 | Residential | Solar*Rewards | Trade Secret | 2025
20263-228838-01 | Xcel Energy | 85 | 13781 | IOU | 05961924 | 4.175 | Solar |  |  | Interconnected | Trade Secret | Trade | HYL | HYL061 | Residential | Solar*Rewards | Trade Secret | 2024 | 2024
20263-228838-01 | Xcel Energy | 85 | 13781 | IOU | 03131640 | 3.8 | Solar |  |  | Interconnected | Trade Secret | Trade | SHP | SHP071 | Residential | Made in Minnesota | Trade Secret | 2017 | 2017
20263-228838-01 | Xcel Energy | 85 | 13781 | IOU | 04793715 | 28.269 | Solar |  |  | Interconnected | Trade Secret | Trade | AFT | AFT314 | Residential | Solar*Rewards | Trade Secret | 2022 | 2022
20263-228838-01 | Xcel Energy | 85 | 13781 | IOU | 06208077 | 2.657 | Solar |  |  | Interconnected | Trade Secret | Trade | ALD | ALD084 | Residential | Solar*Rewards | Trade Secret | 2025 | 2025
20263-228838-01 | Xcel Energy | 85 | 13781 | IOU | 06116862 | 7.216 | Solar |  |  | Interconnected | Trade Secret | Trade | RPO | RPO311 | Residential | Solar*Rewards | Trade Secret | 2025 | 2025
20263-228838-01 | Xcel Energy | 85 | 13781 | IOU | 06028020 | 6.56 | Solar |  |  | Active Application | Trade Secret | Trade | EDA | EDA067 | Residential | Solar*Rewards | Trade Secret | 2024
20263-228838-01 | Xcel Energy | 85 | 13781 | IOU | 06059146 | 6.4 | Solar |  |  | Active Application | Trade Secret | Trade | EDA | EDA067 | Residential |  | Trade Secret | 2025
20263-228838-01 | Xcel Energy | 85 | 13781 | IOU | 03133781 | 32.895 | Solar |  |  | Interconnected | Trade Secret | Trade | ALT | ALT021 | Commercial | Solar*Rewards | Trade Secret | 2013 | 2018
20263-228838-01 | Xcel Energy | 85 | 13781 | IOU | 03132127 | 9.94 | Solar |  |  | Interconnected | Trade Secret | Trade | ALT | ALT021 | Commercial | Made in Minnesota | Trade Secret | 2017 | 2018
20263-228838-01 | Xcel Energy | 85 | 13781 | IOU | 03134835 | 20.02 | Solar |  |  | Interconnected | Trade Secret | Trade | ALT | ALT021 | Commercial | Solar*Rewards | Trade Secret | 2016 | 2016
20263-228838-01 | Xcel Energy | 85 | 13781 | IOU | 03132513 | 26.622 | Solar |  |  | Interconnected | Trade Secret | Trade | ALT | ALT021 | Commercial |  | Trade Secret | 2018 | 2018
20263-228838-01 | Xcel Energy | 85 | 13781 | IOU | OID3369425 | 26.622 | Solar |  |  | Withdrawn | Trade Secret | Trade | ALT | ALT021 | Commercial |  | Trade Secret | 2018
20263-228838-01 | Xcel Energy | 85 | 13781 | IOU | OID2246462 | 16.34 | Solar |  |  | Withdrawn | Trade Secret | Trade | ALT | ALT021 | Commercial | Solar*Rewards | Trade Secret | 2015
20263-228838-01 | Xcel Energy | 85 | 13781 | IOU | 05128829 | 6.046 | Solar |  |  | Active Application | Trade Secret | Trade | MPK | MPK074 | Residential |  | Trade Secret | 2022
20263-228838-01 | Xcel Energy | 85 | 13781 | IOU | 05717465 | 11.025 | Solar |  |  | Interconnected | Trade Secret | Trade | GLK | GLK061 | Residential |  | Trade Secret | 2024 | 2024
20263-228838-01 | Xcel Energy | 85 | 13781 | IOU | 03134517 | 6 | Solar |  |  | Interconnected | Trade Secret | Trade | GSL | GSL061 | Residential | Solar*Rewards | Trade Secret | 2015 | 2016
20263-228838-01 | Xcel Energy | 85 | 13781 | IOU | 06218467 | 12.564 | Solar |  | X | Interconnected | Trade Secret | Trade | IDA | IDA064 | Residential |  | Trade Secret | 2025 | 2025
20263-228838-01 | Xcel Energy | 85 | 13781 | IOU | 04006565 | 5.22 | Solar |  |  | Interconnected | Trade Secret | Trade | WDY | WDY312 | Residential | Solar*Rewards | Trade Secret | 2020 | 2020
20263-228838-01 | Xcel Energy | 85 | 13781 | IOU | OID3470437 | 39.998 | Solar |  |  | Withdrawn | Trade Secret | Trade | OPK | OPK065 | Commercial | Solar*Rewards | Trade Secret | 2018
20263-228838-01 | Xcel Energy | 85 | 13781 | IOU | 03132411 | 19.999 | Solar |  |  | Interconnected | Trade Secret | Trade | OPK | OPK065 | Commercial | Solar*Rewards | Trade Secret | 2018 | 2019
20263-228838-01 | Xcel Energy | 85 | 13781 | IOU | OID3640238 | 29.985 | Solar |  |  | Withdrawn | Trade Secret | Trade | WDY | WDY312 | Commercial | Solar*Rewards | Trade Secret | 2018
20263-228838-01 | Xcel Energy | 85 | 13781 | IOU | OID2022780 | 5 | Solar |  |  | Withdrawn | Trade Secret | Trade | WDY | WDY312 | Commercial | Solar*Rewards | Trade Secret | 2014
20263-228838-01 | Xcel Energy | 85 | 13781 | IOU | OID2024718 | 18 | Solar |  |  | Withdrawn | Trade Secret | Trade | OSS | OSS064 | Commercial | Solar*Rewards | Trade Secret | 2014
20263-228838-01 | Xcel Energy | 85 | 13781 | IOU | 04289053 | 3.747 | Solar |  |  | Interconnected | Trade Secret | Trade | IDA | IDA072 | Residential | Solar*Rewards | Trade Secret | 2021 | 2021
20263-228838-01 | Xcel Energy | 85 | 13781 | IOU | 04605121 | 6.98 | Solar |  | X | Interconnected | Trade Secret | Trade | AHI | AHI063 | Residential | Solar*Rewards | Trade Secret | 2021 | 2021
20263-228838-01 | Xcel Energy | 85 | 13781 | IOU | OID3566365 | 53.299 | Solar |  |  | Withdrawn | Trade Secret | Trade | ZUM | ZUM022 | Commercial |  | Trade Secret | 2018
20263-228838-01 | Xcel Energy | 85 | 13781 | IOU | 03129678 | 53.299 | Solar |  |  | Active Application | Trade Secret | Trade | ZUM | ZUM022 | Commercial |  | Trade Secret | 2019
20263-228838-01 | Xcel Energy | 85 | 13781 | IOU | 04160089 | 7.6 | Storage |  |  | Interconnected | Trade Secret | Trade | TLK | TLK067 | Residential |  | Trade Secret | 2020 | 2021
20263-228838-01 | Xcel Energy | 85 | 13781 | IOU | 03131347 | 7.625 | Solar |  |  | Interconnected | Trade Secret | Trade | TLK | TLK067 | Residential | Made in Minnesota | Trade Secret | 2017 | 2017
20263-228838-01 | Xcel Energy | 85 | 13781 | IOU | 05959641 | 15.275 | Solar |  |  | Interconnected | Trade Secret | Trade | BCR | BCR062 | Residential |  | Trade Secret | 2024 | 2025
20263-228838-01 | Xcel Energy | 85 | 13781 | IOU | 04312616 | 7.678 | Solar |  |  | Interconnected | Trade Secret | Trade | WCS | WCS064 | Residential | Solar*Rewards | Trade Secret | 2021 | 2021
20263-228838-01 | Xcel Energy | 85 | 13781 | IOU | 03426296 | 7.1 | Solar |  |  | Interconnected | Trade Secret | Trade | CNC | CNC073 | Residential | Solar*Rewards | Trade Secret | 2019 | 2020
20263-228838-01 | Xcel Energy | 85 | 13781 | IOU | 04142226 | 12.1 | Solar |  |  | Active Application | Trade Secret | Trade | PBE | PBE061 | Residential | Solar*Rewards | Trade Secret | 2020
20263-228838-01 | Xcel Energy | 85 | 13781 | IOU | 05864852 | 3.747 | Solar |  |  | Interconnected | Trade Secret | Trade | WES | WES071 | Residential |  | Trade Secret | 2024 | 2025
20263-228838-01 | Xcel Energy | 85 | 13781 | IOU | 04062155 | 9.994 | Solar |  |  | Interconnected | Trade Secret | Trade | BLC | BLC062 | Residential | Solar*Rewards | Trade Secret | 2020 | 2021
20263-228838-01 | Xcel Energy | 85 | 13781 | IOU | 04430998 | 12.056 | Solar |  |  | Interconnected | Trade Secret | Trade | WEB | WEB021 | Residential |  | Trade Secret | 2021 | 2021
20263-228838-01 | Xcel Energy | 85 | 13781 | IOU | 05811183 | 18.525 | Solar |  |  | Interconnected | Trade Secret | Trade | YAM | YAM031 | Residential | Solar*Rewards | Trade Secret | 2024 | 2025
20263-228838-01 | Xcel Energy | 85 | 13781 | IOU | 03132009 | 19.999 | Solar |  |  | Interconnected | Trade Secret | Trade | MEL | MEL061 | Commercial | Solar*Rewards | Trade Secret | 2017 | 2018
20263-228838-01 | Xcel Energy | 85 | 13781 | IOU | 04800810 | 6.09 | Solar |  |  | Withdrawn | Trade Secret | Trade | IDA | IDA073 | Residential | Solar*Rewards | Trade Secret | 2022
20263-228838-01 | Xcel Energy | 85 | 13781 | IOU | 06228826 | 4.188 | Solar |  |  | Interconnected | Trade Secret | Trade | SLP | SLP082 | Residential |  | Trade Secret | 2025 | 2025
20263-228838-01 | Xcel Energy | 85 | 13781 | IOU | 03132490 | 6 | Solar |  |  | Interconnected | Trade Secret | Trade | MPK | MPK087 | Residential | Solar*Rewards | Trade Secret | 2018 | 2018
20263-228838-01 | Xcel Energy | 85 | 13781 | IOU | 06206191 | 7.329 | Solar |  |  | Withdrawn | Trade Secret | Trade | ESW | ESW062 | Residential | Solar*Rewards | Trade Secret | 2025
20263-228838-01 | Xcel Energy | 85 | 13781 | IOU | 06223533 | 8.376 | Solar |  |  | Interconnected | Trade Secret | Trade | ESW | ESW062 | Residential |  | Trade Secret | 2025 | 2025
20263-228838-01 | Xcel Energy | 85 | 13781 | IOU | 06329981 | 3.072 | Solar |  |  | Active Application | Trade Secret | Trade | ALD | ALD092 | Residential |  | Trade Secret | 2026
20263-228838-01 | Xcel Energy | 85 | 13781 | IOU | 06269845 | 3.04 | Solar |  |  | Withdrawn | Trade Secret | Trade | ALD | ALD092 | Residential |  | Trade Secret | 2025
20263-228838-01 | Xcel Energy | 85 | 13781 | IOU | 05368503 | 6.4 | Solar |  |  | Interconnected | Trade Secret | Trade | WIL | WIL089 | Residential | Solar*Rewards | Trade Secret | 2023 | 2023
20263-228838-01 | Xcel Energy | 85 | 13781 | IOU | 03131985 | 8.96 | Solar |  |  | Interconnected | Trade Secret | Trade | FSL | FSL311 | Residential | Solar*Rewards | Trade Secret | 2017 | 2017
20263-228838-01 | Xcel Energy | 85 | 13781 | IOU | OID3856820 | 7.625 | Solar |  |  | Interconnected | Trade Secret | Trade | APA | APA077 | Residential | Solar*Rewards | Trade Secret | 2019 | 2019
20263-228838-01 | Xcel Energy | 85 | 13781 | IOU | 04482633 | 7.68 | Solar |  |  | Active Application | Trade Secret | Trade | SOU | SOU064 | Residential |  | Trade Secret | 2021
20263-228838-01 | Xcel Energy | 85 | 13781 | IOU | 03131332 | 19.999 | Solar |  |  | Interconnected | Trade Secret | Trade | WDY | WDY312 | Commercial | Solar*Rewards | Trade Secret | 2017 | 2017
20263-228838-01 | Xcel Energy | 85 | 13781 | IOU | 05958581 | 5.052 | Solar |  |  | Interconnected | Trade Secret | Trade | OSS | OSS064 | Residential |  | Trade Secret | 2024 | 2025
20263-228838-01 | Xcel Energy | 85 | 13781 | IOU | 04637764 | 5.22 | Solar |  |  | Interconnected | Trade Secret | Trade | WIL | WIL073 | Residential |  | Trade Secret | 2021 | 2022
20263-228838-01 | Xcel Energy | 85 | 13781 | IOU | 05753555 | 3.465 | Solar |  |  | Interconnected | Trade Secret | Trade | SLP | SLP087 | Residential | Solar*Rewards | Trade Secret | 2024 | 2024
20263-228838-01 | Xcel Energy | 85 | 13781 | IOU | 04830865 | 8.027 | Solar |  |  | Active Application | Trade Secret | Trade | CHI | CHI311 | Residential | Solar*Rewards | Trade Secret | 2022
20263-228838-01 | Xcel Energy | 85 | 13781 | IOU | 05823216 | 20.736 | Solar |  |  | Interconnected | Trade Secret | Trade | RLK | RLK079 | Residential |  | Trade Secret | 2024 | 2024
20263-228838-01 | Xcel Energy | 85 | 13781 | IOU | 05818959 | 20.736 | Solar |  |  | Withdrawn | Trade Secret | Trade | RLK | RLK079 | Residential | Solar*Rewards | Trade Secret | 2024
20263-228838-01 | Xcel Energy | 85 | 13781 | IOU | 04426046 | 8.12 | Solar |  |  | Interconnected | Trade Secret | Trade | BRP | BRP061 | Residential | Solar*Rewards | Trade Secret | 2021 | 2021
20263-228838-01 | Xcel Energy | 85 | 13781 | IOU | 03132511 | 9.94 | Solar |  |  | Interconnected | Trade Secret | Trade | LIN | LIN031 | Residential | Made in Minnesota | Trade Secret | 2018 | 2018
20263-228838-01 | Xcel Energy | 85 | 13781 | IOU | 03134981 | 20 | Solar |  |  | Interconnected | Trade Secret | Trade | PKL | PKL062 | Commercial | Solar*Rewards | Trade Secret | 2016 | 2017
20263-228838-01 | Xcel Energy | 85 | 13781 | IOU | OID2994655 | 10 | Solar |  |  | Withdrawn | Trade Secret | Trade | WAT | WAT081 | Residential | Made in Minnesota | Trade Secret | 2017
20263-228838-01 | Xcel Energy | 85 | 13781 | IOU | 03131578 | 9.94 | Solar |  |  | Interconnected | Trade Secret | Trade | WAT | WAT081 | Residential | Made in Minnesota | Trade Secret | 2017 | 2018
20263-228838-01 | Xcel Energy | 85 | 13781 | IOU | OID3858883 | 6.96 | Solar |  |  | Withdrawn | Trade Secret | Trade | TWL | TWL081 | Residential | Solar*Rewards | Trade Secret | 2019
20263-228838-01 | Xcel Energy | 85 | 13781 | IOU | 05700407 | 6.3 | Solar |  |  | Interconnected | Trade Secret | Trade | WIL | WIL074 | Residential |  | Trade Secret | 2024 | 2024
20263-228838-01 | Xcel Energy | 85 | 13781 | IOU | OID2277565 | 10 | Solar |  |  | Withdrawn | Trade Secret | Trade | PIL | PIL021 | Residential | Made in Minnesota | Trade Secret | 2015
20263-228838-01 | Xcel Energy | 85 | 13781 | IOU | 03134336 | 10 | Solar |  |  | Interconnected | Trade Secret | Trade | PIL | PIL021 | Residential | Made in Minnesota | Trade Secret | 2015 | 2015
20263-228838-01 | Xcel Energy | 85 | 13781 | IOU | 06227087 | 10.47 | Solar |  |  | Interconnected | Trade Secret | Trade | WIN | WIN042 | Residential |  | Trade Secret | 2025 | 2026
20263-228838-01 | Xcel Energy | 85 | 13781 | IOU | 03132140 | 7.63 | Solar |  |  | Interconnected | Trade Secret | Trade | TLK | TLK064 | Residential | Made in Minnesota | Trade Secret | 2017 | 2017
20263-228838-01 | Xcel Energy | 85 | 13781 | IOU | 03910173 | 9.994 | Solar |  |  | Interconnected | Trade Secret | Trade | MPK | MPK087 | Residential | Solar*Rewards | Trade Secret | 2020 | 2021
20263-228838-01 | Xcel Energy | 85 | 13781 | IOU | 03464746 | 5.8 | Solar |  |  | Interconnected | Trade Secret | Trade | RAM | RAM064 | Residential | Solar*Rewards | Trade Secret | 2019 | 2020
20263-228838-01 | Xcel Energy | 85 | 13781 | IOU | 03133158 | 6 | Solar |  |  | Interconnected | Trade Secret | Trade | SCH | SCH211 | Residential | Solar*Rewards | Trade Secret | 2010 | 2010
20263-228838-01 | Xcel Energy | 85 | 13781 | IOU | 06018370 | 1.518 | Solar |  | X | Interconnected | Trade Secret | Trade | ORO | ORO062 | Residential | Solar*Rewards | Trade Secret | 2024 | 2025
20263-228838-01 | Xcel Energy | 85 | 13781 | IOU | 03130036 | 6.96 | Solar |  |  | Interconnected | Trade Secret | Trade | ORO | ORO062 | Residential | Solar*Rewards | Trade Secret | 2018 | 2019
20263-228838-01 | Xcel Energy | 85 | 13781 | IOU | 06090828 | 12.16 | Solar |  |  | Active Application | Trade Secret | Trade | ALD | ALD088 | Residential | Solar*Rewards | Trade Secret | 2025
20263-228838-01 | Xcel Energy | 85 | 13781 | IOU | 06322213 | 12.16 | Solar |  |  | Active Application | Trade Secret | Trade | ALD | ALD088 | Residential | Solar*Rewards | Trade Secret | 2026
20263-228838-01 | Xcel Energy | 85 | 13781 | IOU | 03131475 | 9.94 | Solar |  |  | Interconnected | Trade Secret | Trade | MTW | MTW021 | Residential | Solar*Rewards | Trade Secret | 2017 | 2017
20263-228838-01 | Xcel Energy | 85 | 13781 | IOU | 03131272 | 7.625 | Solar |  |  | Interconnected | Trade Secret | Trade | MPK | MPK084 | Residential | Solar*Rewards | Trade Secret | 2016 | 2017
20263-228838-01 | Xcel Energy | 85 | 13781 | IOU | 04441928 | 9.008 | Solar |  |  | Interconnected | Trade Secret | Trade | PLA | PLA022 | Residential | Solar*Rewards | Trade Secret | 2021 | 2022
20263-228838-01 | Xcel Energy | 85 | 13781 | IOU | 04926163 | 7.616 | Solar |  |  | Interconnected | Trade Secret | Trade | ALD | ALD084 | Residential |  | Trade Secret | 2022 | 2022
20263-228838-01 | Xcel Energy | 85 | 13781 | IOU | 05819307 | 9.994 | Solar |  |  | Active Application | Trade Secret | Trade | AFT | AFT322 | Residential |  | Trade Secret | 2024
20263-228838-01 | Xcel Energy | 85 | 13781 | IOU | 04981224 | 3.48 | Solar |  |  | Active Application | Trade Secret | Trade | EDA | EDA075 | Residential | Solar*Rewards | Trade Secret | 2022
20263-228838-01 | Xcel Energy | 85 | 13781 | IOU | 04619888 | 5.8 | Solar |  |  | Active Application | Trade Secret | Trade | TWL | TWL062 | Residential |  | Trade Secret | 2021
20263-228838-01 | Xcel Energy | 85 | 13781 | IOU | SRO30427 | 6.88 | Solar |  |  | Withdrawn | Trade Secret | Trade | SAK | SAK321 | Residential | Solar*Rewards | Trade Secret | 2013
20263-228838-01 | Xcel Energy | 85 | 13781 | IOU | SRO22301 | 6.88 | Solar |  |  | Withdrawn | Trade Secret | Trade | SAK | SAK321 | Residential | Solar*Rewards | Trade Secret | 2012
20263-228838-01 | Xcel Energy | 85 | 13781 | IOU | 04476008 | 3.747 | Solar |  |  | Active Application | Trade Secret | Trade | WES | WES061 | Residential | Solar*Rewards | Trade Secret | 2021
20263-228838-01 | Xcel Energy | 85 | 13781 | IOU | 04509126 | 3.747 | Solar |  |  | Interconnected | Trade Secret | Trade | WES | WES061 | Residential |  | Trade Secret | 2021 | 2022
20263-228838-01 | Xcel Energy | 85 | 13781 | IOU | 06019108 | 11.904 | Solar |  |  | Interconnected | Trade Secret | Trade | CHE | CHE065 | Residential |  | Trade Secret | 2024 | 2025
20263-228838-01 | Xcel Energy | 85 | 13781 | IOU | 05542022 | 3.75 | Solar |  |  | Interconnected | Trade Secret | Trade | SOU | SOU083 | Residential | Solar*Rewards | Trade Secret | 2023 | 2023
20263-228838-01 | Xcel Energy | 85 | 13781 | IOU | 05587356 | 3.75 | Solar |  |  | Withdrawn | Trade Secret | Trade | SOU | SOU083 | Residential | Solar*Rewards | Trade Secret | 2023
20263-228838-01 | Xcel Energy | 85 | 13781 | IOU | 06138236 | 9.216 | Solar |  |  | Interconnected | Trade Secret | Trade | WIL | WIL089 | Residential |  | Trade Secret | 2025 | 2025
20263-228838-01 | Xcel Energy | 85 | 13781 | IOU | 05868071 | 4.555 | Solar |  |  | Interconnected | Trade Secret | Trade | LOK | LOK062 | Residential | Solar*Rewards | Trade Secret | 2024 | 2025
20263-228838-01 | Xcel Energy | 85 | 13781 | IOU | 05936830 | 6.825 | Solar |  |  | Active Application | Trade Secret | Trade | HOL | HOL071 | Residential |  | Trade Secret | 2024
20263-228838-01 | Xcel Energy | 85 | 13781 | IOU | 03134962 | 20 | Solar |  |  | Interconnected | Trade Secret | Trade | GLK | GLK072 | Commercial | Solar*Rewards | Trade Secret | 2016 | 2017
20263-228838-01 | Xcel Energy | 85 | 13781 | IOU | 05429472 | 8.32 | Solar |  |  | Interconnected | Trade Secret | Trade | SAK | SAK321 | Residential | Solar*Rewards | Trade Secret | 2023 | 2023
20263-228838-01 | Xcel Energy | 85 | 13781 | IOU | 05855355 | 5.693 | Solar |  |  | Interconnected | Trade Secret | Trade | MPK | MPK085 | Residential |  | Trade Secret | 2024 | 2024
20263-228838-01 | Xcel Energy | 85 | 13781 | IOU | 05849114 | 1.898 | Solar |  |  | Withdrawn | Trade Secret | Trade | MPK | MPK085 | Residential | Solar*Rewards | Trade Secret | 2024
20263-228838-01 | Xcel Energy | 85 | 13781 | IOU | 05987336 | 7.591 | Solar |  |  | Interconnected | Trade Secret | Trade | WCS | WCS064 | Residential | Solar*Rewards | Trade Secret | 2024 | 2025
20263-228838-01 | Xcel Energy | 85 | 13781 | IOU | 06034255 | 9.994 | Solar |  |  | Interconnected | Trade Secret | Trade | MND | MND063 | Residential | Solar*Rewards | Trade Secret | 2024 | 2025
20263-228838-01 | Xcel Energy | 85 | 13781 | IOU | 05475369 | 7.6 | Solar |  |  | Interconnected | Trade Secret | Trade | UPP | UPP068 | Residential | Solar*Rewards | Trade Secret | 2023 | 2023
20263-228838-01 | Xcel Energy | 85 | 13781 | IOU | 05268632 | 19 | Storage |  |  | Interconnected | Trade Secret | Trade | ECK | ECK321 | Residential |  | Trade Secret | 2022 | 2022
20263-228838-01 | Xcel Energy | 85 | 13781 | IOU | 03134740 | 8.64 | Solar |  |  | Interconnected | Trade Secret | Trade | ECK | ECK321 | Residential | Made in Minnesota | Trade Secret | 2015 | 2016
20263-228838-01 |  |  |  |  | OID3002097 |  | Solar |  |  | Withdrawn | Trade Secret | Trade | VMR | VMR062 | Residential | Solar*Rewards |  | 2017
20263-228838-01 | Xcel Energy | 85 | 13781 | IOU | 05503526 | 4.74 | Solar |  |  | Withdrawn | Trade Secret | Trade | MPK | MPK065 | Residential | Solar*Rewards | Trade Secret | 2023
20263-228838-01 | Xcel Energy | 85 | 13781 | IOU | 05522867 | 5.688 | Solar |  |  | Interconnected | Trade Secret | Trade | MPK | MPK065 | Residential |  | Trade Secret | 2023 | 2023
20263-228838-01 | Xcel Energy | 85 | 13781 | IOU | 03132367 | 9.94 | Solar |  |  | Interconnected | Trade Secret | Trade | MEL | MEL073 | Residential | Solar*Rewards | Trade Secret | 2018 | 2018
20263-228838-01 | Xcel Energy | 85 | 13781 | IOU | 03129945 | 3.84 | Solar |  |  | Interconnected | Trade Secret | Trade | SOU | SOU079 | Residential | Solar*Rewards | Trade Secret | 2018 | 2019
20263-228838-01 | Xcel Energy | 85 | 13781 | IOU | 04824076 | 6.98 | Solar |  |  | Withdrawn | Trade Secret | Trade | SHP | SHP062 | Residential | Solar*Rewards | Trade Secret | 2022
20263-228838-01 | Xcel Energy | 85 | 13781 | IOU | 05607912 | 8.32 | Solar |  |  | Interconnected | Trade Secret | Trade | ECK | ECK342 | Residential |  | Trade Secret | 2023 | 2024
20263-228838-01 | Xcel Energy | 85 | 13781 | IOU | 03129612 | 33.3 | Solar |  |  | Active Application | Trade Secret | Trade | ZUM | ZUM022 | Commercial | Solar*Rewards | Trade Secret | 2018
20263-228838-01 | Xcel Energy | 85 | 13781 | IOU | OID3605778 | 36 | Solar |  |  | Withdrawn | Trade Secret | Trade | WTN | WTN061 | Residential | Solar*Rewards | Trade Secret | 2018
20263-228838-01 | Xcel Energy | 85 | 13781 | IOU | 05161017 | 7.68 | Solar |  |  | Interconnected | Trade Secret | Trade | WCR | WCR311 | Residential |  | Trade Secret | 2022 | 2023
20263-228838-01 | Xcel Energy | 85 | 13781 | IOU | 03133931 | 6 | Solar |  |  | Interconnected | Trade Secret | Trade | SWN | SWN021 | Residential | Made in Minnesota | Trade Secret | 2014 | 2014
20263-228838-01 | Xcel Energy | 85 | 13781 | IOU | SRO29713 | 6 | Solar |  |  | Withdrawn | Trade Secret | Trade | SWN | SWN021 | Residential | Solar*Rewards | Trade Secret | 2013
20263-228838-01 | Xcel Energy | 85 | 13781 | IOU | 04427584 | 6 | Solar |  |  | Active Application | Trade Secret | Trade | WKN | WKN001 | Commercial | Solar*Rewards | Trade Secret | 2021
20263-228838-01 | Xcel Energy | 85 | 13781 | IOU | 06202081 | 4.355 | Solar |  |  | Active Application | Trade Secret | Trade | CGR | CGR074 | Residential | Solar*Rewards | Trade Secret | 2025
20263-228838-01 | Xcel Energy | 85 | 13781 | IOU | 05489103 | 6.4 | Solar |  |  | Interconnected | Trade Secret | Trade | CGR | CGR064 | Residential | Solar*Rewards | Trade Secret | 2023 | 2023
20263-228838-01 | Xcel Energy | 85 | 13781 | IOU | 06166206 | 6.677 | Solar |  |  | Active Application | Trade Secret | Trade | WDY | WDY321 | Residential |  | Trade Secret | 2025
20263-228838-01 | Xcel Energy | 85 | 13781 | IOU | 06272181 | 16.128 | Solar |  | X | Active Application | Trade Secret | Trade | GLK | GLK065 | Residential |  | Trade Secret | 2025
20263-228838-01 | Xcel Energy | 85 | 13781 | IOU | 05366637 | 7.68 | Solar |  |  | Interconnected | Trade Secret | Trade | WCS | WCS062 | Residential | Solar*Rewards | Trade Secret | 2023 | 2023
20263-228838-01 | Xcel Energy | 85 | 13781 | IOU | SRO29939 | 40 | Solar |  |  | Withdrawn | Trade Secret | Trade | DBL | DBL064 | Commercial | Solar*Rewards | Trade Secret | 2013
20263-228838-01 | Xcel Energy | 85 | 13781 | IOU | 03130247 | 5.52 | Solar |  |  | Interconnected | Trade Secret | Trade | UPP | UPP086 | Residential | Solar*Rewards | Trade Secret | 2019 | 2019
20263-228838-01 | Xcel Energy | 85 | 13781 | IOU | OID3705149 | 4.08 | Solar |  |  | Withdrawn | Trade Secret | Trade | UPP | UPP086 | Residential | Solar*Rewards | Trade Secret | 2019
20263-228838-01 | Xcel Energy | 85 | 13781 | IOU | 03135093 | 2.88 | Solar |  |  | Interconnected | Trade Secret | Trade | EDA | EDA067 | Residential | Made in Minnesota | Trade Secret | 2016 | 2016
20263-228838-01 | Xcel Energy | 85 | 13781 | IOU | 03942748 | 9.772 | Solar |  |  | Interconnected | Trade Secret | Trade | LEX | LEX074 | Residential | Solar*Rewards | Trade Secret | 2020 | 2020
20263-228838-01 | Xcel Energy | 85 | 13781 | IOU | 03135066 | 8 | Solar |  |  | Interconnected | Trade Secret | Trade | GVW | GVW023 | Residential | Made in Minnesota | Trade Secret | 2016 | 2016
20263-228838-01 | Xcel Energy | 85 | 13781 | IOU | 05244543 | 16.82 | Solar |  |  | Interconnected | Trade Secret | Trade | CGR | CGR063 | Residential |  | Trade Secret | 2022 | 2023
20263-228838-01 | Xcel Energy | 85 | 13781 | IOU | 05203045 | 5.12 | Solar |  |  | Interconnected | Trade Secret | Trade | RVA | RVA061 | Residential |  | Trade Secret | 2022 | 2023
20263-228838-01 | Xcel Energy | 85 | 13781 | IOU | 03129859 | 2.962 | Solar |  |  | Interconnected | Trade Secret | Trade | RIV | RIV073 | Residential | Solar*Rewards | Trade Secret | 2018 | 2019
20263-228838-01 | Xcel Energy | 85 | 13781 | IOU | 04824097 | 7.124 | Solar |  |  | Interconnected | Trade Secret | Trade | WCR | WCR311 | Residential | Solar*Rewards | Trade Secret | 2022 | 2022
20263-228838-01 | Xcel Energy | 85 | 13781 | IOU | OID3600393 | 10.4 | Solar |  |  | Withdrawn | Trade Secret | Trade | SHP | SHP072 | Residential | Solar*Rewards | Trade Secret | 2018
20263-228838-01 | Xcel Energy | 85 | 13781 | IOU | OID3800165 | 5.28 | Solar |  |  | Withdrawn | Trade Secret | Trade | SHP | SHP072 | Residential | Solar*Rewards | Trade Secret | 2019
20263-228838-01 | Xcel Energy | 85 | 13781 | IOU | 06212260 | 5.235 | Solar |  |  | Interconnected | Trade Secret | Trade | DBL | DBL068 | Residential |  | Trade Secret | 2025 | 2025
20263-228838-01 | Xcel Energy | 85 | 13781 | IOU | 05712089 | 2.9 | Solar |  |  | Interconnected | Trade Secret | Trade | DBL | DBL068 | Residential | Solar*Rewards | Trade Secret | 2024 | 2025
20263-228838-01 | Xcel Energy | 85 | 13781 | IOU | 06270265 | 4.188 | Solar |  |  | Active Application | Trade Secret | Trade | SOU | SOU087 | Residential |  | Trade Secret | 2025
20263-228838-01 | Xcel Energy | 85 | 13781 | IOU | 06169032 | 9.109 | Solar |  |  | Withdrawn | Trade Secret | Trade | CHE | CHE076 | Residential |  | Trade Secret | 2025
20263-228838-01 | Xcel Energy | 85 | 13781 | IOU | 06203425 | 9.109 | Solar |  |  | Active Application | Trade Secret | Trade | CHE | CHE076 | Residential | Solar*Rewards | Trade Secret | 2025
20263-228838-01 | Xcel Energy | 85 | 13781 | IOU | 05945048 | 29.184 | Solar |  |  | Withdrawn | Trade Secret | Trade | BCH | BCH311 | Residential |  | Trade Secret | 2024
20263-228838-01 | Xcel Energy | 85 | 13781 | IOU | 05787901 | 29.184 | Solar |  |  | Interconnected | Trade Secret | Trade | BCH | BCH311 | Residential |  | Trade Secret | 2024 | 2025
20263-228838-01 | Xcel Energy | 85 | 13781 | IOU | 05853284 | 5.052 | Solar |  |  | Active Application | Trade Secret | Trade | WDY | WDY311 | Residential |  | Trade Secret | 2024
20263-228838-01 | Xcel Energy | 85 | 13781 | IOU | 03132531 | 6 | Solar |  |  | Interconnected | Trade Secret | Trade | MGN | MGN211 | Residential | Solar*Rewards | Trade Secret | 2018 | 2018
20263-228838-01 | Xcel Energy | 85 | 13781 | IOU | 03132964 | 26.32 | Solar |  |  | Interconnected | Trade Secret | Trade | DBL | DBL068 | Commercial | Solar*Rewards | Trade Secret | 2018 | 2019
20263-228838-01 | Xcel Energy | 85 | 13781 | IOU | OID2019555 | 4.8 | Solar |  |  | Withdrawn | Trade Secret | Trade | SLP | SLP085 | Residential | Solar*Rewards | Trade Secret | 2014
20263-228838-01 | Xcel Energy | 85 | 13781 | IOU | 03131887 | 3 | Solar |  |  | Interconnected | Trade Secret | Trade | WES | WES075 | Residential | Made in Minnesota | Trade Secret | 2017 | 2018
20263-228838-01 | Xcel Energy | 85 | 13781 | IOU | 06275536 | 56.538 | Solar |  |  | Active Application | Trade Secret | Trade | APA | APA075 | Commercial |  | Trade Secret | 2025
20263-228838-01 |  |  |  |  | OID3888821 |  | Solar |  |  | Withdrawn | Trade Secret | Trade | DND | DND071 | Commercial | Solar*Rewards |  | 2019
20263-228838-01 | Xcel Energy | 85 | 13781 | IOU | 05225948 | 9.772 | Solar |  |  | Active Application | Trade Secret | Trade | CHI | CHI311 | Residential |  | Trade Secret | 2022
20263-228838-01 | Xcel Energy | 85 | 13781 | IOU | 03132538 | 36 | Solar |  |  | Interconnected | Trade Secret | Trade | WAT | WAT081 | Commercial |  | Trade Secret | 2018 | 2018
20263-228838-01 |  |  |  |  | OID3378021 |  | Solar |  |  | Withdrawn | Trade Secret | Trade | WAT | WAT081 | Commercial |  |  | 2018
20263-228838-01 | Xcel Energy | 85 | 13781 | IOU | 03133182 | 304 | Solar |  |  | Interconnected | Trade Secret | Trade | SLP | SLP092 | Residential | Solar*Rewards | Trade Secret | 2010 | 2010
20263-228838-01 | Xcel Energy | 85 | 13781 | IOU | 03630179 | 6.96 | Solar |  |  | Interconnected | Trade Secret | Trade | RWD | RWD062 | Residential | Solar*Rewards | Trade Secret | 2020 | 2020
20263-228838-01 | Xcel Energy | 85 | 13781 | IOU | 06056951 | 6.84 | Solar |  |  | Interconnected | Trade Secret | Trade | BRP | BRP072 | Residential | Solar*Rewards | Trade Secret | 2025 | 2025
20263-228838-01 | Xcel Energy | 85 | 13781 | IOU | 06028181 | 5.584 | Solar |  |  | Active Application | Trade Secret | Trade | HWW | HWW073 | Residential | Solar*Rewards | Trade Secret | 2024
20263-228838-01 | Xcel Energy | 85 | 13781 | IOU | 04394113 | 7.616 | Solar |  |  | Interconnected | Trade Secret | Trade | DBL | DBL068 | Residential | Solar*Rewards | Trade Secret | 2021 | 2021
20263-228838-01 | Xcel Energy | 85 | 13781 | IOU | 04293745 | 7.616 | Solar |  |  | Interconnected | Trade Secret | Trade | RRK | RRK082 | Residential | Solar*Rewards | Trade Secret | 2021 | 2021
20263-228838-01 | Xcel Energy | 85 | 13781 | IOU | 03134852 | 4.32 | Solar |  |  | Interconnected | Trade Secret | Trade | MPK | MPK064 | Residential | Made in Minnesota | Trade Secret | 2016 | 2016
20263-228838-01 | Xcel Energy | 85 | 13781 | IOU | OID2565110 | 4.32 | Solar |  |  | Withdrawn | Trade Secret | Trade | MPK | MPK064 | Residential | Solar*Rewards | Trade Secret | 2016
20263-228838-01 | Xcel Energy | 85 | 13781 | IOU | 03130821 | 2 | Solar |  |  | Interconnected | Trade Secret | Trade | EXC | EXC061 | Residential |  | Trade Secret | 2007 | 2007
20263-228838-01 | Xcel Energy | 85 | 13781 | IOU | OID3892263 | 3.747 | Solar |  | X | Interconnected | Trade Secret | Trade | EXC | EXC061 | Residential | Solar*Rewards | Trade Secret | 2019 | 2015
20263-228838-01 |  |  |  |  | OID2732110 |  | Solar |  |  | Withdrawn | Trade Secret | Trade | NOF | NOF061 | Residential | Solar*Rewards |  | 2016
20263-228838-01 | Xcel Energy | 85 | 13781 | IOU | 03135124 | 3.8 | Solar |  |  | Interconnected | Trade Secret | Trade | NOF | NOF061 | Residential | Solar*Rewards | Trade Secret | 2016 | 2017
20263-228838-01 | Xcel Energy | 85 | 13781 | IOU | 03133502 | 6 | Solar |  |  | Interconnected | Trade Secret | Trade | WIL | WIL073 | Residential | Solar*Rewards | Trade Secret | 2011 | 2012
20263-228838-01 | Xcel Energy | 85 | 13781 | IOU | OID2091396 | 7.525 | Solar |  |  | Withdrawn | Trade Secret | Trade | LAC | LAC062 | Residential | Solar*Rewards | Trade Secret | 2015
20263-228838-01 | Xcel Energy | 85 | 13781 | IOU | OID2246452 | 9.5 | Solar |  |  | Withdrawn | Trade Secret | Trade | LAC | LAC062 | Residential | Solar*Rewards | Trade Secret | 2015
20263-228838-01 | Xcel Energy | 85 | 13781 | IOU | 03135074 | 7 | Solar |  |  | Interconnected | Trade Secret | Trade | LAC | LAC062 | Residential | Made in Minnesota | Trade Secret | 2016 | 2016
20263-228838-01 | Xcel Energy | 85 | 13781 | IOU | 03129807 | 2 | Solar |  |  | Active Application | Trade Secret | Trade | LAC | LAC062 | Residential |  | Trade Secret | 2017
20263-228838-01 | Xcel Energy | 85 | 13781 | IOU | 06125364 | 11.5 | Storage |  |  | Interconnected | Trade Secret | Trade | GNL | GNL071 | Residential |  | Trade Secret | 2025 | 2025
20263-228838-01 | Xcel Energy | 85 | 13781 | IOU | 05581524 | 3.78 | Solar |  |  | Interconnected | Trade Secret | Trade | GNL | GNL071 | Residential | Solar*Rewards | Trade Secret | 2023 | 2023
20263-228838-01 | Xcel Energy | 85 | 13781 | IOU | 04317464 | 9.57 | Solar |  |  | Interconnected | Trade Secret | Trade | HWW | HWW075 | Residential | Solar*Rewards | Trade Secret | 2021 | 2021
20263-228838-01 | Xcel Energy | 85 | 13781 | IOU | 04889805 | 6.96 | Solar |  |  | Interconnected | Trade Secret | Trade | SOU | SOU079 | Residential | Solar*Rewards | Trade Secret | 2022 | 2022
20263-228838-01 | Xcel Energy | 85 | 13781 | IOU | 06266950 | 9.6 | Solar |  |  | Active Application | Trade Secret | Trade | SLP | SLP095 | Residential |  | Trade Secret | 2026
20263-228838-01 | Xcel Energy | 85 | 13781 | IOU | 03952582 | 6.282 | Solar |  |  | Interconnected | Trade Secret | Trade | LCR | LCR311 | Residential | Solar*Rewards | Trade Secret | 2020 | 2020
20263-228838-01 | Xcel Energy | 85 | 13781 | IOU | 03133900 | 12 | Solar |  |  | Interconnected | Trade Secret | Trade | MST | MST068 | Commercial | Made in Minnesota | Trade Secret | 2014 | 2015
20263-228838-01 | Xcel Energy | 85 | 13781 | IOU | 05534506 | 5.04 | Solar |  |  | Interconnected | Trade Secret | Trade | PKL | PKL085 | Residential | Solar*Rewards | Trade Secret | 2023 | 2023
20263-228838-01 | Xcel Energy | 85 | 13781 | IOU | 05236080 | 38.28 | Solar |  |  | Interconnected | Trade Secret | Trade | LIN | LIN031 | Commercial |  | Trade Secret | 2022 | 2023
20263-228838-01 | Xcel Energy | 85 | 13781 | IOU | 03291177 | 15.26 | Solar |  |  | Interconnected | Trade Secret | Trade | FAB | FAB063 | Residential | Solar*Rewards | Trade Secret | 2019 | 2021
20263-228838-01 | Xcel Energy | 85 | 13781 | IOU | OID3473834 | 7.616 | Solar |  |  | Withdrawn | Trade Secret | Trade | FAB | FAB063 | Residential | Solar*Rewards | Trade Secret | 2018
20263-228838-01 | Xcel Energy | 85 | 13781 | IOU | 04793794 | 3.48 | Solar |  |  | Interconnected | Trade Secret | Trade | UPP | UPP063 | Residential | Solar*Rewards | Trade Secret | 2022 | 2022
20263-228838-01 | Xcel Energy | 85 | 13781 | IOU | 05562371 | 4 | Solar |  |  | Withdrawn | Trade Secret | Trade | SAK | SAK312 | Residential |  | Trade Secret | 2023
20263-228838-01 | Xcel Energy | 85 | 13781 | IOU | 05343098 | 5.76 | Solar |  |  | Interconnected | Trade Secret | Trade | SAK | SAK312 | Residential |  | Trade Secret | 2022 | 2024
20263-228838-01 | Xcel Energy | 85 | 13781 | IOU | 06230116 | 6.912 | Solar |  | X | Active Application | Trade Secret | Trade | MEL | MEL065 | Residential |  | Trade Secret | 2025
20263-228838-01 | Xcel Energy | 85 | 13781 | IOU | 04861008 | 4.886 | Solar |  |  | Active Application | Trade Secret | Trade | MDT | MDT071 | Residential | Solar*Rewards | Trade Secret | 2022
20263-228838-01 | Xcel Energy | 85 | 13781 | IOU | OID2537791 | 20 | Solar |  |  | Withdrawn | Trade Secret | Trade | PKL | PKL084 | Commercial | Solar*Rewards | Trade Secret | 2016
20263-228838-01 | Xcel Energy | 85 | 13781 | IOU | 06101305 | 3.936 | Solar |  |  | Withdrawn | Trade Secret | Trade | SOU | SOU064 | Residential | Solar*Rewards | Trade Secret | 2025
20263-228838-01 | Xcel Energy | 85 | 13781 | IOU | 06124768 | 3.936 | Solar |  |  | Interconnected | Trade Secret | Trade | SOU | SOU064 | Residential |  | Trade Secret | 2025 | 2025
20263-228838-01 | Xcel Energy | 85 | 13781 | IOU | 05285296 | 8.12 | Solar |  |  | Active Application | Trade Secret | Trade | EDA | EDA067 | Residential |  | Trade Secret | 2022
20263-228838-01 | Xcel Energy | 85 | 13781 | IOU | 04829407 | 16.403 | Solar |  |  | Active Application | Trade Secret | Trade | CHI | CHI311 | Residential | Solar*Rewards | Trade Secret | 2022
20263-228838-01 | Xcel Energy | 85 | 13781 | IOU | 06137297 | 187.5 | Solar |  |  | Active Application | Trade Secret | Trade | OSS | OSS077 | Commercial |  | Trade Secret | 2025
20263-228838-01 | Xcel Energy | 85 | 13781 | IOU | 06137258 | 187.5 |  |  |  | Active Application | Trade Secret | Trade | OSS | OSS077 | Commercial |  | Trade Secret | 2025
20263-228838-01 | Xcel Energy | 85 | 13781 | IOU | 04084555 | 7.616 | Solar |  |  | Interconnected | Trade Secret | Trade | TWL | TWL068 | Residential | Solar*Rewards | Trade Secret | 2020 | 2021
20263-228838-01 | Xcel Energy | 85 | 13781 | IOU | 04127814 | 14.994 | Solar |  |  | Active Application | Trade Secret | Trade | CRL | CRL033 | Residential | Solar*Rewards | Trade Secret | 2020
20263-228838-01 | Xcel Energy | 85 | 13781 | IOU | 04996856 | 9.994 | Solar |  |  | Interconnected | Trade Secret | Trade | HWW | HWW072 | Commercial |  | Trade Secret | 2022 | 2023
20263-228838-01 | Xcel Energy | 85 | 13781 | IOU | 03133849 | 10.5 | Solar |  |  | Interconnected | Trade Secret | Trade | HAS | HAS021 | Residential | Made in Minnesota | Trade Secret | 2014 | 2015
20263-228838-01 | Xcel Energy | 85 | 13781 | IOU | 06184560 | 17.61 | Solar |  |  | Active Application | Trade Secret | Trade | SCL | SCL322 | Commercial |  | Trade Secret | 2025
20263-228838-01 | Xcel Energy | 85 | 13781 | IOU | 03414262 | 6.09 | Solar |  |  | Interconnected | Trade Secret | Trade | SOU | SOU077 | Residential | Solar*Rewards | Trade Secret | 2019 | 2020
20263-228838-01 | Xcel Energy | 85 | 13781 | IOU | 05945020 | 7.616 | Solar |  |  | Interconnected | Trade Secret | Trade | WDY | WDY321 | Residential |  | Trade Secret | 2024 | 2025
20263-228838-01 | Xcel Energy | 85 | 13781 | IOU | OID3620255 | 7.616 | Solar |  |  | Withdrawn | Trade Secret | Trade |  |  | Residential | Solar*Rewards | Trade Secret | 2018
20263-228838-01 | Xcel Energy | 85 | 13781 | IOU | OID3465107 | 5 | Solar |  |  | Withdrawn | Trade Secret | Trade | EDA | EDA065 | Residential | Solar*Rewards | Trade Secret | 2018
20263-228838-01 | Xcel Energy | 85 | 13781 | IOU | 03129719 | 5 | Solar |  |  | Interconnected | Trade Secret | Trade | EDA | EDA065 | Residential | Solar*Rewards | Trade Secret | 2019 | 2020
20263-228838-01 | Xcel Energy | 85 | 13781 | IOU | 06271836 | 11.136 | Solar |  |  | Active Application | Trade Secret | Trade | TLK | TLK066 | Residential |  | Trade Secret | 2025
20263-228838-01 | Xcel Energy | 85 | 13781 | IOU | 03133373 | 4.515 | Solar |  |  | Interconnected | Trade Secret | Trade | WIL | WIL063 | Residential | Solar*Rewards | Trade Secret | 2011 | 2012
20263-228838-01 | Xcel Energy | 85 | 13781 | IOU | OID3346982 | 11.39 | Solar |  |  | Withdrawn | Trade Secret | Trade | HUG | HUG321 | Residential | Solar*Rewards | Trade Secret | 2018
20263-228838-01 | Xcel Energy | 85 | 13781 | IOU | 03132582 | 10 | Solar |  |  | Interconnected | Trade Secret | Trade | HUG | HUG321 | Residential | Solar*Rewards | Trade Secret | 2018 | 2018
20263-228838-01 | Xcel Energy | 85 | 13781 | IOU | 06223503 | 5.576 | Solar |  |  | Interconnected | Trade Secret | Trade | EDA | EDA071 | Residential |  | Trade Secret | 2025 | 2026
20263-228838-01 |  |  |  |  | OID3719119 |  | Solar |  |  | Withdrawn | Trade Secret | Trade | SCH | SCH211 | Residential | Solar*Rewards |  | 2019
20263-228838-01 |  |  |  |  | OID3864910 |  | Solar |  |  | Withdrawn | Trade Secret | Trade | SCH | SCH211 | Residential | Solar*Rewards |  | 2019
20263-228838-01 |  |  |  |  | OID3864908 |  | Solar |  |  | Withdrawn | Trade Secret | Trade | SCH | SCH211 | Residential | Solar*Rewards |  | 2019
20263-228838-01 |  |  |  |  | OID3547360 |  | Solar |  |  | Withdrawn | Trade Secret | Trade | SCH | SCH211 | Residential | Solar*Rewards |  | 2018
20263-228838-01 | Xcel Energy | 85 | 13781 | IOU | OID3089646 | 18 | Solar |  |  | Withdrawn | Trade Secret | Trade | SCH | SCH211 | Residential | Solar*Rewards | Trade Secret | 2017
20263-228838-01 | Xcel Energy | 85 | 13781 | IOU | 03132606 | 10.15 | Solar |  |  | Interconnected | Trade Secret | Trade | PKL | PKL085 | Residential | Solar*Rewards | Trade Secret | 2018 | 2019
20263-228838-01 | Xcel Energy | 85 | 13781 | IOU | 03133151 | 4.18 | Solar |  |  | Interconnected | Trade Secret | Trade | WIN | WIN043 | Residential | Solar*Rewards | Trade Secret | 2010 | 2015
20263-228838-01 | Xcel Energy | 85 | 13781 | IOU | 03133924 | 3.5 | Solar |  |  | Interconnected | Trade Secret | Trade | WIN | WIN043 | Residential | Made in Minnesota | Trade Secret | 2014 | 2010
20263-228838-01 | Xcel Energy | 85 | 13781 | IOU | 05957145 | 7.616 | Solar |  |  | Active Application | Trade Secret | Trade | LEX | LEX333 | Residential |  | Trade Secret | 2024
20263-228838-01 | Xcel Energy | 85 | 13781 | IOU | 05804989 | 1.625 | Solar |  |  | Withdrawn | Trade Secret | Trade | STY | STY061 | Residential | Solar*Rewards | Trade Secret | 2024
20263-228838-01 | Xcel Energy | 85 | 13781 | IOU | 06231121 | 3.25 | Solar |  |  | Active Application | Trade Secret | Trade | STY | STY061 | Residential |  | Trade Secret | 2025
20263-228838-01 | Xcel Energy | 85 | 13781 | IOU | 05830321 | 3.25 | Solar |  |  | Withdrawn | Trade Secret | Trade | STY | STY061 | Residential |  | Trade Secret | 2024
20263-228838-01 | Xcel Energy | 85 | 13781 | IOU | 03134409 | 2.88 | Solar |  |  | Decommissioned | Trade Secret | Trade | STY | STY061 | Residential | Made in Minnesota | Trade Secret | 2015 | 2015
20263-228838-01 | Xcel Energy | 85 | 13781 | IOU | 06084813 | 7.22 | Solar |  |  | Active Application | Trade Secret | Trade | WCR | WCR322 | Residential | Solar*Rewards | Trade Secret | 2025
20263-228838-01 |  |  |  |  | 06322026 |  | Solar |  |  | Active Application | Trade Secret | Trade | WCR | WCR322 | Residential | Solar*Rewards |  | 2026
20263-228838-01 | Xcel Energy | 85 | 13781 | IOU | 05858289 | 8.35 | Solar |  |  | Withdrawn | Trade Secret | Trade | WCR | WCR322 | Residential |  | Trade Secret | 2024
20263-228838-01 | Xcel Energy | 85 | 13781 | IOU | 05958691 | 9.109 | Solar |  |  | Interconnected | Trade Secret | Trade | WCR | WCR322 | Residential |  | Trade Secret | 2024 | 2024
20263-228838-01 | Xcel Energy | 85 | 13781 | IOU | 05826250 | 9.772 | Solar |  |  | Active Application | Trade Secret | Trade | WCR | WCR322 | Residential | Solar*Rewards | Trade Secret | 2024
20263-228838-01 | Xcel Energy | 85 | 13781 | IOU | 05292759 | 9.994 | Solar |  |  | Interconnected | Trade Secret | Trade | SOU | SOU079 | Residential |  | Trade Secret | 2022 | 2023
20263-228838-01 | Xcel Energy | 85 | 13781 | IOU | 03129744 | 3.48 | Solar |  |  | Interconnected | Trade Secret | Trade | SHP | SHP072 | Residential | Solar*Rewards | Trade Secret | 2019 | 2019
20263-228838-01 | Xcel Energy | 85 | 13781 | IOU | 05661059 | 4.35 | Solar |  |  | Interconnected | Trade Secret | Trade | HSN | HSN312 | Residential |  | Trade Secret | 2023 | 2024
20263-228838-01 | Xcel Energy | 85 | 13781 | IOU | 04152688 | 7.616 | Solar |  |  | Interconnected | Trade Secret | Trade | TWL | TWL063 | Residential | Solar*Rewards | Trade Secret | 2020 | 2021
20263-228838-01 | Xcel Energy | 85 | 13781 | IOU | 04095758 | 5 | Solar |  |  | Interconnected | Trade Secret | Trade | LIN | LIN031 | Residential | Solar*Rewards | Trade Secret | 2020 | 2021
20263-228838-01 | Xcel Energy | 85 | 13781 | IOU | 05344817 | 5.052 | Solar |  |  | Interconnected | Trade Secret | Trade | SLP | SLP092 | Residential |  | Trade Secret | 2022 | 2023
20263-228838-01 | Xcel Energy | 85 | 13781 | IOU | 06088036 | 11.517 | Solar |  |  | Interconnected | Trade Secret | Trade | WYO | WYO032 | Residential | Solar*Rewards | Trade Secret | 2025 | 2025
20263-228838-01 | Xcel Energy | 85 | 13781 | IOU | 03131689 | 6 | Solar |  |  | Interconnected | Trade Secret | Trade | DND | DND071 | Residential | Made in Minnesota | Trade Secret | 2017 | 2018
20263-228838-01 | Xcel Energy | 85 | 13781 | IOU | 04874401 | 9.316 | Solar |  |  | Interconnected | Trade Secret | Trade | GSL | GSL341 | Residential | Solar*Rewards | Trade Secret | 2022 | 2022
20263-228838-01 | Xcel Energy | 85 | 13781 | IOU | OID3557099 | 33.3 | Solar |  |  | Withdrawn | Trade Secret | Trade | MST | MST068 | Commercial | Solar*Rewards | Trade Secret | 2018
20263-228838-01 | Xcel Energy | 85 | 13781 | IOU | 04956502 | 4.4 | Solar |  |  | Interconnected | Trade Secret | Trade | HSN | HSN321 | Residential | Solar*Rewards | Trade Secret | 2022 | 2022
20263-228838-01 | Xcel Energy | 85 | 13781 | IOU | 04440182 | 9.994 | Solar |  |  | Active Application | Trade Secret | Trade | DHL | DHL061 | Residential | Solar*Rewards | Trade Secret | 2021
20263-228838-01 | Xcel Energy | 85 | 13781 | IOU | 03277358 | 50.072 | Solar |  |  | Interconnected | Trade Secret | Trade | GNL | GNL073 | Commercial |  | Trade Secret | 2019 | 2020
20263-228838-01 | Xcel Energy | 85 | 13781 | IOU | 03169049 | 30 | Solar |  |  | Interconnected | Trade Secret | Trade | GNL | GNL073 | Commercial | Solar*Rewards | Trade Secret | 2019 | 2020
20263-228838-01 | Xcel Energy | 85 | 13781 | IOU | 04824928 | 7.124 | Solar |  |  | Interconnected | Trade Secret | Trade | RPO | RPO311 | Residential | Solar*Rewards | Trade Secret | 2022 | 2022
20263-228838-01 | Xcel Energy | 85 | 13781 | IOU | 04509064 | 7.616 | Solar |  |  | Interconnected | Trade Secret | Trade | LLK | LLK071 | Residential |  | Trade Secret | 2021 | 2022
20263-228838-01 | Xcel Energy | 85 | 13781 | IOU | 04451706 | 6 | Solar |  |  | Active Application | Trade Secret | Trade | DBL | DBL065 | Residential |  | Trade Secret | 2021
20263-228838-01 | Xcel Energy | 85 | 13781 | IOU | 04465738 | 6 | Solar |  |  | Active Application | Trade Secret | Trade | DBL | DBL065 | Residential | Solar*Rewards | Trade Secret | 2021
20263-228838-01 | Xcel Energy | 85 | 13781 | IOU | 03130238 | 6 | Solar |  |  | Interconnected | Trade Secret | Trade | RPO | RPO311 | Residential | Solar*Rewards | Trade Secret | 2019 | 2019
20263-228838-01 | Xcel Energy | 85 | 13781 | IOU | OID3873766 | 7.616 | Solar |  |  | Interconnected | Trade Secret | Trade | MST | MST071 | Residential | Solar*Rewards | Trade Secret | 2019 | 2019
20263-228838-01 | Xcel Energy | 85 | 13781 | IOU | 04793846 | 4.188 | Solar |  |  | Interconnected | Trade Secret | Trade | SOU | SOU063 | Residential | Solar*Rewards | Trade Secret | 2022 | 2022
20263-228838-01 | Xcel Energy | 85 | 13781 | IOU | 04571154 | 8.725 | Solar |  |  | Interconnected | Trade Secret | Trade | RMT | RMT321 | Residential |  | Trade Secret | 2021 | 2021
20263-228838-01 | Xcel Energy | 85 | 13781 | IOU | 06031590 | 15.182 | Solar |  |  | Withdrawn | Trade Secret | Trade | NOF | NOF072 | Residential | Solar*Rewards | Trade Secret | 2024
20263-228838-01 | Xcel Energy | 85 | 13781 | IOU | 06033169 | 15.182 | Solar |  |  | Interconnected | Trade Secret | Trade | NOF | NOF072 | Residential |  | Trade Secret | 2024 | 2025
20263-228838-01 | Xcel Energy | 85 | 13781 | IOU | 03134565 | 6 | Solar |  |  | Interconnected | Trade Secret | Trade | SLP | SLP092 | Residential | Solar*Rewards | Trade Secret | 2015 | 2015
20263-228838-01 | Xcel Energy | 85 | 13781 | IOU | 05393201 | 5.12 | Solar |  |  | Interconnected | Trade Secret | Trade | RPO | RPO311 | Residential | Solar*Rewards | Trade Secret | 2023 | 2023
20263-228838-01 | Xcel Energy | 85 | 13781 | IOU | 05639709 | 9.765 | Solar |  |  | Interconnected | Trade Secret | Trade | TWL | TWL071 | Residential |  | Trade Secret | 2023 | 2024
20263-228838-01 | Xcel Energy | 85 | 13781 | IOU | 06151475 | 7.616 | Solar |  |  | Active Application | Trade Secret | Trade | FRM | FRM062 | Residential | Solar*Rewards | Trade Secret | 2025
20263-228838-01 | Xcel Energy | 85 | 13781 | IOU | 04390259 | 6.38 | Solar |  |  | Interconnected | Trade Secret | Trade | HUG | HUG312 | Residential | Solar*Rewards | Trade Secret | 2021 | 2021
20263-228838-01 | Xcel Energy | 85 | 13781 | IOU | 04887764 | 4.384 | Solar |  |  | Withdrawn | Trade Secret | Trade | FRM | FRM062 | Residential | Solar*Rewards | Trade Secret | 2022
20263-228838-01 | Xcel Energy | 85 | 13781 | IOU | OID3339682 | 3.6 | Solar |  |  | Withdrawn | Trade Secret | Trade | WIL | WIL062 | Commercial | Solar*Rewards | Trade Secret | 2018
20263-228838-01 |  |  |  |  | OID3707835 |  | Solar |  |  | Withdrawn | Trade Secret | Trade | WIL | WIL062 | Residential | Solar*Rewards |  | 2019
20263-228838-01 | Xcel Energy | 85 | 13781 | IOU | OID3707836 | 5 | Solar |  |  | Withdrawn | Trade Secret | Trade | WIL | WIL062 | Residential | Solar*Rewards | Trade Secret | 2019
20263-228838-01 | Xcel Energy | 85 | 13781 | IOU | OID3714926 | 5 | Solar |  |  | Withdrawn | Trade Secret | Trade | WIL | WIL062 | Residential | Solar*Rewards | Trade Secret | 2019
20263-228838-01 | Xcel Energy | 85 | 13781 | IOU | 03131535 | 9.94 | Solar |  |  | Interconnected | Trade Secret | Trade | NOF | NOF072 | Residential | Made in Minnesota | Trade Secret | 2017 | 2017
20263-228838-01 | Xcel Energy | 85 | 13781 | IOU | OID2898673 | 9.94 | Solar |  |  | Withdrawn | Trade Secret | Trade | NOF | NOF072 | Residential | Solar*Rewards | Trade Secret | 2017
20263-228838-01 | Xcel Energy | 85 | 13781 | IOU | 03130519 | 9.994 | Solar |  |  | Interconnected | Trade Secret | Trade | HUG | HUG312 | Residential | Solar*Rewards | Trade Secret | 2018 | 2019
20263-228838-01 | Xcel Energy | 85 | 13781 | IOU | 03766811 | 1000 | Solar |  |  | Interconnected | Balaton | Trade | LAY | LAY061 | Community Solar Garden | Solar*Rewards Community | Trade Secret | 2022 | 2024
20263-228838-01 | Xcel Energy | 85 | 13781 | IOU | 06084362 | 39.999 | Solar |  |  | Interconnected | Trade Secret | Trade | MPK | MPK071 | Commercial | Solar*Rewards | Trade Secret | 2025 | 2025
20263-228838-01 | Xcel Energy | 85 | 13781 | IOU | 06204737 | 7.678 | Solar |  |  | Active Application | Trade Secret | Trade | CGR | CGR071 | Residential |  | Trade Secret | 2025
20263-228838-01 | Xcel Energy | 85 | 13781 | IOU | 05978714 | 4.86 | Solar |  |  | Interconnected | Trade Secret | Trade | OAD | OAD074 | Commercial | Solar*Rewards | Trade Secret | 2025 | 2025
20263-228838-01 | Xcel Energy | 85 | 13781 | IOU | 05978855 | 4.86 | Solar |  |  | Active Application | Trade Secret | Trade | OAD | OAD074 | Commercial | Solar*Rewards | Trade Secret | 2025
20263-228838-01 | Xcel Energy | 85 | 13781 | IOU | 05309225 | 6.631 | Solar |  |  | Withdrawn | Trade Secret | Trade | SOU | SOU077 | Residential | Solar*Rewards | Trade Secret | 2022
20263-228838-01 | Xcel Energy | 85 | 13781 | IOU | 04590013 | 3.747 | Solar |  |  | Withdrawn | Trade Secret | Trade | SCL | SCL312 | Residential |  | Trade Secret | 2021
20263-228838-01 | Xcel Energy | 85 | 13781 | IOU | 05172343 | 7.616 | Solar |  |  | Withdrawn | Trade Secret | Trade | SLW | SLW061 | Residential |  | Trade Secret | 2022
20263-228838-01 | Xcel Energy | 85 | 13781 | IOU | 04886560 | 6.282 | Solar |  |  | Withdrawn | Trade Secret | Trade | MDT | MDT073 | Residential | Solar*Rewards | Trade Secret | 2022
20263-228838-01 | Xcel Energy | 85 | 13781 | IOU | 04872027 | 7.124 | Solar |  |  | Withdrawn | Trade Secret | Trade | FSL | FSL312 | Residential | Solar*Rewards | Trade Secret | 2022
20263-228838-01 | Xcel Energy | 85 | 13781 | IOU | 05025644 | 7.83 | Solar |  |  | Withdrawn | Trade Secret | Trade | SLP | SLP092 | Residential |  | Trade Secret | 2022
20263-228838-01 | Xcel Energy | 85 | 13781 | IOU | 04591176 | 9.994 | Solar |  |  | Withdrawn | Trade Secret | Trade | OAD | OAD071 | Residential |  | Trade Secret | 2021
20263-228838-01 | Xcel Energy | 85 | 13781 | IOU | 04886084 | 16.752 | Solar |  |  | Withdrawn | Trade Secret | Trade | LIL | LIL021 | Residential |  | Trade Secret | 2022
20263-228838-01 | Xcel Energy | 85 | 13781 | IOU | 04836749 | 15 | Solar |  |  | Withdrawn | Trade Secret | Trade | DOC | DOC031 | Residential | Solar*Rewards | Trade Secret | 2022
20263-228838-01 | Xcel Energy | 85 | 13781 | IOU | 04902164 | 12.18 | Solar |  |  | Withdrawn | Trade Secret | Trade | DOC | DOC031 | Residential | Solar*Rewards | Trade Secret | 2022
20263-228838-01 | Xcel Energy | 85 | 13781 | IOU | 04939677 | 12.18 | Solar |  |  | Withdrawn | Trade Secret | Trade | DOC | DOC031 | Residential | Solar*Rewards | Trade Secret | 2022
20263-228838-01 | Xcel Energy | 85 | 13781 | IOU | 04899798 | 9.423 | Solar |  |  | Withdrawn | Trade Secret | Trade | OPK | OPK065 | Residential | Solar*Rewards | Trade Secret | 2022
20263-228838-01 | Xcel Energy | 85 | 13781 | IOU | 04612957 | 6 | Solar |  |  | Withdrawn | Trade Secret | Trade | RLK | RLK066 | Residential |  | Trade Secret | 2021
20263-228838-01 | Xcel Energy | 85 | 13781 | IOU | 04794245 | 13.05 | Solar |  | X | Withdrawn | Trade Secret | Trade | LEX | LEX332 | Residential | Solar*Rewards | Trade Secret | 2022
20263-228838-01 | Xcel Energy | 85 | 13781 | IOU | 04842744 | 15.232 | Solar |  |  | Withdrawn | Trade Secret | Trade | WIL | WIL063 | Residential | Solar*Rewards | Trade Secret | 2022
20263-228838-01 | Xcel Energy | 85 | 13781 | IOU | 04528849 | 9.994 | Solar |  |  | Withdrawn | Trade Secret | Trade | MPK | MPK064 | Residential |  | Trade Secret | 2021
20263-228838-01 | Xcel Energy | 85 | 13781 | IOU | 05233917 | 5.8 | Solar |  |  | Withdrawn | Trade Secret | Trade | SOU | SOU060 | Residential |  | Trade Secret | 2022
20263-228838-01 | Xcel Energy | 85 | 13781 | IOU | 04614031 | 2.16 | Solar |  |  | Withdrawn | Trade Secret | Trade | PKL | PKL085 | Residential | Solar*Rewards | Trade Secret | 2022
20263-228838-01 | Xcel Energy | 85 | 13781 | IOU | 04590208 | 5.054 | Solar |  |  | Withdrawn | Trade Secret | Trade | MDT | MDT073 | Residential |  | Trade Secret | 2021
20263-228838-01 | Xcel Energy | 85 | 13781 | IOU | 05308054 | 4.188 | Solar |  |  | Withdrawn | Trade Secret | Trade | SOU | SOU072 | Residential | Solar*Rewards | Trade Secret | 2022
20263-228838-01 | Xcel Energy | 85 | 13781 | IOU | 05225160 | 10.22 | Storage |  |  | Withdrawn | Trade Secret | Trade | WSG | WSG076 | Residential |  | Trade Secret | 2022
20263-228838-01 | Xcel Energy | 85 | 13781 | IOU | 04407774 | 15.232 | Solar |  |  | Withdrawn | Trade Secret | Trade | HUG | HUG321 | Residential | Solar*Rewards | Trade Secret | 2021
20263-228838-01 | Xcel Energy | 85 | 13781 | IOU | 05356855 | 7.329 | Solar |  |  | Withdrawn | Trade Secret | Trade | SHP | SHP061 | Residential | Solar*Rewards | Trade Secret | 2023
20263-228838-01 | Xcel Energy | 85 | 13781 | IOU | 05310355 | 7.329 | Solar |  |  | Withdrawn | Trade Secret | Trade | SHP | SHP061 | Residential | Solar*Rewards | Trade Secret | 2022
20263-228838-01 | Xcel Energy | 85 | 13781 | IOU | 05292668 | 11.168 | Solar |  |  | Withdrawn | Trade Secret | Trade | RRK | RRK064 | Residential |  | Trade Secret | 2022
20263-228838-01 | Xcel Energy | 85 | 13781 | IOU | 05256809 | 10.44 | Solar |  |  | Withdrawn | Trade Secret | Trade | ALK | ALK063 | Residential |  | Trade Secret | 2022
20263-228838-01 | Xcel Energy | 85 | 13781 | IOU | 05359312 | 8.376 |  |  |  | Withdrawn | Trade Secret | Trade | HWW | HWW073 | Residential |  | Trade Secret | 2023
20263-228838-01 | Xcel Energy | 85 | 13781 | IOU | 04486245 | 5 | Solar |  |  | Withdrawn | Trade Secret | Trade | APA | APA069 | Residential |  | Trade Secret | 2021
20263-228838-01 | Xcel Energy | 85 | 13781 | IOU | 05008486 | 7.329 | Solar |  |  | Withdrawn | Trade Secret | Trade | MDT | MDT073 | Residential | Solar*Rewards | Trade Secret | 2022
20263-228838-01 | Xcel Energy | 85 | 13781 | IOU | 05021657 | 5.8 | Solar |  |  | Withdrawn | Trade Secret | Trade | HWW | HWW062 | Residential | Solar*Rewards | Trade Secret | 2022
20263-228838-01 | Xcel Energy | 85 | 13781 | IOU | 04528737 | 8.016 | Solar |  |  | Withdrawn | Trade Secret | Trade | TLK | TLK061 | Residential |  | Trade Secret | 2021
20263-228838-01 | Xcel Energy | 85 | 13781 | IOU | 04938270 | 6.09 | Solar |  |  | Withdrawn | Trade Secret | Trade | HSN | HSN321 | Residential | Solar*Rewards | Trade Secret | 2022
20263-228838-01 |  |  |  |  | 05323828 |  |  |  |  | Withdrawn | Trade Secret | Trade | LLK | LLK061 | Residential |  |  | 2022
20263-228838-01 | Xcel Energy | 85 | 13781 | IOU | 04781906 | 6.96 | Solar |  |  | Withdrawn | Trade Secret | Trade | NOF | NOF061 | Residential |  | Trade Secret | 2022
20263-228838-01 | Xcel Energy | 85 | 13781 | IOU | 04998854 | 3.288 | Solar |  |  | Withdrawn | Trade Secret | Trade | VMR | VMR062 | Residential | Solar*Rewards | Trade Secret | 2022
20263-228838-01 | Xcel Energy | 85 | 13781 | IOU | 04908795 | 3.288 | Solar |  |  | Withdrawn | Trade Secret | Trade | FSL | FSL311 | Residential | Solar*Rewards | Trade Secret | 2022
20263-228838-01 | Xcel Energy | 85 | 13781 | IOU | 04996200 | 7.15 | Solar |  |  | Withdrawn | Trade Secret | Trade | HSN | HSN321 | Residential | Solar*Rewards | Trade Secret | 2022
20263-228838-01 | Xcel Energy | 85 | 13781 | IOU | 04946516 | 6.6 | Solar |  |  | Withdrawn | Trade Secret | Trade | ALK | ALK067 | Residential | Solar*Rewards | Trade Secret | 2022
20263-228838-01 |  |  |  |  | 05188375 |  | Solar |  |  | Withdrawn | Trade Secret | Trade |  |  | Residential | Solar*Rewards |  | 2022
20263-228838-01 | Xcel Energy | 85 | 13781 | IOU | 05368221 | 17.22 | Solar |  |  | Withdrawn | Trade Secret | Trade |  |  | Residential | Other | Trade Secret | 2023
20263-228838-01 | Xcel Energy | 85 | 13781 | IOU | 04636481 | 24.43 | Solar |  |  | Withdrawn | Trade Secret | Trade | RRK | RRK064 | Residential |  | Trade Secret | 2021
20263-228838-01 |  |  |  |  | 05339328 |  |  |  |  | Withdrawn | Trade Secret | Trade |  |  | Residential |  |  | 2022
20263-228838-01 | Xcel Energy | 85 | 13781 | IOU | 04944702 | 1000 | Solar |  |  | Withdrawn | Trade Secret | Trade | MOL | MOL062 | Community Solar Garden | Solar*Rewards Community | Trade Secret | 2022
20263-228838-01 |  |  |  |  | 05306697 |  | Solar |  |  | Withdrawn | Trade Secret | Trade |  |  | Residential | Solar*Rewards |  | 2022
20263-228838-01 | Xcel Energy | 85 | 13781 | IOU | 04073021 | 1000 | Solar |  |  | Withdrawn | Trade Secret | Trade | HUG | HUG321 | Community Solar Garden | Solar*Rewards Community | Trade Secret | 2021
20263-228838-01 |  |  |  |  | 04668690 |  |  |  |  | Withdrawn | Trade Secret | Trade |  |  | Residential |  |  | 2021
20263-228838-01 | Xcel Energy | 85 | 13781 | IOU | 04306353 | 1000 | Solar |  |  | Withdrawn | Trade Secret | Trade | SCH | SCH211 | Community Solar Garden | Solar*Rewards Community | Trade Secret | 2021
20263-228838-01 | Xcel Energy | 85 | 13781 | IOU | 04007276 | 1000 | Solar |  |  | Withdrawn | Trade Secret | Trade | SMT | SMT072 | Community Solar Garden | Solar*Rewards Community | Trade Secret | 2020
20263-228838-01 | Xcel Energy | 85 | 13781 | IOU | 04897006 | 1000 | Solar |  |  | Withdrawn | Trade Secret | Trade | FAP | FAP061 | Community Solar Garden | Solar*Rewards Community | Trade Secret | 2022
20263-228838-01 | Xcel Energy | 85 | 13781 | IOU | 04210522 | 1000 | Solar |  |  | Withdrawn | Trade Secret | Trade | WEF | WEF071 | Community Solar Garden | Solar*Rewards Community | Trade Secret | 2020
20263-228838-01 | Xcel Energy | 85 | 13781 | IOU | 04082805 | 1000 | Solar |  |  | Withdrawn | Trade Secret | Trade | MEI | MEI021 | Community Solar Garden | Solar*Rewards Community | Trade Secret | 2020
20263-228838-01 | Xcel Energy | 85 | 13781 | IOU | 03758408 | 1000 | Solar |  |  | Withdrawn | Trade Secret | Trade | YLM | YLM211 | Community Solar Garden | Solar*Rewards Community | Trade Secret | 2020
20263-228838-01 | Xcel Energy | 85 | 13781 | IOU | 04521030 | 1000 | Solar |  |  | Withdrawn | Trade Secret | Trade | YLM | YLM212 | Community Solar Garden | Solar*Rewards Community | Trade Secret | 2021
20263-228838-01 | Xcel Energy | 85 | 13781 | IOU | 04058106 | 1000 | Solar |  |  | Withdrawn | Trade Secret | Trade | NOF | NOF061 | Community Solar Garden | Solar*Rewards Community | Trade Secret | 2020
20263-228838-01 |  |  |  |  | 04712208 |  |  |  |  | Withdrawn | Trade Secret | Trade |  |  | Residential |  |  | 2021
20263-228838-01 | Xcel Energy | 85 | 13781 | IOU | 04442149 | 7.68 | Solar |  | X | Withdrawn | Trade Secret | Trade | ECK | ECK321 | Residential | Solar*Rewards | Trade Secret | 2021
20263-228838-01 | Xcel Energy | 85 | 13781 | IOU | 05357958 | 9.423 | Solar |  |  | Withdrawn | Trade Secret | Trade | STY | STY061 | Residential | Solar*Rewards | Trade Secret | 2023
20263-228838-01 | Xcel Energy | 85 | 13781 | IOU | 04682771 | 266.6 | Solar |  |  | Withdrawn | Trade Secret | Trade | ALD | ALD072 | Commercial |  | Trade Secret | 2021
20263-228838-01 | Xcel Energy | 85 | 13781 | IOU | 05288902 | 8.027 | Solar |  |  | Withdrawn | Trade Secret | Trade | AHI | AHI063 | Residential | Solar*Rewards | Trade Secret | 2022
20263-228838-01 | Xcel Energy | 85 | 13781 | IOU | 05202362 | 14.994 | Solar |  |  | Withdrawn | Trade Secret | Trade | AFT | AFT314 | Residential |  | Trade Secret | 2022
20263-228838-01 | Xcel Energy | 85 | 13781 | IOU | 04668247 | 3.77 | Solar |  |  | Withdrawn | Trade Secret | Trade | SOU | SOU077 | Residential | Solar*Rewards | Trade Secret | 2021
20263-228838-01 | Xcel Energy | 85 | 13781 | IOU | 05309272 | 4.537 | Solar |  |  | Withdrawn | Trade Secret | Trade | MND | MND061 | Residential | Solar*Rewards | Trade Secret | 2022
20263-228838-01 | Xcel Energy | 85 | 13781 | IOU | 04519966 | 5.22 | Solar |  | X | Withdrawn | Trade Secret | Trade | WIN | WIN032 | Residential |  | Trade Secret | 2021
20263-228838-01 | Xcel Energy | 85 | 13781 | IOU | 05250962 | 4.93 | Solar |  |  | Withdrawn | Trade Secret | Trade | MPK | MPK068 | Residential |  | Trade Secret | 2022
20263-228838-01 | Xcel Energy | 85 | 13781 | IOU | 05309484 | 5.51 | Solar |  |  | Withdrawn | Trade Secret | Trade | SLP | SLP084 | Commercial | Solar*Rewards | Trade Secret | 2022
20263-228838-01 | Xcel Energy | 85 | 13781 | IOU | 04783190 | 11.31 | Solar |  |  | Withdrawn | Trade Secret | Trade | CHI | CHI311 | Residential |  | Trade Secret | 2022
20263-228838-01 | Xcel Energy | 85 | 13781 | IOU | 04110639 | 3.747 | Solar |  |  | Withdrawn | Trade Secret | Trade | MEL | MEL068 | Residential | Solar*Rewards | Trade Secret | 2020
20263-228838-01 | Xcel Energy | 85 | 13781 | IOU | 05023940 | 5.235 | Solar |  |  | Withdrawn | Trade Secret | Trade | LAC | LAC062 | Residential | Solar*Rewards | Trade Secret | 2022
20263-228838-01 | Xcel Energy | 85 | 13781 | IOU | 04455024 | 6.09 | Solar |  |  | Withdrawn | Trade Secret | Trade | UPP | UPP082 | Residential | Solar*Rewards | Trade Secret | 2021
20263-228838-01 | Xcel Energy | 85 | 13781 | IOU | 05360511 | 4.41 | Solar |  |  | Withdrawn | Trade Secret | Trade | REW | REW031 | Residential | Solar*Rewards | Trade Secret | 2023
20263-228838-01 | Xcel Energy | 85 | 13781 | IOU | 05294464 | 5.584 | Solar |  |  | Withdrawn | Trade Secret | Trade | REW | REW031 | Residential |  | Trade Secret | 2022
20263-228838-01 | Xcel Energy | 85 | 13781 | IOU | 04936426 | 4.537 | Solar |  |  | Withdrawn | Trade Secret | Trade | MDT | MDT073 | Residential | Solar*Rewards | Trade Secret | 2022
20263-228838-01 | Xcel Energy | 85 | 13781 | IOU | 04438790 | 5.22 | Solar |  |  | Withdrawn | Trade Secret | Trade | RIV | RIV061 | Residential | Solar*Rewards | Trade Secret | 2021
20263-228838-01 | Xcel Energy | 85 | 13781 | IOU | 05358523 | 6.98 | Solar |  |  | Withdrawn | Trade Secret | Trade | MEL | MEL089 | Residential | Solar*Rewards | Trade Secret | 2023
20263-228838-01 | Xcel Energy | 85 | 13781 | IOU | 05199326 | 4.93 | Solar |  |  | Withdrawn | Trade Secret | Trade | ECK | ECK321 | Residential | Solar*Rewards | Trade Secret | 2022
20263-228838-01 |  |  |  |  | 05359959 |  |  |  |  | Withdrawn | Trade Secret | Trade | GNL | GNL071 | Residential |  |  | 2023
20263-228838-01 | Xcel Energy | 85 | 13781 | IOU | 05356868 | 2.52 | Solar |  |  | Withdrawn | Trade Secret | Trade | GNL | GNL071 | Residential | Solar*Rewards | Trade Secret | 2023
20263-228838-01 | Xcel Energy | 85 | 13781 | IOU | 04975374 | 6.046 | Solar |  |  | Withdrawn | Trade Secret | Trade | IDA | IDA072 | Residential |  | Trade Secret | 2022
20263-228838-01 | Xcel Energy | 85 | 13781 | IOU | 05307883 | 5.8 | Solar |  |  | Withdrawn | Trade Secret | Trade | MPK | MPK087 | Residential | Solar*Rewards | Trade Secret | 2022
20263-228838-01 | Xcel Energy | 85 | 13781 | IOU | 04596557 | 5.054 | Solar |  |  | Withdrawn | Trade Secret | Trade | WIL | WIL063 | Residential |  | Trade Secret | 2021
20263-228838-01 | Xcel Energy | 85 | 13781 | IOU | 04938886 | 5.51 | Solar |  |  | Withdrawn | Trade Secret | Trade | HSN | HSN321 | Residential | Solar*Rewards | Trade Secret | 2022
20263-228838-01 | Xcel Energy | 85 | 13781 | IOU | 04712381 | 25 | Solar |  |  | Withdrawn | Trade Secret | Trade | MTW | MTW021 | Commercial |  | Trade Secret | 2021
20263-228838-01 | Xcel Energy | 85 | 13781 | IOU | 05025984 | 14.5 | Solar |  | X | Withdrawn | Trade Secret | Trade | ANN | ANN021 | Residential | Solar*Rewards | Trade Secret | 2022
20263-228838-01 | Xcel Energy | 85 | 13781 | IOU | 04440844 | 7.616 | Solar |  |  | Withdrawn | Trade Secret | Trade | MPK | MPK068 | Residential | Solar*Rewards | Trade Secret | 2021
20263-228838-01 | Xcel Energy | 85 | 13781 | IOU | 05363445 | 5.985 | Solar |  |  | Withdrawn | Trade Secret | Trade | MPK | MPK074 | Residential | Solar*Rewards | Trade Secret | 2023
20263-228838-01 | Xcel Energy | 85 | 13781 | IOU | 04886759 | 4.886 | Solar |  |  | Withdrawn | Trade Secret | Trade | MDT | MDT073 | Residential | Solar*Rewards | Trade Secret | 2022
20263-228838-01 | Xcel Energy | 85 | 13781 | IOU | 04947990 | 2.884 | Solar |  |  | Withdrawn | Trade Secret | Trade | MPN | MPN081 | Commercial | Solar*Rewards | Trade Secret | 2022
20263-228838-01 | Xcel Energy | 85 | 13781 | IOU | 05311909 | 4.06 | Solar |  |  | Withdrawn | Trade Secret | Trade | DBL | DBL073 | Residential | Solar*Rewards | Trade Secret | 2022
20263-228838-01 | Xcel Energy | 85 | 13781 | IOU | 04668119 | 7.54 | Solar |  |  | Withdrawn | Trade Secret | Trade | TWL | TWL067 | Residential | Solar*Rewards | Trade Secret | 2021
20263-228838-01 | Xcel Energy | 85 | 13781 | IOU | 05272242 | 14.3 | Solar |  |  | Withdrawn | Trade Secret | Trade | WSG | WSG063 | Residential |  | Trade Secret | 2022
20263-228838-01 | Xcel Energy | 85 | 13781 | IOU | 05260837 | 14.3 | Solar |  |  | Withdrawn | Trade Secret | Trade | WSG | WSG063 | Residential |  | Trade Secret | 2022
20263-228838-01 | Xcel Energy | 85 | 13781 | IOU | 05151594 | 9.57 | Solar |  |  | Withdrawn | Trade Secret | Trade | RPO | RPO312 | Residential |  | Trade Secret | 2022
20263-228838-01 | Xcel Energy | 85 | 13781 | IOU | 05283133 | 5.584 | Solar |  |  | Withdrawn | Trade Secret | Trade | MPK | MPK071 | Residential | Solar*Rewards | Trade Secret | 2022
20263-228838-01 | Xcel Energy | 85 | 13781 | IOU | 05357566 | 5.584 | Solar |  |  | Withdrawn | Trade Secret | Trade | MPK | MPK071 | Residential | Solar*Rewards | Trade Secret | 2023
20263-228838-01 | Xcel Energy | 85 | 13781 | IOU | 05232040 | 3 | Solar |  |  | Withdrawn | Trade Secret | Trade | OAD | OAD063 | Residential |  | Trade Secret | 2022
20263-228838-01 | Xcel Energy | 85 | 13781 | IOU | 05246488 | 15.046 | Solar |  |  | Withdrawn | Trade Secret | Trade | ORO | ORO061 | Residential |  | Trade Secret | 2022
20263-228838-01 | Xcel Energy | 85 | 13781 | IOU | 04992252 | 5.48 | Solar |  |  | Withdrawn | Trade Secret | Trade | HSN | HSN322 | Residential | Solar*Rewards | Trade Secret | 2022
20263-228838-01 | Xcel Energy | 85 | 13781 | IOU | 04613593 | 9.074 | Solar |  |  | Withdrawn | Trade Secret | Trade | SDX | SDX311 | Residential |  | Trade Secret | 2021
20263-228838-01 |  |  |  |  | 04995197 |  | Solar |  |  | Withdrawn | Trade Secret | Trade |  |  | Residential | Solar*Rewards |  | 2022
20263-228838-01 | Xcel Energy | 85 | 13781 | IOU | 04982799 | 1000 | Solar |  |  | Withdrawn | Trade Secret | Trade | WKN | WKN001 | Community Solar Garden | Solar*Rewards Community | Trade Secret | 2022
20263-228838-01 |  |  |  |  | 04682497 |  |  |  |  | Withdrawn | Trade Secret | Trade |  |  | Residential |  |  | 2021
20263-228838-01 |  |  |  |  | 04651007 |  | Solar |  |  | Withdrawn | Trade Secret | Trade |  |  | Residential | Solar*Rewards |  | 2021
20263-228838-01 |  |  |  |  | 05268403 |  | Solar |  |  | Withdrawn | Trade Secret | Trade |  |  | Community Solar Garden | Solar*Rewards Community |  | 2022
20263-228838-01 | Xcel Energy | 85 | 13781 | IOU | 03579187 | 1000 | Solar |  |  | Withdrawn | Trade Secret | Trade | GAY | GAY002 | Community Solar Garden | Solar*Rewards Community | Trade Secret | 2020
20263-228838-01 |  |  |  |  | 05021434 |  | Solar |  |  | Withdrawn | Trade Secret | Trade |  |  | Residential | Solar*Rewards |  | 2022
20263-228838-01 | Xcel Energy | 85 | 13781 | IOU | 04575911 | 1000 | Solar |  |  | Withdrawn | Trade Secret | Trade | VIL | VIL021 | Community Solar Garden | Solar*Rewards Community | Trade Secret | 2022
20263-228838-01 |  |  |  |  | 05031563 |  | Solar |  |  | Withdrawn | Trade Secret | Trade |  |  | Residential | Solar*Rewards |  | 2022
20263-228838-01 |  |  |  |  | 04981261 |  | Solar |  |  | Withdrawn | Trade Secret | Trade |  |  | Residential | Solar*Rewards |  | 2022
20263-228838-01 |  |  |  |  | 05365678 |  |  |  |  | Withdrawn | Trade Secret | Trade |  |  | Residential |  |  | 2023
20263-228838-01 |  |  |  |  | 05378215 |  | Solar |  |  | Withdrawn | Trade Secret | Trade |  |  | Residential | Solar*Rewards |  | 2023
20263-228838-01 | Xcel Energy | 85 | 13781 | IOU | 03128267 | 730 | Solar |  |  | Withdrawn | Trade Secret | Trade | DOC | DOC211 | Community Solar Garden | Solar*Rewards Community | Trade Secret | 2019
20263-228838-01 | Xcel Energy | 85 | 13781 | IOU | 04520837 | 1000 | Solar |  |  | Withdrawn | Trade Secret | Trade | RED | RED091 | Community Solar Garden | Solar*Rewards Community | Trade Secret | 2021
20263-228838-01 | Xcel Energy | 85 | 13781 | IOU | 04108974 | 1000 | Solar |  |  | Withdrawn | Trade Secret | Trade | ALT | ALT021 | Community Solar Garden | Solar*Rewards Community | Trade Secret | 2020
20263-228838-01 | Xcel Energy | 85 | 13781 | IOU | 04277450 | 1000 | Solar |  |  | Withdrawn | Trade Secret | Trade | MNV | MNV211 | Community Solar Garden | Solar*Rewards Community | Trade Secret | 2021
20263-228838-01 | Xcel Energy | 85 | 13781 | IOU | 05358531 | 10.47 | Solar |  |  | Withdrawn | Trade Secret | Trade | HSN | HSN321 | Residential | Solar*Rewards | Trade Secret | 2023
20263-228838-01 | Xcel Energy | 85 | 13781 | IOU | 05268398 | 10.47 | Solar |  |  | Withdrawn | Trade Secret | Trade | HSN | HSN321 | Residential | Solar*Rewards | Trade Secret | 2022
20263-228838-01 | Xcel Energy | 85 | 13781 | IOU | 04962089 | 6.6 | Solar |  |  | Withdrawn | Trade Secret | Trade | WCS | WCS062 | Residential | Solar*Rewards | Trade Secret | 2022
20263-228838-01 | Xcel Energy | 85 | 13781 | IOU | 04509296 | 5.054 | Solar |  |  | Withdrawn | Trade Secret | Trade | DBL | DBL060 | Residential |  | Trade Secret | 2021
20263-228838-01 | Xcel Energy | 85 | 13781 | IOU | 05321120 | 4.48 | Solar |  |  | Withdrawn | Trade Secret | Trade | DBL | DBL073 | Residential |  | Trade Secret | 2022
20263-228838-01 | Xcel Energy | 85 | 13781 | IOU | 04448434 | 14.5 | Solar |  |  | Withdrawn | Trade Secret | Trade | ECK | ECK322 | Residential | Solar*Rewards | Trade Secret | 2021
20263-228838-01 | Xcel Energy | 85 | 13781 | IOU | 04794236 | 5.933 | Solar |  |  | Withdrawn | Trade Secret | Trade | ALD | ALD082 | Residential | Solar*Rewards | Trade Secret | 2022
20263-228838-01 | Xcel Energy | 85 | 13781 | IOU | 05357076 | 5.67 | Solar |  |  | Withdrawn | Trade Secret | Trade | WDY | WDY311 | Residential | Solar*Rewards | Trade Secret | 2023
20263-228838-01 | Xcel Energy | 85 | 13781 | IOU | 04870278 | 3.747 | Solar |  |  | Withdrawn | Trade Secret | Trade | VES | VES021 | Residential |  | Trade Secret | 2022
20263-228838-01 | Xcel Energy | 85 | 13781 | IOU | 04991326 | 11.39 | Solar |  |  | Withdrawn | Trade Secret | Trade | WSG | WSG362 | Residential | Solar*Rewards | Trade Secret | 2022
20263-228838-01 | Xcel Energy | 85 | 13781 | IOU | 04704387 | 7.68 | Solar |  | X | Withdrawn | Trade Secret | Trade | DPN | DPN072 | Residential |  | Trade Secret | 2021
20263-228838-01 | Xcel Energy | 85 | 13781 | IOU | 03902908 | 7.25 | Solar |  |  | Withdrawn | Trade Secret | Trade | WWK | WWK311 | Residential | Solar*Rewards | Trade Secret | 2020
20263-228838-01 | Xcel Energy | 85 | 13781 | IOU | 04923823 | 5.584 | Solar |  |  | Withdrawn | Trade Secret | Trade | HOL | HOL072 | Residential | Solar*Rewards | Trade Secret | 2022
20263-228838-01 | Xcel Energy | 85 | 13781 | IOU | 05134238 | 5.052 | Solar |  |  | Withdrawn | Trade Secret | Trade | APA | APA075 | Residential |  | Trade Secret | 2022
20263-228838-01 | Xcel Energy | 85 | 13781 | IOU | 05356977 | 5.22 | Solar |  |  | Withdrawn | Trade Secret | Trade | LEX | LEX061 | Residential | Solar*Rewards | Trade Secret | 2023
20263-228838-01 | Xcel Energy | 85 | 13781 | IOU | 05213543 | 5 | Storage |  |  | Withdrawn | Trade Secret | Trade | WSG | WSG362 | Residential |  | Trade Secret | 2022
20263-228838-01 | Xcel Energy | 85 | 13781 | IOU | 04882522 | 7.616 | Solar |  |  | Withdrawn | Trade Secret | Trade | ROC | ROC091 | Residential | Solar*Rewards | Trade Secret | 2022
20263-228838-01 | Xcel Energy | 85 | 13781 | IOU | 04508328 | 2.962 | Solar |  |  | Withdrawn | Trade Secret | Trade | APA | APA075 | Residential |  | Trade Secret | 2021
20263-228838-01 | Xcel Energy | 85 | 13781 | IOU | 05228071 | 7.68 | Solar |  |  | Withdrawn | Trade Secret | Trade | HOL | HOL071 | Residential |  | Trade Secret | 2022
20263-228838-01 | Xcel Energy | 85 | 13781 | IOU | 04624257 | 6.282 | Solar |  |  | Withdrawn | Trade Secret | Trade | MPK | MPK085 | Residential |  | Trade Secret | 2021
20263-228838-01 | Xcel Energy | 85 | 13781 | IOU | 04521568 | 7.616 | Solar |  |  | Withdrawn | Trade Secret | Trade | DPN | DPN071 | Residential |  | Trade Secret | 2021
20263-228838-01 | Xcel Energy | 85 | 13781 | IOU | 04821950 | 22.5 | Solar |  |  | Withdrawn | Trade Secret | Trade | SOU | SOU086 | Commercial | Solar*Rewards | Trade Secret | 2022
20263-228838-01 | Xcel Energy | 85 | 13781 | IOU | 04648356 | 5 | Solar |  |  | Withdrawn | Trade Secret | Trade | TWL | TWL072 | Residential |  | Trade Secret | 2021
20263-228838-01 | Xcel Energy | 85 | 13781 | IOU | 05358820 | 9.074 | Solar |  |  | Withdrawn | Trade Secret | Trade | MPK | MPK084 | Residential | Solar*Rewards | Trade Secret | 2023
20263-228838-01 | Xcel Energy | 85 | 13781 | IOU | 04840181 | 12.3 | Solar |  |  | Withdrawn | Trade Secret | Trade | FRO | FRO021 | Residential | Solar*Rewards | Trade Secret | 2022
20263-228838-01 | Xcel Energy | 85 | 13781 | IOU | 04831224 | 21.46 | Solar |  |  | Withdrawn | Trade Secret | Trade | OPK | OPK073 | Residential |  | Trade Secret | 2022
20263-228838-01 | Xcel Energy | 85 | 13781 | IOU | 04830379 | 21.46 | Solar |  |  | Withdrawn | Trade Secret | Trade | OPK | OPK073 | Residential |  | Trade Secret | 2022
20263-228838-01 | Xcel Energy | 85 | 13781 | IOU | 04667929 | 5.22 | Solar |  |  | Withdrawn | Trade Secret | Trade | TWL | TWL067 | Residential | Solar*Rewards | Trade Secret | 2021
20263-228838-01 | Xcel Energy | 85 | 13781 | IOU | 04794419 | 6.282 | Solar |  |  | Withdrawn | Trade Secret | Trade | ALD | ALD082 | Residential | Solar*Rewards | Trade Secret | 2022
20263-228838-01 | Xcel Energy | 85 | 13781 | IOU | 04661505 | 11.559 | Solar |  |  | Withdrawn | Trade Secret | Trade | SOU | SOU086 | Residential |  | Trade Secret | 2021
20263-228838-01 | Xcel Energy | 85 | 13781 | IOU | 04981172 | 6.09 | Solar |  | X | Withdrawn | Trade Secret | Trade | CGR | CGR063 | Residential | Solar*Rewards | Trade Secret | 2022
20263-228838-01 | Xcel Energy | 85 | 13781 | IOU | 04993740 | 3.288 | Solar |  |  | Withdrawn | Trade Secret | Trade | ECK | ECK322 | Residential | Solar*Rewards | Trade Secret | 2022
20263-228838-01 |  |  |  |  | 05225038 |  |  |  |  | Withdrawn | Trade Secret | Trade |  |  | Residential |  |  | 2022
20263-228838-01 |  |  |  |  | 05278634 |  |  |  |  | Withdrawn | Trade Secret | Trade |  |  | Residential |  |  | 2022
20263-228838-01 |  |  |  |  | 04614022 |  |  |  |  | Withdrawn | Trade Secret | Trade |  |  | Residential |  |  | 2021
20263-228838-01 | Xcel Energy | 85 | 13781 | IOU | 03753787 | 1000 | Solar |  |  | Withdrawn | Trade Secret | Trade | MNV | MNV211 | Community Solar Garden | Solar*Rewards Community | Trade Secret | 2020
20263-228838-01 | Xcel Energy | 85 | 13781 | IOU | 04287918 | 1000 | Solar |  |  | Withdrawn | Trade Secret | Trade | YLM | YLM212 | Community Solar Garden | Solar*Rewards Community | Trade Secret | 2021
20263-228838-01 | Xcel Energy | 85 | 13781 | IOU | 04299936 | 1000 | Solar |  |  | Withdrawn | Trade Secret | Trade | FRA | FRA211 | Community Solar Garden | Solar*Rewards Community | Trade Secret | 2021
20263-228838-01 | Xcel Energy | 85 | 13781 | IOU | 04469770 | 1000 | Solar |  |  | Withdrawn | Trade Secret | Trade | WAS | WAS092 | Community Solar Garden | Solar*Rewards Community | Trade Secret | 2021
20263-228838-01 | Xcel Energy | 85 | 13781 | IOU | 04661309 | 7.6 | Solar |  | X | Withdrawn | Trade Secret | Trade | ALK | ALK072 | Residential |  | Trade Secret | 2021
20263-228838-01 | Xcel Energy | 85 | 13781 | IOU | 05251897 | 7.6 | Solar |  | X | Withdrawn | Trade Secret | Trade | ALK | ALK072 | Residential | Solar*Rewards | Trade Secret | 2022
20263-228838-01 | Xcel Energy | 85 | 13781 | IOU | 04880718 | 86.4 | Solar |  |  | Withdrawn | Trade Secret | Trade | WSG | WSG062 | Commercial |  | Trade Secret | 2022
20263-228838-01 | Xcel Energy | 85 | 13781 | IOU | 04795756 | 7.616 | Solar |  |  | Withdrawn | Trade Secret | Trade | OPK | OPK077 | Residential | Solar*Rewards | Trade Secret | 2022
20263-228838-01 | Xcel Energy | 85 | 13781 | IOU | 05133098 | 5.1 | Solar |  |  | Withdrawn | Trade Secret | Trade | PAT | PAT312 | Residential |  | Trade Secret | 2022
20263-228838-01 | Xcel Energy | 85 | 13781 | IOU | 05288819 | 5.12 | Solar |  |  | Withdrawn | Trade Secret | Trade | LAP | LAP311 | Residential |  | Trade Secret | 2022
20263-228838-01 | Xcel Energy | 85 | 13781 | IOU | 04793735 | 14.21 | Solar |  |  | Withdrawn | Trade Secret | Trade | SCA | SCA021 | Residential | Solar*Rewards | Trade Secret | 2022
20263-228838-01 | Xcel Energy | 85 | 13781 | IOU | 05272353 | 5.8 | Solar |  |  | Withdrawn | Trade Secret | Trade | WES | WES076 | Residential |  | Trade Secret | 2022
20263-228838-01 | Xcel Energy | 85 | 13781 | IOU | 05227578 | 8.12 | Solar |  |  | Withdrawn | Trade Secret | Trade | HSN | HSN322 | Residential |  | Trade Secret | 2022
20263-228838-01 | Xcel Energy | 85 | 13781 | IOU | 04942126 | 3.85 | Solar |  |  | Withdrawn | Trade Secret | Trade | HSN | HSN321 | Residential | Solar*Rewards | Trade Secret | 2022
20263-228838-01 | Xcel Energy | 85 | 13781 | IOU | 04711327 | 37.598 | Solar |  |  | Withdrawn | Trade Secret | Trade | TWL | TWL076 | Commercial |  | Trade Secret | 2021
20263-228838-01 | Xcel Energy | 85 | 13781 | IOU | 04508402 | 3.747 | Solar |  |  | Withdrawn | Trade Secret | Trade | MPK | MPK082 | Residential |  | Trade Secret | 2021
20263-228838-01 | Xcel Energy | 85 | 13781 | IOU | 04392400 | 20.3 | Solar |  |  | Withdrawn | Trade Secret | Trade | WWK | WWK321 | Residential | Solar*Rewards | Trade Secret | 2021
20263-228838-01 | Xcel Energy | 85 | 13781 | IOU | 04882653 | 11.02 | Solar |  |  | Withdrawn | Trade Secret | Trade | CGR | CGR063 | Residential | Solar*Rewards | Trade Secret | 2022
20263-228838-01 | Xcel Energy | 85 | 13781 | IOU | 05024941 | 3.141 | Solar |  |  | Withdrawn | Trade Secret | Trade | MPK | MPK063 | Residential | Solar*Rewards | Trade Secret | 2022
20263-228838-01 | Xcel Energy | 85 | 13781 | IOU | 04793517 | 34.995 | Solar |  |  | Withdrawn | Trade Secret | Trade | ZUF | ZUF021 | Residential | Solar*Rewards | Trade Secret | 2022
20263-228838-01 | Xcel Energy | 85 | 13781 | IOU | 04709597 | 7.616 | Solar |  |  | Withdrawn | Trade Secret | Trade | SCA | SCA021 | Residential |  | Trade Secret | 2021
20263-228838-01 | Xcel Energy | 85 | 13781 | IOU | 04811516 | 10.96 | Solar |  |  | Withdrawn | Trade Secret | Trade | PAT | PAT312 | Residential | Solar*Rewards | Trade Secret | 2022
20263-228838-01 | Xcel Energy | 85 | 13781 | IOU | 04630288 | 3.77 | Solar |  |  | Withdrawn | Trade Secret | Trade | WRR | WRR064 | Residential |  | Trade Secret | 2021
20263-228838-01 | Xcel Energy | 85 | 13781 | IOU | 04681137 | 11.559 | Solar |  | X | Withdrawn | Trade Secret | Trade | GNL | GNL062 | Residential |  | Trade Secret | 2021
20263-228838-01 | Xcel Energy | 85 | 13781 | IOU | 05238807 | 11.559 | Solar |  | X | Withdrawn | Trade Secret | Trade | GNL | GNL062 | Residential | Solar*Rewards | Trade Secret | 2022
20263-228838-01 | Xcel Energy | 85 | 13781 | IOU | 05289077 | 6.09 | Solar |  |  | Withdrawn | Trade Secret | Trade | ECK | ECK322 | Residential | Solar*Rewards | Trade Secret | 2022
20263-228838-01 | Xcel Energy | 85 | 13781 | IOU | 05229309 | 2.32 |  |  |  | Withdrawn | Trade Secret | Trade | HWW | HWW074 | Residential |  | Trade Secret | 2022
20263-228838-01 | Xcel Energy | 85 | 13781 | IOU | 04865791 | 6.09 | Solar |  |  | Withdrawn | Trade Secret | Trade | WSG | WSG361 | Residential | Solar*Rewards | Trade Secret | 2022
20263-228838-01 | Xcel Energy | 85 | 13781 | IOU | 05292744 | 3.84 | Storage |  |  | Withdrawn | Trade Secret | Trade | SOU | SOU072 | Residential |  | Trade Secret | 2022
20263-228838-01 | Xcel Energy | 85 | 13781 | IOU | 05356917 | 8.12 | Solar |  |  | Withdrawn | Trade Secret | Trade | MOL | MOL068 | Residential | Solar*Rewards | Trade Secret | 2023
20263-228838-01 | Xcel Energy | 85 | 13781 | IOU | 04803138 | 11.517 | Solar |  |  | Withdrawn | Trade Secret | Trade | CGR | CGR063 | Residential | Solar*Rewards | Trade Secret | 2022
20263-228838-01 | Xcel Energy | 85 | 13781 | IOU | 05001117 | 6.67 | Solar |  |  | Withdrawn | Trade Secret | Trade | ELP | ELP062 | Commercial | Solar*Rewards | Trade Secret | 2022
20263-228838-01 | Xcel Energy | 85 | 13781 | IOU | 04715974 | 7.616 | Solar |  |  | Withdrawn | Trade Secret | Trade | ALD | ALD093 | Residential | Solar*Rewards | Trade Secret | 2021
20263-228838-01 | Xcel Energy | 85 | 13781 | IOU | 05191324 | 8.12 | Solar |  |  | Withdrawn | Trade Secret | Trade | LCR | LCR311 | Residential |  | Trade Secret | 2022
20263-228838-01 | Xcel Energy | 85 | 13781 | IOU | 05290600 | 3.84 | Solar |  |  | Withdrawn | Trade Secret | Trade | CTR | CTR031 | Residential |  | Trade Secret | 2022
20263-228838-01 | Xcel Energy | 85 | 13781 | IOU | OID2019268 | 12 | Solar |  |  | Withdrawn | Trade Secret | Trade | DOC | DOC031 | Residential | Solar*Rewards | Trade Secret | 2014
20263-228838-01 | Xcel Energy | 85 | 13781 | IOU | 04621384 | 5.054 | Solar |  |  | Withdrawn | Trade Secret | Trade | ALD | ALD072 | Residential |  | Trade Secret | 2021
20263-228838-01 | Xcel Energy | 85 | 13781 | IOU | 05227587 | 4.188 | Solar |  |  | Withdrawn | Trade Secret | Trade | SOU | SOU064 | Residential |  | Trade Secret | 2022
20263-228838-01 | Xcel Energy | 85 | 13781 | IOU | 03964568 | 7.7 | Solar |  |  | Withdrawn | Trade Secret | Trade | RMT | RMT321 | Residential | Solar*Rewards | Trade Secret | 2020
20263-228838-01 | Xcel Energy | 85 | 13781 | IOU | 04807854 | 5.054 | Solar |  |  | Withdrawn | Trade Secret | Trade | WIL | WIL079 | Residential | Solar*Rewards | Trade Secret | 2022
20263-228838-01 | Xcel Energy | 85 | 13781 | IOU | 04715764 | 15.08 | Solar |  |  | Withdrawn | Trade Secret | Trade | DHL | DHL061 | Residential |  | Trade Secret | 2021
20263-228838-01 | Xcel Energy | 85 | 13781 | IOU | 04601898 | 6.282 | Solar |  |  | Withdrawn | Trade Secret | Trade | NER | NER021 | Residential | Solar*Rewards | Trade Secret | 2022
20263-228838-01 |  |  |  |  | 05239190 |  | Solar |  |  | Withdrawn | Trade Secret | Trade |  |  | Residential | Solar*Rewards |  | 2022
20263-228838-01 |  |  |  |  | 04733930 |  |  |  |  | Withdrawn | Trade Secret | Trade |  |  | Residential |  |  | 2021
20263-228838-01 | Xcel Energy | 85 | 13781 | IOU | 03975829 | 1000 | Solar |  |  | Withdrawn | Trade Secret | Trade | SCL | SCL322 | Community Solar Garden | Solar*Rewards Community | Trade Secret | 2020
20263-228838-01 | Xcel Energy | 85 | 13781 | IOU | 03572473 | 1000 | Solar |  |  | Withdrawn | Trade Secret | Trade | WEF | WEF071 | Community Solar Garden | Solar*Rewards Community | Trade Secret | 2020
20263-228838-01 |  |  |  |  | 04697724 |  |  |  |  | Withdrawn | Trade Secret | Trade |  |  | Residential |  |  | 2021
20263-228838-01 | Xcel Energy | 85 | 13781 | IOU | 04956182 | 6.98 | Solar |  |  | Withdrawn | Trade Secret | Trade | ALK | ALK067 | Residential | Solar*Rewards | Trade Secret | 2022
20263-228838-01 | Xcel Energy | 85 | 13781 | IOU | 05294188 | 5.584 | Solar |  |  | Withdrawn | Trade Secret | Trade | MPK | MPK087 | Residential | Solar*Rewards | Trade Secret | 2022
20263-228838-01 | Xcel Energy | 85 | 13781 | IOU | 03679530 | 7.54 | Solar |  |  | Withdrawn | Trade Secret | Trade | WTN | WTN061 | Residential | Solar*Rewards | Trade Secret | 2020
20263-228838-01 | Xcel Energy | 85 | 13781 | IOU | 04997300 | 4.06 | Solar |  |  | Withdrawn | Trade Secret | Trade | DBL | DBL066 | Residential | Solar*Rewards | Trade Secret | 2022
20263-228838-01 | Xcel Energy | 85 | 13781 | IOU | 04834428 | 9.373 | Solar |  |  | Withdrawn | Trade Secret | Trade | TWL | TWL081 | Residential |  | Trade Secret | 2022
20263-228838-01 | Xcel Energy | 85 | 13781 | IOU | 04664498 | 9.994 |  |  |  | Withdrawn | Trade Secret | Trade | BCH | BCH311 | Residential |  | Trade Secret | 2021
20263-228838-01 | Xcel Energy | 85 | 13781 | IOU | 04614435 | 5.054 | Solar |  |  | Withdrawn | Trade Secret | Trade | WRR | WRR075 | Residential |  | Trade Secret | 2021
20263-228838-01 | Xcel Energy | 85 | 13781 | IOU | 05288823 | 9.074 | Solar |  |  | Withdrawn | Trade Secret | Trade | WSG | WSG071 | Residential | Solar*Rewards | Trade Secret | 2022
20263-228838-01 | Xcel Energy | 85 | 13781 | IOU | 05262847 | 199.998 | Solar |  |  | Withdrawn | Trade Secret | Trade | WSD | WSD061 | Commercial |  | Trade Secret | 2022
20263-228838-01 | Xcel Energy | 85 | 13781 | IOU | 05274811 | 53.312 | Solar |  |  | Withdrawn | Trade Secret | Trade | WSD | WSD061 | Commercial |  | Trade Secret | 2022
20263-228838-01 | Xcel Energy | 85 | 13781 | IOU | 05262978 | 99.999 | Solar |  |  | Withdrawn | Trade Secret | Trade | WSD | WSD061 | Commercial |  | Trade Secret | 2022
20263-228838-01 | Xcel Energy | 85 | 13781 | IOU | 05116204 | 10.47 | Solar |  |  | Withdrawn | Trade Secret | Trade | RIV | RIV075 | Commercial |  | Trade Secret | 2022
20263-228838-01 | Xcel Energy | 85 | 13781 | IOU | 05210743 | 2.5 | Solar |  |  | Withdrawn | Trade Secret | Trade | SLP | SLP076 | Residential |  | Trade Secret | 2022
20263-228838-01 | Xcel Energy | 85 | 13781 | IOU | 05204749 | 2.5 | Solar |  |  | Withdrawn | Trade Secret | Trade | SLP | SLP076 | Residential | Solar*Rewards | Trade Secret | 2023
20263-228838-01 | Xcel Energy | 85 | 13781 | IOU | 04349510 | 7.54 | Solar |  |  | Withdrawn | Trade Secret | Trade | LCR | LCR311 | Residential | Solar*Rewards | Trade Secret | 2021
20263-228838-01 | Xcel Energy | 85 | 13781 | IOU | 05012840 | 4.06 | Solar |  |  | Withdrawn | Trade Secret | Trade | WIL | WIL082 | Residential | Solar*Rewards | Trade Secret | 2022
20263-228838-01 | Xcel Energy | 85 | 13781 | IOU | 05364592 | 9.994 | Solar |  |  | Withdrawn | Trade Secret | Trade | SOU | SOU079 | Residential | Solar*Rewards | Trade Secret | 2023
20263-228838-01 | Xcel Energy | 85 | 13781 | IOU | 05242004 | 15.2 | Solar |  | X | Withdrawn | Trade Secret | Trade | XRD | XRD076 | Residential |  | Trade Secret | 2022
20263-228838-01 | Xcel Energy | 85 | 13781 | IOU | 04728808 | 15.36 | Solar |  | X | Withdrawn | Trade Secret | Trade | XRD | XRD076 | Residential |  | Trade Secret | 2021
20263-228838-01 | Xcel Energy | 85 | 13781 | IOU | 04651621 | 11.39 | Solar |  |  | Withdrawn | Trade Secret | Trade | SED | SED061 | Residential |  | Trade Secret | 2021
20263-228838-01 | Xcel Energy | 85 | 13781 | IOU | 04557252 | 5.054 | Solar |  |  | Withdrawn | Trade Secret | Trade | SLP | SLP084 | Residential |  | Trade Secret | 2021
20263-228838-01 | Xcel Energy | 85 | 13781 | IOU | 04438308 | 9.994 | Solar |  |  | Withdrawn | Trade Secret | Trade | ALD | ALD092 | Residential | Solar*Rewards | Trade Secret | 2021
20263-228838-01 | Xcel Energy | 85 | 13781 | IOU | 05234018 | 4.886 | Solar |  |  | Withdrawn | Trade Secret | Trade | IDA | IDA064 | Residential |  | Trade Secret | 2022
20263-228838-01 | Xcel Energy | 85 | 13781 | IOU | 05357822 | 3.49 | Solar |  |  | Withdrawn | Trade Secret | Trade | IDA | IDA064 | Residential | Solar*Rewards | Trade Secret | 2023
20263-228838-01 | Xcel Energy | 85 | 13781 | IOU | 04609309 | 9.994 | Solar |  |  | Withdrawn | Trade Secret | Trade | VES | VES021 | Residential |  | Trade Secret | 2021
20263-228838-01 | Xcel Energy | 85 | 13781 | IOU | 04641517 | 15.137 | Solar |  |  | Withdrawn | Trade Secret | Trade | WSG | WSG352 | Residential |  | Trade Secret | 2021
20263-228838-01 |  |  |  |  | 04595238 |  |  |  |  | Withdrawn | Trade Secret | Trade | WSG | WSG352 | Residential |  |  | 2021
20263-228838-01 | Xcel Energy | 85 | 13781 | IOU | 04448646 | 10.47 | Solar |  |  | Withdrawn | Trade Secret | Trade | HYL | HYL071 | Residential | Solar*Rewards | Trade Secret | 2021
20263-228838-01 | Xcel Energy | 85 | 13781 | IOU | 04997121 | 36.05 |  |  |  | Withdrawn | Trade Secret | Trade | BYT | BYT072 | Residential |  | Trade Secret | 2022
20263-228838-01 | Xcel Energy | 85 | 13781 | IOU | 04997616 | 36.05 |  |  |  | Withdrawn | Trade Secret | Trade | BYT | BYT072 | Residential |  | Trade Secret | 2022
20263-228838-01 | Xcel Energy | 85 | 13781 | IOU | 05308047 | 15.08 | Solar |  |  | Withdrawn | Trade Secret | Trade | HYL | HYL075 | Residential |  | Trade Secret | 2022
20263-228838-01 | Xcel Energy | 85 | 13781 | IOU | 05232432 | 13.611 | Solar |  |  | Withdrawn | Trade Secret | Trade | AFT | AFT314 | Residential |  | Trade Secret | 2022
20263-228838-01 | Xcel Energy | 85 | 13781 | IOU | 05364728 | 16.752 | Solar |  |  | Withdrawn | Trade Secret | Trade | AFT | AFT314 | Residential | Solar*Rewards | Trade Secret | 2023
20263-228838-01 | Xcel Energy | 85 | 13781 | IOU | 05356815 | 13.611 | Solar |  |  | Withdrawn | Trade Secret | Trade | AFT | AFT314 | Residential | Solar*Rewards | Trade Secret | 2023
20263-228838-01 | Xcel Energy | 85 | 13781 | IOU | 05311969 | 6.98 | Solar |  |  | Withdrawn | Trade Secret | Trade | SOU | SOU087 | Residential | Solar*Rewards | Trade Secret | 2022
20263-228838-01 | Xcel Energy | 85 | 13781 | IOU | 04943468 | 16.752 | Solar |  |  | Withdrawn | Trade Secret | Trade | MPK | MPK087 | Residential | Solar*Rewards | Trade Secret | 2022
20263-228838-01 | Xcel Energy | 85 | 13781 | IOU | 04978924 | 4.384 | Solar |  |  | Withdrawn | Trade Secret | Trade | HSN | HSN322 | Residential | Solar*Rewards | Trade Secret | 2022
20263-228838-01 | Xcel Energy | 85 | 13781 | IOU | 05356881 | 12.913 | Solar |  |  | Withdrawn | Trade Secret | Trade | EDA | EDA067 | Residential | Solar*Rewards | Trade Secret | 2023
20263-228838-01 | Xcel Energy | 85 | 13781 | IOU | 05310306 | 7.678 | Solar |  |  | Withdrawn | Trade Secret | Trade | WDY | WDY312 | Residential | Solar*Rewards | Trade Secret | 2022
20263-228838-01 | Xcel Energy | 85 | 13781 | IOU | 03125911 | 1000 | Solar |  |  | Withdrawn | Trade Secret | Trade | LIN | LIN031 | Community Solar Garden | Solar*Rewards Community | Trade Secret | 2018
20263-228838-01 |  |  |  |  | 04981047 |  | Solar |  |  | Withdrawn | Trade Secret | Trade |  |  | Residential | Solar*Rewards |  | 2022
20263-228838-01 | Xcel Energy | 85 | 13781 | IOU | 03779912 | 1000 | Solar |  |  | Withdrawn | Trade Secret | Trade | MAZ | MAZ021 | Community Solar Garden | Solar*Rewards Community | Trade Secret | 2020
20263-228838-01 |  |  |  |  | 04849314 |  | Solar |  |  | Withdrawn | Trade Secret | Trade |  |  | Residential | Solar*Rewards |  | 2022
20263-228838-01 |  |  |  |  | 04665056 |  | Solar |  |  | Withdrawn | Trade Secret | Trade |  |  | Residential | Solar*Rewards |  | 2021
20263-228838-01 | Xcel Energy | 85 | 13781 | IOU | 04306362 | 1000 | Solar |  |  | Withdrawn | Trade Secret | Trade | SCH | SCH211 | Community Solar Garden | Solar*Rewards Community | Trade Secret | 2021
20263-228838-01 | Xcel Energy | 85 | 13781 | IOU | 03866953 | 1000 | Solar |  |  | Withdrawn | Trade Secret | Trade | YLM | YLM212 | Community Solar Garden | Solar*Rewards Community | Trade Secret | 2020
20263-228838-01 | Xcel Energy | 85 | 13781 | IOU | 04265759 | 1000 | Solar |  |  | Withdrawn | Trade Secret | Trade | SCL | SCL322 | Community Solar Garden | Solar*Rewards Community | Trade Secret | 2021
20263-228838-01 |  |  |  |  | 04860803 |  |  |  |  | Withdrawn | Trade Secret | Trade |  |  | Residential |  |  | 2022
20263-228838-01 | Xcel Energy | 85 | 13781 | IOU | 04442102 | 7.68 | Solar |  |  | Withdrawn | Trade Secret | Trade | RPO | RPO311 | Residential | Solar*Rewards | Trade Secret | 2021
20263-228838-01 | Xcel Energy | 85 | 13781 | IOU | 04585033 | 7.68 | Solar |  |  | Withdrawn | Trade Secret | Trade | RPO | RPO311 | Residential |  | Trade Secret | 2021
20263-228838-01 | Xcel Energy | 85 | 13781 | IOU | 04486202 | 11.559 | Solar |  | X | Withdrawn | Trade Secret | Trade | RMT | RMT321 | Residential |  | Trade Secret | 2021
20263-228838-01 | Xcel Energy | 85 | 13781 | IOU | 04878701 | 7.6 | Solar |  | X | Withdrawn | Trade Secret | Trade | RMT | RMT321 | Residential | Solar*Rewards | Trade Secret | 2022
20263-228838-01 | Xcel Energy | 85 | 13781 | IOU | 04931651 | 9.772 | Solar |  | X | Withdrawn | Trade Secret | Trade | CGR | CGR063 | Residential | Solar*Rewards | Trade Secret | 2022
20263-228838-01 | Xcel Energy | 85 | 13781 | IOU | 05241690 | 7.6 | Solar |  | X | Withdrawn | Trade Secret | Trade | AFT | AFT321 | Residential | Solar*Rewards | Trade Secret | 2022
20263-228838-01 | Xcel Energy | 85 | 13781 | IOU | 04711516 | 7.6 | Solar |  | X | Withdrawn | Trade Secret | Trade | AFT | AFT321 | Residential |  | Trade Secret | 2021
20263-228838-01 | Xcel Energy | 85 | 13781 | IOU | 05239475 | 9.6 | Solar |  |  | Withdrawn | Trade Secret | Trade | FSL | FSL312 | Residential |  | Trade Secret | 2022
20263-228838-01 | Xcel Energy | 85 | 13781 | IOU | 04508668 | 11.39 | Solar |  |  | Withdrawn | Trade Secret | Trade | GVW | GVW023 | Residential |  | Trade Secret | 2021
20263-228838-01 | Xcel Energy | 85 | 13781 | IOU | 05154192 | 7.6 | Solar |  | X | Withdrawn | Trade Secret | Trade | MND | MND062 | Residential | Solar*Rewards | Trade Secret | 2022
20263-228838-01 | Xcel Energy | 85 | 13781 | IOU | 04822290 | 7.6 | Solar |  | X | Withdrawn | Trade Secret | Trade | MND | MND062 | Residential | Solar*Rewards | Trade Secret | 2022
20263-228838-01 | Xcel Energy | 85 | 13781 | IOU | 04555116 | 7.616 | Solar |  |  | Withdrawn | Trade Secret | Trade | RRK | RRK063 | Residential |  | Trade Secret | 2021
20263-228838-01 | Xcel Energy | 85 | 13781 | IOU | 04875346 | 23.1 | Solar |  |  | Withdrawn | Trade Secret | Trade |  |  | Commercial | Solar*Rewards | Trade Secret | 2022
20263-228838-01 | Xcel Energy | 85 | 13781 | IOU | 05291860 | 39.75 | Solar |  |  | Withdrawn | Trade Secret | Trade |  |  | Commercial | Solar*Rewards | Trade Secret | 2022
20263-228838-01 | Xcel Energy | 85 | 13781 | IOU | 05291744 | 39.75 | Solar |  |  | Withdrawn | Trade Secret | Trade |  |  | Commercial | Solar*Rewards | Trade Secret | 2022
20263-228838-01 | Xcel Energy | 85 | 13781 | IOU | 04942022 | 39.74 | Solar |  |  | Withdrawn | Trade Secret | Trade |  |  | Commercial | Solar*Rewards | Trade Secret | 2022
20263-228838-01 | Xcel Energy | 85 | 13781 | IOU | 05242030 | 11.6 | Solar |  |  | Withdrawn | Trade Secret | Trade | LOW | LOW021 | Residential |  | Trade Secret | 2022
20263-228838-01 | Xcel Energy | 85 | 13781 | IOU | 04916943 | 5.584 | Solar |  |  | Withdrawn | Trade Secret | Trade | IDA | IDA074 | Residential | Solar*Rewards | Trade Secret | 2022
20263-228838-01 | Xcel Energy | 85 | 13781 | IOU | 05277006 | 5.235 | Solar |  |  | Withdrawn | Trade Secret | Trade | RPL | RPL064 | Residential |  | Trade Secret | 2022
20263-228838-01 | Xcel Energy | 85 | 13781 | IOU | 04990647 | 7.54 | Solar |  | X | Withdrawn | Trade Secret | Trade | WIL | WIL063 | Residential | Solar*Rewards | Trade Secret | 2022
20263-228838-01 | Xcel Energy | 85 | 13781 | IOU | 05308562 | 7.83 | Solar |  |  | Withdrawn | Trade Secret | Trade | LEX | LEX333 | Residential | Solar*Rewards | Trade Secret | 2022
20263-228838-01 | Xcel Energy | 85 | 13781 | IOU | 05309670 | 8.7 | Solar |  |  | Withdrawn | Trade Secret | Trade | APA | APA068 | Residential | Solar*Rewards | Trade Secret | 2022
20263-228838-01 | Xcel Energy | 85 | 13781 | IOU | 05356743 | 8.7 | Solar |  |  | Withdrawn | Trade Secret | Trade | APA | APA068 | Residential | Solar*Rewards | Trade Secret | 2023
20263-228838-01 | Xcel Energy | 85 | 13781 | IOU | 04456415 | 11.559 | Solar |  | X | Withdrawn | Trade Secret | Trade | MEL | MEL061 | Residential |  | Trade Secret | 2021
20263-228838-01 | Xcel Energy | 85 | 13781 | IOU | 04992388 | 7.54 | Solar |  |  | Withdrawn | Trade Secret | Trade | LEX | LEX075 | Residential | Solar*Rewards | Trade Secret | 2022
20263-228838-01 | Xcel Energy | 85 | 13781 | IOU | 04804000 | 15.2 | Solar |  | X | Withdrawn | Trade Secret | Trade | HOL | HOL071 | Residential | Solar*Rewards | Trade Secret | 2022
20263-228838-01 | Xcel Energy | 85 | 13781 | IOU | 05287667 | 8.376 | Solar |  |  | Withdrawn | Trade Secret | Trade | AFT | AFT322 | Residential |  | Trade Secret | 2022
20263-228838-01 | Xcel Energy | 85 | 13781 | IOU | 04548387 | 9.994 | Solar |  |  | Withdrawn | Trade Secret | Trade | RRK | RRK064 | Residential |  | Trade Secret | 2021
20263-228838-01 | Xcel Energy | 85 | 13781 | IOU | 04590335 | 5.054 | Solar |  |  | Withdrawn | Trade Secret | Trade | MOL | MOL064 | Residential |  | Trade Secret | 2021
20263-228838-01 | Xcel Energy | 85 | 13781 | IOU | 05356814 | 6.09 | Solar |  |  | Withdrawn | Trade Secret | Trade | WSG | WSG362 | Residential | Solar*Rewards | Trade Secret | 2023
20263-228838-01 | Xcel Energy | 85 | 13781 | IOU | 05204734 | 5.12 | Solar |  |  | Withdrawn | Trade Secret | Trade | GRC | GRC312 | Residential |  | Trade Secret | 2022
20263-228838-01 | Xcel Energy | 85 | 13781 | IOU | 04612980 | 2.962 | Solar |  |  | Withdrawn | Trade Secret | Trade | WIL | WIL061 | Residential |  | Trade Secret | 2021
20263-228838-01 | Xcel Energy | 85 | 13781 | IOU | 04438658 | 9.994 | Solar |  |  | Withdrawn | Trade Secret | Trade | ALD | ALD083 | Residential | Solar*Rewards | Trade Secret | 2021
20263-228838-01 | Xcel Energy | 85 | 13781 | IOU | 04980245 | 11.39 | Solar |  |  | Withdrawn | Trade Secret | Trade | LEX | LEX074 | Residential | Solar*Rewards | Trade Secret | 2022
20263-228838-01 | Xcel Energy | 85 | 13781 | IOU | 04924297 | 17.98 | Solar |  |  | Withdrawn | Trade Secret | Trade | FAP | FAP062 | Residential |  | Trade Secret | 2022
20263-228838-01 | Xcel Energy | 85 | 13781 | IOU | 05336216 | 12.16 | Solar |  |  | Withdrawn | Trade Secret | Trade |  |  | Residential |  | Trade Secret | 2022
20263-228838-01 | Xcel Energy | 85 | 13781 | IOU | 04802628 | 7.672 | Solar |  |  | Withdrawn | Trade Secret | Trade | CGR | CGR063 | Residential | Solar*Rewards | Trade Secret | 2022
20263-228838-01 | Xcel Energy | 85 | 13781 | IOU | 05229459 | 250 | Solar |  |  | Withdrawn | Trade Secret | Trade |  |  | Residential | Other | Trade Secret | 2022
20263-228838-01 |  |  |  |  | 05239193 |  | Solar |  |  | Withdrawn | Trade Secret | Trade |  |  | Residential | Solar*Rewards |  | 2022
20263-228838-01 |  |  |  |  | 03508393 |  | Solar |  |  | Withdrawn | Trade Secret | Trade |  |  | Residential | Solar*Rewards |  | 2019
20263-228838-01 | Xcel Energy | 85 | 13781 | IOU | 05130245 | 1000 | Solar |  |  | Withdrawn | Trade Secret | Trade | FAP | FAP061 | Community Solar Garden | Solar*Rewards Community | Trade Secret | 2022
20263-228838-01 | Xcel Energy | 85 | 13781 | IOU | 03579835 | 1000 | Solar |  |  | Withdrawn | Trade Secret | Trade | KAN | KAN031 | Community Solar Garden | Solar*Rewards Community | Trade Secret | 2022
20263-228838-01 |  |  |  |  | 05002833 |  | Solar |  |  | Withdrawn | Trade Secret | Trade |  |  | Residential | Solar*Rewards |  | 2022
20263-228838-01 | Xcel Energy | 85 | 13781 | IOU | 03572330 | 1000 | Solar |  |  | Withdrawn | Trade Secret | Trade | WEF | WEF071 | Community Solar Garden | Solar*Rewards Community | Trade Secret | 2020
20263-228838-01 |  |  |  |  | 04700640 |  |  |  |  | Withdrawn | Trade Secret | Trade |  |  | Residential |  |  | 2021
20263-228838-01 |  |  |  |  | 04981257 |  | Solar |  |  | Withdrawn | Trade Secret | Trade |  |  | Residential | Solar*Rewards |  | 2022
20263-228838-01 |  |  |  |  | 04699056 |  |  |  |  | Withdrawn | Trade Secret | Trade |  |  | Residential |  |  | 2021
20263-228838-01 | Xcel Energy | 85 | 13781 | IOU | 04287924 | 1000 | Solar |  |  | Withdrawn | Trade Secret | Trade | PIP | PIP062 | Community Solar Garden | Solar*Rewards Community | Trade Secret | 2021
20263-228838-01 | Xcel Energy | 85 | 13781 | IOU | 04519536 | 1000 | Solar |  |  | Withdrawn | Trade Secret | Trade | WIN | WIN043 | Community Solar Garden | Solar*Rewards Community | Trade Secret | 2021
20263-228838-01 | Xcel Energy | 85 | 13781 | IOU | 03572348 | 1000 | Solar |  |  | Withdrawn | Trade Secret | Trade | ALB | ALB021 | Community Solar Garden | Solar*Rewards Community | Trade Secret | 2020
20263-228838-01 | Xcel Energy | 85 | 13781 | IOU | 03761668 | 1000 | Solar |  |  | Withdrawn | Trade Secret | Trade | SCH | SCH211 | Community Solar Garden | Solar*Rewards Community | Trade Secret | 2020
20263-228838-01 | Xcel Energy | 85 | 13781 | IOU | 05006881 | 11.02 | Solar |  |  | Withdrawn | Trade Secret | Trade | NOF | NOF061 | Residential | Solar*Rewards | Trade Secret | 2022
20263-228838-01 | Xcel Energy | 85 | 13781 | IOU | 05251929 | 7.6 | Solar |  | X | Withdrawn | Trade Secret | Trade | WSG | WSG066 | Residential | Solar*Rewards | Trade Secret | 2022
20263-228838-01 | Xcel Energy | 85 | 13781 | IOU | 04449210 | 15.08 | Solar |  |  | Withdrawn | Trade Secret | Trade | CHI | CHI311 | Residential | Solar*Rewards | Trade Secret | 2021
20263-228838-01 | Xcel Energy | 85 | 13781 | IOU | 04797389 | 18.56 | Solar |  |  | Withdrawn | Trade Secret | Trade | SCA | SCA021 | Residential |  | Trade Secret | 2022
20263-228838-01 | Xcel Energy | 85 | 13781 | IOU | 05005876 | 11.168 | Solar |  |  | Withdrawn | Trade Secret | Trade | BRP | BRP061 | Residential |  | Trade Secret | 2022
20263-228838-01 | Xcel Energy | 85 | 13781 | IOU | 04681461 | 11.168 | Solar |  |  | Withdrawn | Trade Secret | Trade | BRP | BRP061 | Residential |  | Trade Secret | 2021
20263-228838-01 |  |  |  |  | 05193536 |  |  |  |  | Withdrawn | Trade Secret | Trade | IDA | IDA064 | Residential |  |  | 2022
20263-228838-01 | Xcel Energy | 85 | 13781 | IOU | 04507608 | 5.054 | Solar |  |  | Withdrawn | Trade Secret | Trade | SCL | SCL322 | Residential |  | Trade Secret | 2021
20263-228838-01 | Xcel Energy | 85 | 13781 | IOU | 04456595 | 10.47 | Solar |  |  | Withdrawn | Trade Secret | Trade | VMR | VMR062 | Residential | Solar*Rewards | Trade Secret | 2021
20263-228838-01 | Xcel Energy | 85 | 13781 | IOU | 05227568 | 5.235 | Solar |  |  | Withdrawn | Trade Secret | Trade | SOU | SOU086 | Residential |  | Trade Secret | 2022
20263-228838-01 | Xcel Energy | 85 | 13781 | IOU | 04683710 | 6.09 | Solar |  |  | Withdrawn | Trade Secret | Trade | STY | STY061 | Residential |  | Trade Secret | 2021
20263-228838-01 | Xcel Energy | 85 | 13781 | IOU | 05020398 | 4.886 | Solar |  |  | Withdrawn | Trade Secret | Trade | WES | WES074 | Residential | Solar*Rewards | Trade Secret | 2022
20263-228838-01 | Xcel Energy | 85 | 13781 | IOU | 05363410 | 28.119 | Solar |  |  | Withdrawn | Trade Secret | Trade | FAP | FAP061 | Residential |  | Trade Secret | 2023
20263-228838-01 | Xcel Energy | 85 | 13781 | IOU | 05013976 | 4.537 | Solar |  |  | Withdrawn | Trade Secret | Trade | WDY | WDY311 | Residential | Solar*Rewards | Trade Secret | 2022
20263-228838-01 | Xcel Energy | 85 | 13781 | IOU | 04109313 | 3.747 | Solar |  |  | Withdrawn | Trade Secret | Trade | LAC | LAC062 | Residential |  | Trade Secret | 2020
20263-228838-01 | Xcel Energy | 85 | 13781 | IOU | 04590464 | 7.616 | Solar |  |  | Withdrawn | Trade Secret | Trade | LEX | LEX332 | Residential |  | Trade Secret | 2021
20263-228838-01 | Xcel Energy | 85 | 13781 | IOU | 05125114 | 35.67 | Solar |  |  | Withdrawn | Trade Secret | Trade | AFT | AFT314 | Residential |  | Trade Secret | 2022
20263-228838-01 | Xcel Energy | 85 | 13781 | IOU | 04794168 | 6.98 | Solar |  |  | Withdrawn | Trade Secret | Trade | ALD | ALD076 | Residential | Solar*Rewards | Trade Secret | 2022
20263-228838-01 | Xcel Energy | 85 | 13781 | IOU | 04946883 | 5.8 | Solar |  |  | Withdrawn | Trade Secret | Trade | SOU | SOU083 | Residential | Solar*Rewards | Trade Secret | 2022
20263-228838-01 | Xcel Energy | 85 | 13781 | IOU | 05130677 | 7.04 | Solar |  |  | Withdrawn | Trade Secret | Trade | TLK | TLK064 | Residential |  | Trade Secret | 2022
20263-228838-01 | Xcel Energy | 85 | 13781 | IOU | 04521573 | 3.747 | Solar |  |  | Withdrawn | Trade Secret | Trade | SLP | SLP075 | Residential |  | Trade Secret | 2021
20263-228838-01 | Xcel Energy | 85 | 13781 | IOU | 04857631 | 8.5 | Solar |  |  | Withdrawn | Trade Secret | Trade | LAP | LAP311 | Residential |  | Trade Secret | 2022
20263-228838-01 | Xcel Energy | 85 | 13781 | IOU | 05253140 | 6.96 | Solar |  |  | Withdrawn | Trade Secret | Trade | RLK | RLK071 | Residential |  | Trade Secret | 2022
20263-228838-01 | Xcel Energy | 85 | 13781 | IOU | 04407009 | 6 | Solar |  |  | Withdrawn | Trade Secret | Trade | AFT | AFT315 | Residential |  | Trade Secret | 2021
20263-228838-01 | Xcel Energy | 85 | 13781 | IOU | 05178155 | 11.39 | Solar |  |  | Withdrawn | Trade Secret | Trade | WES | WES065 | Residential | Solar*Rewards | Trade Secret | 2022
20263-228838-01 |  |  |  |  | 04684328 |  | Solar |  |  | Withdrawn | Trade Secret | Trade | HWW | HWW071 | Commercial | Solar*Rewards |  | 2021
20263-228838-01 | Xcel Energy | 85 | 13781 | IOU | 04508386 | 3.747 | Solar |  |  | Withdrawn | Trade Secret | Trade | RRK | RRK064 | Residential |  | Trade Secret | 2021
20263-228838-01 | Xcel Energy | 85 | 13781 | IOU | 04920414 | 12.18 | Solar |  |  | Withdrawn | Trade Secret | Trade | MRN | MRN021 | Residential |  | Trade Secret | 2022
20263-228838-01 | Xcel Energy | 85 | 13781 | IOU | 05356541 | 11.4 | Solar |  |  | Withdrawn | Trade Secret | Trade | SMT | SMT061 | Commercial | Solar*Rewards | Trade Secret | 2023
20263-228838-01 | Xcel Energy | 85 | 13781 | IOU | 04918687 | 5.8 | Solar |  |  | Withdrawn | Trade Secret | Trade | ROC | ROC091 | Residential | Solar*Rewards | Trade Secret | 2022
20263-228838-01 | Xcel Energy | 85 | 13781 | IOU | 04648447 | 9.994 | Solar |  |  | Withdrawn | Trade Secret | Trade | PKL | PKL081 | Residential |  | Trade Secret | 2021
20263-228838-01 | Xcel Energy | 85 | 13781 | IOU | 04999912 | 3.77 | Solar |  |  | Withdrawn | Trade Secret | Trade | WTB | WTB021 | Residential | Solar*Rewards | Trade Secret | 2022
20263-228838-01 |  |  |  |  | 05364292 |  | Solar |  |  | Withdrawn | Trade Secret | Trade | TER | TER071 | Residential | Solar*Rewards |  | 2023
20263-228838-01 | Xcel Energy | 85 | 13781 | IOU | 04681302 | 100 | Solar |  |  | Withdrawn | Trade Secret | Trade | BCR | BCR063 | Residential |  | Trade Secret | 2022
20263-228838-01 | Xcel Energy | 85 | 13781 | IOU | 05201666 | 7.329 | Solar |  |  | Withdrawn | Trade Secret | Trade | RMT | RMT321 | Residential |  | Trade Secret | 2022
20263-228838-01 | Xcel Energy | 85 | 13781 | IOU | 04820059 | 9.35 | Solar |  |  | Withdrawn | Trade Secret | Trade | CGR | CGR063 | Residential | Solar*Rewards | Trade Secret | 2022
20263-228838-01 | Xcel Energy | 85 | 13781 | IOU | 03581268 | 1000 | Solar |  |  | Withdrawn | Trade Secret | Trade | FSL | FSL311 | Community Solar Garden | Solar*Rewards Community | Trade Secret | 2021
20263-228838-01 | Xcel Energy | 85 | 13781 | IOU | 03127042 | 1000 | Solar |  |  | Withdrawn | Trade Secret | Trade | WCR | WCR322 | Community Solar Garden | Solar*Rewards Community | Trade Secret | 2018
20263-228838-01 | Xcel Energy | 85 | 13781 | IOU | 04992710 | 1000 | Solar |  |  | Withdrawn | Trade Secret | Trade | SCL | SCL311 | Community Solar Garden | Solar*Rewards Community | Trade Secret | 2022
20263-228838-01 | Xcel Energy | 85 | 13781 | IOU | 04981971 | 1000 | Solar |  |  | Withdrawn | Trade Secret | Trade | SRD | SRD211 | Community Solar Garden | Solar*Rewards Community | Trade Secret | 2022
20263-228838-01 |  |  |  |  | 04594784 |  |  |  |  | Withdrawn | Trade Secret | Trade |  |  | Residential |  |  | 2021
20263-228838-01 | Xcel Energy | 85 | 13781 | IOU | 03748572 | 1000 | Solar |  |  | Withdrawn | Trade Secret | Trade | MAZ | MAZ021 | Community Solar Garden | Solar*Rewards Community | Trade Secret | 2020
20263-228838-01 | Xcel Energy | 85 | 13781 | IOU | 04808583 | 1000 | Solar |  |  | Withdrawn | Trade Secret | Trade | AVN | AVN021 | Community Solar Garden | Solar*Rewards Community | Trade Secret | 2022
20263-228838-01 | Xcel Energy | 85 | 13781 | IOU | 04831171 | 1000 | Solar |  |  | Withdrawn | Trade Secret | Trade | NOF | NOF071 | Community Solar Garden | Solar*Rewards Community | Trade Secret | 2022
20263-228838-01 | Xcel Energy | 85 | 13781 | IOU | 04808582 | 1000 | Solar |  |  | Withdrawn | Trade Secret | Trade | WIN | WIN043 | Community Solar Garden | Solar*Rewards Community | Trade Secret | 2022
20263-228838-01 | Xcel Energy | 85 | 13781 | IOU | 03621547 | 1000 | Solar |  |  | Withdrawn | Trade Secret | Trade | PLA | PLA022 | Community Solar Garden | Solar*Rewards Community | Trade Secret | 2020
20263-228838-01 | Xcel Energy | 85 | 13781 | IOU | 04847384 | 10.73 | Solar |  |  | Withdrawn | Trade Secret | Trade |  |  | Residential | Solar*Rewards | Trade Secret | 2022
20263-228838-01 | Xcel Energy | 85 | 13781 | IOU | 04888058 | 4.886 | Solar |  |  | Withdrawn | Trade Secret | Trade |  |  | Residential | Solar*Rewards | Trade Secret | 2022
20263-228838-01 | Xcel Energy | 85 | 13781 | IOU | 04794324 | 8.7 | Solar |  |  | Withdrawn | Trade Secret | Trade | HUG | HUG321 | Residential | Solar*Rewards | Trade Secret | 2022
20263-228838-01 | Xcel Energy | 85 | 13781 | IOU | 05295610 | 11.517 | Solar |  |  | Withdrawn | Trade Secret | Trade |  |  | Residential | Solar*Rewards | Trade Secret | 2022
20263-228838-01 | Xcel Energy | 85 | 13781 | IOU | 05163070 | 650 | Natural Gas |  |  | Withdrawn | Trade Secret | Trade |  |  | Residential |  | Trade Secret | 2022
20263-228838-01 | Xcel Energy | 85 | 13781 | IOU | 05307082 | 4.64 | Solar |  |  | Withdrawn | Trade Secret | Trade |  |  | Residential |  | Trade Secret | 2022
20263-228838-01 | Xcel Energy | 85 | 13781 | IOU | 05023809 | 15.232 | Solar |  |  | Withdrawn | Trade Secret | Trade |  |  | Residential | Solar*Rewards | Trade Secret | 2022
20263-228838-01 |  |  |  |  | 05362281 |  |  |  |  | Withdrawn | Trade Secret | Trade |  |  | Residential |  |  | 2023
20263-228838-01 | Xcel Energy | 85 | 13781 | IOU | 05364459 | 16.24 | Solar |  |  | Withdrawn | Trade Secret | Trade |  |  | Residential | Solar*Rewards | Trade Secret | 2023
20263-228838-01 |  |  |  |  | 05335420 |  |  |  |  | Withdrawn | Trade Secret | Trade |  |  | Residential |  |  | 2022
20263-228838-01 | Xcel Energy | 85 | 13781 | IOU | 04837816 | 7.616 | Solar |  |  | Withdrawn | Trade Secret | Trade |  |  | Residential | Solar*Rewards | Trade Secret | 2022
20263-228838-01 | Xcel Energy | 85 | 13781 | IOU | 05208734 | 7.25 | Solar |  |  | Withdrawn | Trade Secret | Trade |  |  | Residential |  | Trade Secret | 2022
20263-228838-01 | Xcel Energy | 85 | 13781 | IOU | 05208928 | 7.25 | Solar |  |  | Withdrawn | Trade Secret | Trade |  |  | Residential |  | Trade Secret | 2022
20263-228838-01 | Xcel Energy | 85 | 13781 | IOU | 05208894 | 7.25 | Solar |  |  | Withdrawn | Trade Secret | Trade |  |  | Residential |  | Trade Secret | 2022
20263-228838-01 | Xcel Energy | 85 | 13781 | IOU | 05017356 | 12.564 | Solar |  |  | Withdrawn | Trade Secret | Trade |  |  | Residential | Solar*Rewards | Trade Secret | 2022
20263-228838-01 |  |  |  |  | 04794338 |  | Solar |  |  | Withdrawn | Trade Secret | Trade |  |  | Residential | Solar*Rewards |  | 2022
20263-228838-01 | Xcel Energy | 85 | 13781 | IOU | 05239267 | 7.678 | Solar |  |  | Withdrawn | Trade Secret | Trade |  |  | Residential |  | Trade Secret | 2022
20263-228838-01 | Xcel Energy | 85 | 13781 | IOU | 04700235 | 20.94 | Solar |  |  | Withdrawn | Trade Secret | Trade | FAB | FAB063 | Residential |  | Trade Secret | 2022
20263-228838-01 | Xcel Energy | 85 | 13781 | IOU | 05357119 | 3.78 | Solar |  |  | Withdrawn | Trade Secret | Trade | SOU | SOU072 | Residential | Solar*Rewards | Trade Secret | 2023
20263-228838-01 | Xcel Energy | 85 | 13781 | IOU | 05227642 | 6.5 | Solar |  |  | Withdrawn | Trade Secret | Trade | HYL | HYL073 | Residential |  | Trade Secret | 2022
20263-228838-01 | Xcel Energy | 85 | 13781 | IOU | 04699144 | 5.054 | Solar |  |  | Withdrawn | Trade Secret | Trade | SHP | SHP072 | Residential |  | Trade Secret | 2021
20263-228838-01 | Xcel Energy | 85 | 13781 | IOU | 05307333 | 9.994 | Solar |  |  | Withdrawn | Trade Secret | Trade | APA | APA067 | Residential |  | Trade Secret | 2022
20263-228838-01 | Xcel Energy | 85 | 13781 | IOU | 04464200 | 6.96 | Solar |  |  | Withdrawn | Trade Secret | Trade | WCR | WCR062 | Residential | Solar*Rewards | Trade Secret | 2021
20263-228838-01 | Xcel Energy | 85 | 13781 | IOU | 03989349 | 13.86 | Solar |  |  | Withdrawn | Trade Secret | Trade | WES | WES073 | Residential | Solar*Rewards | Trade Secret | 2020
20263-228838-01 | Xcel Energy | 85 | 13781 | IOU | 05312036 | 7.329 | Solar |  |  | Withdrawn | Trade Secret | Trade | RPO | RPO311 | Residential | Solar*Rewards | Trade Secret | 2022
20263-228838-01 | Xcel Energy | 85 | 13781 | IOU | 04793500 | 30.8 | Solar |  |  | Withdrawn | Trade Secret | Trade | MTV | MTV021 | Residential | Solar*Rewards | Trade Secret | 2022
20263-228838-01 | Xcel Energy | 85 | 13781 | IOU | 04627114 | 3.48 | Solar |  |  | Withdrawn | Trade Secret | Trade | APA | APA073 | Residential |  | Trade Secret | 2021
20263-228838-01 | Xcel Energy | 85 | 13781 | IOU | 04179833 | 7.616 | Solar |  |  | Withdrawn | Trade Secret | Trade | SCL | SCL322 | Residential | Solar*Rewards | Trade Secret | 2021
20263-228838-01 | Xcel Energy | 85 | 13781 | IOU | 04441853 | 4.06 | Solar |  |  | Withdrawn | Trade Secret | Trade | OPK | OPK073 | Residential |  | Trade Secret | 2021
20263-228838-01 | Xcel Energy | 85 | 13781 | IOU | 04501504 | 5 | Solar |  |  | Withdrawn | Trade Secret | Trade | AFT | AFT322 | Residential |  | Trade Secret | 2021
20263-228838-01 | Xcel Energy | 85 | 13781 | IOU | 05250971 | 5.8 | Solar |  |  | Withdrawn | Trade Secret | Trade | OAD | OAD061 | Residential |  | Trade Secret | 2022
20263-228838-01 | Xcel Energy | 85 | 13781 | IOU | 04476385 | 7.68 | Solar |  |  | Withdrawn | Trade Secret | Trade | MST | MST076 | Residential |  | Trade Secret | 2021
20263-228838-01 | Xcel Energy | 85 | 13781 | IOU | 04793839 | 11.02 | Solar |  |  | Withdrawn | Trade Secret | Trade | DBL | DBL066 | Residential | Solar*Rewards | Trade Secret | 2022
20263-228838-01 | Xcel Energy | 85 | 13781 | IOU | 04447952 | 11.02 | Solar |  |  | Withdrawn | Trade Secret | Trade | DBL | DBL066 | Residential | Solar*Rewards | Trade Secret | 2021
20263-228838-01 | Xcel Energy | 85 | 13781 | IOU | 04508722 | 3.747 | Solar |  |  | Withdrawn | Trade Secret | Trade | MPK | MPK068 | Residential |  | Trade Secret | 2021
20263-228838-01 | Xcel Energy | 85 | 13781 | IOU | 05021763 | 6.96 | Solar |  |  | Withdrawn | Trade Secret | Trade | SHP | SHP072 | Residential |  | Trade Secret | 2022
20263-228838-01 | Xcel Energy | 85 | 13781 | IOU | 05290151 | 5.22 | Solar |  |  | Withdrawn | Trade Secret | Trade | SHP | SHP072 | Residential | Solar*Rewards | Trade Secret | 2022
20263-228838-01 | Xcel Energy | 85 | 13781 | IOU | 05133492 | 7.04 | Solar |  |  | Withdrawn | Trade Secret | Trade | HUG | HUG312 | Residential |  | Trade Secret | 2022
20263-228838-01 |  |  |  |  | 05225849 |  |  |  |  | Withdrawn | Trade Secret | Trade | MPK | MPK083 | Residential |  |  | 2022
20263-228838-01 | Xcel Energy | 85 | 13781 | IOU | 05286956 | 4.06 | Solar |  |  | Withdrawn | Trade Secret | Trade | HWW | HWW072 | Residential |  | Trade Secret | 2022
20263-228838-01 | Xcel Energy | 85 | 13781 | IOU | 04981192 | 7.329 | Solar |  |  | Withdrawn | Trade Secret | Trade | LEX | LEX071 | Residential |  | Trade Secret | 2022
20263-228838-01 | Xcel Energy | 85 | 13781 | IOU | 05154296 | 5.52 | Solar |  |  | Withdrawn | Trade Secret | Trade | SCA | SCA021 | Residential |  | Trade Secret | 2022
20263-228838-01 | Xcel Energy | 85 | 13781 | IOU | 05309117 | 6.282 | Solar |  |  | Withdrawn | Trade Secret | Trade | SLP | SLP074 | Residential | Solar*Rewards | Trade Secret | 2022
20263-228838-01 | Xcel Energy | 85 | 13781 | IOU | 04931225 | 4.64 | Solar |  |  | Withdrawn | Trade Secret | Trade | HWW | HWW062 | Residential |  | Trade Secret | 2022
20263-228838-01 | Xcel Energy | 85 | 13781 | IOU | 05226412 | 11.517 | Solar |  |  | Withdrawn | Trade Secret | Trade | OAD | OAD071 | Residential |  | Trade Secret | 2022
20263-228838-01 | Xcel Energy | 85 | 13781 | IOU | 04555155 | 2.962 | Solar |  |  | Withdrawn | Trade Secret | Trade | SLP | SLP083 | Residential |  | Trade Secret | 2021
20263-228838-01 | Xcel Energy | 85 | 13781 | IOU | 05001484 | 3.3 | Solar |  |  | Withdrawn | Trade Secret | Trade | HSN | HSN322 | Residential | Solar*Rewards | Trade Secret | 2022
20263-228838-01 | Xcel Energy | 85 | 13781 | IOU | 04941793 | 22.78 | Solar |  |  | Withdrawn | Trade Secret | Trade | PAT | PAT313 | Residential |  | Trade Secret | 2022
20263-228838-01 | Xcel Energy | 85 | 13781 | IOU | 04998681 | 4.384 | Solar |  |  | Withdrawn | Trade Secret | Trade | ECK | ECK322 | Residential | Solar*Rewards | Trade Secret | 2022
20263-228838-01 |  |  |  |  | 05239231 |  | Solar |  |  | Withdrawn | Trade Secret | Trade |  |  | Residential | Solar*Rewards |  | 2022
20263-228838-01 | Xcel Energy | 85 | 13781 | IOU | 05135034 | 5.52 | Solar |  |  | Withdrawn | Trade Secret | Trade |  |  | Residential | Other | Trade Secret | 2022
20263-228838-01 | Xcel Energy | 85 | 13781 | IOU | 05344548 | 1000 | Solar |  |  | Withdrawn | Trade Secret | Trade |  |  | Residential | Other | Trade Secret | 2022
20263-228838-01 |  |  |  |  | 05359402 |  | Solar |  |  | Withdrawn | Trade Secret | Trade |  |  | Residential | Solar*Rewards |  | 2023
20263-228838-01 |  |  |  |  | 03630228 |  |  |  |  | Withdrawn | Trade Secret | Trade |  |  | Residential |  |  | 2020
20263-228838-01 | Xcel Energy | 85 | 13781 | IOU | 04808592 | 1000 | Solar |  |  | Withdrawn | Trade Secret | Trade | MHW | MHW311 | Community Solar Garden | Solar*Rewards Community | Trade Secret | 2022
20263-228838-01 | Xcel Energy | 85 | 13781 | IOU | 04219188 | 1000 | Solar |  |  | Withdrawn | Trade Secret | Trade | CLC | CLC221 | Community Solar Garden | Solar*Rewards Community | Trade Secret | 2021
20263-228838-01 | Xcel Energy | 85 | 13781 | IOU | 04048793 | 1000 | Solar |  |  | Withdrawn | Trade Secret | Trade | WEF | WEF071 | Community Solar Garden | Solar*Rewards Community | Trade Secret | 2020
20263-228838-01 | Xcel Energy | 85 | 13781 | IOU | 03750837 | 1000 | Solar |  |  | Withdrawn | Trade Secret | Trade | SCH | SCH211 | Community Solar Garden | Solar*Rewards Community | Trade Secret | 2020
20263-228838-01 | Xcel Energy | 85 | 13781 | IOU | 04081441 | 1000 | Solar |  |  | Withdrawn | Trade Secret | Trade | WIN | WIN043 | Community Solar Garden | Solar*Rewards Community | Trade Secret | 2020
20263-228838-01 | Xcel Energy | 85 | 13781 | IOU | 04441735 | 4.95 | Solar |  |  | Withdrawn | Trade Secret | Trade | XRD | XRD076 | Commercial | Solar*Rewards | Trade Secret | 2021
20263-228838-01 | Xcel Energy | 85 | 13781 | IOU | 04800518 | 20.242 | Solar |  |  | Withdrawn | Trade Secret | Trade | ORO | ORO062 | Residential | Solar*Rewards | Trade Secret | 2022
20263-228838-01 | Xcel Energy | 85 | 13781 | IOU | 05278081 | 11.02 | Solar |  |  | Withdrawn | Trade Secret | Trade | WES | WES073 | Residential |  | Trade Secret | 2022
20263-228838-01 | Xcel Energy | 85 | 13781 | IOU | 04797014 | 3.747 | Solar |  |  | Withdrawn | Trade Secret | Trade | BRP | BRP063 | Residential |  | Trade Secret | 2022
20263-228838-01 | Xcel Energy | 85 | 13781 | IOU | 04682772 | 7.616 | Solar |  |  | Withdrawn | Trade Secret | Trade | SLP | SLP091 | Residential |  | Trade Secret | 2021
20263-228838-01 | Xcel Energy | 85 | 13781 | IOU | 04508539 | 6 | Solar |  |  | Withdrawn | Trade Secret | Trade | MND | MND063 | Residential |  | Trade Secret | 2021
20263-228838-01 | Xcel Energy | 85 | 13781 | IOU | 04966891 | 6.631 | Solar |  |  | Withdrawn | Trade Secret | Trade | HYL | HYL071 | Residential | Solar*Rewards | Trade Secret | 2022
20263-228838-01 | Xcel Energy | 85 | 13781 | IOU | 05172329 | 5.1 | Solar |  |  | Withdrawn | Trade Secret | Trade | GLK | GLK073 | Residential |  | Trade Secret | 2022
20263-228838-01 | Xcel Energy | 85 | 13781 | IOU | 04883637 | 36.168 | Solar |  |  | Withdrawn | Trade Secret | Trade | SCL | SCL322 | Commercial | Solar*Rewards | Trade Secret | 2022
20263-228838-01 | Xcel Energy | 85 | 13781 | IOU | 05227434 | 5.584 | Solar |  |  | Withdrawn | Trade Secret | Trade | MPK | MPK085 | Residential |  | Trade Secret | 2022
20263-228838-01 | Xcel Energy | 85 | 13781 | IOU | 05004227 | 8.8 | Solar |  |  | Withdrawn | Trade Secret | Trade | HUG | HUG311 | Residential | Solar*Rewards | Trade Secret | 2022
20263-228838-01 | Xcel Energy | 85 | 13781 | IOU | 04482278 | 2.9 | Solar |  |  | Withdrawn | Trade Secret | Trade | SOU | SOU073 | Residential |  | Trade Secret | 2021
20263-228838-01 | Xcel Energy | 85 | 13781 | IOU | 05294380 | 7.678 | Solar |  |  | Withdrawn | Trade Secret | Trade | TWL | TWL063 | Residential |  | Trade Secret | 2022
20263-228838-01 | Xcel Energy | 85 | 13781 | IOU | 05230298 | 6.38 | Solar |  |  | Withdrawn | Trade Secret | Trade | WDY | WDY311 | Residential |  | Trade Secret | 2022
20263-228838-01 | Xcel Energy | 85 | 13781 | IOU | 04886698 | 2.443 | Solar |  |  | Withdrawn | Trade Secret | Trade | MDT | MDT073 | Residential | Solar*Rewards | Trade Secret | 2022
20263-228838-01 | Xcel Energy | 85 | 13781 | IOU | 05277553 | 3.141 | Solar |  |  | Withdrawn | Trade Secret | Trade | WES | WES062 | Residential |  | Trade Secret | 2022
20263-228838-01 | Xcel Energy | 85 | 13781 | IOU | 05381434 | 2.835 | Solar |  |  | Withdrawn | Trade Secret | Trade | WES | WES062 | Residential |  | Trade Secret | 2023
20263-228838-01 | Xcel Energy | 85 | 13781 | IOU | 04922406 | 4.95 | Solar |  |  | Withdrawn | Trade Secret | Trade | ALK | ALK063 | Residential | Solar*Rewards | Trade Secret | 2022
20263-228838-01 | Xcel Energy | 85 | 13781 | IOU | 05292699 | 4.35 | Solar |  |  | Withdrawn | Trade Secret | Trade | WIL | WIL073 | Residential |  | Trade Secret | 2022
20263-228838-01 | Xcel Energy | 85 | 13781 | IOU | 04886417 | 4.188 | Solar |  |  | Withdrawn | Trade Secret | Trade | MDT | MDT073 | Residential | Solar*Rewards | Trade Secret | 2022
20263-228838-01 | Xcel Energy | 85 | 13781 | IOU | 05366097 | 5.8 | Solar |  |  | Withdrawn | Trade Secret | Trade | HUG | HUG311 | Residential | Solar*Rewards | Trade Secret | 2023
20263-228838-01 | Xcel Energy | 85 | 13781 | IOU | 04462923 | 6 | Solar |  |  | Withdrawn | Trade Secret | Trade | GLD | GLD021 | Residential | Solar*Rewards | Trade Secret | 2021
20263-228838-01 | Xcel Energy | 85 | 13781 | IOU | 04508397 | 6 | Solar |  |  | Withdrawn | Trade Secret | Trade | GLD | GLD021 | Residential |  | Trade Secret | 2021
20263-228838-01 | Xcel Energy | 85 | 13781 | IOU | 04991303 | 4.93 | Solar |  |  | Withdrawn | Trade Secret | Trade | MHW | MHW311 | Residential |  | Trade Secret | 2022
20263-228838-01 | Xcel Energy | 85 | 13781 | IOU | 05002827 | 5.584 | Solar |  |  | Withdrawn | Trade Secret | Trade | ALD | ALD082 | Residential | Solar*Rewards | Trade Secret | 2022
20263-228838-01 | Xcel Energy | 85 | 13781 | IOU | 04544846 | 13.05 | Solar |  |  | Withdrawn | Trade Secret | Trade | AFT | AFT321 | Residential |  | Trade Secret | 2021
20263-228838-01 | Xcel Energy | 85 | 13781 | IOU | 04793992 | 7.678 | Solar |  |  | Withdrawn | Trade Secret | Trade | NOF | NOF061 | Residential |  | Trade Secret | 2022
20263-228838-01 | Xcel Energy | 85 | 13781 | IOU | 04831519 | 39.99 |  |  |  | Withdrawn | Trade Secret | Trade | MPK | MPK075 | Commercial |  | Trade Secret | 2022
20263-228838-01 | Xcel Energy | 85 | 13781 | IOU | 05356928 | 5.22 | Solar |  |  | Withdrawn | Trade Secret | Trade | WIL | WIL061 | Residential | Solar*Rewards | Trade Secret | 2023
20263-228838-01 | Xcel Energy | 85 | 13781 | IOU | 05306695 | 3.84 | Solar |  |  | Withdrawn | Trade Secret | Trade | WIN | WIN033 | Residential | Solar*Rewards | Trade Secret | 2022
20263-228838-01 | Xcel Energy | 85 | 13781 | IOU | 05002662 | 8.768 | Solar |  |  | Withdrawn | Trade Secret | Trade | HUG | HUG311 | Residential | Solar*Rewards | Trade Secret | 2022
20263-228838-01 | Xcel Energy | 85 | 13781 | IOU | 04509564 | 5.054 | Solar |  |  | Withdrawn | Trade Secret | Trade | DPN | DPN071 | Residential |  | Trade Secret | 2021
20263-228838-01 | Xcel Energy | 85 | 13781 | IOU | 04998780 | 4.95 | Solar |  |  | Withdrawn | Trade Secret | Trade | HUG | HUG311 | Residential | Solar*Rewards | Trade Secret | 2022
20263-228838-01 | Xcel Energy | 85 | 13781 | IOU | 05232317 | 4.64 | Solar |  |  | Withdrawn | Trade Secret | Trade | LEX | LEX332 | Residential |  | Trade Secret | 2022
20263-228838-01 | Xcel Energy | 85 | 13781 | IOU | 04548708 | 9.28 | Solar |  |  | Withdrawn | Trade Secret | Trade | FRA | FRA001 | Residential |  | Trade Secret | 2021
20263-228838-01 | Xcel Energy | 85 | 13781 | IOU | 04939105 | 7.672 | Solar |  |  | Withdrawn | Trade Secret | Trade | WES | WES061 | Residential | Solar*Rewards | Trade Secret | 2022
20263-228838-01 |  |  |  |  | 04629889 |  | Solar |  |  | Withdrawn | Trade Secret | Trade |  |  | Residential | Solar*Rewards |  | 2021
20263-228838-01 |  |  |  |  | 04596454 |  |  |  |  | Withdrawn | Trade Secret | Trade |  |  | Residential |  |  | 2021
20263-228838-01 |  |  |  |  | 04924619 |  | Solar |  |  | Withdrawn | Trade Secret | Trade |  |  | Residential | Solar*Rewards |  | 2022
20263-228838-01 |  |  |  |  | 04670953 |  |  |  |  | Withdrawn | Trade Secret | Trade |  |  | Residential |  |  | 2021
20263-228838-01 | Xcel Energy | 85 | 13781 | IOU | 04660069 | 1000 | Solar |  |  | Withdrawn | Trade Secret | Trade | WIN | WIN043 | Community Solar Garden | Solar*Rewards Community | Trade Secret | 2021
20263-228838-01 | Xcel Energy | 85 | 13781 | IOU | 04600456 | 1000 | Solar |  |  | Withdrawn | Trade Secret | Trade | YLM | YLM212 | Community Solar Garden | Solar*Rewards Community | Trade Secret | 2021
20263-228838-01 | Xcel Energy | 85 | 13781 | IOU | 03900846 | 1000 | Solar |  |  | Withdrawn | Trade Secret | Trade | SRD | SRD211 | Community Solar Garden | Solar*Rewards Community | Trade Secret | 2020
20263-228838-01 | Xcel Energy | 85 | 13781 | IOU | 04794241 | 6.576 | Solar |  |  | Withdrawn | Trade Secret | Trade | WEB | WEB021 | Residential | Solar*Rewards | Trade Secret | 2022
20263-228838-01 | Xcel Energy | 85 | 13781 | IOU | 04899757 | 7.672 | Solar |  |  | Withdrawn | Trade Secret | Trade | VMR | VMR062 | Residential | Solar*Rewards | Trade Secret | 2022
20263-228838-01 | Xcel Energy | 85 | 13781 | IOU | 04103801 | 1.92 | Solar |  | X | Withdrawn | Trade Secret | Trade | TWL | TWL063 | Residential |  | Trade Secret | 2020
20263-228838-01 | Xcel Energy | 85 | 13781 | IOU | 04895233 | 13.63 | Solar |  |  | Withdrawn | Trade Secret | Trade | FRM | FRM071 | Residential | Solar*Rewards | Trade Secret | 2022
20263-228838-01 | Xcel Energy | 85 | 13781 | IOU | 04666210 | 4.64 | Solar |  |  | Withdrawn | Trade Secret | Trade | HWW | HWW072 | Residential | Solar*Rewards | Trade Secret | 2021
20263-228838-01 | Xcel Energy | 85 | 13781 | IOU | 04990650 | 319.8 | Solar |  |  | Withdrawn | Trade Secret | Trade | WIL | WIL071 | Commercial | Solar*Rewards | Trade Secret | 2022
20263-228838-01 | Xcel Energy | 85 | 13781 | IOU | 04459091 | 4.93 | Solar |  |  | Withdrawn | Trade Secret | Trade | SAK | SAK321 | Residential | Solar*Rewards | Trade Secret | 2021
20263-228838-01 | Xcel Energy | 85 | 13781 | IOU | 04666021 | 2.61 | Solar |  |  | Withdrawn | Trade Secret | Trade | ALD | ALD076 | Residential | Solar*Rewards | Trade Secret | 2021
20263-228838-01 | Xcel Energy | 85 | 13781 | IOU | 05239196 | 3.75 | Solar |  |  | Withdrawn | Trade Secret | Trade | SOU | SOU061 | Commercial | Solar*Rewards | Trade Secret | 2022
20263-228838-01 | Xcel Energy | 85 | 13781 | IOU | 05304246 | 6.282 | Solar |  |  | Withdrawn | Trade Secret | Trade | STY | STY062 | Residential |  | Trade Secret | 2022
20263-228838-01 | Xcel Energy | 85 | 13781 | IOU | 05226451 | 6.282 | Solar |  |  | Withdrawn | Trade Secret | Trade | WIL | WIL098 | Residential |  | Trade Secret | 2022
20263-228838-01 | Xcel Energy | 85 | 13781 | IOU | 04441956 | 4.64 | Solar |  |  | Withdrawn | Trade Secret | Trade | UPP | UPP085 | Residential |  | Trade Secret | 2021
20263-228838-01 | Xcel Energy | 85 | 13781 | IOU | 05003053 | 5.51 | Solar |  |  | Withdrawn | Trade Secret | Trade | MPK | MPK064 | Residential |  | Trade Secret | 2022
20263-228838-01 | Xcel Energy | 85 | 13781 | IOU | 05232254 | 11.168 | Solar |  |  | Withdrawn | Trade Secret | Trade | EDP | EDP091 | Residential |  | Trade Secret | 2022
20263-228838-01 | Xcel Energy | 85 | 13781 | IOU | 03776819 | 3.36 | Solar |  |  | Withdrawn | Trade Secret | Trade | SOU | SOU064 | Residential | Solar*Rewards | Trade Secret | 2020
20263-228838-01 | Xcel Energy | 85 | 13781 | IOU | 04476782 | 7.68 | Solar |  | X | Withdrawn | Trade Secret | Trade | RPO | RPO312 | Residential |  | Trade Secret | 2021
20263-228838-01 | Xcel Energy | 85 | 13781 | IOU | 04590391 | 9.994 | Solar |  |  | Withdrawn | Trade Secret | Trade | DPN | DPN071 | Residential |  | Trade Secret | 2021
20263-228838-01 | Xcel Energy | 85 | 13781 | IOU | 05252903 | 3 | Solar |  |  | Withdrawn | Trade Secret | Trade | WIL | WIL061 | Residential | Solar*Rewards | Trade Secret | 2022
20263-228838-01 | Xcel Energy | 85 | 13781 | IOU | 05197871 | 7.616 | Solar |  |  | Withdrawn | Trade Secret | Trade | APA | APA064 | Residential |  | Trade Secret | 2022
20263-228838-01 | Xcel Energy | 85 | 13781 | IOU | 04626292 | 3.77 | Solar |  |  | Withdrawn | Trade Secret | Trade | MST | MST066 | Residential |  | Trade Secret | 2021
20263-228838-01 | Xcel Energy | 85 | 13781 | IOU | 04889783 | 11.6 | Solar |  |  | Withdrawn | Trade Secret | Trade | KEN | KEN021 | Residential | Solar*Rewards | Trade Secret | 2022
20263-228838-01 | Xcel Energy | 85 | 13781 | IOU | 05180504 | 11.39 | Solar |  |  | Withdrawn | Trade Secret | Trade | FAP | FAP061 | Residential |  | Trade Secret | 2022
20263-228838-01 | Xcel Energy | 85 | 13781 | IOU | 04221676 | 1000 | Solar |  |  | Withdrawn | Trade Secret | Trade | REW | REW021 | Community Solar Garden | Solar*Rewards Community | Trade Secret | 2021
20263-228838-01 | Xcel Energy | 85 | 13781 | IOU | 03127284 | 1000 | Solar |  |  | Withdrawn | Trade Secret | Trade | LIN | LIN031 | Community Solar Garden | Solar*Rewards Community | Trade Secret | 2018
20263-228838-01 | Xcel Energy | 85 | 13781 | IOU | 04985293 | 1000 | Solar |  |  | Withdrawn | Trade Secret | Trade | SRD | SRD211 | Community Solar Garden | Solar*Rewards Community | Trade Secret | 2022
20263-228838-01 |  |  |  |  | 04997702 |  | Solar |  |  | Withdrawn | Trade Secret | Trade |  |  | Residential | Solar*Rewards |  | 2022
20263-228838-01 |  |  |  |  | 05001099 |  |  |  |  | Withdrawn | Trade Secret | Trade |  |  | Residential |  |  | 2022
20263-228838-01 | Xcel Energy | 85 | 13781 | IOU | 04201432 | 1000 | Solar |  |  | Withdrawn | Trade Secret | Trade | SCL | SCL322 | Community Solar Garden | Solar*Rewards Community | Trade Secret | 2020
20263-228838-01 | Xcel Energy | 85 | 13781 | IOU | 04306350 | 1000 | Solar |  |  | Withdrawn | Trade Secret | Trade | SCH | SCH211 | Community Solar Garden | Solar*Rewards Community | Trade Secret | 2021
20263-228838-01 | Xcel Energy | 85 | 13781 | IOU | 05343020 | 8.99 | Solar |  |  | Withdrawn | Trade Secret | Trade | AFT | AFT321 | Residential |  | Trade Secret | 2022
20263-228838-01 | Xcel Energy | 85 | 13781 | IOU | 04444688 | 3.747 | Solar |  |  | Withdrawn | Trade Secret | Trade | RVA | RVA061 | Residential |  | Trade Secret | 2021
20263-228838-01 | Xcel Energy | 85 | 13781 | IOU | 05277369 | 6.98 | Solar |  |  | Withdrawn | Trade Secret | Trade | WIL | WIL098 | Residential |  | Trade Secret | 2022
20263-228838-01 | Xcel Energy | 85 | 13781 | IOU | 05358742 | 4.188 | Solar |  |  | Withdrawn | Trade Secret | Trade | SHP | SHP072 | Residential | Solar*Rewards | Trade Secret | 2023
20263-228838-01 |  |  |  |  | 04949947 |  | Solar |  |  | Withdrawn | Trade Secret | Trade | APA | APA068 | Residential | Solar*Rewards |  | 2022
20263-228838-01 | Xcel Energy | 85 | 13781 | IOU | 04693669 | 27.604 | Solar |  |  | Withdrawn | Trade Secret | Trade | HAS | HAS021 | Residential | Solar*Rewards | Trade Secret | 2021
20263-228838-01 | Xcel Energy | 85 | 13781 | IOU | 05362908 | 2.03 | Solar |  |  | Withdrawn | Trade Secret | Trade | TWL | TWL075 | Residential | Solar*Rewards | Trade Secret | 2023
20263-228838-01 | Xcel Energy | 85 | 13781 | IOU | 04648426 | 5.054 | Solar |  |  | Withdrawn | Trade Secret | Trade | SCL | SCL313 | Residential |  | Trade Secret | 2021
20263-228838-01 | Xcel Energy | 85 | 13781 | IOU | 05236749 | 6.67 | Solar |  |  | Withdrawn | Trade Secret | Trade | GLK | GLK064 | Residential |  | Trade Secret | 2022
20263-228838-01 | Xcel Energy | 85 | 13781 | IOU | 05170946 | 7.54 | Solar |  |  | Withdrawn | Trade Secret | Trade | RRK | RRK064 | Residential |  | Trade Secret | 2022
20263-228838-01 | Xcel Energy | 85 | 13781 | IOU | 04967170 | 11.168 | Solar |  | X | Withdrawn | Trade Secret | Trade | RAM | RAM071 | Residential | Solar*Rewards | Trade Secret | 2022
20263-228838-01 | Xcel Energy | 85 | 13781 | IOU | 04793299 | 8.98 | Solar |  |  | Withdrawn | Trade Secret | Trade | RAM | RAM071 | Residential |  | Trade Secret | 2022
20263-228838-01 | Xcel Energy | 85 | 13781 | IOU | 04792882 | 8.98 | Solar |  |  | Withdrawn | Trade Secret | Trade | RAM | RAM071 | Residential | Solar*Rewards | Trade Secret | 2021
20263-228838-01 | Xcel Energy | 85 | 13781 | IOU | 04807812 | 2.32 | Solar |  |  | Withdrawn | Trade Secret | Trade | HWW | HWW073 | Residential |  | Trade Secret | 2022
20263-228838-01 | Xcel Energy | 85 | 13781 | IOU | 05290230 | 9.423 | Solar |  |  | Withdrawn | Trade Secret | Trade | ANN | ANN021 | Commercial | Solar*Rewards | Trade Secret | 2022
20263-228838-01 | Xcel Energy | 85 | 13781 | IOU | 03863296 | 5 | Solar |  |  | Withdrawn | Trade Secret | Trade | EDA | EDA067 | Residential | Solar*Rewards | Trade Secret | 2020
20263-228838-01 | Xcel Energy | 85 | 13781 | IOU | 05308629 | 4.35 | Solar |  |  | Withdrawn | Trade Secret | Trade | EDA | EDA067 | Residential | Solar*Rewards | Trade Secret | 2022
20263-228838-01 | Xcel Energy | 85 | 13781 | IOU | 03872133 | 5.235 | Solar |  |  | Withdrawn | Trade Secret | Trade | EDA | EDA067 | Residential | Solar*Rewards | Trade Secret | 2020
20263-228838-01 | Xcel Energy | 85 | 13781 | IOU | 04682904 | 7.616 | Solar |  |  | Withdrawn | Trade Secret | Trade | WYO | WYO032 | Residential |  | Trade Secret | 2021
20263-228838-01 | Xcel Energy | 85 | 13781 | IOU | 04649829 | 9.994 | Solar |  |  | Withdrawn | Trade Secret | Trade | GLD | GLD021 | Residential |  | Trade Secret | 2021
20263-228838-01 | Xcel Energy | 85 | 13781 | IOU | 05356748 | 4.93 | Solar |  |  | Withdrawn | Trade Secret | Trade | WES | WES074 | Residential | Solar*Rewards | Trade Secret | 2023
20263-228838-01 | Xcel Energy | 85 | 13781 | IOU | 05312012 | 4.93 | Solar |  |  | Withdrawn | Trade Secret | Trade | WES | WES074 | Residential | Solar*Rewards | Trade Secret | 2022
20263-228838-01 | Xcel Energy | 85 | 13781 | IOU | 04944775 | 9.042 | Solar |  |  | Withdrawn | Trade Secret | Trade | MPN | MPN081 | Residential | Solar*Rewards | Trade Secret | 2022
20263-228838-01 | Xcel Energy | 85 | 13781 | IOU | 05251974 | 4.64 | Solar |  |  | Withdrawn | Trade Secret | Trade | KOL | KOL074 | Residential |  | Trade Secret | 2022
20263-228838-01 | Xcel Energy | 85 | 13781 | IOU | 05234032 | 6.96 | Solar |  |  | Withdrawn | Trade Secret | Trade | MPK | MPK085 | Residential |  | Trade Secret | 2022
20263-228838-01 |  |  |  |  | 05225825 |  |  |  |  | Withdrawn | Trade Secret | Trade | MPK | MPK085 | Residential |  |  | 2022
20263-228838-01 | Xcel Energy | 85 | 13781 | IOU | 05373904 | 10.47 | Solar |  |  | Withdrawn | Trade Secret | Trade | RPO | RPO312 | Residential | Solar*Rewards | Trade Secret | 2023
20263-228838-01 | Xcel Energy | 85 | 13781 | IOU | 04680305 | 7.616 | Solar |  |  | Withdrawn | Trade Secret | Trade | MPK | MPK087 | Residential | Solar*Rewards | Trade Secret | 2021
20263-228838-01 | Xcel Energy | 85 | 13781 | IOU | 04555139 | 2.962 | Solar |  |  | Withdrawn | Trade Secret | Trade | TER | TER071 | Residential |  | Trade Secret | 2021
20263-228838-01 | Xcel Energy | 85 | 13781 | IOU | 04508416 | 7.616 | Solar |  |  | Withdrawn | Trade Secret | Trade | DBL | DBL065 | Residential |  | Trade Secret | 2021
20263-228838-01 | Xcel Energy | 85 | 13781 | IOU | 04954866 | 9.9 | Solar |  |  | Withdrawn | Trade Secret | Trade | WWK | WWK311 | Residential | Solar*Rewards | Trade Secret | 2022
20263-228838-01 | Xcel Energy | 85 | 13781 | IOU | 04543148 | 9.994 | Solar |  |  | Withdrawn | Trade Secret | Trade | MOL | MOL066 | Residential |  | Trade Secret | 2021
20263-228838-01 | Xcel Energy | 85 | 13781 | IOU | 04793632 | 20.94 | Solar |  |  | Withdrawn | Trade Secret | Trade | WWK | WWK311 | Residential | Solar*Rewards | Trade Secret | 2022
20263-228838-01 | Xcel Energy | 85 | 13781 | IOU | OID3569615 | 6 | Solar |  |  | Withdrawn | Trade Secret | Trade | LSP | LSP021 | Residential | Solar*Rewards | Trade Secret | 2018
20263-228838-01 |  |  |  |  | OID3570183 |  | Solar |  |  | Withdrawn | Trade Secret | Trade | LSP | LSP021 | Residential | Solar*Rewards |  | 2018
20263-228838-01 | Xcel Energy | 85 | 13781 | IOU | 04938968 | 6.98 | Solar |  |  | Withdrawn | Trade Secret | Trade | RLK | RLK071 | Residential | Solar*Rewards | Trade Secret | 2022
20263-228838-01 | Xcel Energy | 85 | 13781 | IOU | 04824041 | 8.768 | Solar |  |  | Withdrawn | Trade Secret | Trade | CGR | CGR063 | Residential | Solar*Rewards | Trade Secret | 2022
20263-228838-01 | Xcel Energy | 85 | 13781 | IOU | 03579627 | 1000 | Solar |  |  | Withdrawn | Trade Secret | Trade | WAT | WAT021 | Community Solar Garden | Solar*Rewards Community | Trade Secret | 2021
20263-228838-01 |  |  |  |  | 04719127 |  |  |  |  | Withdrawn | Trade Secret | Trade |  |  | Residential |  |  | 2021
20263-228838-01 |  |  |  |  | 04732235 |  |  |  |  | Withdrawn | Trade Secret | Trade |  |  | Residential |  |  | 2021
20263-228838-01 | Xcel Energy | 85 | 13781 | IOU | 04539135 | 600 | Solar |  |  | Withdrawn | Trade Secret | Trade |  |  | Community Solar Garden | Solar*Rewards Community | Trade Secret | 2021
20263-228838-01 |  |  |  |  | 04647656 |  | Solar |  |  | Withdrawn | Trade Secret | Trade |  |  | Residential | Solar*Rewards |  | 2021
20263-228838-01 |  |  |  |  | 04816052 |  | Solar |  |  | Withdrawn | Trade Secret | Trade |  |  | Residential | Solar*Rewards |  | 2022
20263-228838-01 | Xcel Energy | 85 | 13781 | IOU | 05016582 | 1000 | Solar |  |  | Withdrawn | Trade Secret | Trade | SLW | SLW062 | Community Solar Garden | Solar*Rewards Community | Trade Secret | 2022
20263-228838-01 |  |  |  |  | 04981526 |  |  |  |  | Withdrawn | Trade Secret | Trade |  |  | Residential |  |  | 2022
20263-228838-01 | Xcel Energy | 85 | 13781 | IOU | 04062822 | 1000 | Solar |  |  | Withdrawn | Trade Secret | Trade | WIN | WIN043 | Community Solar Garden | Solar*Rewards Community | Trade Secret | 2020
20263-228838-01 | Xcel Energy | 85 | 13781 | IOU | 03609925 | 1000 | Solar |  |  | Withdrawn | Trade Secret | Trade | NOF | NOF061 | Community Solar Garden | Solar*Rewards Community | Trade Secret | 2020
20263-228838-01 |  |  |  |  | 05302733 |  |  |  |  | Withdrawn | Trade Secret | Trade |  |  | Residential |  |  | 2022
20263-228838-01 | Xcel Energy | 85 | 13781 | IOU | 05006886 | 9.28 | Solar |  |  | Withdrawn | Trade Secret | Trade | ECK | ECK321 | Residential | Solar*Rewards | Trade Secret | 2022
20263-228838-01 | Xcel Energy | 85 | 13781 | IOU | 05288487 | 11.6 | Solar |  |  | Withdrawn | Trade Secret | Trade | ECK | ECK321 | Residential | Solar*Rewards | Trade Secret | 2022
20263-228838-01 | Xcel Energy | 85 | 13781 | IOU | 04700669 | 15.66 | Solar |  |  | Withdrawn | Trade Secret | Trade | AFT | AFT314 | Residential |  | Trade Secret | 2021
20263-228838-01 | Xcel Energy | 85 | 13781 | IOU | 04654840 | 8.7 | Solar |  |  | Withdrawn | Trade Secret | Trade | SHP | SHP072 | Residential | Solar*Rewards | Trade Secret | 2021
20263-228838-01 | Xcel Energy | 85 | 13781 | IOU | 05021653 | 11.31 | Solar |  |  | Withdrawn | Trade Secret | Trade | WAS | WAS092 | Residential |  | Trade Secret | 2022
20263-228838-01 | Xcel Energy | 85 | 13781 | IOU | 04653721 | 2.792 | Solar |  |  | Withdrawn | Trade Secret | Trade | SLP | SLP085 | Residential |  | Trade Secret | 2021
20263-228838-01 | Xcel Energy | 85 | 13781 | IOU | 04691362 | 7.329 | Solar |  |  | Withdrawn | Trade Secret | Trade | APA | APA075 | Residential |  | Trade Secret | 2021
20263-228838-01 | Xcel Energy | 85 | 13781 | IOU | 05240469 | 3.48 | Solar |  |  | Withdrawn | Trade Secret | Trade | WES | WES073 | Residential |  | Trade Secret | 2022
20263-228838-01 | Xcel Energy | 85 | 13781 | IOU | 04618478 | 13.611 | Solar |  |  | Withdrawn | Trade Secret | Trade | TSS | TSS061 | Residential |  | Trade Secret | 2021
20263-228838-01 | Xcel Energy | 85 | 13781 | IOU | 04555477 | 11.39 | Solar |  |  | Withdrawn | Trade Secret | Trade | OPK | OPK077 | Residential |  | Trade Secret | 2021
20263-228838-01 | Xcel Energy | 85 | 13781 | IOU | 04422154 | 3.747 | Solar |  |  | Withdrawn | Trade Secret | Trade | GNL | GNL073 | Residential |  | Trade Secret | 2021
20263-228838-01 | Xcel Energy | 85 | 13781 | IOU | 04909763 | 4.188 | Solar |  |  | Withdrawn | Trade Secret | Trade | RLK | RLK065 | Residential | Solar*Rewards | Trade Secret | 2022
20263-228838-01 | Xcel Energy | 85 | 13781 | IOU | 05246282 | 7.616 | Solar |  |  | Withdrawn | Trade Secret | Trade | SLP | SLP321 | Residential |  | Trade Secret | 2022
20263-228838-01 | Xcel Energy | 85 | 13781 | IOU | 05233870 | 5.584 | Solar |  |  | Withdrawn | Trade Secret | Trade | MEL | MEL072 | Residential |  | Trade Secret | 2022
20263-228838-01 | Xcel Energy | 85 | 13781 | IOU | 05124903 | 7.616 | Solar |  |  | Withdrawn | Trade Secret | Trade | MPK | MPK074 | Residential |  | Trade Secret | 2022
20263-228838-01 | Xcel Energy | 85 | 13781 | IOU | 04596416 | 15.232 | Solar |  |  | Withdrawn | Trade Secret | Trade | MPK | MPK074 | Residential |  | Trade Secret | 2021
20263-228838-01 | Xcel Energy | 85 | 13781 | IOU | 04809489 | 2.61 | Solar |  |  | Withdrawn | Trade Secret | Trade | MPK | MPK085 | Residential | Solar*Rewards | Trade Secret | 2022
20263-228838-01 | Xcel Energy | 85 | 13781 | IOU | 03966997 | 11.89 | Solar |  |  | Withdrawn | Trade Secret | Trade | WCS | WCS064 | Commercial | Solar*Rewards | Trade Secret | 2020
20263-228838-01 | Xcel Energy | 85 | 13781 | IOU | 04947855 | 9.772 | Solar |  |  | Withdrawn | Trade Secret | Trade | TER | TER081 | Residential | Solar*Rewards | Trade Secret | 2022
20263-228838-01 | Xcel Energy | 85 | 13781 | IOU | 04834290 | 4.384 | Solar |  |  | Withdrawn | Trade Secret | Trade | ECK | ECK082 | Residential | Solar*Rewards | Trade Secret | 2022
20263-228838-01 | Xcel Energy | 85 | 13781 | IOU | 04886631 | 4.537 | Solar |  |  | Withdrawn | Trade Secret | Trade | MDT | MDT073 | Residential | Solar*Rewards | Trade Secret | 2022
20263-228838-01 | Xcel Energy | 85 | 13781 | IOU | 05240424 | 7.6 | Solar |  |  | Withdrawn | Trade Secret | Trade | SIP | SIP072 | Residential |  | Trade Secret | 2022
20263-228838-01 | Xcel Energy | 85 | 13781 | IOU | 04886406 | 4.64 | Solar |  |  | Withdrawn | Trade Secret | Trade | RPO | RPO312 | Residential | Solar*Rewards | Trade Secret | 2022
20263-228838-01 | Xcel Energy | 85 | 13781 | IOU | 04794487 | 4.35 | Solar |  | X | Withdrawn | Trade Secret | Trade | RPO | RPO312 | Residential | Solar*Rewards | Trade Secret | 2022
20263-228838-01 | Xcel Energy | 85 | 13781 | IOU | 04879327 | 14.51 | Solar |  |  | Withdrawn | Trade Secret | Trade | ALD | ALD096 | Commercial | Solar*Rewards | Trade Secret | 2022
20263-228838-01 | Xcel Energy | 85 | 13781 | IOU | 04823045 | 6.98 | Solar |  |  | Withdrawn | Trade Secret | Trade | UPP | UPP082 | Residential | Solar*Rewards | Trade Secret | 2022
20263-228838-01 | Xcel Energy | 85 | 13781 | IOU | 04743059 | 7.61 | Solar |  | X | Withdrawn | Trade Secret | Trade | MPK | MPK076 | Residential |  | Trade Secret | 2021
20263-228838-01 | Xcel Energy | 85 | 13781 | IOU | 05360695 | 7.25 | Solar |  |  | Withdrawn | Trade Secret | Trade | LEX | LEX332 | Residential | Solar*Rewards | Trade Secret | 2023
20263-228838-01 | Xcel Energy | 85 | 13781 | IOU | 04981056 | 6.98 | Solar |  |  | Withdrawn | Trade Secret | Trade | UPP | UPP082 | Residential | Solar*Rewards | Trade Secret | 2022
20263-228838-01 | Xcel Energy | 85 | 13781 | IOU | 04892361 | 18 | Solar |  |  | Withdrawn | Trade Secret | Trade | WCR | WCR322 | Residential | Solar*Rewards | Trade Secret | 2022
20263-228838-01 | Xcel Energy | 85 | 13781 | IOU | 04395022 | 40.252 | Solar |  |  | Withdrawn | Trade Secret | Trade | PKL | PKL085 | Commercial | Solar*Rewards | Trade Secret | 2021
20263-228838-01 | Xcel Energy | 85 | 13781 | IOU | 04886740 | 3.839 | Solar |  |  | Withdrawn | Trade Secret | Trade | MDT | MDT073 | Residential | Solar*Rewards | Trade Secret | 2022
20263-228838-01 |  |  |  |  | 05174432 |  |  |  |  | Withdrawn | Trade Secret | Trade | MDT | MDT062 | Commercial |  |  | 2022
20263-228838-01 | Xcel Energy | 85 | 13781 | IOU | 05263102 | 7.448 | Solar |  |  | Withdrawn | Trade Secret | Trade | ECK | ECK321 | Residential | Solar*Rewards | Trade Secret | 2022
20263-228838-01 |  |  |  |  | 05210158 |  |  |  |  | Withdrawn | Trade Secret | Trade | CHE | CHE065 | Residential |  |  | 2022
20263-228838-01 | Xcel Energy | 85 | 13781 | IOU | 04928268 | 4.932 | Solar |  |  | Withdrawn | Trade Secret | Trade | HSN | HSN321 | Residential | Solar*Rewards | Trade Secret | 2022
20263-228838-01 | Xcel Energy | 85 | 13781 | IOU | 04428654 | 8.2 | Solar |  |  | Withdrawn | Trade Secret | Trade | BEL | BEL061 | Residential | Solar*Rewards | Trade Secret | 2021
20263-228838-01 | Xcel Energy | 85 | 13781 | IOU | 04834053 | 4.4 | Solar |  |  | Withdrawn | Trade Secret | Trade | RRK | RRK064 | Residential | Solar*Rewards | Trade Secret | 2022
20263-228838-01 |  |  |  |  | 05239172 |  | Solar |  |  | Withdrawn | Trade Secret | Trade |  |  | Residential | Solar*Rewards |  | 2022
20263-228838-01 | Xcel Energy | 85 | 13781 | IOU | 03631869 | 1000 | Solar |  |  | Withdrawn | Trade Secret | Trade | ATW | ATW061 | Community Solar Garden | Solar*Rewards Community | Trade Secret | 2020
20263-228838-01 | Xcel Energy | 85 | 13781 | IOU | 04147249 | 324 | Solar |  |  | Withdrawn | Trade Secret | Trade | MEI | MEI021 | Community Solar Garden | Solar*Rewards Community | Trade Secret | 2021
20263-228838-01 | Xcel Energy | 85 | 13781 | IOU | 03832574 | 1000 | Solar |  |  | Withdrawn | Trade Secret | Trade | PAT | PAT313 | Community Solar Garden | Solar*Rewards Community | Trade Secret | 2021
20263-228838-01 |  |  |  |  | 04915870 |  | Solar |  |  | Withdrawn | Trade Secret | Trade |  |  | Residential | Solar*Rewards |  | 2022
20263-228838-01 | Xcel Energy | 85 | 13781 | IOU | 04749077 | 1000 | Solar |  |  | Withdrawn | Trade Secret | Trade | DAS | DAS061 | Community Solar Garden | Solar*Rewards Community | Trade Secret | 2021
20263-228838-01 |  |  |  |  | 05386168 |  | Solar |  |  | Withdrawn | Trade Secret | Trade |  |  | Residential | Solar*Rewards |  | 2023
20263-228838-01 | Xcel Energy | 85 | 13781 | IOU | 04749049 | 1000 | Solar |  |  | Withdrawn | Trade Secret | Trade | RED | RED091 | Community Solar Garden | Solar*Rewards Community | Trade Secret | 2021
20263-228838-01 | Xcel Energy | 85 | 13781 | IOU | 04108959 | 1000 | Solar |  |  | Withdrawn | Trade Secret | Trade | FRA | FRA211 | Community Solar Garden | Solar*Rewards Community | Trade Secret | 2020
20263-228838-01 | Xcel Energy | 85 | 13781 | IOU | 03867033 | 1000 | Solar |  |  | Withdrawn | Trade Secret | Trade | AVR | AVR081 | Community Solar Garden | Solar*Rewards Community | Trade Secret | 2020
20263-228838-01 | Xcel Energy | 85 | 13781 | IOU | 04749029 | 1000 | Solar |  |  | Withdrawn | Trade Secret | Trade | REW | REW023 | Community Solar Garden | Solar*Rewards Community | Trade Secret | 2021
20263-228838-01 | Xcel Energy | 85 | 13781 | IOU | 03753759 | 1000 | Solar |  |  | Withdrawn | Trade Secret | Trade | PAT | PAT312 | Community Solar Garden | Solar*Rewards Community | Trade Secret | 2020
20263-228838-01 | Xcel Energy | 85 | 13781 | IOU | 04361645 | 1000 | Solar |  |  | Withdrawn | Trade Secret | Trade | MHW | MHW311 | Community Solar Garden | Solar*Rewards Community | Trade Secret | 2021
20263-228838-01 |  |  |  |  | 04827577 |  |  |  |  | Withdrawn | Trade Secret | Trade |  |  | Residential |  |  | 2022
20263-228838-01 |  |  |  |  | 04915479 |  |  |  |  | Withdrawn | Trade Secret | Trade |  |  | Residential |  |  | 2022
20263-228838-01 | Xcel Energy | 85 | 13781 | IOU | 04807230 | 6.576 | Solar |  |  | Withdrawn | Trade Secret | Trade | CGR | CGR063 | Residential | Solar*Rewards | Trade Secret | 2022
20263-228838-01 | Xcel Energy | 85 | 13781 | IOU | 05307851 | 10.819 | Solar |  |  | Withdrawn | Trade Secret | Trade | ALK | ALK067 | Residential | Solar*Rewards | Trade Secret | 2022
20263-228838-01 | Xcel Energy | 85 | 13781 | IOU | 05309204 | 10.121 | Solar |  |  | Withdrawn | Trade Secret | Trade | APA | APA069 | Residential | Solar*Rewards | Trade Secret | 2022
20263-228838-01 | Xcel Energy | 85 | 13781 | IOU | 04788068 | 7.616 | Solar |  |  | Withdrawn | Trade Secret | Trade | RPO | RPO312 | Residential | Solar*Rewards | Trade Secret | 2021
20263-228838-01 | Xcel Energy | 85 | 13781 | IOU | 04558119 | 7.616 | Solar |  |  | Withdrawn | Trade Secret | Trade | RPO | RPO312 | Residential | Solar*Rewards | Trade Secret | 2021
20263-228838-01 | Xcel Energy | 85 | 13781 | IOU | 05356733 | 2.205 | Solar |  |  | Withdrawn | Trade Secret | Trade | MPK | MPK074 | Residential | Solar*Rewards | Trade Secret | 2023
20263-228838-01 | Xcel Energy | 85 | 13781 | IOU | 04923713 | 7.329 | Solar |  |  | Withdrawn | Trade Secret | Trade | OPK | OPK077 | Residential | Solar*Rewards | Trade Secret | 2022
20263-228838-01 | Xcel Energy | 85 | 13781 | IOU | 04509464 | 7.616 | Solar |  |  | Withdrawn | Trade Secret | Trade | SHP | SHP062 | Residential |  | Trade Secret | 2021
20263-228838-01 | Xcel Energy | 85 | 13781 | IOU | 05336228 | 7.616 | Solar |  |  | Withdrawn | Trade Secret | Trade | ECK | ECK322 | Residential |  | Trade Secret | 2022
20263-228838-01 | Xcel Energy | 85 | 13781 | IOU | 04442118 | 7.616 | Solar |  |  | Withdrawn | Trade Secret | Trade | HYL | HYL064 | Residential |  | Trade Secret | 2021
20263-228838-01 | Xcel Energy | 85 | 13781 | IOU | 05194068 | 3.747 | Solar |  |  | Withdrawn | Trade Secret | Trade | LOW | LOW021 | Residential |  | Trade Secret | 2022
20263-228838-01 | Xcel Energy | 85 | 13781 | IOU | 05009910 | 7.616 | Solar |  |  | Withdrawn | Trade Secret | Trade | TLK | TLK062 | Residential |  | Trade Secret | 2022
20263-228838-01 | Xcel Energy | 85 | 13781 | IOU | 05309099 | 5.584 | Solar |  |  | Withdrawn | Trade Secret | Trade | HWW | HWW074 | Residential | Solar*Rewards | Trade Secret | 2022
20263-228838-01 | Xcel Energy | 85 | 13781 | IOU | 05309641 | 2.9 | Solar |  |  | Withdrawn | Trade Secret | Trade | WIN | WIN043 | Residential | Solar*Rewards | Trade Secret | 2022
20263-228838-01 | Xcel Energy | 85 | 13781 | IOU | 05309474 | 50 | Solar |  |  | Withdrawn | Trade Secret | Trade | UPP | UPP082 | Commercial |  | Trade Secret | 2022
20263-228838-01 | Xcel Energy | 85 | 13781 | IOU | 04509320 | 7.616 | Solar |  |  | Withdrawn | Trade Secret | Trade | CGR | CGR061 | Residential |  | Trade Secret | 2021
20263-228838-01 | Xcel Energy | 85 | 13781 | IOU | 04942356 | 10.47 | Solar |  |  | Withdrawn | Trade Secret | Trade | GSL | GSL061 | Residential | Solar*Rewards | Trade Secret | 2022
20263-228838-01 | Xcel Energy | 85 | 13781 | IOU | 04560039 | 3.747 | Solar |  |  | Withdrawn | Trade Secret | Trade | IDA | IDA072 | Residential |  | Trade Secret | 2021
20263-228838-01 | Xcel Energy | 85 | 13781 | IOU | 05226393 | 4.35 | Solar |  |  | Withdrawn | Trade Secret | Trade | WIL | WIL073 | Residential |  | Trade Secret | 2022
20263-228838-01 | Xcel Energy | 85 | 13781 | IOU | 05295446 | 39.976 | Solar |  |  | Withdrawn | Trade Secret | Trade | WEF | WEF071 | Residential | Solar*Rewards | Trade Secret | 2022
20263-228838-01 | Xcel Energy | 85 | 13781 | IOU | 04990675 | 5.8 | Solar |  |  | Withdrawn | Trade Secret | Trade | PKL | PKL085 | Residential | Solar*Rewards | Trade Secret | 2022
20263-228838-01 | Xcel Energy | 85 | 13781 | IOU | 05310381 | 12.18 | Solar |  |  | Withdrawn | Trade Secret | Trade | AFT | AFT314 | Residential | Solar*Rewards | Trade Secret | 2022
20263-228838-01 | Xcel Energy | 85 | 13781 | IOU | 04376018 | 7.616 | Solar |  |  | Withdrawn | Trade Secret | Trade | MAZ | MAZ021 | Residential | Solar*Rewards | Trade Secret | 2021
20263-228838-01 | Xcel Energy | 85 | 13781 | IOU | 05220126 | 9.423 | Solar |  |  | Withdrawn | Trade Secret | Trade | FRM | FRM062 | Residential |  | Trade Secret | 2022
20263-228838-01 | Xcel Energy | 85 | 13781 | IOU | 04879442 | 9.423 | Solar |  |  | Withdrawn | Trade Secret | Trade | DHL | DHL061 | Residential | Solar*Rewards | Trade Secret | 2022
20263-228838-01 | Xcel Energy | 85 | 13781 | IOU | 05155029 | 4.95 | Solar |  |  | Withdrawn | Trade Secret | Trade | IDA | IDA073 | Residential |  | Trade Secret | 2022
20263-228838-01 |  |  |  |  | 04654807 |  |  |  |  | Withdrawn | Trade Secret | Trade | NOF | NOF072 | Residential |  |  | 2021
20263-228838-01 | Xcel Energy | 85 | 13781 | IOU | 04701361 | 7.68 | Solar |  |  | Withdrawn | Trade Secret | Trade | OAD | OAD074 | Residential |  | Trade Secret | 2021
20263-228838-01 | Xcel Energy | 85 | 13781 | IOU | 05241878 | 7.68 | Solar |  |  | Withdrawn | Trade Secret | Trade | OAD | OAD074 | Residential | Solar*Rewards | Trade Secret | 2022
20263-228838-01 | Xcel Energy | 85 | 13781 | IOU | 05216037 | 9.86 | Solar |  |  | Withdrawn | Trade Secret | Trade | HOL | HOL072 | Residential |  | Trade Secret | 2022
20263-228838-01 | Xcel Energy | 85 | 13781 | IOU | 04644000 | 300 | Solar |  |  | Withdrawn | Trade Secret | Trade | WSG | WSG065 | Commercial |  | Trade Secret | 2021
20263-228838-01 | Xcel Energy | 85 | 13781 | IOU | 04596821 | 7.616 | Solar |  |  | Withdrawn | Trade Secret | Trade | MPK | MPK063 | Residential |  | Trade Secret | 2021
20263-228838-01 | Xcel Energy | 85 | 13781 | IOU | 04595698 | 5.8 | Solar |  |  | Withdrawn | Trade Secret | Trade | SAV | SAV071 | Residential |  | Trade Secret | 2021
20263-228838-01 |  |  |  |  | 04390181 |  | Solar |  |  | Withdrawn | Trade Secret | Trade |  |  | Residential | Solar*Rewards |  | 2021
20263-228838-01 |  |  |  |  | 05269800 |  |  |  |  | Withdrawn | Trade Secret | Trade |  |  | Residential |  |  | 2022
20263-228838-01 |  |  |  |  | 04428457 |  | Solar |  |  | Withdrawn | Trade Secret | Trade |  |  | Residential | Solar*Rewards |  | 2021
20263-228838-01 | Xcel Energy | 85 | 13781 | IOU | 04306375 | 1000 | Solar |  |  | Withdrawn | Trade Secret | Trade | SCH | SCH001 | Community Solar Garden | Solar*Rewards Community | Trade Secret | 2021
20263-228838-01 | Xcel Energy | 85 | 13781 | IOU | 04749084 | 1000 | Solar |  |  | Withdrawn | Trade Secret | Trade | RED | RED091 | Community Solar Garden | Solar*Rewards Community | Trade Secret | 2021
20263-228838-01 | Xcel Energy | 85 | 13781 | IOU | 04520912 | 1000 | Solar |  |  | Withdrawn | Trade Secret | Trade | YLM | YLM211 | Community Solar Garden | Solar*Rewards Community | Trade Secret | 2021
20263-228838-01 | Xcel Energy | 85 | 13781 | IOU | 03988335 | 1000 | Solar |  |  | Withdrawn | Trade Secret | Trade | MHW | MHW311 | Community Solar Garden | Solar*Rewards Community | Trade Secret | 2020
20263-228838-01 | Xcel Energy | 85 | 13781 | IOU | 04520989 | 1000 | Solar |  |  | Withdrawn | Trade Secret | Trade | RNV | RNV021 | Community Solar Garden | Solar*Rewards Community | Trade Secret | 2021
20263-228838-01 | Xcel Energy | 85 | 13781 | IOU | 04666088 | 1000 | Solar |  |  | Withdrawn | Trade Secret | Trade | YLM | YLM212 | Community Solar Garden | Solar*Rewards Community | Trade Secret | 2021
20263-228838-01 | Xcel Energy | 85 | 13781 | IOU | 04296630 | 1000 | Solar |  |  | Withdrawn | Trade Secret | Trade | BIS | BIS001 | Community Solar Garden | Solar*Rewards Community | Trade Secret | 2021
20263-228838-01 | Xcel Energy | 85 | 13781 | IOU | 04011674 | 1000 | Solar |  |  | Withdrawn | Trade Secret | Trade | NOF | NOF061 | Community Solar Garden | Solar*Rewards Community | Trade Secret | 2020
20263-228838-01 | Xcel Energy | 85 | 13781 | IOU | 04632948 | 31.02 | Solar |  | X | Withdrawn | Trade Secret | Trade | SCA | SCA021 | Residential |  | Trade Secret | 2021
20263-228838-01 | Xcel Energy | 85 | 13781 | IOU | 04845218 | 11 | Solar |  |  | Withdrawn | Trade Secret | Trade | DND | DND061 | Residential | Solar*Rewards | Trade Secret | 2022
20263-228838-01 | Xcel Energy | 85 | 13781 | IOU | 04994518 | 6.631 | Solar |  |  | Withdrawn | Trade Secret | Trade | LEX | LEX332 | Residential | Solar*Rewards | Trade Secret | 2022
20263-228838-01 |  |  |  |  | 05253163 |  |  |  |  | Withdrawn | Trade Secret | Trade | ESW | ESW062 | Residential |  |  | 2022
20263-228838-01 | Xcel Energy | 85 | 13781 | IOU | 04299525 | 19.72 | Solar |  |  | Withdrawn | Trade Secret | Trade | WWK | WWK311 | Residential | Solar*Rewards | Trade Secret | 2021
20263-228838-01 | Xcel Energy | 85 | 13781 | IOU | 04015457 | 24.07 | Solar |  |  | Withdrawn | Trade Secret | Trade | AFT | AFT314 | Residential | Solar*Rewards | Trade Secret | 2020
20263-228838-01 | Xcel Energy | 85 | 13781 | IOU | 05274470 | 8.376 | Solar |  |  | Withdrawn | Trade Secret | Trade | WCR | WCR063 | Residential |  | Trade Secret | 2022
20263-228838-01 | Xcel Energy | 85 | 13781 | IOU | 05360532 | 6.631 | Solar |  |  | Withdrawn | Trade Secret | Trade | WCR | WCR063 | Residential | Solar*Rewards | Trade Secret | 2023
20263-228838-01 | Xcel Energy | 85 | 13781 | IOU | 04648482 | 5 | Solar |  |  | Withdrawn | Trade Secret | Trade | GLK | GLK063 | Residential |  | Trade Secret | 2021
20263-228838-01 | Xcel Energy | 85 | 13781 | IOU | 05356926 | 6.98 | Solar |  |  | Withdrawn | Trade Secret | Trade | UPP | UPP068 | Residential | Solar*Rewards | Trade Secret | 2023
20263-228838-01 | Xcel Energy | 85 | 13781 | IOU | 04503626 | 9.423 | Solar |  |  | Withdrawn | Trade Secret | Trade | AFT | AFT322 | Residential |  | Trade Secret | 2021
20263-228838-01 | Xcel Energy | 85 | 13781 | IOU | 04548432 | 3.747 | Solar |  |  | Withdrawn | Trade Secret | Trade | SOU | SOU081 | Residential |  | Trade Secret | 2021
20263-228838-01 | Xcel Energy | 85 | 13781 | IOU | 05269814 | 94.49 | Solar |  |  | Withdrawn | Trade Secret | Trade | WSD | WSD061 | Commercial |  | Trade Secret | 2022
20263-228838-01 | Xcel Energy | 85 | 13781 | IOU | 05311936 | 11.168 | Solar |  |  | Withdrawn | Trade Secret | Trade | OAD | OAD073 | Residential | Solar*Rewards | Trade Secret | 2022
20263-228838-01 | Xcel Energy | 85 | 13781 | IOU | 05247102 | 9.75 |  |  |  | Withdrawn | Trade Secret | Trade | MTR | MTR021 | Residential |  | Trade Secret | 2022
20263-228838-01 | Xcel Energy | 85 | 13781 | IOU | 04997419 | 8.12 | Solar |  |  | Withdrawn | Trade Secret | Trade | GNL | GNL072 | Residential | Solar*Rewards | Trade Secret | 2022
20263-228838-01 | Xcel Energy | 85 | 13781 | IOU | 04935931 | 3.141 | Solar |  |  | Withdrawn | Trade Secret | Trade | MDT | MDT073 | Residential | Solar*Rewards | Trade Secret | 2022
20263-228838-01 | Xcel Energy | 85 | 13781 | IOU | 05031250 | 5 | Storage |  |  | Withdrawn | Trade Secret | Trade | GFD | GFD021 | Residential |  | Trade Secret | 2022
20263-228838-01 | Xcel Energy | 85 | 13781 | IOU | 04448364 | 9.994 | Solar |  |  | Withdrawn | Trade Secret | Trade | WSG | WSG071 | Residential | Solar*Rewards | Trade Secret | 2021
20263-228838-01 |  |  |  |  | OID3780215 |  | Solar |  |  | Withdrawn | Trade Secret | Trade | MST | MST071 | Residential | Solar*Rewards |  | 2019
20263-228838-01 | Xcel Energy | 85 | 13781 | IOU | 04861977 | 4.188 | Solar |  |  | Withdrawn | Trade Secret | Trade | WIL | WIL084 | Residential | Solar*Rewards | Trade Secret | 2022
20263-228838-01 | Xcel Energy | 85 | 13781 | IOU | 04441920 | 5 | Solar |  |  | Withdrawn | Trade Secret | Trade | BEL | BEL061 | Residential | Solar*Rewards | Trade Secret | 2021
20263-228838-01 | Xcel Energy | 85 | 13781 | IOU | 04653745 | 2.32 | Solar |  |  | Withdrawn | Trade Secret | Trade | MEL | MEL078 | Residential |  | Trade Secret | 2021
20263-228838-01 | Xcel Energy | 85 | 13781 | IOU | 04683571 | 6 | Solar |  |  | Withdrawn | Trade Secret | Trade | MPK | MPK087 | Residential |  | Trade Secret | 2021
20263-228838-01 | Xcel Energy | 85 | 13781 | IOU | 04630798 | 3.48 | Solar |  |  | Withdrawn | Trade Secret | Trade | MST | MST070 | Residential |  | Trade Secret | 2021
20263-228838-01 | Xcel Energy | 85 | 13781 | IOU | 04289733 | 7.616 | Solar |  |  | Withdrawn | Trade Secret | Trade | SCL | SCL322 | Residential | Solar*Rewards | Trade Secret | 2021
20263-228838-01 | Xcel Energy | 85 | 13781 | IOU | 05123224 | 3.747 | Solar |  |  | Withdrawn | Trade Secret | Trade | TWL | TWL062 | Residential |  | Trade Secret | 2022
20263-228838-01 | Xcel Energy | 85 | 13781 | IOU | 05240626 | 3.75 | Solar |  |  | Withdrawn | Trade Secret | Trade | TWL | TWL062 | Residential |  | Trade Secret | 2022
20263-228838-01 | Xcel Energy | 85 | 13781 | IOU | 05288838 | 5.8 | Solar |  |  | Withdrawn | Trade Secret | Trade | IDA | IDA064 | Residential | Solar*Rewards | Trade Secret | 2022
20263-228838-01 | Xcel Energy | 85 | 13781 | IOU | 04718197 | 5.22 | Solar |  |  | Withdrawn | Trade Secret | Trade | APA | APA072 | Residential |  | Trade Secret | 2022
20263-228838-01 | Xcel Energy | 85 | 13781 | IOU | 05356970 | 5.22 | Solar |  |  | Withdrawn | Trade Secret | Trade | SLP | SLP092 | Residential | Solar*Rewards | Trade Secret | 2023
20263-228838-01 |  |  |  |  | 05239197 |  | Solar |  |  | Withdrawn | Trade Secret | Trade |  |  | Residential | Solar*Rewards |  | 2022
20263-228838-01 |  |  |  |  | 05256090 |  | Solar |  |  | Withdrawn | Trade Secret | Trade |  |  | Community Solar Garden | Solar*Rewards Community |  | 2022
20263-228838-01 |  |  |  |  | 04390179 |  | Solar |  |  | Withdrawn | Trade Secret | Trade |  |  | Residential | Solar*Rewards |  | 2021
20263-228838-01 |  |  |  |  | 04641145 |  |  |  |  | Withdrawn | Trade Secret | Trade |  |  | Residential |  |  | 2021
20263-228838-01 |  |  |  |  | 04689617 |  | Solar |  |  | Withdrawn | Trade Secret | Trade |  |  | Residential | Solar*Rewards |  | 2021
20263-228838-01 | Xcel Energy | 85 | 13781 | IOU | 03581305 | 1000 | Solar |  |  | Withdrawn | Trade Secret | Trade | MHW | MHW311 | Community Solar Garden | Solar*Rewards Community | Trade Secret | 2021
20263-228838-01 |  |  |  |  | 05372269 |  | Solar |  |  | Withdrawn | Trade Secret | Trade |  |  | Residential | Solar*Rewards |  | 2023
20263-228838-01 |  |  |  |  | 04707295 |  | Solar |  |  | Withdrawn | Trade Secret | Trade |  |  | Residential | Solar*Rewards |  | 2021
20263-228838-01 |  |  |  |  | 04980946 |  | Solar |  |  | Withdrawn | Trade Secret | Trade |  |  | Residential | Solar*Rewards |  | 2022
20263-228838-01 | Xcel Energy | 85 | 13781 | IOU | 03761680 | 1000 | Solar |  |  | Withdrawn | Trade Secret | Trade | SCH | SCH211 | Community Solar Garden | Solar*Rewards Community | Trade Secret | 2020
20263-228838-01 | Xcel Energy | 85 | 13781 | IOU | 04936246 | 1000 | Solar |  |  | Withdrawn | Trade Secret | Trade | MOL | MOL062 | Community Solar Garden | Solar*Rewards Community | Trade Secret | 2022
20263-228838-01 | Xcel Energy | 85 | 13781 | IOU | 04347588 | 1000 | Solar |  |  | Withdrawn | Trade Secret | Trade | NOF | NOF071 | Community Solar Garden | Solar*Rewards Community | Trade Secret | 2021
20263-228838-01 | Xcel Energy | 85 | 13781 | IOU | 05215410 | 3.747 | Solar |  |  | Withdrawn | Trade Secret | Trade | UPP | UPP086 | Residential |  | Trade Secret | 2022
20263-228838-01 | Xcel Energy | 85 | 13781 | IOU | 04377677 | 22.95 | Solar |  |  | Withdrawn | Trade Secret | Trade | MPK | MPK087 | Residential | Solar*Rewards | Trade Secret | 2021
20263-228838-01 | Xcel Energy | 85 | 13781 | IOU | 04998298 | 8.12 | Solar |  |  | Withdrawn | Trade Secret | Trade | HWW | HWW073 | Residential | Solar*Rewards | Trade Secret | 2022
20263-228838-01 | Xcel Energy | 85 | 13781 | IOU | 04722776 | 7.329 | Solar |  |  | Withdrawn | Trade Secret | Trade | WSG | WSG352 | Residential |  | Trade Secret | 2022
20263-228838-01 | Xcel Energy | 85 | 13781 | IOU | 05197209 | 7.329 | Solar |  |  | Withdrawn | Trade Secret | Trade | UPP | UPP082 | Residential | Solar*Rewards | Trade Secret | 2022
20263-228838-01 | Xcel Energy | 85 | 13781 | IOU | 05008778 | 4.188 | Solar |  |  | Withdrawn | Trade Secret | Trade | MDT | MDT073 | Residential | Solar*Rewards | Trade Secret | 2022
20263-228838-01 | Xcel Energy | 85 | 13781 | IOU | 04936428 | 5.235 | Solar |  |  | Withdrawn | Trade Secret | Trade | MDT | MDT073 | Residential | Solar*Rewards | Trade Secret | 2022
20263-228838-01 | Xcel Energy | 85 | 13781 | IOU | 05307387 | 9.28 | Solar |  |  | Withdrawn | Trade Secret | Trade | UPP | UPP086 | Residential |  | Trade Secret | 2022
20263-228838-01 | Xcel Energy | 85 | 13781 | IOU | 05309152 | 7.678 | Solar |  |  | Withdrawn | Trade Secret | Trade | WSG | WSG071 | Residential | Solar*Rewards | Trade Secret | 2022
20263-228838-01 | Xcel Energy | 85 | 13781 | IOU | 05357030 | 6.631 | Solar |  |  | Withdrawn | Trade Secret | Trade | WSG | WSG071 | Residential | Solar*Rewards | Trade Secret | 2023
20263-228838-01 | Xcel Energy | 85 | 13781 | IOU | 05277519 | 6.282 | Solar |  |  | Withdrawn | Trade Secret | Trade | HUG | HUG321 | Residential |  | Trade Secret | 2022
20263-228838-01 | Xcel Energy | 85 | 13781 | IOU | 05310247 | 5.584 | Solar |  |  | Withdrawn | Trade Secret | Trade | TER | TER062 | Residential | Solar*Rewards | Trade Secret | 2022
20263-228838-01 | Xcel Energy | 85 | 13781 | IOU | 04626271 | 5.51 | Solar |  |  | Withdrawn | Trade Secret | Trade | ECK | ECK082 | Residential |  | Trade Secret | 2021
20263-228838-01 | Xcel Energy | 85 | 13781 | IOU | 04886604 | 4.886 | Solar |  |  | Withdrawn | Trade Secret | Trade | MDT | MDT073 | Residential | Solar*Rewards | Trade Secret | 2022
20263-228838-01 | Xcel Energy | 85 | 13781 | IOU | 04896756 | 5 | Solar |  |  | Withdrawn | Trade Secret | Trade | OPK | OPK073 | Residential | Solar*Rewards | Trade Secret | 2022
20263-228838-01 |  |  |  |  | 04879718 |  | Solar |  |  | Withdrawn | Trade Secret | Trade | OPK | OPK073 | Residential | Solar*Rewards |  | 2022
20263-228838-01 | Xcel Energy | 85 | 13781 | IOU | 05232262 | 6.09 | Solar |  |  | Withdrawn | Trade Secret | Trade | KOL | KOL073 | Residential |  | Trade Secret | 2022
20263-228838-01 | Xcel Energy | 85 | 13781 | IOU | 04509087 | 3.747 | Solar |  |  | Withdrawn | Trade Secret | Trade | TWL | TWL062 | Residential |  | Trade Secret | 2021
20263-228838-01 | Xcel Energy | 85 | 13781 | IOU | 04918901 | 5.052 | Solar |  |  | Withdrawn | Trade Secret | Trade | TLK | TLK061 | Residential |  | Trade Secret | 2022
20263-228838-01 | Xcel Energy | 85 | 13781 | IOU | 05309348 | 5.8 | Solar |  |  | Withdrawn | Trade Secret | Trade | MPK | MPK063 | Residential | Solar*Rewards | Trade Secret | 2022
20263-228838-01 | Xcel Energy | 85 | 13781 | IOU | 04793567 | 6.67 | Solar |  |  | Withdrawn | Trade Secret | Trade | LOW | LOW021 | Residential | Solar*Rewards | Trade Secret | 2022
20263-228838-01 | Xcel Energy | 85 | 13781 | IOU | 04429254 | 6.028 | Solar |  |  | Withdrawn | Trade Secret | Trade | AFT | AFT321 | Residential |  | Trade Secret | 2021
20263-228838-01 | Xcel Energy | 85 | 13781 | IOU | 05281275 | 6.6 | Solar |  |  | Withdrawn | Trade Secret | Trade | RAM | RAM071 | Residential |  | Trade Secret | 2022
20263-228838-01 | Xcel Energy | 85 | 13781 | IOU | 04886527 | 3.839 | Solar |  |  | Withdrawn | Trade Secret | Trade | MDT | MDT073 | Residential | Solar*Rewards | Trade Secret | 2022
20263-228838-01 | Xcel Energy | 85 | 13781 | IOU | 04682503 | 9.994 | Solar |  |  | Withdrawn | Trade Secret | Trade | MND | MND062 | Residential |  | Trade Secret | 2021
20263-228838-01 | Xcel Energy | 85 | 13781 | IOU | 04971199 | 7.329 | Solar |  |  | Withdrawn | Trade Secret | Trade | LEX | LEX331 | Residential | Solar*Rewards | Trade Secret | 2022
20263-228838-01 | Xcel Energy | 85 | 13781 | IOU | 04496112 | 0.58 | Solar |  |  | Withdrawn | Trade Secret | Trade | APA | APA067 | Residential |  | Trade Secret | 2021
20263-228838-01 | Xcel Energy | 85 | 13781 | IOU | 05311994 | 12.564 | Solar |  |  | Withdrawn | Trade Secret | Trade | GLK | GLK065 | Residential | Solar*Rewards | Trade Secret | 2022
20263-228838-01 | Xcel Energy | 85 | 13781 | IOU | 04486233 | 9.994 |  |  |  | Withdrawn | Trade Secret | Trade | TLK | TLK061 | Residential |  | Trade Secret | 2021
20263-228838-01 | Xcel Energy | 85 | 13781 | IOU | 05005469 | 9.86 | Solar |  |  | Withdrawn | Trade Secret | Trade | WTN | WTN062 | Residential | Solar*Rewards | Trade Secret | 2022
20263-228838-01 | Xcel Energy | 85 | 13781 | IOU | 05356972 | 7.15 | Solar |  |  | Withdrawn | Trade Secret | Trade | RMT | RMT321 | Residential | Solar*Rewards | Trade Secret | 2023
20263-228838-01 | Xcel Energy | 85 | 13781 | IOU | 04455264 | 3.747 | Solar |  |  | Withdrawn | Trade Secret | Trade | HSN | HSN312 | Residential |  | Trade Secret | 2021
20263-228838-01 | Xcel Energy | 85 | 13781 | IOU | 04899779 | 2.792 | Solar |  |  | Withdrawn | Trade Secret | Trade | RRK | RRK064 | Residential | Solar*Rewards | Trade Secret | 2022
20263-228838-01 | Xcel Energy | 85 | 13781 | IOU | 04994615 | 4.95 | Solar |  |  | Withdrawn | Trade Secret | Trade | ECK | ECK322 | Residential | Solar*Rewards | Trade Secret | 2022
20263-228838-01 | Xcel Energy | 85 | 13781 | IOU | 05357815 | 5.584 | Solar |  |  | Withdrawn | Trade Secret | Trade | GSL | GSL341 | Residential | Solar*Rewards | Trade Secret | 2023
20263-228838-01 | Xcel Energy | 85 | 13781 | IOU | 04992264 | 5.5 | Solar |  |  | Withdrawn | Trade Secret | Trade | ECK | ECK322 | Residential | Solar*Rewards | Trade Secret | 2022
20263-228838-01 | Xcel Energy | 85 | 13781 | IOU | 04155932 | 1000 | Solar |  |  | Withdrawn | Trade Secret | Trade | MOL | MOL062 | Community Solar Garden | Solar*Rewards Community | Trade Secret | 2021
20263-228838-01 | Xcel Energy | 85 | 13781 | IOU | 03871504 | 1000 | Solar |  |  | Withdrawn | Trade Secret | Trade | ATW | ATW061 | Community Solar Garden | Solar*Rewards Community | Trade Secret | 2020
20263-228838-01 | Xcel Energy | 85 | 13781 | IOU | 04239741 | 500 | Solar |  |  | Withdrawn | Trade Secret | Trade | LAC | LAC062 | Community Solar Garden | Solar*Rewards Community | Trade Secret | 2021
20263-228838-01 |  |  |  |  | 04625241 |  | Solar |  |  | Withdrawn | Trade Secret | Trade |  |  | Residential | Solar*Rewards |  | 2021
20263-228838-01 | Xcel Energy | 85 | 13781 | IOU | 04306393 | 1000 | Solar |  |  | Withdrawn | Trade Secret | Trade | BIS | BIS001 | Community Solar Garden | Solar*Rewards Community | Trade Secret | 2021
20263-228838-01 | Xcel Energy | 85 | 13781 | IOU | 04660042 | 1000 | Solar |  |  | Withdrawn | Trade Secret | Trade | MHW | MHW311 | Community Solar Garden | Solar*Rewards Community | Trade Secret | 2021
20263-228838-01 | Xcel Energy | 85 | 13781 | IOU | 03503489 | 1000 | Solar |  |  | Withdrawn | Trade Secret | Trade | PAT | PAT312 | Community Solar Garden | Solar*Rewards Community | Trade Secret | 2019
20263-228838-01 |  |  |  |  | 04886917 |  | Solar |  |  | Withdrawn | Trade Secret | Trade |  |  | Residential | Solar*Rewards |  | 2022
20263-228838-01 | Xcel Energy | 85 | 13781 | IOU | 04996167 | 6.05 | Solar |  |  | Withdrawn | Trade Secret | Trade | VMR | VMR062 | Residential | Solar*Rewards | Trade Secret | 2022
20263-228838-01 | Xcel Energy | 85 | 13781 | IOU | 04575022 | 7.616 | Solar |  |  | Withdrawn | Trade Secret | Trade | TWL | TWL079 | Residential |  | Trade Secret | 2021
20263-228838-01 | Xcel Energy | 85 | 13781 | IOU | 04377949 | 13.96 | Solar |  |  | Withdrawn | Trade Secret | Trade | WCS | WCS064 | Residential | Solar*Rewards | Trade Secret | 2021
20263-228838-01 | Xcel Energy | 85 | 13781 | IOU | 04971583 | 5.51 | Solar |  | X | Withdrawn | Trade Secret | Trade | MPK | MPK063 | Residential | Solar*Rewards | Trade Secret | 2022
20263-228838-01 | Xcel Energy | 85 | 13781 | IOU | 05123191 | 3.06 | Solar |  |  | Withdrawn | Trade Secret | Trade | RLK | RLK066 | Residential |  | Trade Secret | 2022
20263-228838-01 | Xcel Energy | 85 | 13781 | IOU | 04648335 | 6 | Solar |  |  | Withdrawn | Trade Secret | Trade | SCL | SCL322 | Residential |  | Trade Secret | 2021
20263-228838-01 | Xcel Energy | 85 | 13781 | IOU | 04797551 | 25.52 | Solar |  |  | Withdrawn | Trade Secret | Trade | SAV | SAV069 | Residential | Solar*Rewards | Trade Secret | 2022
20263-228838-01 | Xcel Energy | 85 | 13781 | IOU | 05226308 | 16.054 | Solar |  |  | Withdrawn | Trade Secret | Trade | GSL | GSL061 | Residential |  | Trade Secret | 2022
20263-228838-01 | Xcel Energy | 85 | 13781 | IOU | 05225764 | 2.094 | Solar |  | X | Withdrawn | Trade Secret | Trade | HUG | HUG311 | Residential |  | Trade Secret | 2022
20263-228838-01 | Xcel Energy | 85 | 13781 | IOU | 05133049 | 5.052 | Solar |  |  | Withdrawn | Trade Secret | Trade | MOL | MOL061 | Residential |  | Trade Secret | 2022
20263-228838-01 | Xcel Energy | 85 | 13781 | IOU | 04807916 | 3.747 | Solar |  |  | Withdrawn | Trade Secret | Trade | SLP | SLP075 | Residential | Solar*Rewards | Trade Secret | 2022
20263-228838-01 | Xcel Energy | 85 | 13781 | IOU | 04998823 | 3.85 | Solar |  |  | Withdrawn | Trade Secret | Trade | GLK | GLK074 | Residential | Solar*Rewards | Trade Secret | 2022
20263-228838-01 | Xcel Energy | 85 | 13781 | IOU | 05288943 | 8.775 | Solar |  |  | Withdrawn | Trade Secret | Trade | HAS | HAS033 | Residential | Solar*Rewards | Trade Secret | 2022
20263-228838-01 | Xcel Energy | 85 | 13781 | IOU | 04794195 | 2.61 | Solar |  |  | Withdrawn | Trade Secret | Trade | SOU | SOU069 | Residential | Solar*Rewards | Trade Secret | 2022
20263-228838-01 | Xcel Energy | 85 | 13781 | IOU | 04661262 | 7.68 | Solar |  |  | Withdrawn | Trade Secret | Trade | MPK | MPK078 | Residential |  | Trade Secret | 2021
20263-228838-01 | Xcel Energy | 85 | 13781 | IOU | 04820255 | 7.68 | Solar |  |  | Withdrawn | Trade Secret | Trade | MPK | MPK078 | Residential | Solar*Rewards | Trade Secret | 2022
20263-228838-01 | Xcel Energy | 85 | 13781 | IOU | 04619940 | 7.68 |  |  |  | Withdrawn | Trade Secret | Trade | MPK | MPK078 | Residential |  | Trade Secret | 2021
20263-228838-01 | Xcel Energy | 85 | 13781 | IOU | 04838215 | 6.96 | Solar |  |  | Withdrawn | Trade Secret | Trade | MDT | MDT077 | Residential | Solar*Rewards | Trade Secret | 2022
20263-228838-01 | Xcel Energy | 85 | 13781 | IOU | 04916193 | 14.248 | Solar |  |  | Withdrawn | Trade Secret | Trade | KAN | KAN021 | Residential | Solar*Rewards | Trade Secret | 2022
20263-228838-01 | Xcel Energy | 85 | 13781 | IOU | 05344662 | 4.06 | Solar |  |  | Withdrawn | Trade Secret | Trade | WES | WES061 | Residential |  | Trade Secret | 2022
20263-228838-01 | Xcel Energy | 85 | 13781 | IOU | 04429316 | 19.988 | Solar |  |  | Withdrawn | Trade Secret | Trade | RPO | RPO312 | Residential | Solar*Rewards | Trade Secret | 2021
20263-228838-01 | Xcel Energy | 85 | 13781 | IOU | 04193125 | 7.616 | Solar |  |  | Withdrawn | Trade Secret | Trade | FAP | FAP061 | Commercial | Solar*Rewards | Trade Secret | 2020
20263-228838-01 | Xcel Energy | 85 | 13781 | IOU | 05360394 | 6.631 | Solar |  |  | Withdrawn | Trade Secret | Trade | MOL | MOL073 | Residential | Solar*Rewards | Trade Secret | 2023
20263-228838-01 | Xcel Energy | 85 | 13781 | IOU | 04623371 | 6 |  |  |  | Withdrawn | Trade Secret | Trade | DBL | DBL068 | Residential |  | Trade Secret | 2021
20263-228838-01 | Xcel Energy | 85 | 13781 | IOU | 04958404 | 6 | Solar |  |  | Withdrawn | Trade Secret | Trade | MDT | MDT073 | Residential | Solar*Rewards | Trade Secret | 2022
20263-228838-01 | Xcel Energy | 85 | 13781 | IOU | 04684277 | 10.578 | Solar |  |  | Withdrawn | Trade Secret | Trade | WES | WES065 | Residential | Solar*Rewards | Trade Secret | 2021
20263-228838-01 | Xcel Energy | 85 | 13781 | IOU | 04973159 | 7.678 | Solar |  |  | Withdrawn | Trade Secret | Trade | OPK | OPK073 | Residential | Solar*Rewards | Trade Secret | 2022
20263-228838-01 | Xcel Energy | 85 | 13781 | IOU | 05192397 | 7.6 | Solar |  | X | Withdrawn | Trade Secret | Trade | MND | MND062 | Residential |  | Trade Secret | 2022
20263-228838-01 | Xcel Energy | 85 | 13781 | IOU | 04894343 | 39.604 | Solar |  |  | Withdrawn | Trade Secret | Trade | AFT | AFT314 | Residential |  | Trade Secret | 2022
20263-228838-01 | Xcel Energy | 85 | 13781 | IOU | 05356821 | 1.923 | Solar |  |  | Withdrawn | Trade Secret | Trade | WIL | WIL073 | Residential | Solar*Rewards | Trade Secret | 2023
20263-228838-01 | Xcel Energy | 85 | 13781 | IOU | 05308697 | 3.19 | Solar |  |  | Withdrawn | Trade Secret | Trade | WIL | WIL073 | Residential | Solar*Rewards | Trade Secret | 2022
20263-228838-01 | Xcel Energy | 85 | 13781 | IOU | 04942117 | 6.96 | Solar |  |  | Withdrawn | Trade Secret | Trade | AFT | AFT314 | Residential | Solar*Rewards | Trade Secret | 2022
20263-228838-01 | Xcel Energy | 85 | 13781 | IOU | 05226574 | 8.12 | Solar |  |  | Withdrawn | Trade Secret | Trade | LLK | LLK071 | Commercial |  | Trade Secret | 2022
20263-228838-01 | Xcel Energy | 85 | 13781 | IOU | 05290191 | 8.12 | Solar |  |  | Withdrawn | Trade Secret | Trade | LLK | LLK071 | Commercial | Solar*Rewards | Trade Secret | 2022
20263-228838-01 |  |  |  |  | 05284892 |  |  |  |  | Withdrawn | Trade Secret | Trade |  |  | Residential |  |  | 2022
20263-228838-01 |  |  |  |  | 05239204 |  | Solar |  |  | Withdrawn | Trade Secret | Trade |  |  | Residential | Solar*Rewards |  | 2022
20263-228838-01 |  |  |  |  | 05239213 |  | Solar |  |  | Withdrawn | Trade Secret | Trade |  |  | Residential | Solar*Rewards |  | 2022
20263-228838-01 |  |  |  |  | 05379164 |  | Solar |  |  | Withdrawn | Trade Secret | Trade |  |  | Residential | Solar*Rewards |  | 2023
20263-228838-01 |  |  |  |  | 04741361 |  | Solar |  |  | Withdrawn | Trade Secret | Trade |  |  | Residential | Solar*Rewards |  | 2021
20263-228838-01 |  |  |  |  | 05306256 |  |  |  |  | Withdrawn | Trade Secret | Trade |  |  | Residential |  |  | 2022
20263-228838-01 | Xcel Energy | 85 | 13781 | IOU | 05024475 | 1000 | Solar |  |  | Withdrawn | Trade Secret | Trade | KIM | KIM021 | Community Solar Garden | Solar*Rewards Community | Trade Secret | 2022
20263-228838-01 | Xcel Energy | 85 | 13781 | IOU | 04441349 | 1000 | Solar |  |  | Withdrawn | Trade Secret | Trade | DND | DND071 | Community Solar Garden | Solar*Rewards Community | Trade Secret | 2021
20263-228838-01 | Xcel Energy | 85 | 13781 | IOU | 04279265 | 1000 | Solar |  |  | Withdrawn | Trade Secret | Trade | SDX | SDX311 | Community Solar Garden | Solar*Rewards Community | Trade Secret | 2021
20263-228838-01 | Xcel Energy | 85 | 13781 | IOU | 04082614 | 1000 | Solar |  |  | Withdrawn | Trade Secret | Trade | RED | RED091 | Community Solar Garden | Solar*Rewards Community | Trade Secret | 2020
20263-228838-01 |  |  |  |  | 05246161 |  |  |  |  | Withdrawn | Trade Secret | Trade | CHE | CHE065 | Residential |  |  | 2022
20263-228838-01 | Xcel Energy | 85 | 13781 | IOU | 04363731 | 25 | Wind |  |  | Withdrawn | Trade Secret | Trade | YLM | YLM212 | Residential |  | Trade Secret | 2021
20263-228838-01 | Xcel Energy | 85 | 13781 | IOU | 04559946 | 5 | Solar |  |  | Withdrawn | Trade Secret | Trade | RPL | RPL064 | Residential |  | Trade Secret | 2021
20263-228838-01 | Xcel Energy | 85 | 13781 | IOU | 04873726 | 29 | Solar |  |  | Withdrawn | Trade Secret | Trade | DOC | DOC031 | Residential |  | Trade Secret | 2022
20263-228838-01 | Xcel Energy | 85 | 13781 | IOU | 04664021 | 3.84 | Storage |  |  | Withdrawn | Trade Secret | Trade | SLP | SLP082 | Residential |  | Trade Secret | 2021
20263-228838-01 | Xcel Energy | 85 | 13781 | IOU | 04794725 | 19.99 | Solar |  |  | Withdrawn | Trade Secret | Trade | SOU | SOU081 | Residential | Solar*Rewards | Trade Secret | 2022
20263-228838-01 | Xcel Energy | 85 | 13781 | IOU | 05192486 | 5.76 | Solar |  |  | Withdrawn | Trade Secret | Trade | GRC | GRC313 | Residential |  | Trade Secret | 2022
20263-228838-01 | Xcel Energy | 85 | 13781 | IOU | 05277539 | 10.15 | Solar |  |  | Withdrawn | Trade Secret | Trade | MPK | MPK074 | Residential |  | Trade Secret | 2022
20263-228838-01 | Xcel Energy | 85 | 13781 | IOU | 05359362 | 5.8 | Solar |  |  | Withdrawn | Trade Secret | Trade | MPK | MPK074 | Residential | Solar*Rewards | Trade Secret | 2023
20263-228838-01 | Xcel Energy | 85 | 13781 | IOU | 05227010 | 5.22 | Solar |  |  | Withdrawn | Trade Secret | Trade | WIL | WIL076 | Residential |  | Trade Secret | 2022
20263-228838-01 | Xcel Energy | 85 | 13781 | IOU | 04178706 | 5 | Storage |  |  | Withdrawn | Trade Secret | Trade | BYT | BYT061 | Residential |  | Trade Secret | 2020
20263-228838-01 | Xcel Energy | 85 | 13781 | IOU | 05275025 | 6.38 | Solar |  |  | Withdrawn | Trade Secret | Trade | DBL | DBL063 | Residential |  | Trade Secret | 2022
20263-228838-01 | Xcel Energy | 85 | 13781 | IOU | 05283421 | 6 | Solar |  |  | Withdrawn | Trade Secret | Trade | OAD | OAD061 | Residential |  | Trade Secret | 2022
20263-228838-01 | Xcel Energy | 85 | 13781 | IOU | 05302857 | 5.584 | Solar |  |  | Withdrawn | Trade Secret | Trade | LAC | LAC062 | Residential | Solar*Rewards | Trade Secret | 2022
20263-228838-01 |  |  |  |  | 05336443 |  |  |  |  | Withdrawn | Trade Secret | Trade | KAN | KAN031 | Commercial |  |  | 2022
20263-228838-01 | Xcel Energy | 85 | 13781 | IOU | SRO23448 | 1.72 | Solar |  |  | Withdrawn | Trade Secret | Trade | APA | APA075 | Residential | Solar*Rewards | Trade Secret | 2012
20263-228838-01 | Xcel Energy | 85 | 13781 | IOU | 05290135 | 11.866 | Solar |  |  | Withdrawn | Trade Secret | Trade | RAM | RAM062 | Residential | Solar*Rewards | Trade Secret | 2022
20263-228838-01 | Xcel Energy | 85 | 13781 | IOU | 04563820 | 8.41 | Solar |  |  | Withdrawn | Trade Secret | Trade | RAP | RAP081 | Residential |  | Trade Secret | 2021
20263-228838-01 | Xcel Energy | 85 | 13781 | IOU | 04989581 | 11.6 | Solar |  |  | Withdrawn | Trade Secret | Trade | ECK | ECK063 | Residential |  | Trade Secret | 2022
20263-228838-01 | Xcel Energy | 85 | 13781 | IOU | 04625890 | 3.747 | Solar |  |  | Withdrawn | Trade Secret | Trade | WIL | WIL063 | Residential |  | Trade Secret | 2021
20263-228838-01 | Xcel Energy | 85 | 13781 | IOU | 05356864 | 5.584 | Solar |  |  | Withdrawn | Trade Secret | Trade | APA | APA064 | Residential | Solar*Rewards | Trade Secret | 2023
20263-228838-01 | Xcel Energy | 85 | 13781 | IOU | 04879388 | 7.54 | Solar |  |  | Withdrawn | Trade Secret | Trade | YAM | YAM021 | Residential | Solar*Rewards | Trade Secret | 2022
20263-228838-01 | Xcel Energy | 85 | 13781 | IOU | 05352052 | 5.8 | Solar |  |  | Withdrawn | Trade Secret | Trade | ECK | ECK062 | Residential | Solar*Rewards | Trade Secret | 2022
20263-228838-01 | Xcel Energy | 85 | 13781 | IOU | 04719325 | 3.747 | Solar |  |  | Withdrawn | Trade Secret | Trade | HYL | HYL061 | Residential |  | Trade Secret | 2021
20263-228838-01 | Xcel Energy | 85 | 13781 | IOU | 05272319 | 5.8 | Solar |  |  | Withdrawn | Trade Secret | Trade | RRK | RRK064 | Residential |  | Trade Secret | 2022
20263-228838-01 | Xcel Energy | 85 | 13781 | IOU | 05358304 | 6.282 | Solar |  |  | Withdrawn | Trade Secret | Trade | DHL | DHL061 | Residential | Solar*Rewards | Trade Secret | 2023
20263-228838-01 | Xcel Energy | 85 | 13781 | IOU | 04485708 | 25 | Wind |  |  | Withdrawn | Trade Secret | Trade | MTV | MTV021 | Commercial |  | Trade Secret | 2021
20263-228838-01 | Xcel Energy | 85 | 13781 | IOU | 04981113 | 9.86 | Solar |  |  | Withdrawn | Trade Secret | Trade | HUG | HUG311 | Residential | Solar*Rewards | Trade Secret | 2022
20263-228838-01 | Xcel Energy | 85 | 13781 | IOU | 04482279 | 15.36 | Solar |  |  | Withdrawn | Trade Secret | Trade | TWL | TWL066 | Residential |  | Trade Secret | 2021
20263-228838-01 | Xcel Energy | 85 | 13781 | IOU | 04809039 | 6.6 | Solar |  |  | Withdrawn | Trade Secret | Trade | WCR | WCR321 | Residential | Solar*Rewards | Trade Secret | 2022
20263-228838-01 | Xcel Energy | 85 | 13781 | IOU | 04448580 | 8.725 | Solar |  |  | Withdrawn | Trade Secret | Trade | TWL | TWL066 | Residential | Solar*Rewards | Trade Secret | 2021
20263-228838-01 |  |  |  |  | 05349602 |  | Solar |  |  | Withdrawn | Trade Secret | Trade |  |  | Residential | Solar*Rewards |  | 2022
20263-228838-01 | Xcel Energy | 85 | 13781 | IOU | 05181658 | 9.84 | Solar |  |  | Withdrawn | Trade Secret | Trade |  |  | Residential | Other | Trade Secret | 2022
20263-228838-01 |  |  |  |  | 05363953 |  |  |  |  | Withdrawn | Trade Secret | Trade |  |  | Residential |  |  | 2023
20263-228838-01 |  |  |  |  | 04596999 |  | Solar |  |  | Withdrawn | Trade Secret | Trade |  |  | Residential | Solar*Rewards |  | 2021
20263-228838-01 |  |  |  |  | 05004256 |  | Solar |  |  | Withdrawn | Trade Secret | Trade |  |  | Residential | Solar*Rewards |  | 2022
20263-228838-01 |  |  |  |  | 04632485 |  |  |  |  | Withdrawn | Trade Secret | Trade |  |  | Residential |  |  | 2021
20263-228838-01 |  |  |  |  | 04742988 |  |  |  |  | Withdrawn | Trade Secret | Trade |  |  | Residential |  |  | 2021
20263-228838-01 | Xcel Energy | 85 | 13781 | IOU | 04069613 | 1000 | Solar |  |  | Withdrawn | Trade Secret | Trade | FRA | FRA211 | Community Solar Garden | Solar*Rewards Community | Trade Secret | 2020
20263-228838-01 | Xcel Energy | 85 | 13781 | IOU | 03707316 | 1000 | Solar |  |  | Withdrawn | Trade Secret | Trade | WAT | WAT081 | Community Solar Garden | Solar*Rewards Community | Trade Secret | 2020
20263-228838-01 | Xcel Energy | 85 | 13781 | IOU | 04306351 | 1000 | Solar |  |  | Withdrawn | Trade Secret | Trade | SCH | SCH211 | Community Solar Garden | Solar*Rewards Community | Trade Secret | 2021
20263-228838-01 | Xcel Energy | 85 | 13781 | IOU | 04596813 | 1000 | Solar |  |  | Withdrawn | Trade Secret | Trade | WIN | WIN043 | Community Solar Garden | Solar*Rewards Community | Trade Secret | 2021
20263-228838-01 | Xcel Energy | 85 | 13781 | IOU | 03810106 | 1000 | Solar |  |  | Withdrawn | Trade Secret | Trade | WIN | WIN043 | Community Solar Garden | Solar*Rewards Community | Trade Secret | 2020
20263-228838-01 |  |  |  |  | 04672010 |  | Solar |  |  | Withdrawn | Trade Secret | Trade |  |  | Residential | Solar*Rewards |  | 2021
20263-228838-01 | Xcel Energy | 85 | 13781 | IOU | 04508443 | 6 | Solar |  |  | Withdrawn | Trade Secret | Trade | DBL | DBL065 | Residential |  | Trade Secret | 2021
20263-228838-01 | Xcel Energy | 85 | 13781 | IOU | 04623679 | 43.2 | Solar |  |  | Withdrawn | Trade Secret | Trade | MDT | MDT062 | Commercial |  | Trade Secret | 2021
20263-228838-01 | Xcel Energy | 85 | 13781 | IOU | 04935718 | 5.052 | Solar |  |  | Withdrawn | Trade Secret | Trade | SLP | SLP092 | Residential |  | Trade Secret | 2022
20263-228838-01 | Xcel Energy | 85 | 13781 | IOU | 05256674 | 2.61 | Solar |  |  | Withdrawn | Trade Secret | Trade | WES | WES072 | Residential |  | Trade Secret | 2022
20263-228838-01 | Xcel Energy | 85 | 13781 | IOU | 05212859 | 13.262 | Solar |  |  | Withdrawn | Trade Secret | Trade | WYO | WYO031 | Residential |  | Trade Secret | 2022
20263-228838-01 | Xcel Energy | 85 | 13781 | IOU | 05275069 | 4.188 | Solar |  |  | Withdrawn | Trade Secret | Trade | MPK | MPK063 | Residential |  | Trade Secret | 2022
20263-228838-01 | Xcel Energy | 85 | 13781 | IOU | 05228946 | 9.772 | Solar |  | X | Withdrawn | Trade Secret | Trade | APA | APA068 | Residential |  | Trade Secret | 2022
20263-228838-01 | Xcel Energy | 85 | 13781 | IOU | 05268925 | 2.32 | Solar |  |  | Withdrawn | Trade Secret | Trade | UPP | UPP066 | Residential |  | Trade Secret | 2022
20263-228838-01 | Xcel Energy | 85 | 13781 | IOU | 04682541 | 7.616 |  |  |  | Withdrawn | Trade Secret | Trade | OAD | OAD061 | Residential |  | Trade Secret | 2021
20263-228838-01 | Xcel Energy | 85 | 13781 | IOU | 04936421 | 5.235 | Solar |  |  | Withdrawn | Trade Secret | Trade | MDT | MDT073 | Residential | Solar*Rewards | Trade Secret | 2022
20263-228838-01 |  |  |  |  | 04895007 |  | Solar |  |  | Withdrawn | Trade Secret | Trade | SIP | SIP073 | Residential | Solar*Rewards |  | 2022
20263-228838-01 | Xcel Energy | 85 | 13781 | IOU | 05226534 | 5.933 | Solar |  |  | Withdrawn | Trade Secret | Trade | SOU | SOU086 | Residential |  | Trade Secret | 2022
20263-228838-01 | Xcel Energy | 85 | 13781 | IOU | 04898288 | 13.05 | Solar |  |  | Withdrawn | Trade Secret | Trade | MTR | MTR021 | Residential | Solar*Rewards | Trade Secret | 2022
20263-228838-01 | Xcel Energy | 85 | 13781 | IOU | 05001342 | 11.4 | Solar |  |  | Withdrawn | Trade Secret | Trade | MTR | MTR021 | Residential | Solar*Rewards | Trade Secret | 2022
20263-228838-01 | Xcel Energy | 85 | 13781 | IOU | 05309079 | 11.168 | Solar |  |  | Withdrawn | Trade Secret | Trade | UPP | UPP082 | Residential | Solar*Rewards | Trade Secret | 2022
20263-228838-01 | Xcel Energy | 85 | 13781 | IOU | 05304996 | 39.99 | Solar |  |  | Withdrawn | Trade Secret | Trade | MPK | MPK078 | Commercial | Solar*Rewards | Trade Secret | 2022
20263-228838-01 | Xcel Energy | 85 | 13781 | IOU | 05004200 | 3.85 | Solar |  |  | Withdrawn | Trade Secret | Trade | HUG | HUG311 | Residential | Solar*Rewards | Trade Secret | 2022
20263-228838-01 | Xcel Energy | 85 | 13781 | IOU | 05230676 | 8.41 | Solar |  |  | Withdrawn | Trade Secret | Trade | APA | APA061 | Residential |  | Trade Secret | 2022
20263-228838-01 | Xcel Energy | 85 | 13781 | IOU | 04260846 | 11.89 | Solar |  |  | Withdrawn | Trade Secret | Trade | EDA | EDA075 | Residential | Solar*Rewards | Trade Secret | 2020
20263-228838-01 | Xcel Energy | 85 | 13781 | IOU | 04515947 | 7.616 | Solar |  |  | Withdrawn | Trade Secret | Trade | BCR | BCR061 | Residential |  | Trade Secret | 2021
20263-228838-01 | Xcel Energy | 85 | 13781 | IOU | 05269711 | 6.38 | Solar |  |  | Withdrawn | Trade Secret | Trade | MPK | MPK071 | Residential |  | Trade Secret | 2022
20263-228838-01 | Xcel Energy | 85 | 13781 | IOU | 04509422 | 5.054 | Solar |  |  | Withdrawn | Trade Secret | Trade | MPK | MPK071 | Residential |  | Trade Secret | 2021
20263-228838-01 | Xcel Energy | 85 | 13781 | IOU | 04794723 | 15.08 | Solar |  |  | Withdrawn | Trade Secret | Trade | DAS | DAS061 | Residential | Solar*Rewards | Trade Secret | 2022
20263-228838-01 | Xcel Energy | 85 | 13781 | IOU | 05154465 | 8.25 | Solar |  |  | Withdrawn | Trade Secret | Trade | KEN | KEN021 | Residential |  | Trade Secret | 2022
20263-228838-01 | Xcel Energy | 85 | 13781 | IOU | 05330170 | 4.93 | Solar |  |  | Withdrawn | Trade Secret | Trade | SOU | SOU069 | Residential |  | Trade Secret | 2022
20263-228838-01 | Xcel Energy | 85 | 13781 | IOU | 05149946 | 10.45 | Solar |  |  | Withdrawn | Trade Secret | Trade | HSN | HSN321 | Residential |  | Trade Secret | 2022
20263-228838-01 | Xcel Energy | 85 | 13781 | IOU | 04933428 | 10.45 | Solar |  |  | Withdrawn | Trade Secret | Trade | HSN | HSN321 | Residential | Solar*Rewards | Trade Secret | 2022
20263-228838-01 | Xcel Energy | 85 | 13781 | IOU | 04681316 | 14 | Solar |  |  | Withdrawn | Trade Secret | Trade | LAK | LAK032 | Residential | Solar*Rewards | Trade Secret | 2021
20263-228838-01 | Xcel Energy | 85 | 13781 | IOU | 05278426 | 8.376 | Solar |  |  | Withdrawn | Trade Secret | Trade | WSG | WSG066 | Residential |  | Trade Secret | 2022
20263-228838-01 | Xcel Energy | 85 | 13781 | IOU | 04239867 | 1000 | Solar |  |  | Withdrawn | Trade Secret | Trade | MOL | MOL077 | Commercial |  | Trade Secret | 2021
20263-228838-01 | Xcel Energy | 85 | 13781 | IOU | 04239895 | 19.988 | Solar |  |  | Withdrawn | Trade Secret | Trade | MND | MND063 | Residential | Solar*Rewards | Trade Secret | 2021
20263-228838-01 | Xcel Energy | 85 | 13781 | IOU | 05359555 | 2.75 | Solar |  |  | Withdrawn | Trade Secret | Trade | PBE | PBE061 | Residential | Solar*Rewards | Trade Secret | 2023
20263-228838-01 | Xcel Energy | 85 | 13781 | IOU | 05015599 | 2.75 | Solar |  |  | Withdrawn | Trade Secret | Trade | PBE | PBE061 | Residential |  | Trade Secret | 2022
20263-228838-01 | Xcel Energy | 85 | 13781 | IOU | 04789420 | 5 | Storage |  |  | Withdrawn | Trade Secret | Trade | SCA | SCA021 | Residential |  | Trade Secret | 2022
20263-228838-01 | Xcel Energy | 85 | 13781 | IOU | 04363414 | 7.616 | Solar |  |  | Withdrawn | Trade Secret | Trade | LCR | LCR311 | Residential | Solar*Rewards | Trade Secret | 2021
20263-228838-01 | Xcel Energy | 85 | 13781 | IOU | 04998527 | 8.8 | Solar |  |  | Withdrawn | Trade Secret | Trade | ECK | ECK322 | Residential | Solar*Rewards | Trade Secret | 2022
20263-228838-01 |  |  |  |  | 04681169 |  |  |  |  | Withdrawn | Trade Secret | Trade |  |  | Residential |  |  | 2021
20263-228838-01 | Xcel Energy | 85 | 13781 | IOU | 04896999 | 1000 | Solar |  |  | Withdrawn | Trade Secret | Trade | WAS | WAS091 | Community Solar Garden | Solar*Rewards Community | Trade Secret | 2022
20263-228838-01 | Xcel Energy | 85 | 13781 | IOU | 04279977 | 1000 | Solar |  |  | Withdrawn | Trade Secret | Trade | REW | REW023 | Community Solar Garden | Solar*Rewards Community | Trade Secret | 2021
20263-228838-01 |  |  |  |  | 05232016 |  |  |  |  | Withdrawn | Trade Secret | Trade |  |  | Residential |  |  | 2022
20263-228838-01 | Xcel Energy | 85 | 13781 | IOU | 03127301 | 1000 | Solar |  |  | Withdrawn | Trade Secret | Trade | LIN | LIN031 | Community Solar Garden | Solar*Rewards Community | Trade Secret | 2018
20263-228838-01 | Xcel Energy | 85 | 13781 | IOU | 04353586 | 970 | Solar |  |  | Withdrawn | Trade Secret | Trade | MOL | MOL062 | Community Solar Garden | Solar*Rewards Community | Trade Secret | 2022
20263-228838-01 |  |  |  |  | 04604633 |  | Solar |  |  | Withdrawn | Trade Secret | Trade |  |  | Residential | Solar*Rewards |  | 2021
20263-228838-01 |  |  |  |  | 04696759 |  |  |  |  | Withdrawn | Trade Secret | Trade |  |  | Residential |  |  | 2021
20263-228838-01 |  |  |  |  | 05302697 |  |  |  |  | Withdrawn | Trade Secret | Trade |  |  | Residential |  |  | 2022
20263-228838-01 | Xcel Energy | 85 | 13781 | IOU | 03748192 | 1000 | Solar |  |  | Withdrawn | Trade Secret | Trade | FSL | FSL311 | Community Solar Garden | Solar*Rewards Community | Trade Secret | 2021
20263-228838-01 | Xcel Energy | 85 | 13781 | IOU | 04637038 | 1000 | Solar |  |  | Withdrawn | Trade Secret | Trade | YLM | YLM212 | Community Solar Garden | Solar*Rewards Community | Trade Secret | 2021
20263-228838-01 | Xcel Energy | 85 | 13781 | IOU | 04011775 | 1000 | Solar |  |  | Withdrawn | Trade Secret | Trade | RED | RED091 | Community Solar Garden | Solar*Rewards Community | Trade Secret | 2020
20263-228838-01 | Xcel Energy | 85 | 13781 | IOU | 04049349 | 1000 | Solar |  |  | Withdrawn | Trade Secret | Trade | RED | RED091 | Community Solar Garden | Solar*Rewards Community | Trade Secret | 2020
20263-228838-01 | Xcel Energy | 85 | 13781 | IOU | 04509164 | 6 | Solar |  |  | Withdrawn | Trade Secret | Trade | HSN | HSN321 | Residential |  | Trade Secret | 2021
20263-228838-01 | Xcel Energy | 85 | 13781 | IOU | 05163233 | 9.57 | Solar |  |  | Withdrawn | Trade Secret | Trade | ALK | ALK067 | Residential | Solar*Rewards | Trade Secret | 2022
20263-228838-01 | Xcel Energy | 85 | 13781 | IOU | 05156096 | 7.83 | Solar |  |  | Withdrawn | Trade Secret | Trade | RMT | RMT321 | Residential | Solar*Rewards | Trade Secret | 2022
20263-228838-01 | Xcel Energy | 85 | 13781 | IOU | 04944376 | 7.15 | Solar |  |  | Withdrawn | Trade Secret | Trade | HSN | HSN321 | Residential | Solar*Rewards | Trade Secret | 2022
20263-228838-01 | Xcel Energy | 85 | 13781 | IOU | 05239507 | 3.84 | Storage |  |  | Withdrawn | Trade Secret | Trade | MPK | MPK074 | Residential |  | Trade Secret | 2022
20263-228838-01 | Xcel Energy | 85 | 13781 | IOU | 04836722 | 6 | Solar |  |  | Withdrawn | Trade Secret | Trade | WEB | WEB021 | Residential |  | Trade Secret | 2022
20263-228838-01 | Xcel Energy | 85 | 13781 | IOU | 04504676 | 5.054 | Solar |  |  | Withdrawn | Trade Secret | Trade | WEB | WEB021 | Residential | Solar*Rewards | Trade Secret | 2021
20263-228838-01 | Xcel Energy | 85 | 13781 | IOU | 04508670 | 5.054 | Solar |  |  | Withdrawn | Trade Secret | Trade | WEB | WEB021 | Residential |  | Trade Secret | 2021
20263-228838-01 | Xcel Energy | 85 | 13781 | IOU | 04400669 | 5 | Solar |  |  | Withdrawn | Trade Secret | Trade | WEB | WEB021 | Residential | Solar*Rewards | Trade Secret | 2021
20263-228838-01 | Xcel Energy | 85 | 13781 | IOU | 05232180 | 4.188 | Solar |  |  | Withdrawn | Trade Secret | Trade | GLK | GLK063 | Residential |  | Trade Secret | 2022
20263-228838-01 | Xcel Energy | 85 | 13781 | IOU | 04575742 | 5.8 | Solar |  |  | Withdrawn | Trade Secret | Trade | MPK | MPK064 | Residential |  | Trade Secret | 2021
20263-228838-01 | Xcel Energy | 85 | 13781 | IOU | 04595456 | 6 | Solar |  |  | Withdrawn | Trade Secret | Trade | TWL | TWL068 | Residential |  | Trade Secret | 2021
20263-228838-01 | Xcel Energy | 85 | 13781 | IOU | 05228479 | 10.819 | Solar |  |  | Withdrawn | Trade Secret | Trade | SAK | SAK321 | Residential |  | Trade Secret | 2022
20263-228838-01 | Xcel Energy | 85 | 13781 | IOU | 05133581 | 6.4 | Solar |  |  | Withdrawn | Trade Secret | Trade | VES | VES021 | Residential |  | Trade Secret | 2022
20263-228838-01 | Xcel Energy | 85 | 13781 | IOU | 05335062 | 6.38 | Solar |  |  | Withdrawn | Trade Secret | Trade | HUG | HUG322 | Residential | Solar*Rewards | Trade Secret | 2022
20263-228838-01 | Xcel Energy | 85 | 13781 | IOU | 04692609 | 15.2 | Solar |  | X | Withdrawn | Trade Secret | Trade | WDY | WDY312 | Residential |  | Trade Secret | 2021
20263-228838-01 | Xcel Energy | 85 | 13781 | IOU | 04445264 | 6.98 | Solar |  |  | Withdrawn | Trade Secret | Trade | MPK | MPK074 | Residential | Solar*Rewards | Trade Secret | 2021
20263-228838-01 | Xcel Energy | 85 | 13781 | IOU | 04955792 | 34.6 | Solar |  |  | Withdrawn | Trade Secret | Trade | VES | VES021 | Commercial | Solar*Rewards | Trade Secret | 2022
20263-228838-01 | Xcel Energy | 85 | 13781 | IOU | 05356726 | 3.141 | Solar |  |  | Withdrawn | Trade Secret | Trade | ALD | ALD076 | Residential | Solar*Rewards | Trade Secret | 2023
20263-228838-01 | Xcel Energy | 85 | 13781 | IOU | 05307698 | 3.839 | Solar |  |  | Withdrawn | Trade Secret | Trade | ALD | ALD076 | Residential | Solar*Rewards | Trade Secret | 2022
20263-228838-01 | Xcel Energy | 85 | 13781 | IOU | 05171077 | 6.09 | Solar |  |  | Withdrawn | Trade Secret | Trade | MPK | MPK064 | Residential |  | Trade Secret | 2022
20263-228838-01 | Xcel Energy | 85 | 13781 | IOU | 04467109 | 39.998 | Solar |  |  | Withdrawn | Trade Secret | Trade | SOU | SOU088 | Commercial | Solar*Rewards | Trade Secret | 2021
20263-228838-01 | Xcel Energy | 85 | 13781 | IOU | 05123242 | 5.052 | Solar |  |  | Withdrawn | Trade Secret | Trade | FAB | FAB071 | Residential |  | Trade Secret | 2022
20263-228838-01 | Xcel Energy | 85 | 13781 | IOU | 05289411 | 5.052 | Solar |  |  | Withdrawn | Trade Secret | Trade | FAB | FAB071 | Residential |  | Trade Secret | 2022
20263-228838-01 | Xcel Energy | 85 | 13781 | IOU | 05197841 | 6 | Solar |  |  | Withdrawn | Trade Secret | Trade | SOU | SOU061 | Residential |  | Trade Secret | 2022
20263-228838-01 | Xcel Energy | 85 | 13781 | IOU | 04682691 | 6 |  |  |  | Withdrawn | Trade Secret | Trade | SLP | SLP086 | Residential |  | Trade Secret | 2021
20263-228838-01 | Xcel Energy | 85 | 13781 | IOU | 05005563 | 7.124 | Solar |  |  | Withdrawn | Trade Secret | Trade | HUG | HUG311 | Residential | Solar*Rewards | Trade Secret | 2022
20263-228838-01 | Xcel Energy | 85 | 13781 | IOU | 05004906 | 8.7 | Solar |  |  | Withdrawn | Trade Secret | Trade | LSP | LSP021 | Residential | Solar*Rewards | Trade Secret | 2022
20263-228838-01 | Xcel Energy | 85 | 13781 | IOU | 05307964 | 4.537 | Solar |  |  | Withdrawn | Trade Secret | Trade | SLP | SLP082 | Residential | Solar*Rewards | Trade Secret | 2022
20263-228838-01 | Xcel Energy | 85 | 13781 | IOU | 04619643 | 3.77 | Solar |  |  | Withdrawn | Trade Secret | Trade | WIL | WIL062 | Residential |  | Trade Secret | 2021
20263-228838-01 | Xcel Energy | 85 | 13781 | IOU | 04514032 | 3.747 | Solar |  |  | Withdrawn | Trade Secret | Trade | PRR | PRR062 | Residential |  | Trade Secret | 2021
20263-228838-01 | Xcel Energy | 85 | 13781 | IOU | 04596438 | 3.747 | Solar |  |  | Withdrawn | Trade Secret | Trade | SOU | SOU081 | Residential |  | Trade Secret | 2021
20263-228838-01 | Xcel Energy | 85 | 13781 | IOU | 05201373 | 3.48 | Solar |  |  | Withdrawn | Trade Secret | Trade | TLK | TLK061 | Residential |  | Trade Secret | 2022
20263-228838-01 | Xcel Energy | 85 | 13781 | IOU | 05306162 | 3.48 | Solar |  |  | Withdrawn | Trade Secret | Trade | TLK | TLK061 | Residential |  | Trade Secret | 2022
20263-228838-01 | Xcel Energy | 85 | 13781 | IOU | 04909808 | 7.83 | Solar |  |  | Withdrawn | Trade Secret | Trade | FSL | FSL312 | Residential | Solar*Rewards | Trade Secret | 2022
20263-228838-01 | Xcel Energy | 85 | 13781 | IOU | 04924221 | 6.6 | Solar |  |  | Withdrawn | Trade Secret | Trade | ALK | ALK072 | Residential | Solar*Rewards | Trade Secret | 2022
20263-228838-01 | Xcel Energy | 85 | 13781 | IOU | 05012311 | 11.39 | Solar |  |  | Withdrawn | Trade Secret | Trade |  |  | Commercial | Solar*Rewards | Trade Secret | 2022
20263-228838-01 | Xcel Energy | 85 | 13781 | IOU | 04840131 | 11.39 | Solar |  |  | Withdrawn | Trade Secret | Trade |  |  | Commercial | Solar*Rewards | Trade Secret | 2022
20263-228838-01 | Xcel Energy | 85 | 13781 | IOU | 04993819 | 11.39 | Solar |  |  | Withdrawn | Trade Secret | Trade |  |  | Commercial | Solar*Rewards | Trade Secret | 2022
20263-228838-01 | Xcel Energy | 85 | 13781 | IOU | 05012294 | 11.39 | Solar |  |  | Withdrawn | Trade Secret | Trade |  |  | Commercial | Solar*Rewards | Trade Secret | 2022
20263-228838-01 | Xcel Energy | 85 | 13781 | IOU | 04993775 | 11.39 | Solar |  |  | Withdrawn | Trade Secret | Trade |  |  | Commercial | Solar*Rewards | Trade Secret | 2022
20263-228838-01 |  |  |  |  | 04827850 |  | Solar |  |  | Withdrawn | Trade Secret | Trade |  |  | Commercial | Solar*Rewards |  | 2022
20263-228838-01 | Xcel Energy | 85 | 13781 | IOU | 05246338 | 34.6 | Solar |  |  | Withdrawn | Trade Secret | Trade |  |  | Commercial |  | Trade Secret | 2023
20263-228838-01 | Xcel Energy | 85 | 13781 | IOU | 05304249 | 25 | Solar |  |  | Withdrawn | Trade Secret | Trade |  |  | Commercial | Solar*Rewards | Trade Secret | 2022
20263-228838-01 | Xcel Energy | 85 | 13781 | IOU | 05288411 | 25 | Solar |  |  | Withdrawn | Trade Secret | Trade |  |  | Commercial | Solar*Rewards | Trade Secret | 2022
20263-228838-01 | Xcel Energy | 85 | 13781 | IOU | 05293030 | 25 | Solar |  |  | Withdrawn | Trade Secret | Trade |  |  | Commercial | Solar*Rewards | Trade Secret | 2022
20263-228838-01 |  |  |  |  | 04733251 |  | Solar |  |  | Withdrawn | Trade Secret | Trade |  |  | Residential | Solar*Rewards |  | 2021
20263-228838-01 |  |  |  |  | 04672522 |  | Solar |  |  | Withdrawn | Trade Secret | Trade |  |  | Residential | Solar*Rewards |  | 2021
20263-228838-01 | Xcel Energy | 85 | 13781 | IOU | 04576456 | 1000 | Solar |  |  | Withdrawn | Trade Secret | Trade | WAS | WAS092 | Community Solar Garden | Solar*Rewards Community | Trade Secret | 2021
20263-228838-01 | Xcel Energy | 85 | 13781 | IOU | 04010612 | 1000 | Solar |  |  | Withdrawn | Trade Secret | Trade | WIN | WIN043 | Community Solar Garden | Solar*Rewards Community | Trade Secret | 2020
20263-228838-01 | Xcel Energy | 85 | 13781 | IOU | 04349079 | 1000 | Solar |  |  | Withdrawn | Trade Secret | Trade | WIN | WIN043 | Community Solar Garden | Solar*Rewards Community | Trade Secret | 2021
20263-228838-01 | Xcel Energy | 85 | 13781 | IOU | 04011461 | 1000 | Solar |  |  | Withdrawn | Trade Secret | Trade | WAT | WAT221 | Community Solar Garden | Solar*Rewards Community | Trade Secret | 2020
20263-228838-01 | Xcel Energy | 85 | 13781 | IOU | 05256690 | 14.21 | Solar |  |  | Withdrawn | Trade Secret | Trade | STY | STY061 | Residential |  | Trade Secret | 2022
20263-228838-01 | Xcel Energy | 85 | 13781 | IOU | 04442111 | 19.988 | Solar |  |  | Withdrawn | Trade Secret | Trade | FSL | FSL312 | Commercial | Solar*Rewards | Trade Secret | 2021
20263-228838-01 | Xcel Energy | 85 | 13781 | IOU | 03632340 | 8.16 | Solar |  |  | Withdrawn | Trade Secret | Trade | SAK | SAK312 | Residential | Solar*Rewards | Trade Secret | 2020
20263-228838-01 | Xcel Energy | 85 | 13781 | IOU | 04476752 | 15 | Solar |  |  | Withdrawn | Trade Secret | Trade | GPH | GPH079 | Commercial |  | Trade Secret | 2021
20263-228838-01 | Xcel Energy | 85 | 13781 | IOU | 04476730 | 15 | Solar |  |  | Withdrawn | Trade Secret | Trade | GPH | GPH079 | Commercial |  | Trade Secret | 2021
20263-228838-01 | Xcel Energy | 85 | 13781 | IOU | 04741907 | 2.9 | Solar |  |  | Withdrawn | Trade Secret | Trade | UPP | UPP082 | Residential |  | Trade Secret | 2021
20263-228838-01 | Xcel Energy | 85 | 13781 | IOU | 04566032 | 4.64 | Solar |  |  | Withdrawn | Trade Secret | Trade | DND | DND061 | Residential |  | Trade Secret | 2021
20263-228838-01 | Xcel Energy | 85 | 13781 | IOU | 05239459 | 7.68 | Solar |  |  | Withdrawn | Trade Secret | Trade | LOK | LOK061 | Residential |  | Trade Secret | 2022
20263-228838-01 | Xcel Energy | 85 | 13781 | IOU | 05309600 | 5.584 | Solar |  |  | Withdrawn | Trade Secret | Trade | SOU | SOU072 | Residential | Solar*Rewards | Trade Secret | 2022
20263-228838-01 | Xcel Energy | 85 | 13781 | IOU | 05199303 | 7.83 | Solar |  |  | Withdrawn | Trade Secret | Trade | WCR | WCR063 | Residential |  | Trade Secret | 2022
20263-228838-01 | Xcel Energy | 85 | 13781 | IOU | 05234023 | 6.96 | Solar |  |  | Withdrawn | Trade Secret | Trade | WIL | WIL061 | Residential |  | Trade Secret | 2022
20263-228838-01 | Xcel Energy | 85 | 13781 | IOU | 05308515 | 6.96 | Solar |  |  | Withdrawn | Trade Secret | Trade | WIL | WIL061 | Residential | Solar*Rewards | Trade Secret | 2022
20263-228838-01 | Xcel Energy | 85 | 13781 | IOU | 05131768 | 25.23 | Solar |  |  | Withdrawn | Trade Secret | Trade | MTW | MTW021 | Residential |  | Trade Secret | 2022
20263-228838-01 | Xcel Energy | 85 | 13781 | IOU | 04936315 | 3.48 | Solar |  |  | Withdrawn | Trade Secret | Trade | HAS | HAS033 | Residential | Solar*Rewards | Trade Secret | 2022
20263-228838-01 | Xcel Energy | 85 | 13781 | IOU | 05279847 | 4.64 | Solar |  |  | Withdrawn | Trade Secret | Trade | DPN | DPN072 | Residential |  | Trade Secret | 2022
20263-228838-01 | Xcel Energy | 85 | 13781 | IOU | 04763445 | 3.879 | Solar |  |  | Withdrawn | Trade Secret | Trade | LEX | LEX333 | Residential |  | Trade Secret | 2022
20263-228838-01 | Xcel Energy | 85 | 13781 | IOU | 05152090 | 3.879 | Solar |  |  | Withdrawn | Trade Secret | Trade | LEX | LEX333 | Residential | Solar*Rewards | Trade Secret | 2022
20263-228838-01 | Xcel Energy | 85 | 13781 | IOU | 05151890 | 3.879 | Solar |  |  | Withdrawn | Trade Secret | Trade | LEX | LEX333 | Residential |  | Trade Secret | 2022
20263-228838-01 | Xcel Energy | 85 | 13781 | IOU | 05229529 | 3.25 | Solar |  |  | Withdrawn | Trade Secret | Trade | WAV | WAV021 | Residential | Solar*Rewards | Trade Secret | 2022
20263-228838-01 | Xcel Energy | 85 | 13781 | IOU | 05004168 | 7.7 | Solar |  |  | Withdrawn | Trade Secret | Trade | HUG | HUG311 | Residential | Solar*Rewards | Trade Secret | 2022
20263-228838-01 | Xcel Energy | 85 | 13781 | IOU | 04990857 | 8.768 | Solar |  |  | Withdrawn | Trade Secret | Trade | ECK | ECK322 | Residential | Solar*Rewards | Trade Secret | 2022
20263-228838-01 | Xcel Energy | 85 | 13781 | IOU | 04804909 | 7.7 | Solar |  |  | Withdrawn | Trade Secret | Trade | CGR | CGR063 | Residential | Solar*Rewards | Trade Secret | 2022
20263-228838-01 |  |  |  |  | 04619177 |  |  |  |  | Withdrawn | Trade Secret | Trade |  |  | Residential |  |  | 2021
20263-228838-01 | Xcel Energy | 85 | 13781 | IOU | 03579822 | 1000 | Solar |  |  | Withdrawn | Trade Secret | Trade | KAN | KAN031 | Community Solar Garden | Solar*Rewards Community | Trade Secret | 2021
20263-228838-01 |  |  |  |  | 04982240 |  | Solar |  |  | Withdrawn | Trade Secret | Trade |  |  | Residential | Solar*Rewards |  | 2022
20263-228838-01 | Xcel Energy | 85 | 13781 | IOU | 04817833 | 1000 | Solar |  |  | Withdrawn | Trade Secret | Trade | ROC | ROC091 | Community Solar Garden | Solar*Rewards Community | Trade Secret | 2022
20263-228838-01 | Xcel Energy | 85 | 13781 | IOU | 03566447 | 1000 | Solar |  |  | Withdrawn | Trade Secret | Trade | LAK | LAK032 | Community Solar Garden | Solar*Rewards Community | Trade Secret | 2020
20263-228838-01 | Xcel Energy | 85 | 13781 | IOU | 04749093 | 1000 | Solar |  |  | Withdrawn | Trade Secret | Trade | WIN | WIN043 | Community Solar Garden | Solar*Rewards Community | Trade Secret | 2021
20263-228838-01 | Xcel Energy | 85 | 13781 | IOU | 04306368 | 1000 | Solar |  |  | Withdrawn | Trade Secret | Trade | SCH | SCH211 | Community Solar Garden | Solar*Rewards Community | Trade Secret | 2021
20263-228838-01 | Xcel Energy | 85 | 13781 | IOU | 03575853 | 375 | Solar |  |  | Withdrawn | Trade Secret | Trade | DOC | DOC211 | Community Solar Garden | Solar*Rewards Community | Trade Secret | 2020
20263-228838-01 |  |  |  |  | 04596018 |  |  |  |  | Withdrawn | Trade Secret | Trade |  |  | Residential |  |  | 2021
20263-228838-01 |  |  |  |  | 04717936 |  |  |  |  | Withdrawn | Trade Secret | Trade |  |  | Residential |  |  | 2021
20263-228838-01 | Xcel Energy | 85 | 13781 | IOU | 04793542 | 6.282 | Solar |  |  | Withdrawn | Trade Secret | Trade | RPO | RPO311 | Residential | Solar*Rewards | Trade Secret | 2022
20263-228838-01 | Xcel Energy | 85 | 13781 | IOU | 05294943 | 10.819 | Solar |  |  | Withdrawn | Trade Secret | Trade | RPO | RPO311 | Residential |  | Trade Secret | 2022
20263-228838-01 |  |  |  |  | 04632848 |  |  |  |  | Withdrawn | Trade Secret | Trade | AFT | AFT314 | Residential |  |  | 2021
20263-228838-01 | Xcel Energy | 85 | 13781 | IOU | 05260126 | 8.96 | Solar |  |  | Withdrawn | Trade Secret | Trade | CGR | CGR063 | Residential |  | Trade Secret | 2022
20263-228838-01 | Xcel Energy | 85 | 13781 | IOU | 05005651 | 9.316 | Solar |  |  | Withdrawn | Trade Secret | Trade | HUG | HUG311 | Residential | Solar*Rewards | Trade Secret | 2022
20263-228838-01 | Xcel Energy | 85 | 13781 | IOU | 03758428 | 1000 | Solar |  |  | Withdrawn | Trade Secret | Trade | NOF | NOF061 | Community Solar Garden | Solar*Rewards Community | Trade Secret | 2020
20263-228838-01 | Xcel Energy | 85 | 13781 | IOU | 04520825 | 1000 | Solar |  |  | Withdrawn | Trade Secret | Trade | RED | RED091 | Community Solar Garden | Solar*Rewards Community | Trade Secret | 2021
20263-228838-01 | Xcel Energy | 85 | 13781 | IOU | 04911579 | 1000 | Solar |  |  | Withdrawn | Trade Secret | Trade | NOF | NOF071 | Community Solar Garden | Solar*Rewards Community | Trade Secret | 2022
20263-228838-01 | Xcel Energy | 85 | 13781 | IOU | 03753805 | 1000 | Solar |  |  | Withdrawn | Trade Secret | Trade | AVR | AVR081 | Community Solar Garden | Solar*Rewards Community | Trade Secret | 2020
20263-228838-01 | Xcel Energy | 85 | 13781 | IOU | 03127465 | 1000 | Solar |  |  | Withdrawn | Trade Secret | Trade | CHI | CHI311 | Community Solar Garden | Solar*Rewards Community | Trade Secret | 2018
20263-228838-01 | Xcel Energy | 85 | 13781 | IOU | 05321011 | 1000 | Solar |  |  | Withdrawn | Trade Secret | Trade |  |  | Residential | Other | Trade Secret | 2022
20263-228838-01 |  |  |  |  | 05357222 |  | Solar |  |  | Withdrawn | Trade Secret | Trade |  |  | Residential | Solar*Rewards |  | 2023
20263-228838-01 | Xcel Energy | 85 | 13781 | IOU | 03815567 | 1000 | Solar |  |  | Withdrawn | Trade Secret | Trade | WEL | WEL021 | Community Solar Garden | Solar*Rewards Community | Trade Secret | 2020
20263-228838-01 |  |  |  |  | 05350325 |  | Solar |  |  | Withdrawn | Trade Secret | Trade |  |  | Residential | Solar*Rewards |  | 2022
20263-228838-01 | Xcel Energy | 85 | 13781 | IOU | 03913148 | 1000 | Solar |  |  | Withdrawn | Trade Secret | Trade | WEF | WEF071 | Community Solar Garden | Solar*Rewards Community | Trade Secret | 2020
20263-228838-01 | Xcel Energy | 85 | 13781 | IOU | 04401082 | 4.64 | Solar |  |  | Withdrawn | Trade Secret | Trade | NOF | NOF061 | Residential | Solar*Rewards | Trade Secret | 2021
20263-228838-01 | Xcel Energy | 85 | 13781 | IOU | 05291934 | 9.994 | Solar |  |  | Withdrawn | Trade Secret | Trade | HUG | HUG322 | Residential | Solar*Rewards | Trade Secret | 2022
20263-228838-01 | Xcel Energy | 85 | 13781 | IOU | 04924546 | 12.1 | Solar |  |  | Withdrawn | Trade Secret | Trade | HSN | HSN321 | Residential | Solar*Rewards | Trade Secret | 2022
20263-228838-01 | Xcel Energy | 85 | 13781 | IOU | 04195854 | 29.02 | Solar |  |  | Withdrawn | Trade Secret | Trade | MPK | MPK068 | Commercial |  | Trade Secret | 2021
20263-228838-01 | Xcel Energy | 85 | 13781 | IOU | 04758560 | 16.564 | Solar |  |  | Withdrawn | Trade Secret | Trade | ELP | ELP084 | Commercial |  | Trade Secret | 2021
20263-228838-01 | Xcel Energy | 85 | 13781 | IOU | 04995589 | 9.57 | Solar |  |  | Withdrawn | Trade Secret | Trade | WCR | WCR322 | Residential | Solar*Rewards | Trade Secret | 2022
20263-228838-01 | Xcel Energy | 85 | 13781 | IOU | 04961569 | 15.232 | Solar |  |  | Withdrawn | Trade Secret | Trade | LCR | LCR311 | Residential | Solar*Rewards | Trade Secret | 2022
20263-228838-01 | Xcel Energy | 85 | 13781 | IOU | 05306068 | 7.25 | Solar |  |  | Withdrawn | Trade Secret | Trade | SCL | SCL313 | Residential |  | Trade Secret | 2022
20263-228838-01 | Xcel Energy | 85 | 13781 | IOU | 05221810 | 7.25 | Solar |  |  | Withdrawn | Trade Secret | Trade | SCL | SCL313 | Residential |  | Trade Secret | 2022
20263-228838-01 | Xcel Energy | 85 | 13781 | IOU | 05250745 | 7.25 | Solar |  |  | Withdrawn | Trade Secret | Trade | SCL | SCL313 | Residential |  | Trade Secret | 2022
20263-228838-01 | Xcel Energy | 85 | 13781 | IOU | 04454151 | 4.886 | Solar |  |  | Withdrawn | Trade Secret | Trade | CGR | CGR061 | Residential | Solar*Rewards | Trade Secret | 2021
20263-228838-01 | Xcel Energy | 85 | 13781 | IOU | 05005675 | 5.052 | Solar |  |  | Withdrawn | Trade Secret | Trade | MDT | MDT077 | Residential | Solar*Rewards | Trade Secret | 2022
20263-228838-01 | Xcel Energy | 85 | 13781 | IOU | 04871544 | 6.028 | Solar |  |  | Withdrawn | Trade Secret | Trade | MEL | MEL081 | Residential | Solar*Rewards | Trade Secret | 2022
20263-228838-01 |  |  |  |  | 05346349 |  | Solar |  |  | Withdrawn | Trade Secret | Trade | HYL | HYL071 | Residential | Solar*Rewards |  | 2022
20263-228838-01 |  |  |  |  | 04704369 |  | Solar |  |  | Withdrawn | Trade Secret | Trade | SLP | SLP082 | Residential | Solar*Rewards |  | 2021
20263-228838-01 | Xcel Energy | 85 | 13781 | IOU | 05004927 | 11.6 | Solar |  |  | Withdrawn | Trade Secret | Trade | LOW | LOW021 | Residential |  | Trade Secret | 2022
20263-228838-01 | Xcel Energy | 85 | 13781 | IOU | 04878891 | 7.6 | Solar |  | X | Withdrawn | Trade Secret | Trade | OSS | OSS076 | Residential | Solar*Rewards | Trade Secret | 2022
20263-228838-01 | Xcel Energy | 85 | 13781 | IOU | 05237595 | 10.44 | Solar |  |  | Withdrawn | Trade Secret | Trade | TWL | TWL081 | Residential |  | Trade Secret | 2022
20263-228838-01 | Xcel Energy | 85 | 13781 | IOU | 04283103 | 6 | Solar |  |  | Withdrawn | Trade Secret | Trade | LSP | LSP021 | Residential |  | Trade Secret | 2021
20263-228838-01 | Xcel Energy | 85 | 13781 | IOU | 05246588 | 13.92 | Solar |  |  | Withdrawn | Trade Secret | Trade | LIL | LIL021 | Residential |  | Trade Secret | 2022
20263-228838-01 | Xcel Energy | 85 | 13781 | IOU | 05009843 | 4.4 | Solar |  |  | Withdrawn | Trade Secret | Trade | HUG | HUG311 | Residential | Solar*Rewards | Trade Secret | 2022
20263-228838-01 | Xcel Energy | 85 | 13781 | IOU | 04500953 | 7.616 | Solar |  |  | Withdrawn | Trade Secret | Trade | MPK | MPK068 | Residential |  | Trade Secret | 2021
20263-228838-01 | Xcel Energy | 85 | 13781 | IOU | 04454094 | 7.678 | Solar |  |  | Withdrawn | Trade Secret | Trade | ECK | ECK321 | Residential | Solar*Rewards | Trade Secret | 2021
20263-228838-01 | Xcel Energy | 85 | 13781 | IOU | 04798954 | 17.45 | Solar |  |  | Withdrawn | Trade Secret | Trade | PIL | PIL021 | Residential |  | Trade Secret | 2022
20263-228838-01 | Xcel Energy | 85 | 13781 | IOU | 04898284 | 15.37 | Solar |  |  | Withdrawn | Trade Secret | Trade | MOL | MOL078 | Commercial | Solar*Rewards | Trade Secret | 2022
20263-228838-01 | Xcel Energy | 85 | 13781 | IOU | 05293225 | 5.51 | Solar |  |  | Withdrawn | Trade Secret | Trade | ECK | ECK321 | Residential | Solar*Rewards | Trade Secret | 2022
20263-228838-01 | Xcel Energy | 85 | 13781 | IOU | 05167600 | 3.85 | Solar |  |  | Withdrawn | Trade Secret | Trade | CTR | CTR021 | Residential |  | Trade Secret | 2022
20263-228838-01 | Xcel Energy | 85 | 13781 | IOU | 04621230 | 14.21 | Solar |  |  | Withdrawn | Trade Secret | Trade | AHI | AHI063 | Residential |  | Trade Secret | 2021
20263-228838-01 | Xcel Energy | 85 | 13781 | IOU | 04866317 | 5.052 | Solar |  |  | Withdrawn | Trade Secret | Trade | HWW | HWW074 | Residential |  | Trade Secret | 2022
20263-228838-01 | Xcel Energy | 85 | 13781 | IOU | 04956204 | 8.344 | Solar |  | X | Withdrawn | Trade Secret | Trade | WWK | WWK321 | Residential | Solar*Rewards | Trade Secret | 2022
20263-228838-01 | Xcel Energy | 85 | 13781 | IOU | 04850462 | 20.44 | Solar |  | X | Withdrawn | Trade Secret | Trade | OPK | OPK077 | Residential |  | Trade Secret | 2022
20263-228838-01 | Xcel Energy | 85 | 13781 | IOU | 04920348 | 11.02 | Solar |  |  | Withdrawn | Trade Secret | Trade | WEB | WEB021 | Residential | Solar*Rewards | Trade Secret | 2022
20263-228838-01 | Xcel Energy | 85 | 13781 | IOU | 05307461 | 8.725 | Solar |  |  | Withdrawn | Trade Secret | Trade | AFT | AFT314 | Residential | Solar*Rewards | Trade Secret | 2022
20263-228838-01 | Xcel Energy | 85 | 13781 | IOU | 04515821 | 1000 | Solar |  |  | Withdrawn | Trade Secret | Trade | VIL | VIL021 | Community Solar Garden | Solar*Rewards Community | Trade Secret | 2021
20263-228838-01 | Xcel Energy | 85 | 13781 | IOU | 04880768 | 1000 | Solar |  |  | Withdrawn | Trade Secret | Trade | REW | REW023 | Community Solar Garden | Solar*Rewards Community | Trade Secret | 2022
20263-228838-01 | Xcel Energy | 85 | 13781 | IOU | 04347564 | 1000 | Solar |  |  | Withdrawn | Trade Secret | Trade | REW | REW023 | Community Solar Garden | Solar*Rewards Community | Trade Secret | 2021
20263-228838-01 | Xcel Energy | 85 | 13781 | IOU | 04309317 | 1000 | Solar |  |  | Withdrawn | Trade Secret | Trade | WEF | WEF071 | Community Solar Garden | Solar*Rewards Community | Trade Secret | 2021
20263-228838-01 | Xcel Energy | 85 | 13781 | IOU | 03865386 | 1000 | Solar |  |  | Withdrawn | Trade Secret | Trade | SCH | SCH001 | Community Solar Garden | Solar*Rewards Community | Trade Secret | 2020
20263-228838-01 | Xcel Energy | 85 | 13781 | IOU | 04897005 | 1000 | Solar |  |  | Withdrawn | Trade Secret | Trade | FAP | FAP061 | Community Solar Garden | Solar*Rewards Community | Trade Secret | 2022
20263-228838-01 |  |  |  |  | 04645302 |  | Solar |  |  | Withdrawn | Trade Secret | Trade |  |  | Residential | Solar*Rewards |  | 2021
20263-228838-01 | Xcel Energy | 85 | 13781 | IOU | 05237364 | 150 | Solar |  |  | Withdrawn | Trade Secret | Trade |  |  | Residential | Other | Trade Secret | 2022
20263-228838-01 |  |  |  |  | 04732676 |  |  |  |  | Withdrawn | Trade Secret | Trade |  |  | Residential |  |  | 2021
20263-228838-01 | Xcel Energy | 85 | 13781 | IOU | 03128581 | 324 | Solar |  |  | Withdrawn | Trade Secret | Trade | MEI | MEI021 | Community Solar Garden | Solar*Rewards Community | Trade Secret | 2019
20263-228838-01 |  |  |  |  | 05331581 |  |  |  |  | Withdrawn | Trade Secret | Trade |  |  | Residential |  |  | 2022
20263-228838-01 |  |  |  |  | 04540556 |  |  |  |  | Withdrawn | Trade Secret | Trade |  |  | Residential |  |  | 2021
20263-228838-01 | Xcel Energy | 85 | 13781 | IOU | 04537440 | 1000 | Solar |  |  | Withdrawn | Trade Secret | Trade | LSP | LSP021 | Community Solar Garden | Solar*Rewards Community | Trade Secret | 2022
20263-228838-01 |  |  |  |  | 04707330 |  | Solar |  |  | Withdrawn | Trade Secret | Trade |  |  | Residential | Solar*Rewards |  | 2021
20263-228838-01 | Xcel Energy | 85 | 13781 | IOU | 03127349 | 1000 | Solar |  |  | Withdrawn | Trade Secret | Trade | LSP | LSP022 | Community Solar Garden | Solar*Rewards Community | Trade Secret | 2019
20263-228838-01 | Xcel Energy | 85 | 13781 | IOU | 04832194 | 13.63 | Solar |  | X | Withdrawn | Trade Secret | Trade | CGR | CGR063 | Residential | Solar*Rewards | Trade Secret | 2022
20263-228838-01 | Xcel Energy | 85 | 13781 | IOU | 05012669 | 14.79 | Solar |  |  | Withdrawn | Trade Secret | Trade | GSL | GSL341 | Residential |  | Trade Secret | 2022
20263-228838-01 | Xcel Energy | 85 | 13781 | IOU | 04462136 | 4.06 | Solar |  |  | Withdrawn | Trade Secret | Trade | SLP | SLP084 | Residential |  | Trade Secret | 2021
20263-228838-01 | Xcel Energy | 85 | 13781 | IOU | 05233480 | 3.48 | Solar |  |  | Withdrawn | Trade Secret | Trade | ALD | ALD073 | Residential |  | Trade Secret | 2022
20263-228838-01 | Xcel Energy | 85 | 13781 | IOU | 04959315 | 31.5 | Solar |  |  | Withdrawn | Trade Secret | Trade | WES | WES063 | Commercial | Solar*Rewards | Trade Secret | 2022
20263-228838-01 | Xcel Energy | 85 | 13781 | IOU | 04418206 | 30.6 | Solar |  |  | Withdrawn | Trade Secret | Trade | WES | WES063 | Commercial | Solar*Rewards | Trade Secret | 2021
20263-228838-01 | Xcel Energy | 85 | 13781 | IOU | 04814174 | 4.06 | Solar |  |  | Withdrawn | Trade Secret | Trade | TER | TER062 | Residential | Solar*Rewards | Trade Secret | 2022
20263-228838-01 | Xcel Energy | 85 | 13781 | IOU | 04482893 | 7.616 | Solar |  |  | Withdrawn | Trade Secret | Trade | STY | STY061 | Residential |  | Trade Secret | 2021
20263-228838-01 | Xcel Energy | 85 | 13781 | IOU | 05227050 | 6.175 | Solar |  |  | Withdrawn | Trade Secret | Trade | LAB | LAB312 | Residential |  | Trade Secret | 2022
20263-228838-01 | Xcel Energy | 85 | 13781 | IOU | 05148677 | 4.64 | Solar |  |  | Withdrawn | Trade Secret | Trade | TWL | TWL072 | Residential |  | Trade Secret | 2022
20263-228838-01 | Xcel Energy | 85 | 13781 | IOU | 05031728 | 11.89 | Solar |  |  | Withdrawn | Trade Secret | Trade | HSN | HSN312 | Residential |  | Trade Secret | 2022
20263-228838-01 | Xcel Energy | 85 | 13781 | IOU | 05031763 | 11.89 | Solar |  |  | Withdrawn | Trade Secret | Trade | HSN | HSN312 | Residential |  | Trade Secret | 2022
20263-228838-01 | Xcel Energy | 85 | 13781 | IOU | 05167405 | 11.89 | Solar |  |  | Withdrawn | Trade Secret | Trade | HSN | HSN312 | Residential |  | Trade Secret | 2022
20263-228838-01 | Xcel Energy | 85 | 13781 | IOU | 04873583 | 17.304 | Solar |  |  | Withdrawn | Trade Secret | Trade | STO | STO002 | Residential |  | Trade Secret | 2022
20263-228838-01 | Xcel Energy | 85 | 13781 | IOU | 04579203 | 59.997 | Solar |  |  | Withdrawn | Trade Secret | Trade | ALK | ALK064 | Commercial |  | Trade Secret | 2021
20263-228838-01 | Xcel Energy | 85 | 13781 | IOU | 03679535 | 4.64 | Solar |  |  | Withdrawn | Trade Secret | Trade | WTN | WTN061 | Commercial | Solar*Rewards | Trade Secret | 2020
20263-228838-01 | Xcel Energy | 85 | 13781 | IOU | 05331577 | 2.32 | Solar |  |  | Withdrawn | Trade Secret | Trade | OAD | OAD062 | Residential |  | Trade Secret | 2022
20263-228838-01 | Xcel Energy | 85 | 13781 | IOU | 05309558 | 4.188 | Solar |  |  | Withdrawn | Trade Secret | Trade | SOU | SOU077 | Residential | Solar*Rewards | Trade Secret | 2022
20263-228838-01 | Xcel Energy | 85 | 13781 | IOU | 05381430 | 2.835 | Solar |  |  | Withdrawn | Trade Secret | Trade | WSG | WSG361 | Residential |  | Trade Secret | 2023
20263-228838-01 | Xcel Energy | 85 | 13781 | IOU | 04710879 | 4.384 | Solar |  |  | Withdrawn | Trade Secret | Trade | MEL | MEL082 | Residential |  | Trade Secret | 2021
20263-228838-01 | Xcel Energy | 85 | 13781 | IOU | 04435082 | 3.84 | Solar |  |  | Withdrawn | Trade Secret | Trade | IDA | IDA064 | Residential | Solar*Rewards | Trade Secret | 2021
20263-228838-01 | Xcel Energy | 85 | 13781 | IOU | 04313448 | 5.054 | Solar |  |  | Withdrawn | Trade Secret | Trade | LCR | LCR311 | Residential | Solar*Rewards | Trade Secret | 2021
20263-228838-01 | Xcel Energy | 85 | 13781 | IOU | 04956243 | 3.49 | Solar |  |  | Withdrawn | Trade Secret | Trade | MND | MND062 | Residential | Solar*Rewards | Trade Secret | 2022
20263-228838-01 | Xcel Energy | 85 | 13781 | IOU | 04848890 | 5.052 | Solar |  |  | Withdrawn | Trade Secret | Trade | RMT | RMT321 | Residential |  | Trade Secret | 2022
20263-228838-01 | Xcel Energy | 85 | 13781 | IOU | 05158484 | 5.235 | Solar |  |  | Withdrawn | Trade Secret | Trade | REW | REW023 | Residential |  | Trade Secret | 2022
20263-228838-01 | Xcel Energy | 85 | 13781 | IOU | 05242572 | 6.4 | Solar |  |  | Withdrawn | Trade Secret | Trade | FSL | FSL311 | Residential |  | Trade Secret | 2022
20263-228838-01 | Xcel Energy | 85 | 13781 | IOU | 05307852 | 11.866 | Solar |  |  | Withdrawn | Trade Secret | Trade | HUG | HUG311 | Residential | Solar*Rewards | Trade Secret | 2022
20263-228838-01 | Xcel Energy | 85 | 13781 | IOU | 05199226 | 9.28 | Solar |  |  | Withdrawn | Trade Secret | Trade | MPK | MPK074 | Residential |  | Trade Secret | 2022
20263-228838-01 | Xcel Energy | 85 | 13781 | IOU | 05227452 | 16.25 | Solar |  | X | Withdrawn | Trade Secret | Trade | FRM | FRM071 | Residential |  | Trade Secret | 2022
20263-228838-01 | Xcel Energy | 85 | 13781 | IOU | 04886645 | 3.141 | Solar |  |  | Withdrawn | Trade Secret | Trade | MDT | MDT073 | Residential | Solar*Rewards | Trade Secret | 2022
20263-228838-01 | Xcel Energy | 85 | 13781 | IOU | 05277564 | 5.22 | Solar |  |  | Withdrawn | Trade Secret | Trade | MPK | MPK085 | Residential |  | Trade Secret | 2022
20263-228838-01 | Xcel Energy | 85 | 13781 | IOU | 04836244 | 10.121 | Solar |  |  | Withdrawn | Trade Secret | Trade | LAC | LAC063 | Residential | Solar*Rewards | Trade Secret | 2022
20263-228838-01 | Xcel Energy | 85 | 13781 | IOU | 05227325 | 7.329 | Solar |  |  | Withdrawn | Trade Secret | Trade | CHE | CHE064 | Residential |  | Trade Secret | 2022
20263-228838-01 | Xcel Energy | 85 | 13781 | IOU | 05289180 | 6.631 | Solar |  |  | Withdrawn | Trade Secret | Trade | LIN | LIN031 | Residential | Solar*Rewards | Trade Secret | 2022
20263-228838-01 |  |  |  |  | 04654595 |  |  |  |  | Withdrawn | Trade Secret | Trade |  |  | Commercial |  |  | 2021
20263-228838-01 | Xcel Energy | 85 | 13781 | IOU | 04984668 | 3.747 | Solar |  |  | Withdrawn | Trade Secret | Trade | HWW | HWW074 | Residential |  | Trade Secret | 2022
20263-228838-01 | Xcel Energy | 85 | 13781 | IOU | 04795971 | 4.537 | Solar |  |  | Withdrawn | Trade Secret | Trade | HWW | HWW071 | Residential | Solar*Rewards | Trade Secret | 2022
20263-228838-01 | Xcel Energy | 85 | 13781 | IOU | 05001084 | 20.591 | Solar |  |  | Withdrawn | Trade Secret | Trade | LIN | LIN022 | Residential | Solar*Rewards | Trade Secret | 2022
20263-228838-01 | Xcel Energy | 85 | 13781 | IOU | 04910788 | 8.376 | Solar |  |  | Withdrawn | Trade Secret | Trade | SAV | SAV063 | Residential | Solar*Rewards | Trade Secret | 2022
20263-228838-01 | Xcel Energy | 85 | 13781 | IOU | 04741370 | 7.616 | Solar |  |  | Withdrawn | Trade Secret | Trade | LAB | LAB312 | Residential | Solar*Rewards | Trade Secret | 2021
20263-228838-01 | Xcel Energy | 85 | 13781 | IOU | 04789445 | 7.678 | Solar |  |  | Withdrawn | Trade Secret | Trade |  |  | Residential |  | Trade Secret | 2021
20263-228838-01 |  |  |  |  | 04923486 |  |  |  |  | Withdrawn | Trade Secret | Trade |  |  | Residential |  |  | 2022
20263-228838-01 |  |  |  |  | 05328701 |  |  |  |  | Withdrawn | Trade Secret | Trade |  |  | Residential |  |  | 2022
20263-228838-01 |  |  |  |  | 04630134 |  |  |  |  | Withdrawn | Trade Secret | Trade |  |  | Residential |  |  | 2021
20263-228838-01 | Xcel Energy | 85 | 13781 | IOU | 04069577 | 1000 | Solar |  |  | Withdrawn | Trade Secret | Trade | WIN | WIN043 | Community Solar Garden | Solar*Rewards Community | Trade Secret | 2020
20263-228838-01 | Xcel Energy | 85 | 13781 | IOU | 03609886 | 1000 | Solar |  |  | Withdrawn | Trade Secret | Trade | ATW | ATW061 | Community Solar Garden | Solar*Rewards Community | Trade Secret | 2020
20263-228838-01 | Xcel Energy | 85 | 13781 | IOU | 04361559 | 1000 | Solar |  |  | Withdrawn | Trade Secret | Trade | MNV | MNV211 | Community Solar Garden | Solar*Rewards Community | Trade Secret | 2021
20263-228838-01 | Xcel Energy | 85 | 13781 | IOU | 03560099 | 1000 | Solar |  |  | Withdrawn | Trade Secret | Trade | YLM | YLM211 | Community Solar Garden | Solar*Rewards Community | Trade Secret | 2020
20263-228838-01 | Xcel Energy | 85 | 13781 | IOU | 04056191 | 1000 | Solar |  |  | Withdrawn | Trade Secret | Trade | RED | RED091 | Community Solar Garden | Solar*Rewards Community | Trade Secret | 2020
20263-228838-01 | Xcel Energy | 85 | 13781 | IOU | 03504918 | 1000 | Solar |  |  | Withdrawn | Trade Secret | Trade | YLM | YLM211 | Community Solar Garden | Solar*Rewards Community | Trade Secret | 2020
20263-228838-01 | Xcel Energy | 85 | 13781 | IOU | 04081973 | 1000 | Solar |  |  | Withdrawn | Trade Secret | Trade | RED | RED091 | Community Solar Garden | Solar*Rewards Community | Trade Secret | 2020
20263-228838-01 | Xcel Energy | 85 | 13781 | IOU | 03504506 | 1000 | Solar |  |  | Withdrawn | Trade Secret | Trade | WSD | WSD061 | Community Solar Garden | Solar*Rewards Community | Trade Secret | 2019
20263-228838-01 | Xcel Energy | 85 | 13781 | IOU | 04637047 | 1000 | Solar |  |  | Withdrawn | Trade Secret | Trade | YLM | YLM211 | Community Solar Garden | Solar*Rewards Community | Trade Secret | 2021
20263-228838-01 | Xcel Energy | 85 | 13781 | IOU | 04834093 | 1000 | Solar |  |  | Withdrawn | Trade Secret | Trade | PAT | PAT312 | Community Solar Garden | Solar*Rewards Community | Trade Secret | 2022
20263-228838-01 | Xcel Energy | 85 | 13781 | IOU | 04009203 | 1000 | Solar |  |  | Withdrawn | Trade Secret | Trade | FRA | FRA211 | Community Solar Garden | Solar*Rewards Community | Trade Secret | 2020
20263-228838-01 | Xcel Energy | 85 | 13781 | IOU | 04808586 | 1000 | Solar |  |  | Withdrawn | Trade Secret | Trade | MHW | MHW311 | Community Solar Garden | Solar*Rewards Community | Trade Secret | 2022
20263-228838-01 |  |  |  |  | 03630233 |  | Solar |  |  | Withdrawn | Trade Secret | Trade |  |  | Residential | Solar*Rewards |  | 2020
20263-228838-01 |  |  |  |  | 04924650 |  | Solar |  |  | Withdrawn | Trade Secret | Trade |  |  | Residential | Solar*Rewards |  | 2022
20263-228838-01 | Xcel Energy | 85 | 13781 | IOU | 04808589 | 1000 | Solar |  |  | Withdrawn | Trade Secret | Trade | PAT | PAT312 | Community Solar Garden | Solar*Rewards Community | Trade Secret | 2022
20263-228838-01 |  |  |  |  | 04681373 |  |  |  |  | Withdrawn | Trade Secret | Trade |  |  | Residential |  |  | 2021
20263-228838-01 |  |  |  |  | 04981228 |  | Solar |  |  | Withdrawn | Trade Secret | Trade |  |  | Residential | Solar*Rewards |  | 2022
20263-228838-01 | Xcel Energy | 85 | 13781 | IOU | 03529177 | 1000 | Solar |  |  | Withdrawn | Trade Secret | Trade | SWN | SWN022 | Community Solar Garden | Solar*Rewards Community | Trade Secret | 2020
20263-228838-01 |  |  |  |  | 04651195 |  |  |  |  | Withdrawn | Trade Secret | Trade |  |  | Residential |  |  | 2021
20263-228838-01 |  |  |  |  | 04720171 |  | Solar |  |  | Withdrawn | Trade Secret | Trade |  |  | Residential | Solar*Rewards |  | 2021
20263-228838-01 | Xcel Energy | 85 | 13781 | IOU | 05238291 | 55.2 | Solar |  |  | Withdrawn | Trade Secret | Trade |  |  | Residential | Other | Trade Secret | 2022
20263-228838-01 |  |  |  |  | 05239186 |  | Solar |  |  | Withdrawn | Trade Secret | Trade |  |  | Residential | Solar*Rewards |  | 2022
20263-228838-01 | Xcel Energy | 85 | 13781 | IOU | 04651152 | 7.6 | Solar |  | X | Withdrawn | Trade Secret | Trade | WAB | WAB031 | Commercial |  | Trade Secret | 2021
20263-228838-01 | Xcel Energy | 85 | 13781 | IOU | 04994685 | 7.7 | Solar |  |  | Withdrawn | Trade Secret | Trade | ECK | ECK322 | Residential | Solar*Rewards | Trade Secret | 2022
20263-228838-01 | Xcel Energy | 85 | 13781 | IOU | 04861211 | 9.994 | Solar |  |  | Withdrawn | Trade Secret | Trade | ALK | ALK072 | Residential |  | Trade Secret | 2022
20263-228838-01 | Xcel Energy | 85 | 13781 | IOU | 04997686 | 6.05 | Solar |  |  | Withdrawn | Trade Secret | Trade | ALK | ALK072 | Residential | Solar*Rewards | Trade Secret | 2022
20263-228838-01 | Xcel Energy | 85 | 13781 | IOU | 04637716 | 3.747 | Solar |  |  | Withdrawn | Trade Secret | Trade | UPP | UPP082 | Residential |  | Trade Secret | 2021
20263-228838-01 | Xcel Energy | 85 | 13781 | IOU | 04631006 | 11.89 | Solar |  |  | Withdrawn | Trade Secret | Trade | WSG | WSG071 | Residential |  | Trade Secret | 2021
20263-228838-01 | Xcel Energy | 85 | 13781 | IOU | 05289010 | 4.64 | Solar |  |  | Withdrawn | Trade Secret | Trade | WIL | WIL079 | Residential | Solar*Rewards | Trade Secret | 2022
20263-228838-01 | Xcel Energy | 85 | 13781 | IOU | 04440747 | 7.616 | Solar |  |  | Withdrawn | Trade Secret | Trade | XRD | XRD062 | Residential | Solar*Rewards | Trade Secret | 2021
20263-228838-01 | Xcel Energy | 85 | 13781 | IOU | 04414826 | 7.616 | Solar |  |  | Withdrawn | Trade Secret | Trade | XRD | XRD062 | Residential | Solar*Rewards | Trade Secret | 2021
20263-228838-01 | Xcel Energy | 85 | 13781 | IOU | 04794143 | 11.6 | Solar |  |  | Withdrawn | Trade Secret | Trade | MPK | MPK064 | Residential | Solar*Rewards | Trade Secret | 2022
20263-228838-01 | Xcel Energy | 85 | 13781 | IOU | 05001074 | 13.368 | Solar |  |  | Withdrawn | Trade Secret | Trade | MTV | MTV022 | Residential | Solar*Rewards | Trade Secret | 2022
20263-228838-01 | Xcel Energy | 85 | 13781 | IOU | 05220720 | 11.89 | Solar |  |  | Withdrawn | Trade Secret | Trade | CTF | CTF022 | Residential |  | Trade Secret | 2022
20263-228838-01 | Xcel Energy | 85 | 13781 | IOU | 04794144 | 9.57 | Solar |  |  | Withdrawn | Trade Secret | Trade | LAP | LAP311 | Residential | Solar*Rewards | Trade Secret | 2022
20263-228838-01 | Xcel Energy | 85 | 13781 | IOU | 04886722 | 2.443 | Solar |  |  | Withdrawn | Trade Secret | Trade | MDT | MDT073 | Residential | Solar*Rewards | Trade Secret | 2022
20263-228838-01 | Xcel Energy | 85 | 13781 | IOU | 05310527 | 9.28 | Solar |  |  | Withdrawn | Trade Secret | Trade | HUG | HUG321 | Residential | Solar*Rewards | Trade Secret | 2022
20263-228838-01 | Xcel Energy | 85 | 13781 | IOU | 04626162 | 3.48 | Solar |  |  | Withdrawn | Trade Secret | Trade | WIL | WIL097 | Residential |  | Trade Secret | 2021
20263-228838-01 | Xcel Energy | 85 | 13781 | IOU | 04999377 | 4.06 | Solar |  |  | Withdrawn | Trade Secret | Trade | SOU | SOU082 | Residential | Solar*Rewards | Trade Secret | 2022
20263-228838-01 | Xcel Energy | 85 | 13781 | IOU | 04793508 | 8.7 | Solar |  |  | Withdrawn | Trade Secret | Trade | FRO | FRO021 | Residential | Solar*Rewards | Trade Secret | 2022
20263-228838-01 | Xcel Energy | 85 | 13781 | IOU | 05357089 | 2.692 | Solar |  |  | Withdrawn | Trade Secret | Trade | EDA | EDA074 | Residential | Solar*Rewards | Trade Secret | 2023
20263-228838-01 | Xcel Energy | 85 | 13781 | IOU | 05307833 | 7.329 | Solar |  |  | Withdrawn | Trade Secret | Trade | SOU | SOU087 | Residential | Solar*Rewards | Trade Secret | 2022
20263-228838-01 | Xcel Energy | 85 | 13781 | IOU | 04677226 | 3.288 | Solar |  |  | Withdrawn | Trade Secret | Trade | VES | VES021 | Residential |  | Trade Secret | 2022
20263-228838-01 | Xcel Energy | 85 | 13781 | IOU | 05357138 | 5.355 | Solar |  |  | Withdrawn | Trade Secret | Trade | TLK | TLK067 | Residential | Solar*Rewards | Trade Secret | 2023
20263-228838-01 | Xcel Energy | 85 | 13781 | IOU | 05309245 | 15.007 | Solar |  | X | Withdrawn | Trade Secret | Trade | LEX | LEX075 | Residential | Solar*Rewards | Trade Secret | 2022
20263-228838-01 | Xcel Energy | 85 | 13781 | IOU | 05256739 | 3.19 | Solar |  |  | Withdrawn | Trade Secret | Trade | DBL | DBL065 | Residential |  | Trade Secret | 2022
20263-228838-01 |  |  |  |  | 04623425 |  | Solar |  |  | Withdrawn | Trade Secret | Trade | DBL | DBL065 | Commercial | Solar*Rewards |  | 2021
20263-228838-01 | Xcel Energy | 85 | 13781 | IOU | 04997488 | 14.5 | Solar |  |  | Withdrawn | Trade Secret | Trade | RRK | RRK063 | Residential |  | Trade Secret | 2022
20263-228838-01 | Xcel Energy | 85 | 13781 | IOU | 05303276 | 9.6 | Solar |  |  | Withdrawn | Trade Secret | Trade | WEH | WEH021 | Residential |  | Trade Secret | 2022
20263-228838-01 | Xcel Energy | 85 | 13781 | IOU | 05131170 | 66.6 |  |  |  | Withdrawn | Trade Secret | Trade | RLK | RLK079 | Commercial |  | Trade Secret | 2022
20263-228838-01 | Xcel Energy | 85 | 13781 | IOU | 04442017 | 6.96 | Solar |  |  | Withdrawn | Trade Secret | Trade | RSP | RSP061 | Residential | Solar*Rewards | Trade Secret | 2021
20263-228838-01 | Xcel Energy | 85 | 13781 | IOU | 05226520 | 6.282 | Solar |  |  | Withdrawn | Trade Secret | Trade | TER | TER075 | Residential |  | Trade Secret | 2022
20263-228838-01 | Xcel Energy | 85 | 13781 | IOU | 04756168 | 2.9 | Solar |  |  | Withdrawn | Trade Secret | Trade | ALD | ALD076 | Residential | Solar*Rewards | Trade Secret | 2021
20263-228838-01 | Xcel Energy | 85 | 13781 | IOU | 05310281 | 6.631 | Solar |  |  | Withdrawn | Trade Secret | Trade | SLP | SLP077 | Residential | Solar*Rewards | Trade Secret | 2022
20263-228838-01 | Xcel Energy | 85 | 13781 | IOU | 05250158 | 6.282 | Solar |  |  | Withdrawn | Trade Secret | Trade | MPK | MPK064 | Residential |  | Trade Secret | 2022
20263-228838-01 | Xcel Energy | 85 | 13781 | IOU | 04936436 | 6.98 | Solar |  |  | Withdrawn | Trade Secret | Trade | MDT | MDT073 | Residential | Solar*Rewards | Trade Secret | 2022
20263-228838-01 | Xcel Energy | 85 | 13781 | IOU | 04829922 | 8.7 | Solar |  |  | Withdrawn | Trade Secret | Trade | NER | NER021 | Residential |  | Trade Secret | 2022
20263-228838-01 | Xcel Energy | 85 | 13781 | IOU | 04793675 | 40.252 | Solar |  |  | Withdrawn | Trade Secret | Trade | TER | TER065 | Commercial | Solar*Rewards | Trade Secret | 2022
20263-228838-01 | Xcel Energy | 85 | 13781 | IOU | 05229387 | 10.15 | Solar |  |  | Withdrawn | Trade Secret | Trade | ALK | ALK063 | Residential |  | Trade Secret | 2022
20263-228838-01 |  |  |  |  | 04915939 |  | Solar |  |  | Withdrawn | Trade Secret | Trade |  |  | Residential | Solar*Rewards |  | 2022
20263-228838-01 | Xcel Energy | 85 | 13781 | IOU | 04659984 | 1000 | Solar |  |  | Withdrawn | Trade Secret | Trade | NOF | NOF061 | Community Solar Garden | Solar*Rewards Community | Trade Secret | 2021
20263-228838-01 | Xcel Energy | 85 | 13781 | IOU | 03633221 | 1000 | Solar |  |  | Withdrawn | Trade Secret | Trade | ATW | ATW061 | Community Solar Garden | Solar*Rewards Community | Trade Secret | 2020
20263-228838-01 | Xcel Energy | 85 | 13781 | IOU | 03620407 | 1000 | Solar |  |  | Withdrawn | Trade Secret | Trade | GLD | GLD021 | Community Solar Garden | Solar*Rewards Community | Trade Secret | 2020
20263-228838-01 |  |  |  |  | 04699614 |  |  |  |  | Withdrawn | Trade Secret | Trade |  |  | Residential |  |  | 2021
20263-228838-01 | Xcel Energy | 85 | 13781 | IOU | 05287073 | 1000 | Solar |  |  | Withdrawn | Trade Secret | Trade | CHE | CHE063 | Community Solar Garden | Solar*Rewards Community | Trade Secret | 2022
20263-228838-01 |  |  |  |  | 04687361 |  |  |  |  | Withdrawn | Trade Secret | Trade |  |  | Residential |  |  | 2021
20263-228838-01 | Xcel Energy | 85 | 13781 | IOU | 04147600 | 324 | Solar |  |  | Withdrawn | Trade Secret | Trade | MEI | MEI021 | Community Solar Garden | Solar*Rewards Community | Trade Secret | 2021
20263-228838-01 |  |  |  |  | 05268399 |  | Solar |  |  | Withdrawn | Trade Secret | Trade |  |  | Residential | Solar*Rewards |  | 2022
20263-228838-01 |  |  |  |  | 04635103 |  | Solar |  |  | Withdrawn | Trade Secret | Trade |  |  | Residential | Solar*Rewards |  | 2021
20263-228838-01 |  |  |  |  | 05128291 |  |  |  |  | Withdrawn | Trade Secret | Trade |  |  | Residential |  |  | 2022
20263-228838-01 | Xcel Energy | 85 | 13781 | IOU | 05259590 | 15.046 | Solar |  |  | Withdrawn | Trade Secret | Trade | ORO | ORO061 | Commercial |  | Trade Secret | 2022
20263-228838-01 | Xcel Energy | 85 | 13781 | IOU | 04990672 | 3.836 | Solar |  |  | Withdrawn | Trade Secret | Trade | ECK | ECK322 | Residential | Solar*Rewards | Trade Secret | 2022
20263-228838-01 | Xcel Energy | 85 | 13781 | IOU | 04654518 | 22.78 |  |  |  | Withdrawn | Trade Secret | Trade | OAD | OAD063 | Commercial |  | Trade Secret | 2021
20263-228838-01 | Xcel Energy | 85 | 13781 | IOU | 05001124 | 9.57 | Solar |  |  | Withdrawn | Trade Secret | Trade | GLK | GLK074 | Residential | Solar*Rewards | Trade Secret | 2022
20263-228838-01 | Xcel Energy | 85 | 13781 | IOU | 04998790 | 17.61 | Solar |  |  | Withdrawn | Trade Secret | Trade | GRC | GRC312 | Residential | Solar*Rewards | Trade Secret | 2022
20263-228838-01 | Xcel Energy | 85 | 13781 | IOU | 04886670 | 2.443 | Solar |  |  | Withdrawn | Trade Secret | Trade | MDT | MDT073 | Residential | Solar*Rewards | Trade Secret | 2022
20263-228838-01 | Xcel Energy | 85 | 13781 | IOU | OID3843990 | 4.08 | Solar |  |  | Withdrawn | Trade Secret | Trade | DBL | DBL068 | Residential | Solar*Rewards | Trade Secret | 2019
20263-228838-01 | Xcel Energy | 85 | 13781 | IOU | 04649254 | 5 | Solar |  |  | Withdrawn | Trade Secret | Trade | PKL | PKL066 | Residential |  | Trade Secret | 2021
20263-228838-01 | Xcel Energy | 85 | 13781 | IOU | 04394843 | 7.616 | Solar |  |  | Withdrawn | Trade Secret | Trade | PIL | PIL021 | Residential |  | Trade Secret | 2021
20263-228838-01 | Xcel Energy | 85 | 13781 | IOU | 05004195 | 4.93 | Solar |  |  | Withdrawn | Trade Secret | Trade | HOL | HOL072 | Residential |  | Trade Secret | 2022
20263-228838-01 | Xcel Energy | 85 | 13781 | IOU | 05267978 | 3.48 | Solar |  |  | Withdrawn | Trade Secret | Trade | TLK | TLK077 | Residential |  | Trade Secret | 2022
20263-228838-01 | Xcel Energy | 85 | 13781 | IOU | 04408971 | 7.83 | Solar |  |  | Withdrawn | Trade Secret | Trade | WTN | WTN061 | Residential | Solar*Rewards | Trade Secret | 2021
20263-228838-01 | Xcel Energy | 85 | 13781 | IOU | 05225818 | 3.48 | Solar |  |  | Withdrawn | Trade Secret | Trade | SOU | SOU077 | Residential |  | Trade Secret | 2022
20263-228838-01 | Xcel Energy | 85 | 13781 | IOU | 05305188 | 4.188 | Solar |  |  | Withdrawn | Trade Secret | Trade | SOU | SOU064 | Residential | Solar*Rewards | Trade Secret | 2022
20263-228838-01 | Xcel Energy | 85 | 13781 | IOU | OID3333564 | 18 | Solar |  |  | Withdrawn | Trade Secret | Trade | WAS | WAS092 | Residential | Solar*Rewards | Trade Secret | 2018
20263-228838-01 | Xcel Energy | 85 | 13781 | IOU | OID3333559 | 18 | Solar |  |  | Withdrawn | Trade Secret | Trade | WAS | WAS092 | Residential |  | Trade Secret | 2018
20263-228838-01 |  |  |  |  | OID3290001 |  | Solar |  |  | Withdrawn | Trade Secret | Trade | WAS | WAS092 | Residential | Solar*Rewards |  | 2018
20263-228838-01 | Xcel Energy | 85 | 13781 | IOU | 04716241 | 7.83 | Solar |  |  | Withdrawn | Trade Secret | Trade | SLP | SLP084 | Residential |  | Trade Secret | 2021
20263-228838-01 | Xcel Energy | 85 | 13781 | IOU | 04595181 | 9.994 | Solar |  |  | Withdrawn | Trade Secret | Trade | IDA | IDA062 | Residential |  | Trade Secret | 2021
20263-228838-01 | Xcel Energy | 85 | 13781 | IOU | 04605065 | 7.63 | Solar |  |  | Withdrawn | Trade Secret | Trade | IDA | IDA062 | Residential |  | Trade Secret | 2021
20263-228838-01 | Xcel Energy | 85 | 13781 | IOU | 04644641 | 7.616 | Solar |  |  | Withdrawn | Trade Secret | Trade | IDA | IDA062 | Residential |  | Trade Secret | 2021
20263-228838-01 | Xcel Energy | 85 | 13781 | IOU | 05269815 | 13.056 | Solar |  | X | Withdrawn | Trade Secret | Trade | TLK | TLK067 | Residential |  | Trade Secret | 2022