20263-228838-01 | Xcel Energy | 85 | 13781 | IOU | 05710287 | 3.465 |  |  |  | Withdrawn | Trade Secret | Trade | HUG | HUG321 | Residential |  | Trade Secret | 2024
20263-228838-01 | Xcel Energy | 85 | 13781 | IOU | 03134993 | 4.32 | Solar |  |  | Interconnected | Trade Secret | Trade | NOF | NOF072 | Residential | Made in Minnesota | Trade Secret | 2016 | 2016
20263-228838-01 | Xcel Energy | 85 | 13781 | IOU | 03131747 | 33.3 | Solar |  |  | Interconnected | Trade Secret | Trade | DBL | DBL073 | Commercial | Made in Minnesota | Trade Secret | 2017 | 2018
20263-228838-01 | Xcel Energy | 85 | 13781 | IOU | OID2561897 | 10.01 | Solar |  |  | Withdrawn | Trade Secret | Trade | LCR | LCR311 | Residential | Solar*Rewards | Trade Secret | 2016
20263-228838-01 | Xcel Energy | 85 | 13781 | IOU | 03132115 | 9.94 | Solar |  |  | Interconnected | Trade Secret | Trade | LCR | LCR311 | Residential | Made in Minnesota | Trade Secret | 2017 | 2017
20263-228838-01 | Xcel Energy | 85 | 13781 | IOU | 03630957 | 9.994 | Solar |  |  | Active Application | Trade Secret | Trade | ALD | ALD076 | Commercial | Solar*Rewards | Trade Secret | 2020
20263-228838-01 | Xcel Energy | 85 | 13781 | IOU | OID2402926 | 8.5 | Solar |  |  | Withdrawn | Trade Secret | Trade | WAB | WAB031 | Residential | Made in Minnesota | Trade Secret | 2015
20263-228838-01 | Xcel Energy | 85 | 13781 | IOU | OID2250770 | 9.5 | Solar |  |  | Withdrawn | Trade Secret | Trade | WAB | WAB031 | Residential | Solar*Rewards | Trade Secret | 2015
20263-228838-01 | Xcel Energy | 85 | 13781 | IOU | 05228032 | 4.188 | Solar |  |  | Interconnected | Trade Secret | Trade | IDA | IDA061 | Residential |  | Trade Secret | 2022 | 2022
20263-228838-01 | Xcel Energy | 85 | 13781 | IOU | 06277425 | 3.9 | Solar |  |  | Interconnected | Trade Secret | Trade | MEL | MEL061 | Residential |  | Trade Secret | 2025 | 2026
20263-228838-01 | Xcel Energy | 85 | 13781 | IOU | OID3861965 | 9.994 | Solar |  | X | Interconnected | Trade Secret | Trade | MPK | MPK068 | Residential | Solar*Rewards | Trade Secret | 2019 | 2019
20263-228838-01 | Xcel Energy | 85 | 13781 | IOU | 05853338 | 7.6 | Solar |  |  | Withdrawn | Trade Secret | Trade | KLK | KLK061 | Residential | Solar*Rewards | Trade Secret | 2024
20263-228838-01 | Xcel Energy | 85 | 13781 | IOU | 05863220 | 5.76 | Solar |  |  | Interconnected | Trade Secret | Trade | KLK | KLK061 | Residential |  | Trade Secret | 2024 | 2024
20263-228838-01 | Xcel Energy | 85 | 13781 | IOU | 05274995 | 8.12 | Solar |  |  | Interconnected | Trade Secret | Trade | MDT | MDT062 | Commercial |  | Trade Secret | 2022 | 2023
20263-228838-01 | Xcel Energy | 85 | 13781 | IOU | 04843084 | 3.839 | Solar |  |  | Withdrawn | Trade Secret | Trade | MDT | MDT071 | Residential | Solar*Rewards | Trade Secret | 2022
20263-228838-01 | Xcel Energy | 85 | 13781 | IOU | 06017580 | 2.624 | Solar |  |  | Active Application | Trade Secret | Trade | MDT | MDT071 | Residential | Solar*Rewards | Trade Secret | 2024
20263-228838-01 | Xcel Energy | 85 | 13781 | IOU | 04925463 | 14.309 | Solar |  |  | Interconnected | Trade Secret | Trade | UPP | UPP085 | Commercial |  | Trade Secret | 2022 | 2023
20263-228838-01 | Xcel Energy | 85 | 13781 | IOU | 05017077 | 8.376 | Solar |  |  | Interconnected | Trade Secret | Trade | LEX | LEX332 | Residential |  | Trade Secret | 2022 | 2022
20263-228838-01 | Xcel Energy | 85 | 13781 | IOU | 06241762 | 7.6 | Solar |  |  | Active Application | Trade Secret | Trade | HSN | HSN321 | Residential |  | Trade Secret | 2025
20263-228838-01 | Xcel Energy | 85 | 13781 | IOU | 06070021 | 4.934 | Solar |  |  | Interconnected | Trade Secret | Trade | SLP | SLP076 | Residential | Solar*Rewards | Trade Secret | 2025 | 2025
20263-228838-01 |  |  |  |  | 05365762 |  |  |  |  | Active Application | Trade Secret | Trade | SOU | SOU087 | Residential |  |  | 2023
20263-228838-01 | Xcel Energy | 85 | 13781 | IOU | 05436934 | 13.34 | Solar |  |  | Interconnected | Trade Secret | Trade | SOU | SOU087 | Residential |  | Trade Secret | 2023 | 2023
20263-228838-01 | Xcel Energy | 85 | 13781 | IOU | 05394542 | 13.34 |  |  |  | Active Application | Trade Secret | Trade | SOU | SOU087 | Residential |  | Trade Secret | 2023
20263-228838-01 | Xcel Energy | 85 | 13781 | IOU | 05422764 | 14.95 |  |  |  | Withdrawn | Trade Secret | Trade | SOU | SOU087 | Residential |  | Trade Secret | 2023
20263-228838-01 | Xcel Energy | 85 | 13781 | IOU | 05831423 | 7.216 | Solar |  |  | Interconnected | Trade Secret | Trade | KOL | KOL071 | Residential |  | Trade Secret | 2024 | 2024
20263-228838-01 | Xcel Energy | 85 | 13781 | IOU | 05825965 | 7.216 | Solar |  |  | Withdrawn | Trade Secret | Trade | KOL | KOL071 | Residential | Solar*Rewards | Trade Secret | 2024
20263-228838-01 | Xcel Energy | 85 | 13781 | IOU | 03134026 | 18 | Solar |  |  | Interconnected | Trade Secret | Trade | MPK | MPK077 | Commercial | Solar*Rewards | Trade Secret | 2014 | 2015
20263-228838-01 | Xcel Energy | 85 | 13781 | IOU | SRO31446 | 45 | Solar |  |  | Withdrawn | Trade Secret | Trade | MPK | MPK077 | Commercial | Solar*Rewards | Trade Secret | 2013
20263-228838-01 | Xcel Energy | 85 | 13781 | IOU | 03129975 | 3.36 | Solar |  |  | Interconnected | Trade Secret | Trade | MPK | MPK074 | Residential | Solar*Rewards | Trade Secret | 2018 | 2019
20263-228838-01 | Xcel Energy | 85 | 13781 | IOU | 05386285 | 4.93 | Solar |  |  | Interconnected | Trade Secret | Trade | SAV | SAV063 | Residential |  | Trade Secret | 2023 | 2023
20263-228838-01 | Xcel Energy | 85 | 13781 | IOU | 03130725 | 2700 | Other |  |  | Interconnected | Trade Secret | Trade | HUG | HUG322 | Commercial |  | Trade Secret | 2004 | 2004
20263-228838-01 | Xcel Energy | 85 | 13781 | IOU | 06007636 | 10.248 | Solar |  |  | Interconnected | Trade Secret | Trade | WIL | WIL061 | Residential | Solar*Rewards | Trade Secret | 2025 | 2025
20263-228838-01 | Xcel Energy | 85 | 13781 | IOU | OID4021160 | 2.9 | Solar |  |  | Interconnected | Trade Secret | Trade | SOU | SOU072 | Residential | Solar*Rewards | Trade Secret | 2019 | 2020
20263-228838-01 | Xcel Energy | 85 | 13781 | IOU | 06081075 | 5.693 | Solar |  |  | Interconnected | Trade Secret | Trade | SHP | SHP072 | Residential | Solar*Rewards | Trade Secret | 2025 | 2025
20263-228838-01 |  |  |  |  | 03129803 |  | Other |  |  | Active Application | Trade Secret | Trade | GSL | GSL076 | Commercial |  |  | 2016
20263-228838-01 | Xcel Energy | 85 | 13781 | IOU | 03304594 | 650.216 | Solar |  |  | Interconnected | Trade Secret | Trade | DND | DND072 | Commercial |  | Trade Secret | 2019 | 2020
20263-228838-01 | Xcel Energy | 85 | 13781 | IOU | 06154968 | 10.368 | Solar |  |  | Interconnected | Trade Secret | Trade | EDA | EDA067 | Residential | Solar*Rewards | Trade Secret | 2025 | 2025
20263-228838-01 | Xcel Energy | 85 | 13781 | IOU | 06191013 | 7.971 | Solar |  |  | Interconnected | Trade Secret | Trade | RPO | RPO312 | Residential | Solar*Rewards | Trade Secret | 2025 | 2025
20263-228838-01 | Xcel Energy | 85 | 13781 | IOU | 05959770 | 8.73 | Solar |  |  | Interconnected | Trade Secret | Trade | HUG | HUG312 | Residential | Solar*Rewards | Trade Secret | 2024 | 2024
20263-228838-01 | Xcel Energy | 85 | 13781 | IOU | 03133944 | 20 | Solar |  |  | Interconnected | Trade Secret | Trade | SLP | SLP321 | Commercial | Solar*Rewards | Trade Secret | 2014 | 2015
20263-228838-01 | Xcel Energy | 85 | 13781 | IOU | 03132175 | 33.3 | Solar |  |  | Interconnected | Trade Secret | Trade | BRP | BRP062 | Commercial | Made in Minnesota | Trade Secret | 2017 | 2018
20263-228838-01 | Xcel Energy | 85 | 13781 | IOU | 04596772 | 9.994 | Solar |  |  | Interconnected | Trade Secret | Trade | RPL | RPL063 | Residential |  | Trade Secret | 2021 | 2022
20263-228838-01 | Xcel Energy | 85 | 13781 | IOU | 05566892 | 2.52 | Solar |  |  | Withdrawn | Trade Secret | Trade | SOU | SOU072 | Residential | Solar*Rewards | Trade Secret | 2023
20263-228838-01 | Xcel Energy | 85 | 13781 | IOU | 05583836 | 3.15 | Solar |  |  | Interconnected | Trade Secret | Trade | SOU | SOU072 | Residential | Solar*Rewards | Trade Secret | 2023 | 2023
20263-228838-01 | Xcel Energy | 85 | 13781 | IOU | 04274713 | 3.49 | Solar |  |  | Interconnected | Trade Secret | Trade | DBL | DBL081 | Residential | Solar*Rewards | Trade Secret | 2021 | 2021
20263-228838-01 | Xcel Energy | 85 | 13781 | IOU | 05457307 | 5.8 | Solar |  |  | Interconnected | Trade Secret | Trade | WCR | WCR062 | Residential |  | Trade Secret | 2023 | 2023
20263-228838-01 | Xcel Energy | 85 | 13781 | IOU | 03132717 | 7.44 | Solar |  |  | Interconnected | Trade Secret | Trade | SAV | SAV069 | Residential | Solar*Rewards | Trade Secret | 2018 | 2019
20263-228838-01 | Xcel Energy | 85 | 13781 | IOU | 06109305 | 6.453 | Solar |  |  | Interconnected | Trade Secret | Trade | WES | WES072 | Residential | Solar*Rewards | Trade Secret | 2025 | 2025
20263-228838-01 | Xcel Energy | 85 | 13781 | IOU | 05846510 | 3.747 | Solar |  |  | Active Application | Trade Secret | Trade | WIL | WIL098 | Residential |  | Trade Secret | 2024
20263-228838-01 | Xcel Energy | 85 | 13781 | IOU | 04956218 | 10.121 | Solar |  |  | Interconnected | Trade Secret | Trade | GNL | GNL072 | Residential | Solar*Rewards | Trade Secret | 2022 | 2022
20263-228838-01 | Xcel Energy | 85 | 13781 | IOU | 04380602 | 3.747 | Solar |  |  | Interconnected | Trade Secret | Trade | FRM | FRM071 | Residential | Solar*Rewards | Trade Secret | 2021 | 2021
20263-228838-01 | Xcel Energy | 85 | 13781 | IOU | 06233988 | 21.888 | Solar |  |  | Active Application | Trade Secret | Trade | LIL | LIL021 | Residential |  | Trade Secret | 2025
20263-228838-01 | Xcel Energy | 85 | 13781 | IOU | 03289815 | 33.3 | Solar |  |  | Interconnected | Trade Secret | Trade | WEF | WEF061 | Commercial | Solar*Rewards | Trade Secret | 2019 | 2020
20263-228838-01 | Xcel Energy | 85 | 13781 | IOU | 03134956 | 7.63 | Solar |  |  | Interconnected | Trade Secret | Trade | VMR | VMR062 | Residential | Made in Minnesota | Trade Secret | 2016 | 2016
20263-228838-01 | Xcel Energy | 85 | 13781 | IOU | OID2345939 | 10.01 | Solar |  |  | Withdrawn | Trade Secret | Trade | VMR | VMR062 | Residential | Solar*Rewards | Trade Secret | 2015
20263-228838-01 | Xcel Energy | 85 | 13781 | IOU | 03133079 | 36 | Solar |  |  | Interconnected | Trade Secret | Trade | SOU | SOU060 | Commercial | Solar*Rewards | Trade Secret | 2013 | 2014
20263-228838-01 | Xcel Energy | 85 | 13781 | IOU | 05856633 | 6.912 | Solar |  |  | Interconnected | Trade Secret | Trade | FSL | FSL311 | Residential | Solar*Rewards | Trade Secret | 2024 | 2024
20263-228838-01 | Xcel Energy | 85 | 13781 | IOU | 03132574 | 3.8 | Solar |  |  | Interconnected | Trade Secret | Trade | UPP | UPP068 | Residential | Solar*Rewards | Trade Secret | 2018 | 2018
20263-228838-01 | Xcel Energy | 85 | 13781 | IOU | OID3391437 | 36 | Solar |  |  | Withdrawn | Trade Secret | Trade |  |  | Residential | Solar*Rewards | Trade Secret | 2018
20263-228838-01 | Xcel Energy | 85 | 13781 | IOU | 03132291 | 5 | Solar |  |  | Interconnected | Trade Secret | Trade | HUG | HUG321 | Residential | Solar*Rewards | Trade Secret | 2018 | 2018
20263-228838-01 | Xcel Energy | 85 | 13781 | IOU | OID3284649 | 9.943 | Solar |  |  | Withdrawn | Trade Secret | Trade | MPK | MPK078 | Commercial | Solar*Rewards | Trade Secret | 2018
20263-228838-01 | Xcel Energy | 85 | 13781 | IOU | 03993876 | 6 | Solar |  |  | Interconnected | Trade Secret | Trade | ALD | ALD076 | Residential | Solar*Rewards | Trade Secret | 2020 | 2021
20263-228838-01 | Xcel Energy | 85 | 13781 | IOU | 05967896 | 7.6 | Solar |  |  | Interconnected | Trade Secret | Trade | HSN | HSN312 | Residential | Solar*Rewards | Trade Secret | 2024 | 2025
20263-228838-01 | Xcel Energy | 85 | 13781 | IOU | 04798349 | 4.35 | Solar |  |  | Interconnected | Trade Secret | Trade | MPK | MPK074 | Residential |  | Trade Secret | 2022 | 2024
20263-228838-01 | Xcel Energy | 85 | 13781 | IOU | 03129873 | 3.6 | Solar |  |  | Interconnected | Trade Secret | Trade | WES | WES073 | Residential | Solar*Rewards | Trade Secret | 2018 | 2019
20263-228838-01 | Xcel Energy | 85 | 13781 | IOU | 05648611 | 6.38 | Solar |  |  | Interconnected | Trade Secret | Trade | WES | WES063 | Residential |  | Trade Secret | 2023 | 2024
20263-228838-01 | Xcel Energy | 85 | 13781 | IOU | 05256781 | 6.38 | Solar |  |  | Interconnected | Trade Secret | Trade | WES | WES063 | Residential |  | Trade Secret | 2022 | 2024
20263-228838-01 | Xcel Energy | 85 | 13781 | IOU | 05363120 | 4.64 | Solar |  |  | Interconnected | Trade Secret | Trade | APA | APA075 | Residential |  | Trade Secret | 2023 | 2023
20263-228838-01 | Xcel Energy | 85 | 13781 | IOU | 05601661 | 3.15 | Solar |  |  | Active Application | Trade Secret | Trade | RPO | RPO312 | Residential |  | Trade Secret | 2023
20263-228838-01 | Xcel Energy | 85 | 13781 | IOU | 04018748 | 9.28 | Solar |  |  | Interconnected | Trade Secret | Trade | VMR | VMR062 | Residential | Solar*Rewards | Trade Secret | 2020 | 2020
20263-228838-01 | Xcel Energy | 85 | 13781 | IOU | 05828636 | 5.516 | Solar |  |  | Withdrawn | Trade Secret | Trade | ATW | ATW062 | Residential |  | Trade Secret | 2024
20263-228838-01 | Xcel Energy | 85 | 13781 | IOU | 05736979 | 8.709 | Solar |  |  | Interconnected | Trade Secret | Trade | RPO | RPO312 | Residential | Solar*Rewards | Trade Secret | 2024 | 2024
20263-228838-01 | Xcel Energy | 85 | 13781 | IOU | 05424060 | 10.121 | Solar |  |  | Withdrawn | Trade Secret | Trade | HSN | HSN321 | Residential | Solar*Rewards | Trade Secret | 2023
20263-228838-01 | Xcel Energy | 85 | 13781 | IOU | 05424077 | 10.121 | Solar |  |  | Interconnected | Trade Secret | Trade | HSN | HSN321 | Residential |  | Trade Secret | 2023 | 2023
20263-228838-01 | Xcel Energy | 85 | 13781 | IOU | 05426381 | 5.76 | Solar |  |  | Withdrawn | Trade Secret | Trade | MHW | MHW311 | Residential | Solar*Rewards | Trade Secret | 2023
20263-228838-01 | Xcel Energy | 85 | 13781 | IOU | 06201933 | 6.38 | Solar |  |  | Active Application | Trade Secret | Trade | WCR | WCR063 | Residential | Solar*Rewards | Trade Secret | 2025
20263-228838-01 | Xcel Energy | 85 | 13781 | IOU | 06212656 | 7.329 | Solar |  |  | Interconnected | Trade Secret | Trade | GNL | GNL071 | Residential |  | Trade Secret | 2025 | 2026
20263-228838-01 | Xcel Energy | 85 | 13781 | IOU | 06178064 | 6.967 | Solar |  |  | Interconnected | Trade Secret | Trade | RMT | RMT321 | Residential | Solar*Rewards | Trade Secret | 2025 | 2025
20263-228838-01 | Xcel Energy | 85 | 13781 | IOU | 04823167 | 8.12 | Solar |  |  | Interconnected | Trade Secret | Trade | TWL | TWL064 | Residential |  | Trade Secret | 2022 | 2024
20263-228838-01 | Xcel Energy | 85 | 13781 | IOU | 04360358 | 6 | Solar |  |  | Active Application | Trade Secret | Trade | MGN | MGN211 | Residential | Solar*Rewards | Trade Secret | 2021
20263-228838-01 | Xcel Energy | 85 | 13781 | IOU | 05975699 | 38.11 | Solar |  |  | Active Application | Trade Secret | Trade | KEN | KEN022 | Residential |  | Trade Secret | 2024
20263-228838-01 | Xcel Energy | 85 | 13781 | IOU | 06163460 | 13.611 | Solar |  |  | Interconnected | Trade Secret | Trade | AHI | AHI025 | Residential | Solar*Rewards | Trade Secret | 2025 | 2025
20263-228838-01 | Xcel Energy | 85 | 13781 | IOU | 06154305 | 16.128 | Solar |  |  | Withdrawn | Trade Secret | Trade | AHI | AHI025 | Residential | Solar*Rewards | Trade Secret | 2025
20263-228838-01 | Xcel Energy | 85 | 13781 | IOU | 05230473 | 15.36 | Solar |  |  | Interconnected | Trade Secret | Trade | HOL | HOL071 | Residential |  | Trade Secret | 2022 | 2023
20263-228838-01 | Xcel Energy | 85 | 13781 | IOU | 03132519 | 4.5 | Solar |  |  | Interconnected | Trade Secret | Trade | LAC | LAC062 | Residential | Solar*Rewards | Trade Secret | 2018 | 2018
20263-228838-01 | Xcel Energy | 85 | 13781 | IOU | 05772370 | 9.074 | Solar |  |  | Interconnected | Trade Secret | Trade | ALD | ALD076 | Residential | Solar*Rewards | Trade Secret | 2024 | 2024
20263-228838-01 | Xcel Energy | 85 | 13781 | IOU | 06018603 | 20.574 | Storage |  |  | Interconnected | Trade Secret | Trade | ALD | ALD076 | Residential |  | Trade Secret | 2024 | 2025
20263-228838-01 | Xcel Energy | 85 | 13781 | IOU | 05933634 | 6.046 | Solar |  |  | Interconnected | Trade Secret | Trade | HSN | HSN321 | Residential |  | Trade Secret | 2024 | 2025
20263-228838-01 | Xcel Energy | 85 | 13781 | IOU | 05357823 | 9.45 | Solar |  |  | Interconnected | Trade Secret | Trade | RPO | RPO311 | Residential | Solar*Rewards | Trade Secret | 2023 | 2023
20263-228838-01 | Xcel Energy | 85 | 13781 | IOU | 05571564 | 7.56 | Solar |  |  | Active Application | Trade Secret | Trade | RPO | RPO311 | Residential |  | Trade Secret | 2023
20263-228838-01 | Xcel Energy | 85 | 13781 | IOU | 04438752 | 15.08 | Solar |  |  | Interconnected | Trade Secret | Trade | HYL | HYL064 | Residential | Solar*Rewards | Trade Secret | 2021 | 2021
20263-228838-01 | Xcel Energy | 85 | 13781 | IOU | 04632962 | 7.68 | Solar |  |  | Withdrawn | Trade Secret | Trade | RPO | RPO311 | Residential |  | Trade Secret | 2021
20263-228838-01 | Xcel Energy | 85 | 13781 | IOU | 05279055 | 7.68 | Solar |  |  | Interconnected | Trade Secret | Trade | RPO | RPO311 | Residential | Solar*Rewards | Trade Secret | 2022 | 2023
20263-228838-01 | Xcel Energy | 85 | 13781 | IOU | 05240090 | 8.528 | Solar |  |  | Interconnected | Trade Secret | Trade | ALK | ALK067 | Residential |  | Trade Secret | 2022 | 2023
20263-228838-01 | Xcel Energy | 85 | 13781 | IOU | 06166386 | 4.666 | Solar |  |  | Interconnected | Trade Secret | Trade | ESW | ESW072 | Residential | Solar*Rewards | Trade Secret | 2025 | 2025
20263-228838-01 | Xcel Energy | 85 | 13781 | IOU | 04793483 | 9.57 | Solar |  |  | Interconnected | Trade Secret | Trade | RLK | RLK071 | Residential | Solar*Rewards | Trade Secret | 2022 | 2022
20263-228838-01 | Xcel Energy | 85 | 13781 | IOU | 03245535 | 7.616 | Solar |  |  | Interconnected | Trade Secret | Trade | LOK | LOK093 | Residential | Solar*Rewards | Trade Secret | 2019 | 2020
20263-228838-01 | Xcel Energy | 85 | 13781 | IOU | OID3862476 | 7.616 | Solar |  |  | Withdrawn | Trade Secret | Trade | LOK | LOK093 | Residential | Solar*Rewards | Trade Secret | 2019
20263-228838-01 | Xcel Energy | 85 | 13781 | IOU | 03964908 | 5.28 | Solar |  |  | Interconnected | Trade Secret | Trade | LOK | LOK093 | Residential | Solar*Rewards | Trade Secret | 2020 | 2020
20263-228838-01 |  |  |  |  | 06058304 |  | Solar |  |  | Active Application | Trade Secret | Trade |  |  | Residential | Solar*Rewards |  | 2025
20263-228838-01 | Xcel Energy | 85 | 13781 | IOU | 05408656 | 999 | Solar |  |  | Interconnected | Paynesville | Trade | PAT | PAT314 | Community Solar Garden | Solar*Rewards Community | Trade Secret | 2024 | 2025
20263-228838-01 | Xcel Energy | 85 | 13781 | IOU | 06060213 | 12.193 | Solar |  | X | Interconnected | Trade Secret | Trade | MND | MND062 | Residential | Solar*Rewards | Trade Secret | 2025 | 2026
20263-228838-01 | Xcel Energy | 85 | 13781 | IOU | 05519329 | 1000 | Solar |  |  | Active Application | Trade Secret | Trade | DBL | DBL073 | Community Solar Garden | Solar*Rewards Community | Trade Secret | 2023
20263-228838-01 |  |  |  |  | 03972822 |  | Solar |  |  | Active Application | Trade Secret | Trade |  |  | Residential | Solar*Rewards |  | 2020
20263-228838-01 | Xcel Energy | 85 | 13781 | IOU | 06041249 | 5.7 | Solar |  |  | Withdrawn | Trade Secret | Trade |  |  | Residential | Other | Trade Secret | 2024
20263-228838-01 | Xcel Energy | 85 | 13781 | IOU | SRO26484 | 11.4 | Solar |  |  | Withdrawn | Trade Secret | Trade |  |  |  | Solar*Rewards | Trade Secret | 2012
20263-228838-01 |  |  |  |  | OID2806660 |  | Solar |  |  | Withdrawn | Trade Secret | Trade | [5 empty] | 2014
20263-228838-01 | Xcel Energy | 85 | 13781 | IOU | 04220401 | 1000 | Solar |  |  | Withdrawn | Trade Secret | Trade | WAT | WAT221 | Community Solar Garden | Solar*Rewards Community | Trade Secret | 2020
20263-228838-01 |  |  |  |  | 05117418 |  |  |  |  | Active Application | Trade Secret | Trade |  |  | Residential |  |  | 2022
20263-228838-01 |  |  |  |  | 06075035 |  | Solar |  |  | Withdrawn | Trade Secret | Trade |  |  | Residential | Solar*Rewards |  | 2025
20263-228838-01 | Xcel Energy | 85 | 13781 | IOU | SRC041225 | 1000 | Solar |  |  | Withdrawn | Trade Secret | Trade | WTN | WTN062 | Community Solar Garden | Solar*Rewards Community | Trade Secret | 2015
20263-228838-01 | Xcel Energy | 85 | 13781 | IOU | 03127018 | 1000 | Solar |  |  | Interconnected | Scandia | Trade | HUG | HUG321 | Community Solar Garden | Solar*Rewards Community | Trade Secret | 2015 | 2018
20263-228838-01 |  |  |  |  | 04092350 |  |  |  |  | Active Application | Trade Secret | Trade |  |  | Residential |  |  | 2020
20263-228838-01 |  |  |  |  | 04340570 |  |  |  |  | Active Application | Trade Secret | Trade |  |  | Residential |  |  | 2021
20263-228838-01 |  |  |  |  | 05397925 |  | Solar |  |  | Active Application | Trade Secret | Trade |  |  | Residential | Solar*Rewards |  | 2023
20263-228838-01 |  |  |  |  | 06116439 |  | Solar |  |  | Withdrawn | Trade Secret | Trade |  |  | Residential | Solar*Rewards |  | 2025
20263-228838-01 | Xcel Energy | 85 | 13781 | IOU | SRC039901 | 1000 | Solar |  |  | Withdrawn | Trade Secret | Trade |  |  | Community Solar Garden | Solar*Rewards Community | Trade Secret | 2015
20263-228838-01 | Xcel Energy | 85 | 13781 | IOU | SRC038742 | 1000 | Solar |  |  | Withdrawn | Trade Secret | Trade | FSL | FSL311 | Community Solar Garden | Solar*Rewards Community | Trade Secret | 2014
20263-228838-01 |  |  |  |  | 04359219 |  | Solar |  |  | Active Application | Trade Secret | Trade |  |  | Community Solar Garden | Solar*Rewards Community |  | 2021
20263-228838-01 |  |  |  |  | 05526791 |  | Solar |  |  | Withdrawn | Trade Secret | Trade |  |  | Community Solar Garden | Solar*Rewards Community |  | 2023
20263-228838-01 |  |  |  |  | 05798714 |  |  |  |  | Withdrawn | Trade Secret | Trade |  |  | Residential |  |  | 2024
20263-228838-01 | Xcel Energy | 85 | 13781 | IOU | 03127743 | 1000 | Solar |  |  | Interconnected | Morgan | Trade | MGN | MGN211 | Community Solar Garden | Solar*Rewards Community | Trade Secret | 2017 | 2020
20263-228838-01 | Xcel Energy | 85 | 13781 | IOU | 03128567 | 1000 | Solar |  |  | Interconnected | Glenwood | Trade | GLD | GLD021 | Community Solar Garden | Solar*Rewards Community | Trade Secret | 2015 | 2017
20263-228838-01 | Xcel Energy | 85 | 13781 | IOU | SRC040895 | 400 | Solar |  |  | Withdrawn | Trade Secret | Trade |  |  | Community Solar Garden | Solar*Rewards Community | Trade Secret | 2015
20263-228838-01 | Xcel Energy | 85 | 13781 | IOU | SRC038711 | 1000 | Solar |  |  | Withdrawn | Trade Secret | Trade | VMR | VMR061 | Community Solar Garden | Solar*Rewards Community | Trade Secret | 2014
20263-228838-01 | Xcel Energy | 85 | 13781 | IOU | SRC040770 | 950 | Solar |  |  | Withdrawn | Trade Secret | Trade |  |  | Community Solar Garden | Solar*Rewards Community | Trade Secret | 2015
20263-228838-01 | Xcel Energy | 85 | 13781 | IOU | 03128163 | 1000 | Solar |  |  | Interconnected | Clear Lake | Trade | SDX | SDX311 | Community Solar Garden | Solar*Rewards Community | Trade Secret | 2014 | 2018
20263-228838-01 |  |  |  |  | 04981247 |  | Solar |  |  | Active Application | Trade Secret | Trade |  |  | Residential | Solar*Rewards |  | 2022
20263-228838-01 |  |  |  |  | 05495010 |  | Solar |  |  | Active Application | Trade Secret | Trade |  |  | Community Solar Garden | Solar*Rewards Community |  | 2023
20263-228838-01 | Xcel Energy | 85 | 13781 | IOU | 04082770 | 1000 | Solar |  |  | Active Application | Trade Secret | Trade | PAT | PAT312 | Community Solar Garden | Solar*Rewards Community | Trade Secret | 2020
20263-228838-01 |  |  |  |  | 06341181 |  | Solar |  |  | Withdrawn | Trade Secret | Trade |  |  | Residential | Solar*Rewards |  | 2026
20263-228838-01 | Xcel Energy | 85 | 13781 | IOU | SRC038514 | 1000 | Solar |  |  | Withdrawn | Trade Secret | Trade | LAP | LAP311 | Community Solar Garden | Solar*Rewards Community | Trade Secret | 2014
20263-228838-01 | Xcel Energy | 85 | 13781 | IOU | SRC045436 | 990 | Solar |  |  | Withdrawn | Trade Secret | Trade |  |  | Community Solar Garden | Solar*Rewards Community | Trade Secret | 2016
20263-228838-01 | Xcel Energy | 85 | 13781 | IOU | SRC039440 | 1000 | Solar |  |  | Withdrawn | Trade Secret | Trade | RMT | RMT311 | Community Solar Garden | Solar*Rewards Community | Trade Secret | 2015
20263-228838-01 | Xcel Energy | 85 | 13781 | IOU | SRO17171 | 40 | Solar |  |  | Withdrawn | Trade Secret | Trade |  |  |  | Solar*Rewards | Trade Secret | 2011
20263-228838-01 | Xcel Energy | 85 | 13781 | IOU | 06141500 | 4.95 | Solar |  |  | Withdrawn | Trade Secret | Trade |  |  | Residential |  | Trade Secret | 2025
20263-228838-01 |  |  |  |  | 05575405 |  |  |  |  | Active Application | Trade Secret | Trade |  |  | Residential |  |  | 2023
20263-228838-01 |  |  |  |  | 06051138 |  |  |  |  | Active Application | Trade Secret | Trade |  |  | Residential |  |  | 2024
20263-228838-01 | Xcel Energy | 85 | 13781 | IOU | SRC052773 | 1000 | Solar |  |  | Withdrawn | Trade Secret | Trade |  |  | Community Solar Garden | Solar*Rewards Community | Trade Secret | 2017
20263-228838-01 | Xcel Energy | 85 | 13781 | IOU | 03128396 | 1000 | Solar |  |  | Interconnected | Lindstrom | Trade | SCA | SCA021 | Community Solar Garden | Solar*Rewards Community | Trade Secret | 2015 | 2018
20263-228838-01 |  |  |  |  | 04152811 |  | Solar |  |  | Active Application | Trade Secret | Trade |  |  | Residential | Solar*Rewards |  | 2020
20263-228838-01 | Xcel Energy | 85 | 13781 | IOU | SRC040756 | 1000 | Solar |  |  | Withdrawn | Trade Secret | Trade | SCL | SCL322 | Community Solar Garden | Solar*Rewards Community | Trade Secret | 2015
20263-228838-01 |  |  |  |  | 05576419 |  | Solar |  |  | Active Application | Trade Secret | Trade |  |  | Residential | Solar*Rewards |  | 2023
20263-228838-01 | Xcel Energy | 85 | 13781 | IOU | 05688599 | 400 | Solar |  |  | Withdrawn | Trade Secret | Trade | RVA | RVA061 | Community Solar Garden | Solar*Rewards Community | Trade Secret | 2024
20263-228838-01 | Xcel Energy | 85 | 13781 | IOU | SRC038621 | 1000 | Solar |  |  | Withdrawn | Trade Secret | Trade | LAP | LAP311 | Community Solar Garden | Solar*Rewards Community | Trade Secret | 2014
20263-228838-01 |  |  |  |  | 05823107 |  | Solar |  |  | Active Application | Trade Secret | Trade |  |  | Residential |  |  | 2024
20263-228838-01 | Xcel Energy | 85 | 13781 | IOU | SRC038628 | 1000 | Solar |  |  | Withdrawn | Trade Secret | Trade | NER | NER021 | Community Solar Garden | Solar*Rewards Community | Trade Secret | 2014
20263-228838-01 | Xcel Energy | 85 | 13781 | IOU | 04163135 | 1000 | Solar |  |  | Withdrawn | Trade Secret | Trade | AFT | AFT314 | Community Solar Garden | Solar*Rewards Community | Trade Secret | 2023
20263-228838-01 | Xcel Energy | 85 | 13781 | IOU | SRC084589 | 1000 | Solar |  |  | Withdrawn | Trade Secret | Trade | KAN | KAN031 | Community Solar Garden | Solar*Rewards Community | Trade Secret | 2021
20263-228838-01 | Xcel Energy | 85 | 13781 | IOU | 03128434 | 1000 | Solar |  |  | Interconnected | Wyoming | Trade | WYO | WYO022 | Community Solar Garden | Solar*Rewards Community | Trade Secret | 2015 | 2018
20263-228838-01 |  |  |  |  | 04494347 |  | Solar |  |  | Active Application | Trade Secret | Trade |  |  | Residential | Solar*Rewards |  | 2021
20263-228838-01 |  |  |  |  | 04285365 |  |  |  |  | Active Application | Trade Secret | Trade |  |  | Residential |  |  | 2021
20263-228838-01 | Xcel Energy | 85 | 13781 | IOU | SRC042146 | 1000 | Solar |  |  | Withdrawn | Trade Secret | Trade | ORO | ORO061 | Community Solar Garden | Solar*Rewards Community | Trade Secret | 2015
20263-228838-01 | Xcel Energy | 85 | 13781 | IOU | SRC039455 | 1000 | Solar |  |  | Withdrawn | Trade Secret | Trade | EGL | EGL021 | Community Solar Garden | Solar*Rewards Community | Trade Secret | 2015
20263-228838-01 | Xcel Energy | 85 | 13781 | IOU | SRC039288 | 1000 | Solar |  |  | Withdrawn | Trade Secret | Trade |  |  | Community Solar Garden | Solar*Rewards Community | Trade Secret | 2015
20263-228838-01 | Xcel Energy | 85 | 13781 | IOU | SRC071808 | 1000 | Solar |  |  | Withdrawn | Trade Secret | Trade | ALB | ALB022 | Community Solar Garden | Solar*Rewards Community | Trade Secret | 2019
20263-228838-01 | Xcel Energy | 85 | 13781 | IOU | 03127843 | 1000 | Solar |  |  | Interconnected | Kenyon | Trade | KEN | KEN022 | Community Solar Garden | Solar*Rewards Community | Trade Secret | 2014 | 2018
20263-228838-01 | Xcel Energy | 85 | 13781 | IOU | 03130945 | 1000 | Other |  |  | Interconnected | Trade Secret | Trade | CDV | CDV071 | Commercial |  | Trade Secret | 2007 | 2007
20263-228838-01 |  |  |  |  | 05867942 |  |  |  |  | Active Application | Trade Secret | Trade |  |  | Residential |  |  | 2024
20263-228838-01 |  |  |  |  | 04579926 |  |  |  |  | Active Application | Trade Secret | Trade |  |  | Residential |  |  | 2021
20263-228838-01 |  |  |  |  | 04999583 |  |  |  |  | Active Application | Trade Secret | Trade |  |  | Residential |  |  | 2022
20263-228838-01 |  |  |  |  | 05032154 |  |  |  |  | Active Application | Trade Secret | Trade |  |  | Residential |  |  | 2022
20263-228838-01 | Xcel Energy | 85 | 13781 | IOU | SRC042597 | 950 | Solar |  |  | Withdrawn | Trade Secret | Trade | FRA | FRA001 | Community Solar Garden | Solar*Rewards Community | Trade Secret | 2015
20263-228838-01 | Xcel Energy | 85 | 13781 | IOU | 03127309 | 620 | Solar |  |  | Interconnected | Good Thunder | Trade | RAP | RAP081 | Community Solar Garden | Solar*Rewards Community | Trade Secret | 2017 | 2019
20263-228838-01 | Xcel Energy | 85 | 13781 | IOU | 03128623 | 1000 | Solar |  |  | Interconnected | Claremont | Trade | DOC | DOC031 | Community Solar Garden | Solar*Rewards Community | Trade Secret | 2015 | 2017
20263-228838-01 | Xcel Energy | 85 | 13781 | IOU | 03128508 | 1000 | Solar |  |  | Interconnected | Northfield | Trade | DND | DND071 | Community Solar Garden | Solar*Rewards Community | Trade Secret | 2015 | 2020
20263-228838-01 | Xcel Energy | 85 | 13781 | IOU | SRC042325 | 250 | Solar |  |  | Withdrawn | Trade Secret | Trade | NOF | NOF061 | Community Solar Garden | Solar*Rewards Community | Trade Secret | 2015
20263-228838-01 | Xcel Energy | 85 | 13781 | IOU | SRC050656 | 1000 | Solar |  |  | Withdrawn | Trade Secret | Trade | LIL | LIL021 | Community Solar Garden | Solar*Rewards Community | Trade Secret | 2016
20263-228838-01 | Xcel Energy | 85 | 13781 | IOU | SRC039304 | 1000 | Solar |  |  | Withdrawn | Trade Secret | Trade |  |  | Community Solar Garden | Solar*Rewards Community | Trade Secret | 2015
20263-228838-01 | Xcel Energy | 85 | 13781 | IOU | 03123393 | 1000 | Solar |  |  | Interconnected | Felton | Trade | AVR | AVR081 | Community Solar Garden | Solar*Rewards Community | Trade Secret | 2017 | 2020
20263-228838-01 | Xcel Energy | 85 | 13781 | IOU | 03127621 | 1000 | Solar |  |  | Interconnected | Starbuck | Trade | LOW | LOW021 | Community Solar Garden | Solar*Rewards Community | Trade Secret | 2014 | 2018
20263-228838-01 | Xcel Energy | 85 | 13781 | IOU | 03126843 | 1000 | Solar |  |  | Interconnected | Albany | Trade | ALB | ALB022 | Community Solar Garden | Solar*Rewards Community | Trade Secret | 2016 | 2019
20263-228838-01 | Xcel Energy | 85 | 13781 | IOU | 03125965 | 1000 | Solar |  |  | Interconnected | Lester Prairie | Trade | LSP | LSP021 | Community Solar Garden | Solar*Rewards Community | Trade Secret | 2015 | 2017
20263-228838-01 |  |  |  |  | 05798004 |  |  |  |  | Withdrawn | Trade Secret | Trade |  |  | Residential |  |  | 2024
20263-228838-01 | Xcel Energy | 85 | 13781 | IOU | SRC040929 | 998 | Solar |  |  | Withdrawn | Trade Secret | Trade | ALB | ALB022 | Community Solar Garden | Solar*Rewards Community | Trade Secret | 2015
20263-228838-01 | Xcel Energy | 85 | 13781 | IOU | SRC042498 | 1000 | Solar |  |  | Withdrawn | Trade Secret | Trade | ORO | ORO061 | Community Solar Garden | Solar*Rewards Community | Trade Secret | 2015
20263-228838-01 | Xcel Energy | 85 | 13781 | IOU | 06278316 | 63 | Solar |  |  | Withdrawn | Trade Secret | Trade |  |  | Residential | Other | Trade Secret | 2025
20263-228838-01 | Xcel Energy | 85 | 13781 | IOU | 06278615 | 100 | Solar |  |  | Withdrawn | Trade Secret | Trade |  |  | Residential | Other | Trade Secret | 2025
20263-228838-01 | Xcel Energy | 85 | 13781 | IOU | SRC040649 | 950 | Solar |  |  | Withdrawn | Trade Secret | Trade |  |  | Community Solar Garden | Solar*Rewards Community | Trade Secret | 2015
20263-228838-01 | Xcel Energy | 85 | 13781 | IOU | 03128386 | 1000 | Solar |  |  | Interconnected | Randolph | Trade | CTF | CTF021 | Community Solar Garden | Solar*Rewards Community | Trade Secret | 2015 | 2019
20263-228838-01 | Xcel Energy | 85 | 13781 | IOU | 03127438 | 1000 | Solar |  |  | Interconnected | Glenwood | Trade | GLD | GLD021 | Community Solar Garden | Solar*Rewards Community | Trade Secret | 2018 | 2020
20263-228838-01 | Xcel Energy | 85 | 13781 | IOU | 03127300 | 1000 | Solar |  |  | Interconnected | Hartland | Trade | CKG | CKG041 | Community Solar Garden | Solar*Rewards Community | Trade Secret | 2017 | 2020
20263-228838-01 | Xcel Energy | 85 | 13781 | IOU | 03130353 | 35 | Solar |  |  | Withdrawn | Trade Secret | Trade | WES | WES072 | Residential | Solar*Rewards | Trade Secret | 2013
20263-228838-01 | Xcel Energy | 85 | 13781 | IOU | SRC042814 | 1000 | Solar |  |  | Withdrawn | Trade Secret | Trade | LIN | LIN031 | Community Solar Garden | Solar*Rewards Community | Trade Secret | 2015
20263-228838-01 | Xcel Energy | 85 | 13781 | IOU | SRC038640 | 950 | Solar |  |  | Withdrawn | Trade Secret | Trade |  |  | Community Solar Garden | Solar*Rewards Community | Trade Secret | 2014
20263-228838-01 | Xcel Energy | 85 | 13781 | IOU | 03126793 | 1000 | Solar |  |  | Interconnected | Big Lake | Trade | FSL | FSL311 | Community Solar Garden | Solar*Rewards Community | Trade Secret | 2015 | 2017
20263-228838-01 | Xcel Energy | 85 | 13781 | IOU | 03127752 | 1000 | Solar |  |  | Interconnected | Shakopee | Trade | BLL | BLL071 | Community Solar Garden | Solar*Rewards Community | Trade Secret | 2015 | 2016
20263-228838-01 | Xcel Energy | 85 | 13781 | IOU | OID2806168 | 1750 | Other |  |  | Interconnected | Trade Secret | Trade |  |  | Commercial |  | Trade Secret | 2005 | 2005
20263-228838-01 | Xcel Energy | 85 | 13781 | IOU | 05433071 | 1000 | Solar |  |  | Active Application | Trade Secret | Trade |  |  | Community Solar Garden | Solar*Rewards Community | Trade Secret | 2023
20263-228838-01 | Xcel Energy | 85 | 13781 | IOU | SRC038494 | 1000 | Solar |  |  | Withdrawn | Trade Secret | Trade |  |  | Community Solar Garden | Solar*Rewards Community | Trade Secret | 2014
20263-228838-01 | Xcel Energy | 85 | 13781 | IOU | 03503171 | 1000 | Solar |  |  | Active Application | Trade Secret | Trade | AVR | AVR081 | LMI | Solar*Rewards Community | Trade Secret | 2022
20263-228838-01 | Xcel Energy | 85 | 13781 | IOU | 03128462 | 1000 | Solar |  |  | Interconnected | Montevideo | Trade | FIC | FIC021 | Community Solar Garden | Solar*Rewards Community | Trade Secret | 2015 | 2018
20263-228838-01 | Xcel Energy | 85 | 13781 | IOU | 03121368 | 1000 | Solar |  |  | Interconnected | Osakis | Trade | DGC | DGC061 | Community Solar Garden | Solar*Rewards Community | Trade Secret | 2015 | 2018
20263-228838-01 |  |  |  |  | SRO29206 |  | Solar |  |  | Withdrawn | Trade Secret | Trade |  |  |  | Solar*Rewards |  | 2013
20263-228838-01 | Xcel Energy | 85 | 13781 | IOU | 03129831 | 10.15 | Solar |  |  | Withdrawn | Trade Secret | Trade |  |  | Residential | Solar*Rewards | Trade Secret | 2018
20263-228838-01 | Xcel Energy | 85 | 13781 | IOU | 05601986 | 1000 | Solar |  |  | Withdrawn | Trade Secret | Trade | FIC | FIC022 | Community Solar Garden | Solar*Rewards Community | Trade Secret | 2023
20263-228838-01 |  |  |  |  | 05800594 |  | Solar |  |  | Active Application | Trade Secret | Trade |  |  | Residential |  |  | 2024
20263-228838-01 | Xcel Energy | 85 | 13781 | IOU | 05584620 | 1000 | Solar |  |  | Withdrawn | Trade Secret | Trade | SLW | SLW062 | Community Solar Garden | Solar*Rewards Community | Trade Secret | 2023
20263-228838-01 |  |  |  |  | 06109339 |  | Solar |  |  | Withdrawn | Trade Secret | Trade |  |  | Residential | Solar*Rewards |  | 2025
20263-228838-01 |  |  |  |  | 06035169 |  | Solar |  |  | Active Application | Trade Secret | Trade |  |  | Residential | Solar*Rewards |  | 2024
20263-228838-01 | Xcel Energy | 85 | 13781 | IOU | SRC040761 | 950 | Solar |  |  | Withdrawn | Trade Secret | Trade |  |  | Community Solar Garden | Solar*Rewards Community | Trade Secret | 2015
20263-228838-01 | Xcel Energy | 85 | 13781 | IOU | 03129805 | 3.8 | Solar |  |  | Withdrawn | Trade Secret | Trade |  |  | Residential | Solar*Rewards | Trade Secret | 2016
20263-228838-01 |  |  |  |  | 04613647 |  |  |  |  | Active Application | Trade Secret | Trade |  |  | Residential |  |  | 2021
20263-228838-01 |  |  |  |  | 04613623 |  |  |  |  | Active Application | Trade Secret | Trade |  |  | Residential |  |  | 2021
20263-228838-01 |  |  |  |  | 05434040 |  | Solar |  |  | Active Application | Trade Secret | Trade |  |  | Residential | Solar*Rewards |  | 2023
20263-228838-01 | Xcel Energy | 85 | 13781 | IOU | SRC039768 | 1000 | Solar |  |  | Withdrawn | Trade Secret | Trade | FAP | FAP071 | Community Solar Garden | Solar*Rewards Community | Trade Secret | 2015
20263-228838-01 |  |  |  |  | 05266387 |  |  |  |  | Active Application | Trade Secret | Trade |  |  | Residential |  |  | 2022
20263-228838-01 | Xcel Energy | 85 | 13781 | IOU | 03130716 | 2000 | Other |  |  | Interconnected | Trade Secret | Trade | SLP | SLP087 | Commercial |  | Trade Secret | 2004 | 2004
20263-228838-01 | Xcel Energy | 85 | 13781 | IOU | 03127337 | 1000 | Solar |  |  | Interconnected | Center City | Trade | LIN | LIN022 | Community Solar Garden | Solar*Rewards Community | Trade Secret | 2015 | 2019
20263-228838-01 | Xcel Energy | 85 | 13781 | IOU | 03126700 | 250 | Solar |  |  | Interconnected | Hastings | Trade | CGR | CGR063 | Community Solar Garden | Solar*Rewards Community | Trade Secret | 2015 | 2018
20263-228838-01 | Xcel Energy | 85 | 13781 | IOU | SRC040003 | 1000 | Solar |  |  | Withdrawn | Trade Secret | Trade | WAK | WAK321 | Community Solar Garden | Solar*Rewards Community | Trade Secret | 2015
20263-228838-01 | Xcel Energy | 85 | 13781 | IOU | SRC040973 | 1000 | Solar |  |  | Withdrawn | Trade Secret | Trade | CHI | CHI311 | Community Solar Garden | Solar*Rewards Community | Trade Secret | 2015
20263-228838-01 | Xcel Energy | 85 | 13781 | IOU | 05421780 | 999.9 | Solar |  |  | Active Application | Trade Secret | Trade | SMT | SMT072 | LMI | Solar*Rewards Community | Trade Secret | 2023
20263-228838-01 |  |  |  |  | 06330114 |  | Solar |  |  | Withdrawn | Trade Secret | Trade |  |  | Residential | Solar*Rewards |  | 2026
20263-228838-01 |  |  |  |  | 05394261 |  |  |  |  | Active Application | Trade Secret | Trade |  |  | Residential |  |  | 2023
20263-228838-01 | Xcel Energy | 85 | 13781 | IOU | 03128231 | 1000 | Solar |  |  | Interconnected | Sauk Rapids | Trade | MHW | MHW311 | Community Solar Garden | Solar*Rewards Community | Trade Secret | 2018 | 2020
20263-228838-01 | Xcel Energy | 85 | 13781 | IOU | 03128041 | 1000 | Solar |  |  | Interconnected | Edgerton | Trade | ROC | ROC090 | Community Solar Garden | Solar*Rewards Community | Trade Secret | 2015 | 2018
20263-228838-01 | Xcel Energy | 85 | 13781 | IOU | SRC040622 | 1000 | Solar |  |  | Withdrawn | Trade Secret | Trade | SOH | SOH001 | Community Solar Garden | Solar*Rewards Community | Trade Secret | 2015
20263-228838-01 | Xcel Energy | 85 | 13781 | IOU | SRC040904 | 1000 | Solar |  |  | Withdrawn | Trade Secret | Trade |  |  | Community Solar Garden | Solar*Rewards Community | Trade Secret | 2015
20263-228838-01 | Xcel Energy | 85 | 13781 | IOU | SRC038734 | 1000 | Solar |  |  | Withdrawn | Trade Secret | Trade | FSL | FSL311 | Community Solar Garden | Solar*Rewards Community | Trade Secret | 2014
20263-228838-01 | Xcel Energy | 85 | 13781 | IOU | SRC039225 | 1000 | Solar |  |  | Withdrawn | Trade Secret | Trade | WOB | WOB021 | Community Solar Garden | Solar*Rewards Community | Trade Secret | 2015
20263-228838-01 | Xcel Energy | 85 | 13781 | IOU | SRC042335 | 998 | Solar |  |  | Withdrawn | Trade Secret | Trade | SCA | SCA021 | Community Solar Garden | Solar*Rewards Community | Trade Secret | 2015
20263-228838-01 |  |  |  |  | 05799556 |  |  |  |  | Active Application | Trade Secret | Trade |  |  | Residential |  |  | 2024
20263-228838-01 |  |  |  |  | 06244356 |  |  |  |  | Active Application | Trade Secret | Trade |  |  | Residential |  |  | 2025
20263-228838-01 |  |  |  |  | 04385371 |  | Solar |  |  | Active Application | Trade Secret | Trade |  |  | Residential | Solar*Rewards |  | 2021
20263-228838-01 |  |  |  |  | 04881850 |  | Solar |  |  | Active Application | Trade Secret | Trade |  |  | Residential | Solar*Rewards |  | 2022
20263-228838-01 | Xcel Energy | 85 | 13781 | IOU | SRC042228 | 1000 | Solar |  |  | Withdrawn | Trade Secret | Trade | MGN | MGN211 | Community Solar Garden | Solar*Rewards Community | Trade Secret | 2015
20263-228838-01 | Xcel Energy | 85 | 13781 | IOU | 05412450 | 1000 | Solar |  |  | Withdrawn | Trade Secret | Trade | VIL | VIL021 | Community Solar Garden | Solar*Rewards Community | Trade Secret | 2023
20263-228838-01 | Xcel Energy | 85 | 13781 | IOU | SRC040922 | 998 | Solar |  |  | Withdrawn | Trade Secret | Trade | VES | VES021 | Community Solar Garden | Solar*Rewards Community | Trade Secret | 2015
20263-228838-01 | Xcel Energy | 85 | 13781 | IOU | 03243160 | 8.88 | Solar |  |  | Active Application | Trade Secret | Trade | IDA | IDA074 | Residential | Solar*Rewards | Trade Secret | 2019
20263-228838-01 | Xcel Energy | 85 | 13781 | IOU | 03154550 | 3.84 | Solar |  |  | Withdrawn | Trade Secret | Trade | GSL | GSL341 | Residential | Solar*Rewards | Trade Secret | 2019
20263-228838-01 |  |  |  |  | 06103994 |  | Solar |  |  | Active Application | Trade Secret | Trade |  |  | Residential | Solar*Rewards |  | 2025
20263-228838-01 | Xcel Energy | 85 | 13781 | IOU | SRC040925 | 998 | Solar |  |  | Withdrawn | Trade Secret | Trade |  |  | Community Solar Garden | Solar*Rewards Community | Trade Secret | 2015
20263-228838-01 | Xcel Energy | 85 | 13781 | IOU | 03126063 | 972 | Solar |  |  | Interconnected | Saint Joseph | Trade | WTB | WTB021 | Community Solar Garden | Solar*Rewards Community | Trade Secret | 2015 | 2017
20263-228838-01 | Xcel Energy | 85 | 13781 | IOU | SRC042724 | 950 | Solar |  |  | Withdrawn | Trade Secret | Trade | MTV | MTV022 | Community Solar Garden | Solar*Rewards Community | Trade Secret | 2015
20263-228838-01 |  |  |  |  | 05432706 |  |  |  |  | Active Application | Trade Secret | Trade |  |  | Residential |  |  | 2023
20263-228838-01 |  |  |  |  | 04924756 |  | Solar |  |  | Active Application | Trade Secret | Trade |  |  | Residential | Solar*Rewards |  | 2022
20263-228838-01 | Xcel Energy | 85 | 13781 | IOU | SRC039059 | 1000 | Solar |  |  | Withdrawn | Trade Secret | Trade |  |  | Community Solar Garden | Solar*Rewards Community | Trade Secret | 2015
20263-228838-01 | Xcel Energy | 85 | 13781 | IOU | 03127634 | 1000 | Solar |  |  | Interconnected | Saint Michael | Trade | LAP | LAP311 | Community Solar Garden | Solar*Rewards Community | Trade Secret | 2014 | 2018
20263-228838-01 | Xcel Energy | 85 | 13781 | IOU | SRC069887 | 1000 | Solar |  |  | Withdrawn | Trade Secret | Trade | LIN | LIN031 | Community Solar Garden | Solar*Rewards Community | Trade Secret | 2018
20263-228838-01 | Xcel Energy | 85 | 13781 | IOU | SRC042792 | 950 | Solar |  |  | Withdrawn | Trade Secret | Trade | DOC | DOC031 | Community Solar Garden | Solar*Rewards Community | Trade Secret | 2015
20263-228838-01 | Xcel Energy | 85 | 13781 | IOU | SRC038329 | 1000 | Solar |  |  | Withdrawn | Trade Secret | Trade | RMT | RMT311 | Community Solar Garden | Solar*Rewards Community | Trade Secret | 2014
20263-228838-01 | Xcel Energy | 85 | 13781 | IOU | SRC038979 | 1000 | Solar |  |  | Withdrawn | Trade Secret | Trade |  |  | Community Solar Garden | Solar*Rewards Community | Trade Secret | 2015
20263-228838-01 | Xcel Energy | 85 | 13781 | IOU | 03127642 | 1000 | Solar |  |  | Interconnected | Saint Michael | Trade | LAP | LAP311 | Community Solar Garden | Solar*Rewards Community | Trade Secret | 2014 | 2018
20263-228838-01 | Xcel Energy | 85 | 13781 | IOU | 05440285 | 999 | Solar |  |  | Withdrawn | Trade Secret | Trade | AVR | AVR081 | Community Solar Garden | Solar*Rewards Community | Trade Secret | 2023
20263-228838-01 | Xcel Energy | 85 | 13781 | IOU | 05489053 | 999 | Solar |  |  | Withdrawn | Trade Secret | Trade | LCR | LCR311 | Community Solar Garden | Solar*Rewards Community | Trade Secret | 2023
20263-228838-01 |  |  |  |  | 05812641 |  | Solar |  |  | Withdrawn | Trade Secret | Trade |  |  | Residential | Solar*Rewards |  | 2024
20263-228838-01 | Xcel Energy | 85 | 13781 | IOU | SRC038358 | 1000 | Solar |  |  | Withdrawn | Trade Secret | Trade | RMT | RMT311 | Community Solar Garden | Solar*Rewards Community | Trade Secret | 2014
20263-228838-01 | Xcel Energy | 85 | 13781 | IOU | SRC038722 | 1000 | Solar |  |  | Withdrawn | Trade Secret | Trade | FSL | FSL311 | Community Solar Garden | Solar*Rewards Community | Trade Secret | 2014
20263-228838-01 | Xcel Energy | 85 | 13781 | IOU | 03129880 | 7.63 | Solar |  |  | Withdrawn | Trade Secret | Trade | GSL | GSL341 | Residential | Solar*Rewards | Trade Secret | 2018
20263-228838-01 | Xcel Energy | 85 | 13781 | IOU | SRC041221 | 1000 | Solar |  |  | Withdrawn | Trade Secret | Trade | WTN | WTN062 | Community Solar Garden | Solar*Rewards Community | Trade Secret | 2015
20263-228838-01 | Xcel Energy | 85 | 13781 | IOU | 03127139 | 1000 | Solar |  |  | Interconnected | Saint Cloud | Trade | SCL | SCL322 | Community Solar Garden | Solar*Rewards Community | Trade Secret | 2015 | 2019
20263-228838-01 | Xcel Energy | 85 | 13781 | IOU | 03803373 | 1000 | Solar |  |  | Active Application | Trade Secret | Trade | WAS | WAS092 | Community Solar Garden | Solar*Rewards Community | Trade Secret | 2020
20263-228838-01 |  |  |  |  | 03581199 |  | Solar |  |  | Active Application | Trade Secret | Trade |  |  | Residential | Solar*Rewards |  | 2020
20263-228838-01 | Xcel Energy | 85 | 13781 | IOU | SRC065235 | 1000 | Solar |  |  | Withdrawn | Trade Secret | Trade | LSP | LSP021 | Community Solar Garden | Solar*Rewards Community | Trade Secret | 2018
20263-228838-01 | Xcel Energy | 85 | 13781 | IOU | SRC038565 | 1000 | Solar |  |  | Withdrawn | Trade Secret | Trade | WTN | WTN061 | Community Solar Garden | Solar*Rewards Community | Trade Secret | 2014
20263-228838-01 | Xcel Energy | 85 | 13781 | IOU | 03635570 | 1000 | Solar |  |  | Interconnected | Gaylord | Trade | GAY | GAY002 | Community Solar Garden | Solar*Rewards Community | Trade Secret | 2020 | 2022
20263-228838-01 |  |  |  |  | 04313957 |  | Solar |  |  | Active Application | Trade Secret | Trade |  |  | Residential | Solar*Rewards |  | 2021
20263-228838-01 | Xcel Energy | 85 | 13781 | IOU | SRC038385 | 1000 | Solar |  |  | Withdrawn | Trade Secret | Trade | RMT | RMT311 | Community Solar Garden | Solar*Rewards Community | Trade Secret | 2014
20263-228838-01 | Xcel Energy | 85 | 13781 | IOU | SRC088236 | 1000 | Solar |  |  | Withdrawn | Trade Secret | Trade | VIL | VIL021 | Community Solar Garden | Solar*Rewards Community | Trade Secret | 2022
20263-228838-01 | Xcel Energy | 85 | 13781 | IOU | 03126765 | 1000 | Solar |  |  | Interconnected | Minnesota City | Trade | GVW | GVW031 | Community Solar Garden | Solar*Rewards Community | Trade Secret | 2015 | 2019
20263-228838-01 | Xcel Energy | 85 | 13781 | IOU | SRC042384 | 1000 | Solar |  |  | Withdrawn | Trade Secret | Trade | FRM | FRM071 | Community Solar Garden | Solar*Rewards Community | Trade Secret | 2015
20263-228838-01 | Xcel Energy | 85 | 13781 | IOU | SRC042259 | 1000 | Solar |  |  | Withdrawn | Trade Secret | Trade | MTR | MTR021 | Community Solar Garden | Solar*Rewards Community | Trade Secret | 2015
20263-228838-01 |  |  |  |  | 05770402 |  | Solar |  |  | Active Application | Trade Secret | Trade |  |  | Residential | Solar*Rewards |  | 2024
20263-228838-01 | Xcel Energy | 85 | 13781 | IOU | 06208223 | 7.212 | Solar |  |  | Interconnected | Trade Secret | Trade | LEX | LEX332 | Residential | Solar*Rewards | Trade Secret | 2025 | 2025
20263-228838-01 | Xcel Energy | 85 | 13781 | IOU | OID3383233 | 9.94 | Solar |  |  | Withdrawn | Trade Secret | Trade | ALK | ALK067 | Residential | Solar*Rewards | Trade Secret | 2018
20263-228838-01 | Xcel Energy | 85 | 13781 | IOU | 04809646 | 4.932 | Solar |  |  | Interconnected | Trade Secret | Trade | WCR | WCR311 | Residential | Solar*Rewards | Trade Secret | 2022 | 2022
20263-228838-01 | Xcel Energy | 85 | 13781 | IOU | 04110423 | 7.68 | Solar |  |  | Active Application | Trade Secret | Trade | RPO | RPO311 | Residential | Solar*Rewards | Trade Secret | 2020
20263-228838-01 | Xcel Energy | 85 | 13781 | IOU | 03131372 | 8.4 | Solar |  |  | Interconnected | Trade Secret | Trade | CLC | CLC221 | Residential | Made in Minnesota | Trade Secret | 2017 | 2017
20263-228838-01 | Xcel Energy | 85 | 13781 | IOU | 05255868 | 5.76 | Solar |  |  | Interconnected | Trade Secret | Trade | RPO | RPO311 | Residential |  | Trade Secret | 2022 | 2023
20263-228838-01 | Xcel Energy | 85 | 13781 | IOU | OID3383138 | 9.94 | Solar |  |  | Withdrawn | Trade Secret | Trade | ALK | ALK067 | Residential | Solar*Rewards | Trade Secret | 2018
20263-228838-01 | Xcel Energy | 85 | 13781 | IOU | 03131850 | 7.625 | Solar |  |  | Interconnected | Trade Secret | Trade | SLP | SLP097 | Residential | Solar*Rewards | Trade Secret | 2017 | 2018
20263-228838-01 | Xcel Energy | 85 | 13781 | IOU | 04445998 | 7.54 | Solar |  |  | Interconnected | Trade Secret | Trade | HUG | HUG322 | Residential | Solar*Rewards | Trade Secret | 2022 | 2022
20263-228838-01 | Xcel Energy | 85 | 13781 | IOU | 03131739 | 2.962 | Solar |  |  | Interconnected | Trade Secret | Trade | MEL | MEL061 | Residential | Solar*Rewards | Trade Secret | 2017 | 2017
20263-228838-01 | Xcel Energy | 85 | 13781 | IOU | 03129849 | 119.899 | Solar |  |  | Interconnected | Trade Secret | Trade | RLK | RLK069 | Commercial |  | Trade Secret | 2018 | 2019
20263-228838-01 | Xcel Energy | 85 | 13781 | IOU | OID3389568 | 16.8 | Solar |  |  | Withdrawn | Trade Secret | Trade | GSL | GSL065 | Residential | Solar*Rewards | Trade Secret | 2018
20263-228838-01 | Xcel Energy | 85 | 13781 | IOU | 03132036 | 9.94 | Solar |  |  | Interconnected | Trade Secret | Trade | RAM | RAM062 | Residential | Solar*Rewards | Trade Secret | 2017 | 2017
20263-228838-01 |  |  |  |  | OID3065395 |  | Solar |  |  | Withdrawn | Trade Secret | Trade | RAM | RAM062 | Residential | Solar*Rewards |  | 2017
20263-228838-01 | Xcel Energy | 85 | 13781 | IOU | 03131982 | 2.962 | Solar |  |  | Interconnected | Trade Secret | Trade | MEL | MEL061 | Residential | Solar*Rewards | Trade Secret | 2017 | 2017
20263-228838-01 | Xcel Energy | 85 | 13781 | IOU | OID3744259 | 5 | Solar |  |  | Withdrawn | Trade Secret | Trade | HUG | HUG312 | Residential | Solar*Rewards | Trade Secret | 2019
20263-228838-01 | Xcel Energy | 85 | 13781 | IOU | OID3517416 | 5 | Solar |  |  | Withdrawn | Trade Secret | Trade | HUG | HUG312 | Commercial | Solar*Rewards | Trade Secret | 2019
20263-228838-01 | Xcel Energy | 85 | 13781 | IOU | 03146623 | 6 | Solar |  |  | Interconnected | Trade Secret | Trade | HUG | HUG312 | Residential | Solar*Rewards | Trade Secret | 2019 | 2020
20263-228838-01 | Xcel Energy | 85 | 13781 | IOU | 03132166 | 9.94 | Solar |  |  | Interconnected | Trade Secret | Trade | HUG | HUG312 | Commercial | Made in Minnesota | Trade Secret | 2017 | 2018
20263-228838-01 | Xcel Energy | 85 | 13781 | IOU | 05791242 | 13.664 | Solar |  |  | Interconnected | Trade Secret | Trade | RMT | RMT321 | Residential | Solar*Rewards | Trade Secret | 2024 | 2024
20263-228838-01 |  |  |  |  | 04984975 |  |  |  |  | Active Application | Trade Secret | Trade | HUG | HUG321 | Commercial |  |  | 2022
20263-228838-01 | Xcel Energy | 85 | 13781 | IOU | 05501854 | 38.8 | Solar |  |  | Interconnected | Trade Secret | Trade | HUG | HUG321 | Commercial |  | Trade Secret | 2023 | 2024
20263-228838-01 | Xcel Energy | 85 | 13781 | IOU | OID3368889 | 9.94 | Solar |  |  | Withdrawn | Trade Secret | Trade | ALK | ALK067 | Residential | Solar*Rewards | Trade Secret | 2018
20263-228838-01 | Xcel Energy | 85 | 13781 | IOU | 05664674 | 10.15 | Solar |  |  | Interconnected | Trade Secret | Trade | SAV | SAV063 | Residential |  | Trade Secret | 2023 | 2024
20263-228838-01 | Xcel Energy | 85 | 13781 | IOU | 04029353 | 3.747 | Solar |  |  | Active Application | Trade Secret | Trade | RPO | RPO311 | Residential | Solar*Rewards | Trade Secret | 2020
20263-228838-01 | Xcel Energy | 85 | 13781 | IOU | OID3893482 | 7.616 | Solar |  |  | Interconnected | Trade Secret | Trade | OPK | OPK077 | Residential | Solar*Rewards | Trade Secret | 2019 | 2020
20263-228838-01 | Xcel Energy | 85 | 13781 | IOU | OID3966799 | 11.39 | Solar |  |  | Interconnected | Trade Secret | Trade | WDY | WDY312 | Residential | Solar*Rewards | Trade Secret | 2019 | 2020
20263-228838-01 | Xcel Energy | 85 | 13781 | IOU | 03749511 | 60 | Solar |  |  | Interconnected | Trade Secret | Trade | MST | MST075 | Commercial |  | Trade Secret | 2020 | 2021
20263-228838-01 | Xcel Energy | 85 | 13781 | IOU | 03749485 | 39.998 | Solar |  |  | Interconnected | Trade Secret | Trade | MST | MST075 | Commercial | Solar*Rewards | Trade Secret | 2020 | 2021
20263-228838-01 | Xcel Energy | 85 | 13781 | IOU | 05831221 | 5.052 | Solar |  |  | Active Application | Trade Secret | Trade | RIV | RIV075 | Residential |  | Trade Secret | 2024
20263-228838-01 | Xcel Energy | 85 | 13781 | IOU | 03698055 | 4.32 | Solar |  |  | Interconnected | Trade Secret | Trade | SCL | SCL322 | Residential | Solar*Rewards | Trade Secret | 2020 | 2020
20263-228838-01 | Xcel Energy | 85 | 13781 | IOU | 05402727 | 3.77 | Solar |  |  | Interconnected | Trade Secret | Trade | ALK | ALK072 | Residential |  | Trade Secret | 2023 | 2023
20263-228838-01 | Xcel Energy | 85 | 13781 | IOU | 05500598 | 6.96 | Solar |  |  | Interconnected | Trade Secret | Trade | RPO | RPO311 | Residential |  | Trade Secret | 2023 | 2023
20263-228838-01 | Xcel Energy | 85 | 13781 | IOU | 05229151 | 6.96 | Solar |  |  | Withdrawn | Trade Secret | Trade | RPO | RPO311 | Residential |  | Trade Secret | 2022
20263-228838-01 | Xcel Energy | 85 | 13781 | IOU | 04423378 | 4.384 | Solar |  |  | Interconnected | Trade Secret | Trade | RPO | RPO311 | Residential |  | Trade Secret | 2021 | 2021
20263-228838-01 | Xcel Energy | 85 | 13781 | IOU | 05610790 | 3.84 | Solar |  |  | Interconnected | Trade Secret | Trade | WCR | WCR063 | Residential |  | Trade Secret | 2023 | 2024
20263-228838-01 | Xcel Energy | 85 | 13781 | IOU | 04420468 | 6.028 | Solar |  |  | Interconnected | Trade Secret | Trade | RPO | RPO311 | Residential |  | Trade Secret | 2021 | 2021
20263-228838-01 |  |  |  |  | OID3750503 |  | Solar |  |  | Withdrawn | Trade Secret | Trade | AFT | AFT321 | Residential | Solar*Rewards |  | 2019
20263-228838-01 | Xcel Energy | 85 | 13781 | IOU | 03203562 | 8.4 | Solar |  |  | Interconnected | Trade Secret | Trade | AFT | AFT321 | Residential | Solar*Rewards | Trade Secret | 2019 | 2019
20263-228838-01 | Xcel Energy | 85 | 13781 | IOU | 05167642 | 99.999 | Solar |  |  | Interconnected | Trade Secret | Trade | ALD | ALD084 | Commercial |  | Trade Secret | 2022 | 2023
20263-228838-01 | Xcel Energy | 85 | 13781 | IOU | 03224636 | 7.616 | Solar |  |  | Interconnected | Trade Secret | Trade | SOU | SOU064 | Residential | Solar*Rewards | Trade Secret | 2019 | 2019
20263-228838-01 | Xcel Energy | 85 | 13781 | IOU | 06231556 | 6.98 | Solar |  |  | Interconnected | Trade Secret | Trade | RMT | RMT321 | Residential |  | Trade Secret | 2025 | 2026
20263-228838-01 | Xcel Energy | 85 | 13781 | IOU | 04121511 | 3.48 | Solar |  |  | Interconnected | Trade Secret | Trade | LOK | LOK093 | Residential | Solar*Rewards | Trade Secret | 2020 | 2021
20263-228838-01 | Xcel Energy | 85 | 13781 | IOU | 06229072 | 7.6 | Solar |  |  | Interconnected | Trade Secret | Trade | RMT | RMT321 | Residential |  | Trade Secret | 2025 | 2026
20263-228838-01 | Xcel Energy | 85 | 13781 | IOU | 05012764 | 4.95 | Solar |  |  | Interconnected | Trade Secret | Trade | RPO | RPO311 | Residential |  | Trade Secret | 2022 | 2023
20263-228838-01 | Xcel Energy | 85 | 13781 | IOU | 05931966 | 9.84 | Solar |  |  | Interconnected | Trade Secret | Trade | ALK | ALK072 | Residential | Solar*Rewards | Trade Secret | 2024 | 2024
20263-228838-01 | Xcel Energy | 85 | 13781 | IOU | 03810814 | 6.09 | Solar |  |  | Active Application | Trade Secret | Trade | ALK | ALK072 | Residential | Solar*Rewards | Trade Secret | 2020
20263-228838-01 | Xcel Energy | 85 | 13781 | IOU | 05150131 | 8.768 | Solar |  |  | Interconnected | Trade Secret | Trade | ECK | ECK322 | Residential |  | Trade Secret | 2022 | 2022
20263-228838-01 | Xcel Energy | 85 | 13781 | IOU | 05154462 | 10.15 | Solar |  |  | Interconnected | Trade Secret | Trade | ECK | ECK322 | Residential |  | Trade Secret | 2022 | 2022
20263-228838-01 | Xcel Energy | 85 | 13781 | IOU | 04482467 | 7.68 | Solar |  |  | Interconnected | Trade Secret | Trade | WIL | WIL073 | Residential |  | Trade Secret | 2021 | 2022
20263-228838-01 | Xcel Energy | 85 | 13781 | IOU | 04442456 | 7.68 | Solar |  |  | Active Application | Trade Secret | Trade | WIL | WIL073 | Residential | Solar*Rewards | Trade Secret | 2021
20263-228838-01 | Xcel Energy | 85 | 13781 | IOU | 05247658 | 5.12 | Solar |  |  | Interconnected | Trade Secret | Trade | FSL | FSL311 | Residential |  | Trade Secret | 2022 | 2023
20263-228838-01 | Xcel Energy | 85 | 13781 | IOU | 06160492 | 2.275 | Solar |  |  | Withdrawn | Trade Secret | Trade | ESW | ESW081 | Residential | Solar*Rewards | Trade Secret | 2025
20263-228838-01 | Xcel Energy | 85 | 13781 | IOU | 06207805 | 2.275 | Solar |  |  | Interconnected | Trade Secret | Trade | ESW | ESW081 | Residential |  | Trade Secret | 2025 | 2025
20263-228838-01 | Xcel Energy | 85 | 13781 | IOU | 04418706 | 6.09 | Solar |  | X | Interconnected | Trade Secret | Trade | WDY | WDY312 | Residential | Solar*Rewards | Trade Secret | 2021 | 2021
20263-228838-01 | Xcel Energy | 85 | 13781 | IOU | 05964354 | 3.747 | Solar |  |  | Withdrawn | Trade Secret | Trade | FSL | FSL311 | Residential |  | Trade Secret | 2024
20263-228838-01 | Xcel Energy | 85 | 13781 | IOU | 06007364 | 7.616 | Solar |  |  | Interconnected | Trade Secret | Trade | WTN | WTN062 | Residential |  | Trade Secret | 2024 | 2025
20263-228838-01 | Xcel Energy | 85 | 13781 | IOU | 04373161 | 39.999 | Solar |  |  | Interconnected | Trade Secret | Trade | EDA | EDA084 | Commercial | Solar*Rewards | Trade Secret | 2021 | 2022
20263-228838-01 | Xcel Energy | 85 | 13781 | IOU | 06236773 | 13.36 | Solar |  |  | Active Application | Trade Secret | Trade | DHL | DHL061 | Residential |  | Trade Secret | 2025
20263-228838-01 | Xcel Energy | 85 | 13781 | IOU | 06166157 | 5.516 | Solar |  |  | Interconnected | Trade Secret | Trade | RPO | RPO311 | Residential | Solar*Rewards | Trade Secret | 2025 | 2025
20263-228838-01 | Xcel Energy | 85 | 13781 | IOU | 03224327 | 1000 | Solar |  |  | Interconnected | Mapleton | Trade | MPN | MPN081 | Community Solar Garden | Solar*Rewards Community | Trade Secret | 2019 | 2021
20263-228838-01 | Xcel Energy | 85 | 13781 | IOU | 06152470 | 6.073 | Solar |  |  | Interconnected | Trade Secret | Trade | RMT | RMT321 | Residential |  | Trade Secret | 2025 | 2025
20263-228838-01 | Xcel Energy | 85 | 13781 | IOU | 06151546 | 7.6 | Solar |  |  | Interconnected | Trade Secret | Trade | RPO | RPO311 | Residential | Solar*Rewards | Trade Secret | 2025 | 2025
20263-228838-01 | Xcel Energy | 85 | 13781 | IOU | 04425906 | 39.74 | Solar |  |  | Interconnected | Trade Secret | Trade | WIL | WIL083 | Commercial | Solar*Rewards | Trade Secret | 2022 | 2022
20263-228838-01 | Xcel Energy | 85 | 13781 | IOU | 03170273 | 1000 | Solar |  |  | Interconnected | Balaton | Trade | LAY | LAY061 | Community Solar Garden | Solar*Rewards Community | Trade Secret | 2019 | 2023
20263-228838-01 | Xcel Energy | 85 | 13781 | IOU | 06133469 | 17.61 | Solar |  |  | Withdrawn | Trade Secret | Trade | MTR | MTR021 | Residential | Solar*Rewards | Trade Secret | 2025
20263-228838-01 | Xcel Energy | 85 | 13781 | IOU | 06136552 | 17.61 | Solar |  |  | Active Application | Trade Secret | Trade | MTR | MTR021 | Commercial |  | Trade Secret | 2025
20263-228838-01 | Xcel Energy | 85 | 13781 | IOU | 05729509 | 4.886 | Solar |  |  | Interconnected | Trade Secret | Trade | RPO | RPO312 | Residential | Solar*Rewards | Trade Secret | 2024 | 2024
20263-228838-01 | Xcel Energy | 85 | 13781 | IOU | 05233714 | 5.51 | Solar |  |  | Interconnected | Trade Secret | Trade | CGR | CGR072 | Residential |  | Trade Secret | 2022 | 2023
20263-228838-01 | Xcel Energy | 85 | 13781 | IOU | 05704932 | 3.936 | Solar |  |  | Interconnected | Trade Secret | Trade | CGR | CGR071 | Residential |  | Trade Secret | 2024 | 2024
20263-228838-01 | Xcel Energy | 85 | 13781 | IOU | 05562546 | 33.3 | Solar |  |  | Active Application | Trade Secret | Trade | TLK | TLK067 | Commercial |  | Trade Secret | 2023
20263-228838-01 | Xcel Energy | 85 | 13781 | IOU | 05305488 | 11.6 | Solar |  |  | Interconnected | Trade Secret | Trade | RPO | RPO311 | Residential |  | Trade Secret | 2022 | 2023
20263-228838-01 | Xcel Energy | 85 | 13781 | IOU | 05769528 | 9.489 | Solar |  |  | Active Application | Trade Secret | Trade | WSG | WSG362 | Residential | Solar*Rewards | Trade Secret | 2024
20263-228838-01 | Xcel Energy | 85 | 13781 | IOU | 05306734 | 7.54 | Solar |  |  | Interconnected | Trade Secret | Trade | GLK | GLK065 | Residential |  | Trade Secret | 2022 | 2023
20263-228838-01 | Xcel Energy | 85 | 13781 | IOU | 05818507 | 17.45 | Solar |  |  | Interconnected | Trade Secret | Trade | HAS | HAS021 | Residential | Solar*Rewards | Trade Secret | 2024 | 2024
20263-228838-01 |  |  |  |  | 06238357 |  | Storage |  |  | Withdrawn | Trade Secret | Trade | HAS | HAS021 | Residential |  |  | 2025
20263-228838-01 | Xcel Energy | 85 | 13781 | IOU | 06222618 | 6.073 | Solar |  |  | Interconnected | Trade Secret | Trade | FAP | FAP062 | Residential |  | Trade Secret | 2025 | 2025
20263-228838-01 | Xcel Energy | 85 | 13781 | IOU | 05773437 | 9.869 | Solar |  |  | Interconnected | Trade Secret | Trade | LAP | LAP311 | Residential | Solar*Rewards | Trade Secret | 2024 | 2024
20263-228838-01 | Xcel Energy | 85 | 13781 | IOU | 06322409 | 6.282 | Solar |  |  | Active Application | Trade Secret | Trade | LOK | LOK062 | Residential | Solar*Rewards | Trade Secret | 2026
20263-228838-01 | Xcel Energy | 85 | 13781 | IOU | 06054361 | 5.376 | Solar |  |  | Interconnected | Trade Secret | Trade | AFT | AFT314 | Residential |  | Trade Secret | 2025 | 2025
20263-228838-01 | Xcel Energy | 85 | 13781 | IOU | 05732757 | 34.775 | Solar |  |  | Interconnected | Trade Secret | Trade | MND | MND062 | Commercial |  | Trade Secret | 2024 | 2025
20263-228838-01 | Xcel Energy | 85 | 13781 | IOU | 05996712 | 3.575 | Solar |  |  | Interconnected | Trade Secret | Trade | MND | MND062 | Commercial |  | Trade Secret | 2024 | 2025
20263-228838-01 | Xcel Energy | 85 | 13781 | IOU | 06298874 | 12.16 | Solar |  |  | Active Application | Trade Secret | Trade | HSN | HSN312 | Residential |  | Trade Secret | 2025
20263-228838-01 | Xcel Energy | 85 | 13781 | IOU | 05784272 | 4.555 | Solar |  |  | Interconnected | Trade Secret | Trade | LOK | LOK062 | Residential |  | Trade Secret | 2024 | 2024
20263-228838-01 | Xcel Energy | 85 | 13781 | IOU | 03503123 | 999.95 | Solar |  |  | Active Application | Trade Secret | Trade | AVR | AVR081 | LMI | Solar*Rewards Community | Trade Secret | 2021
20263-228838-01 | Xcel Energy | 85 | 13781 | IOU | 04373546 | 999 | Solar |  |  | Interconnected | Danube | Trade | DAN | DAN021 | Community Solar Garden | Solar*Rewards Community | Trade Secret | 2023 | 2025
20263-228838-01 | Xcel Energy | 85 | 13781 | IOU | 06321924 | 1.968 | Solar |  |  | Active Application | Trade Secret | Trade | HWW | HWW071 | Residential | Solar*Rewards | Trade Secret | 2026
20263-228838-01 | Xcel Energy | 85 | 13781 | IOU | 03128580 | 975 | Solar |  |  | Interconnected | Albany | Trade | ALB | ALB021 | LMI | Solar*Rewards Community | Trade Secret | 2019 | 2024
20263-228838-01 | Xcel Energy | 85 | 13781 | IOU | 05751450 | 720 | Solar |  |  | Active Application | Trade Secret | Trade | GSL | GSL076 | Commercial |  | Trade Secret | 2024
20263-228838-01 | Xcel Energy | 85 | 13781 | IOU | 06057548 | 9.489 | Solar |  |  | Active Application | Trade Secret | Trade | RMT | RMT321 | Residential | Solar*Rewards | Trade Secret | 2025
20263-228838-01 | Xcel Energy | 85 | 13781 | IOU | 06106499 | 2.925 | Solar |  |  | Active Application | Trade Secret | Trade | SOU | SOU079 | Residential |  | Trade Secret | 2025
20263-228838-01 | Xcel Energy | 85 | 13781 | IOU | 05995746 | 8.12 | Solar |  |  | Interconnected | Trade Secret | Trade | ALD | ALD076 | Residential | Solar*Rewards | Trade Secret | 2024 | 2025
20263-228838-01 | Xcel Energy | 85 | 13781 | IOU | 03130610 | 180 | Solar |  |  | Interconnected | Trade Secret | Trade | WRR | WRR075 | Commercial |  | Trade Secret | 2016 | 2017
20263-228838-01 | Xcel Energy | 85 | 13781 | IOU | 04669467 | 233.3 | Solar |  |  | Interconnected | Trade Secret | Trade | WRR | WRR075 | Commercial |  | Trade Secret | 2021 | 2022
20263-228838-01 | Xcel Energy | 85 | 13781 | IOU | 03134847 | 10.01 | Solar |  |  | Interconnected | Trade Secret | Trade | HUG | HUG312 | Residential | Made in Minnesota | Trade Secret | 2016 | 2016
20263-228838-01 | Xcel Energy | 85 | 13781 | IOU | 05302762 | 8.41 | Solar |  |  | Interconnected | Trade Secret | Trade | YAM | YAM021 | Residential |  | Trade Secret | 2022 | 2023
20263-228838-01 | Xcel Energy | 85 | 13781 | IOU | 03129856 | 30 | Solar |  |  | Interconnected | Trade Secret | Trade | WAS | WAS092 | Residential | Solar*Rewards | Trade Secret | 2018 | 2019
20263-228838-01 | Xcel Energy | 85 | 13781 | IOU | 03129857 | 17.595 | Solar |  |  | Interconnected | Trade Secret | Trade | WAS | WAS092 | Residential |  | Trade Secret | 2018 | 2019
20263-228838-01 | Xcel Energy | 85 | 13781 | IOU | OID3483317 | 6 | Solar |  |  | Withdrawn | Trade Secret | Trade | WAS | WAS092 | Residential | Solar*Rewards | Trade Secret | 2018
20263-228838-01 | Xcel Energy | 85 | 13781 | IOU | 05723299 | 80 | Solar |  |  | Interconnected | Trade Secret | Trade | CNC | CNC063 | Commercial |  | Trade Secret | 2024 | 2024
20263-228838-01 | Xcel Energy | 85 | 13781 | IOU | 04182216 | 3.747 | Solar |  |  | Interconnected | Trade Secret | Trade | ALD | ALD092 | Residential | Solar*Rewards | Trade Secret | 2020 | 2021
20263-228838-01 | Xcel Energy | 85 | 13781 | IOU | 04664001 | 5.51 | Solar |  |  | Interconnected | Trade Secret | Trade | OPK | OPK073 | Residential |  | Trade Secret | 2021 | 2021
20263-228838-01 | Xcel Energy | 85 | 13781 | IOU | 06224896 | 5.226 | Solar |  |  | Interconnected | Trade Secret | Trade | HUG | HUG312 | Residential |  | Trade Secret | 2025 | 2025
20263-228838-01 | Xcel Energy | 85 | 13781 | IOU | OID2019403 | 18 | Solar |  |  | Withdrawn | Trade Secret | Trade |  |  | Residential | Solar*Rewards | Trade Secret | 2014
20263-228838-01 | Xcel Energy | 85 | 13781 | IOU | 03134146 | 10 | Solar |  |  | Interconnected | Trade Secret | Trade | ROC | ROC090 | Residential | Made in Minnesota | Trade Secret | 2014 | 2014
20263-228838-01 | Xcel Energy | 85 | 13781 | IOU | 05555149 | 10.368 | Solar |  |  | Interconnected | Trade Secret | Trade | GLK | GLK071 | Residential |  | Trade Secret | 2023 | 2023
20263-228838-01 | Xcel Energy | 85 | 13781 | IOU | 05957118 | 11.393 | Solar |  |  | Interconnected | Trade Secret | Trade | DBL | DBL068 | Residential | Solar*Rewards | Trade Secret | 2024 | 2025
20263-228838-01 | Xcel Energy | 85 | 13781 | IOU | OID2983554 | 3.8 | Solar |  |  | Withdrawn | Trade Secret | Trade | MOL | MOL078 | Residential | Solar*Rewards | Trade Secret | 2017
20263-228838-01 | Xcel Energy | 85 | 13781 | IOU | 05844878 | 8 | Solar |  |  | Interconnected | Trade Secret | Trade | MOL | MOL078 | Residential | Solar*Rewards | Trade Secret | 2024 | 2025
20263-228838-01 | Xcel Energy | 85 | 13781 | IOU | 04589726 | 99.9 | Solar |  |  | Interconnected | Trade Secret | Trade | EDP | EDP081 | Commercial |  | Trade Secret | 2021 | 2022
20263-228838-01 | Xcel Energy | 85 | 13781 | IOU | 05225296 | 6.98 | Solar |  |  | Interconnected | Trade Secret | Trade | LEX | LEX074 | Residential |  | Trade Secret | 2022 | 2022
20263-228838-01 | Xcel Energy | 85 | 13781 | IOU | 06133684 | 12.526 | Solar |  |  | Active Application | Trade Secret | Trade | CGR | CGR063 | Residential |  | Trade Secret | 2025
20263-228838-01 | Xcel Energy | 85 | 13781 | IOU | 06323281 | 10.819 | Solar |  |  | Active Application | Trade Secret | Trade | AFT | AFT314 | Residential | Solar*Rewards | Trade Secret | 2026
20263-228838-01 | Xcel Energy | 85 | 13781 | IOU | 06126485 | 6.912 | Solar |  |  | Active Application | Trade Secret | Trade | MHW | MHW311 | Residential |  | Trade Secret | 2025
20263-228838-01 | Xcel Energy | 85 | 13781 | IOU | 05711755 | 5.052 | Solar |  |  | Interconnected | Trade Secret | Trade | MEL | MEL079 | Residential | Solar*Rewards | Trade Secret | 2024 | 2024
20263-228838-01 | Xcel Energy | 85 | 13781 | IOU | 04714410 | 3.48 | Solar |  |  | Interconnected | Trade Secret | Trade | HWW | HWW062 | Residential |  | Trade Secret | 2021 | 2022
20263-228838-01 | Xcel Energy | 85 | 13781 | IOU | 03132560 | 5.28 | Solar |  |  | Interconnected | Trade Secret | Trade | WYO | WYO031 | Residential | Solar*Rewards | Trade Secret | 2018 | 2018
20263-228838-01 | Xcel Energy | 85 | 13781 | IOU | 03135030 | 36 | Solar |  |  | Interconnected | Trade Secret | Trade | LIN | LIN031 | Commercial | Made in Minnesota | Trade Secret | 2016 | 2016
20263-228838-01 | Xcel Energy | 85 | 13781 | IOU | SRO29647 | 45 | Solar |  |  | Withdrawn | Trade Secret | Trade | LIN | LIN031 | Commercial | Solar*Rewards | Trade Secret | 2013
20263-228838-01 | Xcel Energy | 85 | 13781 | IOU | 04794811 | 12.956 | Solar |  |  | Interconnected | Trade Secret | Trade | GNL | GNL072 | Residential | Solar*Rewards | Trade Secret | 2022 | 2022
20263-228838-01 | Xcel Energy | 85 | 13781 | IOU | 03133376 | 5.1 | Solar |  |  | Interconnected | Trade Secret | Trade | ALD | ALD092 | Residential | Solar*Rewards | Trade Secret | 2011 | 2011
20263-228838-01 | Xcel Energy | 85 | 13781 | IOU | SRO15598 | 3.42 | Solar |  |  | Withdrawn | Trade Secret | Trade | WIN | WIN043 | Residential | Solar*Rewards | Trade Secret | 2010
20263-228838-01 | Xcel Energy | 85 | 13781 | IOU | 05987687 | 6.282 | Solar |  |  | Withdrawn | Trade Secret | Trade | WIN | WIN043 | Residential | Solar*Rewards | Trade Secret | 2024
20263-228838-01 | Xcel Energy | 85 | 13781 | IOU | 06033620 | 6.282 | Solar |  |  | Interconnected | Trade Secret | Trade | WIN | WIN043 | Residential |  | Trade Secret | 2024 | 2025
20263-228838-01 | Xcel Energy | 85 | 13781 | IOU | 03130690 | 1 | Solar |  |  | Interconnected | Trade Secret | Trade | WIN | WIN043 | Residential |  | Trade Secret | 2003 | 2013
20263-228838-01 | Xcel Energy | 85 | 13781 | IOU | 04793943 | 8.41 | Solar |  |  | Interconnected | Trade Secret | Trade | ECK | ECK322 | Residential | Solar*Rewards | Trade Secret | 2022 | 2022
20263-228838-01 | Xcel Energy | 85 | 13781 | IOU | 05974016 | 5.052 | Solar |  |  | Interconnected | Trade Secret | Trade | STO | STO002 | Residential |  | Trade Secret | 2024 | 2025
20263-228838-01 | Xcel Energy | 85 | 13781 | IOU | 05826285 | 6.073 | Solar |  |  | Interconnected | Trade Secret | Trade | VKG | VKG072 | Residential | Solar*Rewards | Trade Secret | 2024 | 2024
20263-228838-01 | Xcel Energy | 85 | 13781 | IOU | 03860962 | 5 | Solar |  |  | Interconnected | Trade Secret | Trade | WES | WES074 | Residential | Solar*Rewards | Trade Secret | 2020 | 2020
20263-228838-01 | Xcel Energy | 85 | 13781 | IOU | 05014875 | 7.616 | Solar |  |  | Active Application | Trade Secret | Trade | HAS | HAS031 | Residential |  | Trade Secret | 2022
20263-228838-01 | Xcel Energy | 85 | 13781 | IOU | 04376627 | 11.39 | Solar |  |  | Withdrawn | Trade Secret | Trade | ALT | ALT021 | Residential | Solar*Rewards | Trade Secret | 2021
20263-228838-01 | Xcel Energy | 85 | 13781 | IOU | 06190301 | 10.368 | Solar |  |  | Active Application | Trade Secret | Trade | CHE | CHE065 | Residential |  | Trade Secret | 2025
20263-228838-01 | Xcel Energy | 85 | 13781 | IOU | 06170109 | 10.368 | Solar |  |  | Withdrawn | Trade Secret | Trade | CHE | CHE065 | Residential | Solar*Rewards | Trade Secret | 2025
20263-228838-01 | Xcel Energy | 85 | 13781 | IOU | 06298996 | 5.584 | Solar |  |  | Withdrawn | Trade Secret | Trade | MEL | MEL065 | Residential |  | Trade Secret | 2025
20263-228838-01 | Xcel Energy | 85 | 13781 | IOU | 06325050 | 5.584 | Solar |  |  | Active Application | Trade Secret | Trade | MEL | MEL065 | Residential | Solar*Rewards | Trade Secret | 2026
20263-228838-01 | Xcel Energy | 85 | 13781 | IOU | 05937750 | 5.052 | Solar |  |  | Interconnected | Trade Secret | Trade | WES | WES065 | Residential |  | Trade Secret | 2024 | 2025
20263-228838-01 | Xcel Energy | 85 | 13781 | IOU | OID3591127 | 3.8 | Solar |  |  | Withdrawn | Trade Secret | Trade | HWW | HWW073 | Residential | Solar*Rewards | Trade Secret | 2018
20263-228838-01 | Xcel Energy | 85 | 13781 | IOU | OID2019349 | 18 | Solar |  |  | Withdrawn | Trade Secret | Trade | WDY | WDY321 | Commercial | Solar*Rewards | Trade Secret | 2014
20263-228838-01 | Xcel Energy | 85 | 13781 | IOU | 04943929 | 5.933 | Solar |  |  | Interconnected | Trade Secret | Trade | SOU | SOU076 | Residential | Solar*Rewards | Trade Secret | 2022 | 2022
20263-228838-01 | Xcel Energy | 85 | 13781 | IOU | 04793885 | 8.7 | Solar |  |  | Interconnected | Trade Secret | Trade | LEX | LEX332 | Residential | Solar*Rewards | Trade Secret | 2022 | 2022
20263-228838-01 | Xcel Energy | 85 | 13781 | IOU | 04982698 | 15.232 | Solar |  |  | Interconnected | Trade Secret | Trade | RAM | RAM061 | Residential | Solar*Rewards | Trade Secret | 2022 | 2022
20263-228838-01 | Xcel Energy | 85 | 13781 | IOU | OID3913384 | 9.94 | Solar |  |  | Withdrawn | Trade Secret | Trade | RAM | RAM061 | Residential | Solar*Rewards | Trade Secret | 2019
20263-228838-01 | Xcel Energy | 85 | 13781 | IOU | 05864399 | 10.5 | Solar |  |  | Interconnected | Trade Secret | Trade | OAD | OAD064 | Residential | Solar*Rewards | Trade Secret | 2024 | 2025
20263-228838-01 | Xcel Energy | 85 | 13781 | IOU | 05334218 | 3 | Solar |  |  | Interconnected | Trade Secret | Trade | OAD | OAD063 | Residential |  | Trade Secret | 2022 | 2023
20263-228838-01 | Xcel Energy | 85 | 13781 | IOU | 05333016 | 3 |  |  |  | Active Application | Trade Secret | Trade | OAD | OAD063 | Residential |  | Trade Secret | 2022
20263-228838-01 | Xcel Energy | 85 | 13781 | IOU | 03881254 | 7.616 | Solar |  |  | Withdrawn | Trade Secret | Trade | CHI | CHI311 | Residential | Solar*Rewards | Trade Secret | 2020
20263-228838-01 | Xcel Energy | 85 | 13781 | IOU | 04438441 | 6.96 | Solar |  |  | Interconnected | Trade Secret | Trade | SLP | SLP092 | Residential | Solar*Rewards | Trade Secret | 2021 | 2021
20263-228838-01 | Xcel Energy | 85 | 13781 | IOU | 06324651 | 3.141 | Solar |  |  | Active Application | Trade Secret | Trade | DPN | DPN071 | Residential | Solar*Rewards | Trade Secret | 2026
20263-228838-01 | Xcel Energy | 85 | 13781 | IOU | 04377711 | 8.7 | Solar |  |  | Interconnected | Trade Secret | Trade | DPN | DPN071 | Residential | Solar*Rewards | Trade Secret | 2021 | 2021
20263-228838-01 | Xcel Energy | 85 | 13781 | IOU | 06041315 | 6.073 | Solar |  |  | Interconnected | Trade Secret | Trade | PKL | PKL066 | Residential |  | Trade Secret | 2025 | 2025
20263-228838-01 | Xcel Energy | 85 | 13781 | IOU | 05845674 | 5.052 | Solar |  |  | Interconnected | Trade Secret | Trade | RVA | RVA061 | Residential |  | Trade Secret | 2024 | 2024
20263-228838-01 | Xcel Energy | 85 | 13781 | IOU | 06040248 | 18.048 | Solar |  |  | Interconnected | Trade Secret | Trade | ECK | ECK322 | Residential | Solar*Rewards | Trade Secret | 2025 | 2025
20263-228838-01 | Xcel Energy | 85 | 13781 | IOU | 05356681 | 12.564 | Solar |  |  | Interconnected | Trade Secret | Trade | GLK | GLK065 | Residential | Solar*Rewards | Trade Secret | 2023 | 2023
20263-228838-01 | Xcel Energy | 85 | 13781 | IOU | 03131321 | 5 | Solar |  |  | Interconnected | Trade Secret | Trade | GVW | GVW032 | Residential | Made in Minnesota | Trade Secret | 2017 | 2017
20263-228838-01 |  |  |  |  | OID3916002 |  | Solar |  |  | Withdrawn | Trade Secret | Trade |  |  | Residential | Solar*Rewards |  | 2019
20263-228838-01 | Xcel Energy | 85 | 13781 | IOU | 05931142 | 2.277 | Solar |  |  | Interconnected | Trade Secret | Trade | WIL | WIL097 | Residential | Solar*Rewards | Trade Secret | 2024 | 2024
20263-228838-01 | Xcel Energy | 85 | 13781 | IOU | 05220172 | 4.64 | Solar |  |  | Interconnected | Trade Secret | Trade | EBL | EBL084 | Residential |  | Trade Secret | 2022 | 2022
20263-228838-01 | Xcel Energy | 85 | 13781 | IOU | 04794307 | 4.225 | Solar |  |  | Withdrawn | Trade Secret | Trade | ALD | ALD082 | Residential | Solar*Rewards | Trade Secret | 2022
20263-228838-01 | Xcel Energy | 85 | 13781 | IOU | 05796377 | 6.5 | Solar |  |  | Active Application | Trade Secret | Trade | ALD | ALD082 | Residential | Solar*Rewards | Trade Secret | 2024
20263-228838-01 | Xcel Energy | 85 | 13781 | IOU | 04500835 | 7.616 | Solar |  |  | Active Application | Trade Secret | Trade | WCR | WCR322 | Residential |  | Trade Secret | 2021
20263-228838-01 | Xcel Energy | 85 | 13781 | IOU | 05192403 | 49 | Solar |  |  | Withdrawn | Trade Secret | Trade | MDT | MDT062 | Commercial |  | Trade Secret | 2022
20263-228838-01 | Xcel Energy | 85 | 13781 | IOU | 03130141 | 3.48 | Solar |  |  | Interconnected | Trade Secret | Trade | TWL | TWL068 | Residential | Solar*Rewards | Trade Secret | 2018 | 2019
20263-228838-01 | Xcel Energy | 85 | 13781 | IOU | 05937173 | 4.35 | Solar |  |  | Interconnected | Trade Secret | Trade | TER | TER081 | Residential | Solar*Rewards | Trade Secret | 2024 | 2024
20263-228838-01 | Xcel Energy | 85 | 13781 | IOU | 03134963 | 9.94 | Solar |  |  | Interconnected | Trade Secret | Trade | WSG | WSG352 | Residential | Made in Minnesota | Trade Secret | 2016 | 2016
20263-228838-01 | Xcel Energy | 85 | 13781 | IOU | 06227042 | 9.074 | Solar |  |  | Interconnected | Trade Secret | Trade | CEL | CEL072 | Residential |  | Trade Secret | 2025 | 2025
20263-228838-01 | Xcel Energy | 85 | 13781 | IOU | 04318663 | 7.616 | Solar |  |  | Interconnected | Trade Secret | Trade | NOF | NOF072 | Residential | Solar*Rewards | Trade Secret | 2021 | 2022
20263-228838-01 | Xcel Energy | 85 | 13781 | IOU | OID2612089 | 16.4 | Solar |  |  | Withdrawn | Trade Secret | Trade | MPN | MPN081 | Commercial | Solar*Rewards | Trade Secret | 2016
20263-228838-01 | Xcel Energy | 85 | 13781 | IOU | 03129688 | 9.93 | Solar |  |  | Active Application | Trade Secret | Trade | MPK | MPK063 | Commercial | Solar*Rewards | Trade Secret | 2018
20263-228838-01 | Xcel Energy | 85 | 13781 | IOU | OID3433559 | 19.86 | Solar |  |  | Withdrawn | Trade Secret | Trade | MPK | MPK063 | Commercial | Solar*Rewards | Trade Secret | 2018
20263-228838-01 | Xcel Energy | 85 | 13781 | IOU | OID3426196 | 19.006 | Solar |  |  | Withdrawn | Trade Secret | Trade | MPK | MPK063 | Commercial | Solar*Rewards | Trade Secret | 2018
20263-228838-01 | Xcel Energy | 85 | 13781 | IOU | OID3470378 | 39.72 | Solar |  |  | Withdrawn | Trade Secret | Trade | MPK | MPK063 | Commercial | Solar*Rewards | Trade Secret | 2018
20263-228838-01 | Xcel Energy | 85 | 13781 | IOU | 03510266 | 37.598 | Solar |  |  | Active Application | Trade Secret | Trade | MPK | MPK063 | Commercial | Solar*Rewards | Trade Secret | 2019
20263-228838-01 |  |  |  |  | 06202921 |  | Solar |  |  | Active Application | Trade Secret | Trade | MPK | MPK063 | Commercial |  |  | 2025
20263-228838-01 | Xcel Energy | 85 | 13781 | IOU | 03134612 | 7 | Solar |  |  | Interconnected | Trade Secret | Trade | HUG | HUG321 | Residential | Made in Minnesota | Trade Secret | 2015 | 2015
20263-228838-01 | Xcel Energy | 85 | 13781 | IOU | 05225702 | 13.96 | Solar |  |  | Active Application | Trade Secret | Trade | GLK | GLK073 | Residential |  | Trade Secret | 2022
20263-228838-01 | Xcel Energy | 85 | 13781 | IOU | 05227239 | 13.96 | Solar |  |  | Interconnected | Trade Secret | Trade | GLK | GLK073 | Residential |  | Trade Secret | 2022 | 2022
20263-228838-01 | Xcel Energy | 85 | 13781 | IOU | 05372652 | 5.12 | Solar |  |  | Interconnected | Trade Secret | Trade | WIL | WIL079 | Residential | Solar*Rewards | Trade Secret | 2023 | 2023
20263-228838-01 | Xcel Energy | 85 | 13781 | IOU | 04793693 | 7.616 | Solar |  |  | Interconnected | Trade Secret | Trade | LEX | LEX074 | Residential | Solar*Rewards | Trade Secret | 2022 | 2022
20263-228838-01 | Xcel Energy | 85 | 13781 | IOU | 03133656 | 7.2 | Solar |  |  | Interconnected | Trade Secret | Trade | MPK | MPK073 | Residential | Solar*Rewards | Trade Secret | 2012 | 2012
20263-228838-01 | Xcel Energy | 85 | 13781 | IOU | 05264346 | 12.47 | Solar |  |  | Interconnected | Trade Secret | Trade | RMT | RMT321 | Residential |  | Trade Secret | 2022 | 2023
20263-228838-01 | Xcel Energy | 85 | 13781 | IOU | 04860566 | 40 |  |  |  | Active Application | Trade Secret | Trade | DBL | DBL064 | Commercial |  | Trade Secret | 2022
20263-228838-01 | Xcel Energy | 85 | 13781 | IOU | 04860579 | 40 | Solar |  |  | Interconnected | Trade Secret | Trade | DBL | DBL064 | Commercial |  | Trade Secret | 2022 | 2023
20263-228838-01 | Xcel Energy | 85 | 13781 | IOU | 03217173 | 4.35 | Solar |  |  | Interconnected | Trade Secret | Trade | HYL | HYL064 | Residential | Solar*Rewards | Trade Secret | 2019 | 2019
20263-228838-01 | Xcel Energy | 85 | 13781 | IOU | 03134555 | 9.8 | Solar |  |  | Interconnected | Trade Secret | Trade | ECK | ECK062 | Residential | Made in Minnesota | Trade Secret | 2015 | 2015
20263-228838-01 | Xcel Energy | 85 | 13781 | IOU | 06239203 | 5.933 | Solar |  | X | Interconnected | Trade Secret | Trade | ALD | ALD083 | Residential |  | Trade Secret | 2025 | 2026
20263-228838-01 | Xcel Energy | 85 | 13781 | IOU | 06132076 | 7.872 | Solar |  |  | Interconnected | Trade Secret | Trade | LOK | LOK062 | Residential | Solar*Rewards | Trade Secret | 2025 | 2025
20263-228838-01 | Xcel Energy | 85 | 13781 | IOU | 03812197 | 5 | Solar |  |  | Interconnected | Trade Secret | Trade | MPK | MPK077 | Residential | Solar*Rewards | Trade Secret | 2020 | 2021
20263-228838-01 | Xcel Energy | 85 | 13781 | IOU | 06321991 | 3.839 | Solar |  |  | Active Application | Trade Secret | Trade | ALD | ALD072 | Residential | Solar*Rewards | Trade Secret | 2026
20263-228838-01 | Xcel Energy | 85 | 13781 | IOU | 05980645 | 9.994 | Solar |  |  | Interconnected | Trade Secret | Trade | SAV | SAV063 | Residential |  | Trade Secret | 2024 | 2025
20263-228838-01 |  |  |  |  | OID3840338 |  | Solar |  |  | Withdrawn | Trade Secret | Trade | MOL | MOL068 | Residential | Solar*Rewards |  | 2019
20263-228838-01 | Xcel Energy | 85 | 13781 | IOU | OID3840429 | 3.84 | Solar |  |  | Withdrawn | Trade Secret | Trade | MOL | MOL068 | Residential | Solar*Rewards | Trade Secret | 2019
20263-228838-01 | Xcel Energy | 85 | 13781 | IOU | 05428105 | 2.61 | Solar |  |  | Interconnected | Trade Secret | Trade | TWL | TWL075 | Residential |  | Trade Secret | 2023 | 2023
20263-228838-01 | Xcel Energy | 85 | 13781 | IOU | 03130304 | 3.747 | Solar |  |  | Interconnected | Trade Secret | Trade | IDA | IDA062 | Residential | Solar*Rewards | Trade Secret | 2019 | 2019
20263-228838-01 | Xcel Energy | 85 | 13781 | IOU | 06004622 | 3.936 | Solar |  |  | Active Application | Trade Secret | Trade | SOU | SOU076 | Residential | Solar*Rewards | Trade Secret | 2024
20263-228838-01 | Xcel Energy | 85 | 13781 | IOU | 03135014 | 36 | Solar |  |  | Interconnected | Trade Secret | Trade | WDY | WDY311 | Commercial | Made in Minnesota | Trade Secret | 2016 | 2016
20263-228838-01 | Xcel Energy | 85 | 13781 | IOU | 05846567 | 6.528 | Solar |  |  | Interconnected | Trade Secret | Trade | SAV | SAV069 | Residential |  | Trade Secret | 2024 | 2024
20263-228838-01 | Xcel Energy | 85 | 13781 | IOU | 05845006 | 6.528 | Solar |  |  | Withdrawn | Trade Secret | Trade | SAV | SAV069 | Residential | Solar*Rewards | Trade Secret | 2024
20263-228838-01 | Xcel Energy | 85 | 13781 | IOU | 05540393 | 6.96 | Solar |  |  | Interconnected | Trade Secret | Trade | ALD | ALD084 | Residential | Solar*Rewards | Trade Secret | 2023 | 2024
20263-228838-01 | Xcel Energy | 85 | 13781 | IOU | 03130840 | 20 | Wind |  |  | Interconnected | Trade Secret | Trade | AVN | AVN021 | Residential |  | Trade Secret | 1996 | 2005
20263-228838-01 | Xcel Energy | 85 | 13781 | IOU | 03130466 | 6 | Solar |  |  | Interconnected | Trade Secret | Trade | KLK | KLK061 | Residential | Solar*Rewards | Trade Secret | 2018 | 2019
20263-228838-01 | Xcel Energy | 85 | 13781 | IOU | 05448539 | 4.48 | Solar |  |  | Withdrawn | Trade Secret | Trade | WEF | WEF071 | Residential | Solar*Rewards | Trade Secret | 2023
20263-228838-01 | Xcel Energy | 85 | 13781 | IOU | 03134374 | 10.01 | Solar |  |  | Interconnected | Trade Secret | Trade | NOF | NOF072 | Commercial | Solar*Rewards | Trade Secret | 2015 | 2015
20263-228838-01 |  |  |  |  | OID2276432 |  | Solar |  |  | Withdrawn | Trade Secret | Trade | NOF | NOF072 | Commercial | Solar*Rewards |  | 2015
20263-228838-01 | Xcel Energy | 85 | 13781 | IOU | OID2293414 | 10.01 | Solar |  |  | Withdrawn | Trade Secret | Trade | NOF | NOF072 | Commercial | Solar*Rewards | Trade Secret | 2015
20263-228838-01 | Xcel Energy | 85 | 13781 | IOU | 05984679 | 3.84 | Solar |  |  | Active Application | Trade Secret | Trade | ESW | ESW072 | Residential | Solar*Rewards | Trade Secret | 2024
20263-228838-01 | Xcel Energy | 85 | 13781 | IOU | 05138308 | 7.672 | Solar |  |  | Interconnected | Trade Secret | Trade | HUG | HUG311 | Residential |  | Trade Secret | 2022 | 2023
20263-228838-01 | Xcel Energy | 85 | 13781 | IOU | 04794012 | 12.956 | Solar |  |  | Interconnected | Trade Secret | Trade | MPK | MPK084 | Residential | Solar*Rewards | Trade Secret | 2022 | 2022
20263-228838-01 | Xcel Energy | 85 | 13781 | IOU | 03132540 | 5 | Solar |  |  | Interconnected | Trade Secret | Trade | MPK | MPK065 | Residential | Solar*Rewards | Trade Secret | 2018 | 2018
20263-228838-01 | Xcel Energy | 85 | 13781 | IOU | 05541161 | 7.04 | Solar |  |  | Interconnected | Trade Secret | Trade | ECK | ECK063 | Residential | Solar*Rewards | Trade Secret | 2023 | 2023
20263-228838-01 | Xcel Energy | 85 | 13781 | IOU | 06163371 | 5.806 | Solar |  |  | Interconnected | Trade Secret | Trade | TER | TER081 | Residential | Solar*Rewards | Trade Secret | 2025 | 2025
20263-228838-01 | Xcel Energy | 85 | 13781 | IOU | 06264756 | 8.376 | Solar |  |  | Active Application | Trade Secret | Trade | SLP | SLP086 | Residential |  | Trade Secret | 2025
20263-228838-01 | Xcel Energy | 85 | 13781 | IOU | OID2241390 | 18 | Solar |  |  | Withdrawn | Trade Secret | Trade | TWL | TWL083 | Commercial | Solar*Rewards | Trade Secret | 2015
20263-228838-01 | Xcel Energy | 85 | 13781 | IOU | OID3327168 | 33.3 | Solar |  |  | Withdrawn | Trade Secret | Trade | RLK | RLK065 | Commercial | Made in Minnesota | Trade Secret | 2018
20263-228838-01 | Xcel Energy | 85 | 13781 | IOU | 05818780 | 11.52 | Solar |  |  | Interconnected | Trade Secret | Trade | SCL | SCL312 | Residential | Solar*Rewards | Trade Secret | 2024 | 2024
20263-228838-01 | Xcel Energy | 85 | 13781 | IOU | 06278646 | 200 | Solar |  |  | Active Application | Trade Secret | Trade | SOU | SOU086 | Commercial |  | Trade Secret | 2025
20263-228838-01 | Xcel Energy | 85 | 13781 | IOU | 05493810 | 3.77 | Solar |  |  | Active Application | Trade Secret | Trade | WCR | WCR063 | Residential |  | Trade Secret | 2023
20263-228838-01 | Xcel Energy | 85 | 13781 | IOU | 05357005 | 6.282 | Solar |  |  | Interconnected | Trade Secret | Trade | SLP | SLP074 | Residential | Solar*Rewards | Trade Secret | 2023 | 2023
20263-228838-01 | Xcel Energy | 85 | 13781 | IOU | 04899379 | 7.68 | Solar |  |  | Interconnected | Trade Secret | Trade | WCR | WCR322 | Residential | Solar*Rewards | Trade Secret | 2022 | 2022
20263-228838-01 | Xcel Energy | 85 | 13781 | IOU | 03133751 | 40 | Solar |  |  | Interconnected | Trade Secret | Trade | SLP | SLP075 | Commercial | Solar*Rewards | Trade Secret | 2013 | 2013
20263-228838-01 | Xcel Energy | 85 | 13781 | IOU | 03133417 | 7 | Solar |  |  | Interconnected | Trade Secret | Trade | HWW | HWW075 | Commercial | Solar*Rewards | Trade Secret | 2011 | 2011
20263-228838-01 | Xcel Energy | 85 | 13781 | IOU | SRO18558 | 2 | Solar |  |  | Withdrawn | Trade Secret | Trade | HWW | HWW075 | Commercial | Solar*Rewards | Trade Secret | 2011
20263-228838-01 | Xcel Energy | 85 | 13781 | IOU | 06056940 | 3.8 | Solar |  |  | Interconnected | Trade Secret | Trade | TWL | TWL071 | Residential | Solar*Rewards | Trade Secret | 2025 | 2025
20263-228838-01 | Xcel Energy | 85 | 13781 | IOU | 06012348 | 3.747 | Solar |  |  | Interconnected | Trade Secret | Trade | STY | STY073 | Residential |  | Trade Secret | 2024 | 2025
20263-228838-01 | Xcel Energy | 85 | 13781 | IOU | 06074374 | 7.616 | Solar |  |  | Interconnected | Trade Secret | Trade | LEX | LEX074 | Residential | Solar*Rewards | Trade Secret | 2025 | 2025
20263-228838-01 | Xcel Energy | 85 | 13781 | IOU | 04725818 | 8.12 | Solar |  |  | Interconnected | Trade Secret | Trade | EDP | EDP091 | Residential |  | Trade Secret | 2021 | 2022
20263-228838-01 | Xcel Energy | 85 | 13781 | IOU | 04281842 | 400 | Solar |  |  | Active Application | Trade Secret | Trade | TLK | TLK064 | Commercial | Solar*Rewards | Trade Secret | 2021
20263-228838-01 | Xcel Energy | 85 | 13781 | IOU | 04282099 | 375 | Solar |  |  | Interconnected | Trade Secret | Trade | TLK | TLK064 | Commercial |  | Trade Secret | 2021 | 2021
20263-228838-01 | Xcel Energy | 85 | 13781 | IOU | 03132011 | 3 | Solar |  |  | Interconnected | Trade Secret | Trade | HWW | HWW062 | Residential | Solar*Rewards | Trade Secret | 2017 | 2017
20263-228838-01 | Xcel Energy | 85 | 13781 | IOU | 05715708 | 5.355 | Solar |  |  | Interconnected | Trade Secret | Trade | WES | WES074 | Residential |  | Trade Secret | 2024 | 2024
20263-228838-01 | Xcel Energy | 85 | 13781 | IOU | 05387845 | 4.06 | Solar |  |  | Interconnected | Trade Secret | Trade | UPP | UPP081 | Residential |  | Trade Secret | 2023 | 2023
20263-228838-01 |  |  |  |  | OID3537463 |  | Solar |  |  | Withdrawn | Trade Secret | Trade | AFT | AFT314 | Residential | Solar*Rewards |  | 2018
20263-228838-01 | Xcel Energy | 85 | 13781 | IOU | 03675029 | 14.4 | Solar |  |  | Interconnected | Trade Secret | Trade | AFT | AFT314 | Residential | Solar*Rewards | Trade Secret | 2020 | 2020
20263-228838-01 | Xcel Energy | 85 | 13781 | IOU | 05031998 | 8.725 | Solar |  |  | Interconnected | Trade Secret | Trade | MPK | MPK063 | Residential | Solar*Rewards | Trade Secret | 2022 | 2023
20263-228838-01 |  |  |  |  | OID2639743 |  | Solar |  |  | Withdrawn | Trade Secret | Trade | BCR | BCR063 | Residential | Solar*Rewards |  | 2016
20263-228838-01 | Xcel Energy | 85 | 13781 | IOU | 03134983 | 3 | Solar |  |  | Interconnected | Trade Secret | Trade | BCR | BCR063 | Residential | Made in Minnesota | Trade Secret | 2016 | 2016
20263-228838-01 | Xcel Energy | 85 | 13781 | IOU | 05825353 | 14.625 | Solar |  |  | Interconnected | Trade Secret | Trade | EDA | EDA063 | Residential | Solar*Rewards | Trade Secret | 2024 | 2024
20263-228838-01 | Xcel Energy | 85 | 13781 | IOU | 03133825 | 6 | Solar |  |  | Interconnected | Trade Secret | Trade | OPK | OPK073 | Residential | Solar*Rewards | Trade Secret | 2013 | 2013
20263-228838-01 | Xcel Energy | 85 | 13781 | IOU | 03130786 | 1500 | Other |  |  | Interconnected | Trade Secret | Trade | TWL | TWL078 | Commercial |  | Trade Secret | 2003 | 2004
20263-228838-01 | Xcel Energy | 85 | 13781 | IOU | 03130739 | 1500 | Other |  |  | Interconnected | Trade Secret | Trade | TWL | TWL078 | Commercial |  | Trade Secret | 2003 | 2004
20263-228838-01 | Xcel Energy | 85 | 13781 | IOU | 03130787 | 1500 | Other |  |  | Interconnected | Trade Secret | Trade | TWL | TWL078 | Commercial |  | Trade Secret | 2003 | 2004
20263-228838-01 | Xcel Energy | 85 | 13781 | IOU | 05983217 | 7 | Solar |  |  | Interconnected | Trade Secret | Trade | OAD | OAD073 | Residential | Solar*Rewards | Trade Secret | 2024 | 2024
20263-228838-01 | Xcel Energy | 85 | 13781 | IOU | 04996065 | 5.052 | Solar |  |  | Interconnected | Trade Secret | Trade | ALD | ALD082 | Residential | Solar*Rewards | Trade Secret | 2022 | 2022
20263-228838-01 | Xcel Energy | 85 | 13781 | IOU | 05398992 | 80 | Solar |  |  | Interconnected | Trade Secret | Trade | CNC | CNC063 | Commercial | Solar*Rewards | Trade Secret | 2023 | 2023
20263-228838-01 | Xcel Energy | 85 | 13781 | IOU | 03459753 | 11.39 | Solar |  |  | Interconnected | Trade Secret | Trade | MOL | MOL072 | Residential | Solar*Rewards | Trade Secret | 2019 | 2020
20263-228838-01 | Xcel Energy | 85 | 13781 | IOU | 05844874 | 18.048 | Solar |  |  | Active Application | Trade Secret | Trade | RAM | RAM064 | Residential | Solar*Rewards | Trade Secret | 2024
20263-228838-01 | Xcel Energy | 85 | 13781 | IOU | 05435997 | 8.96 | Solar |  |  | Active Application | Trade Secret | Trade | REW | REW032 | Residential |  | Trade Secret | 2023
20263-228838-01 | Xcel Energy | 85 | 13781 | IOU | 05849532 | 4.555 | Solar |  |  | Interconnected | Trade Secret | Trade | REW | REW032 | Residential |  | Trade Secret | 2024 | 2024
20263-228838-01 | Xcel Energy | 85 | 13781 | IOU | 05412476 | 6.5 | Solar |  |  | Interconnected | Trade Secret | Trade | REW | REW032 | Residential |  | Trade Secret | 2023 | 2023
20263-228838-01 | Xcel Energy | 85 | 13781 | IOU | 05937699 | 3.747 | Solar |  |  | Interconnected | Trade Secret | Trade | EKO | EKO021 | Residential | Solar*Rewards | Trade Secret | 2024 | 2025
20263-228838-01 | Xcel Energy | 85 | 13781 | IOU | 03134873 | 6 | Solar |  |  | Interconnected | Trade Secret | Trade | ECK | ECK341 | Residential | Made in Minnesota | Trade Secret | 2016 | 2016
20263-228838-01 | Xcel Energy | 85 | 13781 | IOU | OID2541043 | 6 | Solar |  |  | Withdrawn | Trade Secret | Trade | ECK | ECK341 | Residential | Solar*Rewards | Trade Secret | 2016
20263-228838-01 | Xcel Energy | 85 | 13781 | IOU | 06235251 | 11.5 | Storage |  |  | Interconnected | Trade Secret | Trade | ECK | ECK341 | Residential |  | Trade Secret | 2025 | 2025
20263-228838-01 | Xcel Energy | 85 | 13781 | IOU | 05365110 | 8.32 | Solar |  |  | Interconnected | Trade Secret | Trade | HUG | HUG311 | Residential | Solar*Rewards | Trade Secret | 2023 | 2023
20263-228838-01 | Xcel Energy | 85 | 13781 | IOU | 06231964 | 8.376 | Solar |  |  | Active Application | Trade Secret | Trade | AHI | AHI022 | Residential |  | Trade Secret | 2025
20263-228838-01 | Xcel Energy | 85 | 13781 | IOU | 03707679 | 5 | Solar |  |  | Interconnected | Trade Secret | Trade | MHW | MHW311 | Residential | Solar*Rewards | Trade Secret | 2020 | 2021
20263-228838-01 | Xcel Energy | 85 | 13781 | IOU | 06289702 | 5.904 | Solar |  |  | Interconnected | Trade Secret | Trade | HSN | HSN311 | Residential |  | Trade Secret | 2025 | 2026
20263-228838-01 | Xcel Energy | 85 | 13781 | IOU | 06177626 | 8.376 | Solar |  |  | Interconnected | Trade Secret | Trade | HWW | HWW074 | Residential |  | Trade Secret | 2025 | 2025
20263-228838-01 | Xcel Energy | 85 | 13781 | IOU | OID3666626 | 30 | Solar |  |  | Withdrawn | Trade Secret | Trade | ZUF | ZUF021 | Commercial | Solar*Rewards | Trade Secret | 2018
20263-228838-01 | Xcel Energy | 85 | 13781 | IOU | 04049408 | 4.64 | Solar |  |  | Interconnected | Trade Secret | Trade | SOU | SOU084 | Residential | Solar*Rewards | Trade Secret | 2020 | 2020
20263-228838-01 | Xcel Energy | 85 | 13781 | IOU | 05847750 | 7.616 | Solar |  |  | Interconnected | Trade Secret | Trade | OAD | OAD072 | Residential |  | Trade Secret | 2024 | 2025
20263-228838-01 | Xcel Energy | 85 | 13781 | IOU | 03505123 | 10.44 | Solar |  |  | Interconnected | Trade Secret | Trade | RLK | RLK065 | Residential | Solar*Rewards | Trade Secret | 2019 | 2020
20263-228838-01 | Xcel Energy | 85 | 13781 | IOU | 05739812 | 11.766 | Solar |  |  | Interconnected | Trade Secret | Trade | HOL | HOL061 | Residential | Solar*Rewards | Trade Secret | 2024 | 2024
20263-228838-01 | Xcel Energy | 85 | 13781 | IOU | 03131766 | 8.91 | Solar |  |  | Interconnected | Trade Secret | Trade | RPO | RPO311 | Residential | Made in Minnesota | Trade Secret | 2017 | 2017
20263-228838-01 | Xcel Energy | 85 | 13781 | IOU | 03134398 | 6 | Solar |  |  | Interconnected | Trade Secret | Trade | HWW | HWW072 | Residential | Made in Minnesota | Trade Secret | 2015 | 2015
20263-228838-01 | Xcel Energy | 85 | 13781 | IOU | OID2988815 | 6 | Solar |  |  | Withdrawn | Trade Secret | Trade | MPK | MPK063 | Residential | Made in Minnesota | Trade Secret | 2017
20263-228838-01 | Xcel Energy | 85 | 13781 | IOU | 03131704 | 6 | Solar |  |  | Interconnected | Trade Secret | Trade | MPK | MPK063 | Residential | Made in Minnesota | Trade Secret | 2017 | 2017
20263-228838-01 | Xcel Energy | 85 | 13781 | IOU | 06270803 | 4.886 | Solar |  |  | Active Application | Trade Secret | Trade | RAM | RAM073 | Residential |  | Trade Secret | 2025
20263-228838-01 | Xcel Energy | 85 | 13781 | IOU | 03135132 | 9.94 | Solar |  |  | Interconnected | Trade Secret | Trade | HUG | HUG312 | Residential | Solar*Rewards | Trade Secret | 2016 | 2016
20263-228838-01 | Xcel Energy | 85 | 13781 | IOU | 06251208 | 7.87 | Solar |  |  | Active Application | Trade Secret | Trade | AFT | AFT322 | Residential |  | Trade Secret | 2025
20263-228838-01 | Xcel Energy | 85 | 13781 | IOU | 05972302 | 39.9 | Solar |  |  | Interconnected | Trade Secret | Trade | DPN | DPN071 | Commercial |  | Trade Secret | 2025 | 2025
20263-228838-01 | Xcel Energy | 85 | 13781 | IOU | 05518859 | 13.904 | Solar |  |  | Interconnected | Trade Secret | Trade | SLP | SLP076 | Residential | Solar*Rewards | Trade Secret | 2023 | 2023
20263-228838-01 | Xcel Energy | 85 | 13781 | IOU | 04225805 | 8.25 | Solar |  |  | Interconnected | Trade Secret | Trade | PBE | PBE061 | Residential | Solar*Rewards | Trade Secret | 2020 | 2021
20263-228838-01 | Xcel Energy | 85 | 13781 | IOU | 06193259 | 2.323 | Solar |  |  | Interconnected | Trade Secret | Trade | WES | WES074 | Residential | Solar*Rewards | Trade Secret | 2025 | 2026
20263-228838-01 | Xcel Energy | 85 | 13781 | IOU | 04972519 | 7.15 | Solar |  |  | Interconnected | Trade Secret | Trade | BRP | BRP061 | Residential | Solar*Rewards | Trade Secret | 2022 | 2022
20263-228838-01 | Xcel Energy | 85 | 13781 | IOU | OID3827157 | 6 | Solar |  |  | Withdrawn | Trade Secret | Trade | MPK | MPK086 | Residential | Solar*Rewards | Trade Secret | 2019
20263-228838-01 |  |  |  |  | 03590166 |  | Solar |  |  | Active Application | Trade Secret | Trade | MPK | MPK086 | Residential | Solar*Rewards |  | 2020
20263-228838-01 | Xcel Energy | 85 | 13781 | IOU | 03141922 | 6 | Solar |  |  | Interconnected | Trade Secret | Trade | MPK | MPK086 | Residential | Solar*Rewards | Trade Secret | 2019 | 2019
20263-228838-01 | Xcel Energy | 85 | 13781 | IOU | 05601761 | 7.04 | Solar |  |  | Interconnected | Trade Secret | Trade | SLP | SLP086 | Residential |  | Trade Secret | 2023 | 2024
20263-228838-01 | Xcel Energy | 85 | 13781 | IOU | 05825273 | 8.027 | Solar |  |  | Interconnected | Trade Secret | Trade | WCR | WCR322 | Residential | Solar*Rewards | Trade Secret | 2024 | 2025
20263-228838-01 | Xcel Energy | 85 | 13781 | IOU | 03132876 | 3.8 | Solar |  |  | Interconnected | Trade Secret | Trade | ALD | ALD084 | Residential | Solar*Rewards | Trade Secret | 2018 | 2019
20263-228838-01 | Xcel Energy | 85 | 13781 | IOU | 06209689 | 720 | Solar |  |  | Active Application | Trade Secret | Trade | WSG | WSG361 | Commercial |  | Trade Secret | 2025
20263-228838-01 |  |  |  |  | OID2919815 |  | Solar |  |  | Withdrawn | Trade Secret | Trade | MEL | MEL074 | Residential | Solar*Rewards |  | 2017
20263-228838-01 | Xcel Energy | 85 | 13781 | IOU | OID2919813 | 9.94 | Solar |  |  | Withdrawn | Trade Secret | Trade | MEL | MEL074 | Residential | Solar*Rewards | Trade Secret | 2017
20263-228838-01 | Xcel Energy | 85 | 13781 | IOU | OID2537805 | 10.01 | Solar |  |  | Withdrawn | Trade Secret | Trade | MEL | MEL074 | Residential | Solar*Rewards | Trade Secret | 2016
20263-228838-01 | Xcel Energy | 85 | 13781 | IOU | 03131502 | 9.94 | Solar |  |  | Interconnected | Trade Secret | Trade | MEL | MEL074 | Residential | Made in Minnesota | Trade Secret | 2017 | 2017
20263-228838-01 | Xcel Energy | 85 | 13781 | IOU | 05273907 | 9.423 | Solar |  |  | Interconnected | Trade Secret | Trade | DHL | DHL061 | Residential |  | Trade Secret | 2022 | 2023
20263-228838-01 | Xcel Energy | 85 | 13781 | IOU | 03773771 | 7.15 | Solar |  |  | Interconnected | Trade Secret | Trade | SLP | SLP071 | Residential | Solar*Rewards | Trade Secret | 2020 | 2020
20263-228838-01 | Xcel Energy | 85 | 13781 | IOU | 06151512 | 3.037 | Solar |  |  | Interconnected | Trade Secret | Trade | IDA | IDA064 | Residential |  | Trade Secret | 2025 | 2025
20263-228838-01 | Xcel Energy | 85 | 13781 | IOU | 03133033 | 2.03 | Solar |  |  | Interconnected | Trade Secret | Trade | SOU | SOU077 | Residential | Solar*Rewards | Trade Secret | 2018 | 2019
20263-228838-01 | Xcel Energy | 85 | 13781 | IOU | 04050760 | 14.21 | Solar |  |  | Interconnected | Trade Secret | Trade | ALD | ALD073 | Residential | Solar*Rewards | Trade Secret | 2020 | 2021
20263-228838-01 | Xcel Energy | 85 | 13781 | IOU | 03134871 | 9.94 | Solar |  |  | Interconnected | Trade Secret | Trade | WDY | WDY322 | Residential | Made in Minnesota | Trade Secret | 2016 | 2016
20263-228838-01 | Xcel Energy | 85 | 13781 | IOU | OID2534198 | 10.01 | Solar |  |  | Withdrawn | Trade Secret | Trade | WDY | WDY322 | Residential | Solar*Rewards | Trade Secret | 2016
20263-228838-01 | Xcel Energy | 85 | 13781 | IOU | 04610446 | 5.22 | Solar |  |  | Interconnected | Trade Secret | Trade | AFT | AFT315 | Residential |  | Trade Secret | 2021 | 2021
20263-228838-01 | Xcel Energy | 85 | 13781 | IOU | 05273599 | 11.6 | Solar |  |  | Interconnected | Trade Secret | Trade | WCS | WCS062 | Residential |  | Trade Secret | 2022 | 2023
20263-228838-01 | Xcel Energy | 85 | 13781 | IOU | 06047604 | 8.36 | Solar |  |  | Withdrawn | Trade Secret | Trade | ALD | ALD073 | Residential | Solar*Rewards | Trade Secret | 2024
20263-228838-01 | Xcel Energy | 85 | 13781 | IOU | 06057083 | 8.36 | Solar |  |  | Interconnected | Trade Secret | Trade | ALD | ALD073 | Residential | Solar*Rewards | Trade Secret | 2025 | 2025
20263-228838-01 | Xcel Energy | 85 | 13781 | IOU | 03131612 | 9.94 | Solar |  |  | Interconnected | Trade Secret | Trade | SHP | SHP072 | Residential | Made in Minnesota | Trade Secret | 2017 | 2017
20263-228838-01 |  |  |  |  | OID3830570 |  | Solar |  |  | Withdrawn | Trade Secret | Trade | TWL | TWL074 | Residential | Solar*Rewards |  | 2019
20263-228838-01 | Xcel Energy | 85 | 13781 | IOU | 03133523 | 3.01 | Solar |  |  | Interconnected | Trade Secret | Trade | APA | APA075 | Residential | Solar*Rewards | Trade Secret | 2011 | 2013
20263-228838-01 | Xcel Energy | 85 | 13781 | IOU | 06232230 | 8.64 | Solar |  |  | Active Application | Trade Secret | Trade | IDA | IDA072 | Commercial |  | Trade Secret | 2025
20263-228838-01 | Xcel Energy | 85 | 13781 | IOU | 04482952 | 4.06 | Solar |  |  | Active Application | Trade Secret | Trade | SOU | SOU064 | Residential | Solar*Rewards | Trade Secret | 2021
20263-228838-01 | Xcel Energy | 85 | 13781 | IOU | 04793737 | 4.64 | Solar |  |  | Interconnected | Trade Secret | Trade | SOU | SOU064 | Residential | Solar*Rewards | Trade Secret | 2022 | 2022
20263-228838-01 | Xcel Energy | 85 | 13781 | IOU | 03129953 | 4.32 | Solar |  |  | Active Application | Trade Secret | Trade | UPP | UPP082 | Residential | Solar*Rewards | Trade Secret | 2018
20263-228838-01 | Xcel Energy | 85 | 13781 | IOU | 06075466 | 11.6 | Solar |  |  | Interconnected | Trade Secret | Trade | UPP | UPP082 | Residential |  | Trade Secret | 2025 | 2025
20263-228838-01 | Xcel Energy | 85 | 13781 | IOU | 05365550 | 6.96 | Solar |  |  | Interconnected | Trade Secret | Trade | BYT | BYT061 | Residential |  | Trade Secret | 2023 | 2023
20263-228838-01 | Xcel Energy | 85 | 13781 | IOU | 04191050 | 7.83 | Solar |  |  | Interconnected | Trade Secret | Trade | SOU | SOU079 | Residential | Solar*Rewards | Trade Secret | 2020 | 2021
20263-228838-01 | Xcel Energy | 85 | 13781 | IOU | 05204349 | 240 | Solar |  |  | Withdrawn | Trade Secret | Trade | WRR | WRR065 | Commercial |  | Trade Secret | 2022
20263-228838-01 | Xcel Energy | 85 | 13781 | IOU | 05282036 | 11.517 | Solar |  |  | Interconnected | Trade Secret | Trade | RLK | RLK066 | Residential |  | Trade Secret | 2023 | 2023
20263-228838-01 | Xcel Energy | 85 | 13781 | IOU | 03134672 | 3.8 | Solar |  |  | Interconnected | Trade Secret | Trade | MPK | MPK083 | Residential | Solar*Rewards | Trade Secret | 2015 | 2016
20263-228838-01 | Xcel Energy | 85 | 13781 | IOU | 03132733 | 2.52 | Solar |  |  | Interconnected | Trade Secret | Trade | MPK | MPK083 | Residential | Solar*Rewards | Trade Secret | 2018 | 2018
20263-228838-01 | Xcel Energy | 85 | 13781 | IOU | 03130312 | 5 | Solar |  |  | Interconnected | Trade Secret | Trade | REW | REW033 | Residential | Solar*Rewards | Trade Secret | 2019 | 2019
20263-228838-01 | Xcel Energy | 85 | 13781 | IOU | 06066070 | 5.235 | Solar |  |  | Interconnected | Trade Secret | Trade | HWW | HWW062 | Residential | Solar*Rewards | Trade Secret | 2025 | 2025
20263-228838-01 | Xcel Energy | 85 | 13781 | IOU | 03129797 | 6.84 | Solar |  |  | Interconnected | Trade Secret | Trade | WWK | WWK321 | Residential |  | Trade Secret | 2016 | 2016
20263-228838-01 | Xcel Energy | 85 | 13781 | IOU | 06226541 | 7.6 | Solar |  |  | Active Application | Trade Secret | Trade | RMT | RMT321 | Residential |  | Trade Secret | 2025
20263-228838-01 | Xcel Energy | 85 | 13781 | IOU | 04794118 | 4.64 | Solar |  |  | Interconnected | Trade Secret | Trade | MPK | MPK085 | Residential | Solar*Rewards | Trade Secret | 2022 | 2022
20263-228838-01 | Xcel Energy | 85 | 13781 | IOU | 05944757 | 9.994 | Solar |  |  | Interconnected | Trade Secret | Trade | AFT | AFT321 | Residential |  | Trade Secret | 2024 | 2025
20263-228838-01 | Xcel Energy | 85 | 13781 | IOU | 06258423 | 6.282 | Solar |  |  | Active Application | Trade Secret | Trade | RAM | RAM073 | Residential |  | Trade Secret | 2025
20263-228838-01 | Xcel Energy | 85 | 13781 | IOU | 05955445 | 7.475 | Solar |  |  | Interconnected | Trade Secret | Trade | TWL | TWL066 | Residential | Solar*Rewards | Trade Secret | 2024 | 2024
20263-228838-01 | Xcel Energy | 85 | 13781 | IOU | 06165964 | 6.832 | Solar |  |  | Interconnected | Trade Secret | Trade | OAD | OAD072 | Residential |  | Trade Secret | 2025 | 2025
20263-228838-01 | Xcel Energy | 85 | 13781 | IOU | 06007599 | 7.98 | Solar |  |  | Active Application | Trade Secret | Trade | SOU | SOU087 | Residential | Solar*Rewards | Trade Secret | 2024
20263-228838-01 | Xcel Energy | 85 | 13781 | IOU | 05951385 | 9.994 | Solar |  |  | Withdrawn | Trade Secret | Trade | KOL | KOL061 | Residential |  | Trade Secret | 2024
20263-228838-01 | Xcel Energy | 85 | 13781 | IOU | 03132403 | 5 | Solar |  |  | Interconnected | Trade Secret | Trade | HUG | HUG312 | Residential | Solar*Rewards | Trade Secret | 2018 | 2018
20263-228838-01 | Xcel Energy | 85 | 13781 | IOU | 03973960 | 5 | Solar |  |  | Interconnected | Trade Secret | Trade | WIL | WIL093 | Residential | Solar*Rewards | Trade Secret | 2020 | 2020
20263-228838-01 | Xcel Energy | 85 | 13781 | IOU | 04816557 | 13.63 | Solar |  |  | Interconnected | Trade Secret | Trade | UPP | UPP082 | Residential | Solar*Rewards | Trade Secret | 2022 | 2022
20263-228838-01 | Xcel Energy | 85 | 13781 | IOU | 05640151 | 5.67 | Solar |  |  | Interconnected | Trade Secret | Trade | TLK | TLK067 | Residential |  | Trade Secret | 2023 | 2024
20263-228838-01 | Xcel Energy | 85 | 13781 | IOU | 06012403 | 3.84 | Storage |  |  | Active Application | Trade Secret | Trade | TLK | TLK067 | Residential |  | Trade Secret | 2024
20263-228838-01 | Xcel Energy | 85 | 13781 | IOU | 06017942 | 13.35 | Storage |  |  | Interconnected | Trade Secret | Trade | TLK | TLK067 | Residential |  | Trade Secret | 2024 | 2025
20263-228838-01 | Xcel Energy | 85 | 13781 | IOU | 03133165 | 4.18 | Solar |  |  | Interconnected | Trade Secret | Trade | GVW | GVW021 | Residential | Solar*Rewards | Trade Secret | 2010 | 2010
20263-228838-01 | Xcel Energy | 85 | 13781 | IOU | OID2262432 | 17.2 | Solar |  |  | Withdrawn | Trade Secret | Trade | CTR | CTR021 | Commercial | Solar*Rewards | Trade Secret | 2015
20263-228838-01 | Xcel Energy | 85 | 13781 | IOU | 05276052 | 7.5 | Solar |  |  | Interconnected | Trade Secret | Trade | MEL | MEL087 | Residential |  | Trade Secret | 2022 | 2023
20263-228838-01 | Xcel Energy | 85 | 13781 | IOU | 05523029 | 4.35 | Solar |  |  | Interconnected | Trade Secret | Trade | MEL | MEL069 | Residential |  | Trade Secret | 2023 | 2023
20263-228838-01 | Xcel Energy | 85 | 13781 | IOU | 03341173 | 4.4 | Solar |  |  | Interconnected | Trade Secret | Trade | SOU | SOU079 | Residential | Solar*Rewards | Trade Secret | 2019 | 2020
20263-228838-01 |  |  |  |  | OID3951042 |  | Solar |  |  | Withdrawn | Trade Secret | Trade | SOU | SOU079 | Residential | Solar*Rewards |  | 2019
20263-228838-01 | Xcel Energy | 85 | 13781 | IOU | OID3951044 | 4.4 | Solar |  |  | Withdrawn | Trade Secret | Trade | SOU | SOU079 | Residential | Solar*Rewards | Trade Secret | 2019
20263-228838-01 | Xcel Energy | 85 | 13781 | IOU | 03133214 | 4 | Solar |  |  | Interconnected | Trade Secret | Trade | SOU | SOU079 | Residential | Solar*Rewards | Trade Secret | 2010 | 2010
20263-228838-01 | Xcel Energy | 85 | 13781 | IOU | 03132269 | 3.747 | Solar |  |  | Interconnected | Trade Secret | Trade | MPK | MPK074 | Residential | Solar*Rewards | Trade Secret | 2018 | 2018
20263-228838-01 | Xcel Energy | 85 | 13781 | IOU | 04493081 | 7.616 | Solar |  |  | Active Application | Trade Secret | Trade | LEX | LEX063 | Residential | Solar*Rewards | Trade Secret | 2021
20263-228838-01 | Xcel Energy | 85 | 13781 | IOU | 04509082 | 7.616 | Solar |  |  | Interconnected | Trade Secret | Trade | LEX | LEX063 | Residential |  | Trade Secret | 2021 | 2022
20263-228838-01 | Xcel Energy | 85 | 13781 | IOU | 05573865 | 8.448 | Solar |  |  | Withdrawn | Trade Secret | Trade | AFT | AFT322 | Residential | Solar*Rewards | Trade Secret | 2023
20263-228838-01 | Xcel Energy | 85 | 13781 | IOU | 05722226 | 8.448 | Solar |  |  | Interconnected | Trade Secret | Trade | AFT | AFT322 | Residential | Solar*Rewards | Trade Secret | 2024 | 2024
20263-228838-01 | Xcel Energy | 85 | 13781 | IOU | 04323547 | 2.61 | Solar |  |  | Interconnected | Trade Secret | Trade | SHP | SHP072 | Residential | Solar*Rewards | Trade Secret | 2021 | 2021
20263-228838-01 | Xcel Energy | 85 | 13781 | IOU | SRO29449 | 3.225 | Solar |  |  | Withdrawn | Trade Secret | Trade | ESW | ESW073 | Residential | Solar*Rewards | Trade Secret | 2013
20263-228838-01 | Xcel Energy | 85 | 13781 | IOU | 03134044 | 3.225 | Solar |  |  | Interconnected | Trade Secret | Trade | ESW | ESW073 | Residential | Solar*Rewards | Trade Secret | 2014 | 2015
20263-228838-01 | Xcel Energy | 85 | 13781 | IOU | OID3825927 | 20.4 | Solar |  |  | Withdrawn | Trade Secret | Trade | MTW | MTW021 | Commercial | Solar*Rewards | Trade Secret | 2019
20263-228838-01 | Xcel Energy | 85 | 13781 | IOU | OID3833999 | 20.4 | Solar |  |  | Withdrawn | Trade Secret | Trade | MTW | MTW021 | Commercial |  | Trade Secret | 2019
20263-228838-01 | Xcel Energy | 85 | 13781 | IOU | 03135115 | 8.4 | Solar |  |  | Interconnected | Trade Secret | Trade | ZUF | ZUF021 | Residential | Made in Minnesota | Trade Secret | 2016 | 2017
20263-228838-01 | Xcel Energy | 85 | 13781 | IOU | 03867967 | 4.64 | Solar |  |  | Interconnected | Trade Secret | Trade | RAM | RAM064 | Residential | Solar*Rewards | Trade Secret | 2020 | 2020
20263-228838-01 | Xcel Energy | 85 | 13781 | IOU | 04931630 | 3.747 | Solar |  |  | Interconnected | Trade Secret | Trade | CHE | CHE076 | Residential | Solar*Rewards | Trade Secret | 2022 | 2022
20263-228838-01 | Xcel Energy | 85 | 13781 | IOU | 03133624 | 3.375 | Solar |  |  | Interconnected | Trade Secret | Trade | SOU | SOU072 | Residential | Solar*Rewards | Trade Secret | 2012 | 2012
20263-228838-01 | Xcel Energy | 85 | 13781 | IOU | 04793727 | 5.22 | Solar |  |  | Interconnected | Trade Secret | Trade | SOU | SOU079 | Residential | Solar*Rewards | Trade Secret | 2022 | 2022
20263-228838-01 | Xcel Energy | 85 | 13781 | IOU | 06031754 | 9 | Solar |  |  | Interconnected | Trade Secret | Trade | HUG | HUG312 | Residential | Solar*Rewards | Trade Secret | 2024 | 2025
20263-228838-01 | Xcel Energy | 85 | 13781 | IOU | 06270824 | 5.235 | Solar |  |  | Active Application | Trade Secret | Trade | SOU | SOU083 | Residential |  | Trade Secret | 2025
20263-228838-01 | Xcel Energy | 85 | 13781 | IOU | 04508438 | 6 | Solar |  |  | Withdrawn | Trade Secret | Trade | HSN | HSN321 | Residential |  | Trade Secret | 2021
20263-228838-01 | Xcel Energy | 85 | 13781 | IOU | 04502559 | 6 | Solar |  |  | Active Application | Trade Secret | Trade | HSN | HSN321 | Residential | Solar*Rewards | Trade Secret | 2021
20263-228838-01 | Xcel Energy | 85 | 13781 | IOU | 05356920 | 10.44 | Solar |  |  | Interconnected | Trade Secret | Trade | WYO | WYO021 | Residential | Solar*Rewards | Trade Secret | 2023 | 2023
20263-228838-01 | Xcel Energy | 85 | 13781 | IOU | 06179243 | 7.524 | Solar |  |  | Active Application | Trade Secret | Trade | GSL | GSL064 | Residential | Solar*Rewards | Trade Secret | 2025
20263-228838-01 | Xcel Energy | 85 | 13781 | IOU | 03132098 | 18 | Solar |  |  | Interconnected | Trade Secret | Trade | MOL | MOL068 | Commercial | Made in Minnesota | Trade Secret | 2017 | 2018
20263-228838-01 | Xcel Energy | 85 | 13781 | IOU | 03358742 | 1.2 | Solar |  |  | Interconnected | Trade Secret | Trade | SOU | SOU077 | Residential | Solar*Rewards | Trade Secret | 2019 | 2020
20263-228838-01 | Xcel Energy | 85 | 13781 | IOU | 03133671 | 2.15 | Solar |  |  | Interconnected | Trade Secret | Trade | HWW | HWW072 | Residential | Solar*Rewards | Trade Secret | 2012 | 2012
20263-228838-01 | Xcel Energy | 85 | 13781 | IOU | 04485676 | 11.39 | Solar |  |  | Active Application | Trade Secret | Trade | RRK | RRK064 | Residential | Solar*Rewards | Trade Secret | 2021
20263-228838-01 | Xcel Energy | 85 | 13781 | IOU | 04509403 | 11.39 | Solar |  |  | Interconnected | Trade Secret | Trade | RRK | RRK064 | Residential |  | Trade Secret | 2021 | 2021
20263-228838-01 | Xcel Energy | 85 | 13781 | IOU | 05417461 | 7.04 | Solar |  |  | Interconnected | Trade Secret | Trade | BUR | BUR032 | Residential |  | Trade Secret | 2023 | 2024
20263-228838-01 | Xcel Energy | 85 | 13781 | IOU | 05207944 | 7.54 | Solar |  |  | Interconnected | Trade Secret | Trade | LEX | LEX075 | Residential |  | Trade Secret | 2022 | 2022
20263-228838-01 | Xcel Energy | 85 | 13781 | IOU | 06226955 | 4.537 | Solar |  |  | Interconnected | Trade Secret | Trade | CEL | CEL061 | Residential |  | Trade Secret | 2025 | 2025
20263-228838-01 | Xcel Energy | 85 | 13781 | IOU | 05372863 | 5.12 | Solar |  |  | Interconnected | Trade Secret | Trade | HUG | HUG311 | Residential | Solar*Rewards | Trade Secret | 2023 | 2023
20263-228838-01 | Xcel Energy | 85 | 13781 | IOU | 05120125 | 26.524 | Solar |  |  | Interconnected | Trade Secret | Trade | OPK | OPK077 | Commercial |  | Trade Secret | 2022 | 2023
20263-228838-01 | Xcel Energy | 85 | 13781 | IOU | OID2019169 | 7.68 | Solar |  |  | Withdrawn | Trade Secret | Trade | SCL | SCL322 | Residential | Solar*Rewards | Trade Secret | 2014
20263-228838-01 | Xcel Energy | 85 | 13781 | IOU | 03134560 | 5.76 | Solar |  |  | Interconnected | Trade Secret | Trade | SCL | SCL322 | Residential | Made in Minnesota | Trade Secret | 2015 | 2015
20263-228838-01 | Xcel Energy | 85 | 13781 | IOU | 04004360 | 2.32 | Solar |  |  | Withdrawn | Trade Secret | Trade | UPP | UPP084 | Residential | Solar*Rewards | Trade Secret | 2020
20263-228838-01 | Xcel Energy | 85 | 13781 | IOU | SRO24331 | 13.33 | Solar |  |  | Withdrawn | Trade Secret | Trade | BYT | BYT071 | Commercial | Solar*Rewards | Trade Secret | 2012
20263-228838-01 | Xcel Energy | 85 | 13781 | IOU | 03133788 | 13.33 | Solar |  |  | Interconnected | Trade Secret | Trade | BYT | BYT071 | Commercial | Solar*Rewards | Trade Secret | 2013 | 2013
20263-228838-01 | Xcel Energy | 85 | 13781 | IOU | 05601820 | 3.78 | Solar |  |  | Interconnected | Trade Secret | Trade | MPK | MPK085 | Residential |  | Trade Secret | 2023 | 2023
20263-228838-01 | Xcel Energy | 85 | 13781 | IOU | 05466764 | 15 | Solar |  |  | Interconnected | Trade Secret | Trade | CGR | CGR061 | Residential | Solar*Rewards | Trade Secret | 2023 | 2024
20263-228838-01 | Xcel Energy | 85 | 13781 | IOU | 06178038 | 28.8 | Storage |  |  | Active Application | Trade Secret | Trade | CGR | CGR061 | Residential |  | Trade Secret | 2025
20263-228838-01 | Xcel Energy | 85 | 13781 | IOU | 03134411 | 6.72 | Solar |  |  | Interconnected | Trade Secret | Trade | ECK | ECK342 | Residential | Made in Minnesota | Trade Secret | 2015 | 2015
20263-228838-01 | Xcel Energy | 85 | 13781 | IOU | 06018371 | 31.64 | Storage |  |  | Interconnected | Trade Secret | Trade | ECK | ECK342 | Residential |  | Trade Secret | 2024 | 2025
20263-228838-01 | Xcel Energy | 85 | 13781 | IOU | 03134481 | 1.92 | Solar |  |  | Interconnected | Trade Secret | Trade | ECK | ECK342 | Residential | Solar*Rewards | Trade Secret | 2015 | 2015
20263-228838-01 | Xcel Energy | 85 | 13781 | IOU | 05559084 | 6.4 | Solar |  |  | Interconnected | Trade Secret | Trade | ECK | ECK062 | Residential | Solar*Rewards | Trade Secret | 2023 | 2023
20263-228838-01 | Xcel Energy | 85 | 13781 | IOU | 04140646 | 79.996 | Solar |  |  | Interconnected | Trade Secret | Trade | ANN | ANN021 | Commercial |  | Trade Secret | 2020 | 2021
20263-228838-01 | Xcel Energy | 85 | 13781 | IOU | SRO20739 | 35 | Solar |  |  | Withdrawn | Trade Secret | Trade | ANN | ANN021 | Commercial | Solar*Rewards | Trade Secret | 2012
20263-228838-01 | Xcel Energy | 85 | 13781 | IOU | 03209971 | 4.35 | Solar |  | X | Interconnected | Trade Secret | Trade | SLP | SLP095 | Residential | Solar*Rewards | Trade Secret | 2019 | 2020
20263-228838-01 | Xcel Energy | 85 | 13781 | IOU | OID2321365 | 19.86 | Solar |  |  | Withdrawn | Trade Secret | Trade | MPN | MPN081 | Residential | Solar*Rewards | Trade Secret | 2015
20263-228838-01 | Xcel Energy | 85 | 13781 | IOU | 03134977 | 15.2 | Solar |  |  | Interconnected | Trade Secret | Trade | MPN | MPN081 | Residential | Solar*Rewards | Trade Secret | 2016 | 2016
20263-228838-01 | Xcel Energy | 85 | 13781 | IOU | 03131016 | 39 | Solar |  |  | Interconnected | Trade Secret | Trade | SOU | SOU086 | Commercial |  | Trade Secret | 2010 | 2010
20263-228838-01 | Xcel Energy | 85 | 13781 | IOU | 03131479 | 7.63 | Solar |  |  | Interconnected | Trade Secret | Trade | CGR | CGR061 | Residential | Solar*Rewards | Trade Secret | 2017 | 2017
20263-228838-01 | Xcel Energy | 85 | 13781 | IOU | 06079819 | 7.616 | Solar |  |  | Withdrawn | Trade Secret | Trade | LLK | LLK072 | Residential |  | Trade Secret | 2025
20263-228838-01 | Xcel Energy | 85 | 13781 | IOU | 06137498 | 9.994 | Solar |  |  | Interconnected | Trade Secret | Trade | LLK | LLK072 | Residential |  | Trade Secret | 2025 | 2026
20263-228838-01 | Xcel Energy | 85 | 13781 | IOU | 05829744 | 4.555 | Solar |  |  | Interconnected | Trade Secret | Trade | LEX | LEX332 | Residential | Solar*Rewards | Trade Secret | 2024 | 2024
20263-228838-01 | Xcel Energy | 85 | 13781 | IOU | 06221098 | 22 | Storage |  |  | Active Application | Trade Secret | Trade | WSG | WSG362 | Residential |  | Trade Secret | 2025
20263-228838-01 | Xcel Energy | 85 | 13781 | IOU | 06112625 | 11.904 | Solar |  |  | Interconnected | Trade Secret | Trade | WSG | WSG362 | Residential |  | Trade Secret | 2025 | 2025
20263-228838-01 | Xcel Energy | 85 | 13781 | IOU | 06087523 | 9.6 | Solar |  |  | Interconnected | Trade Secret | Trade | MPK | MPK078 | Residential | Solar*Rewards | Trade Secret | 2025 | 2025
20263-228838-01 | Xcel Energy | 85 | 13781 | IOU | 05535073 | 4.725 | Solar |  |  | Interconnected | Trade Secret | Trade | AFT | AFT314 | Residential |  | Trade Secret | 2023 | 2023
20263-228838-01 | Xcel Energy | 85 | 13781 | IOU | OID2345924 | 3 | Solar |  |  | Withdrawn | Trade Secret | Trade | NOF | NOF061 | Residential | Solar*Rewards | Trade Secret | 2015
20263-228838-01 | Xcel Energy | 85 | 13781 | IOU | 03134903 | 3 | Solar |  |  | Interconnected | Trade Secret | Trade | NOF | NOF061 | Residential | Made in Minnesota | Trade Secret | 2016 | 2016
20263-228838-01 | Xcel Energy | 85 | 13781 | IOU | OID2284479 | 6 | Solar |  |  | Interconnected | Trade Secret | Trade | MPK | MPK087 | Residential | Solar*Rewards | Trade Secret | 2015 | 2015
20263-228838-01 | Xcel Energy | 85 | 13781 | IOU | 03134475 | 6 | Solar |  |  | Interconnected | Trade Secret | Trade | MPK | MPK087 | Residential | Made in Minnesota | Trade Secret | 2015 | 2015
20263-228838-01 | Xcel Energy | 85 | 13781 | IOU | 06129768 | 11.5 | Storage |  |  | Interconnected | Trade Secret | Trade | MPK | MPK082 | Residential |  | Trade Secret | 2025 | 2025
20263-228838-01 | Xcel Energy | 85 | 13781 | IOU | 03132914 | 2.88 | Solar |  |  | Interconnected | Trade Secret | Trade | MPK | MPK082 | Residential | Solar*Rewards | Trade Secret | 2018 | 2019
20263-228838-01 | Xcel Energy | 85 | 13781 | IOU | 04999809 | 5.584 | Solar |  |  | Interconnected | Trade Secret | Trade | ALD | ALD073 | Residential | Solar*Rewards | Trade Secret | 2022 | 2023
20263-228838-01 | Xcel Energy | 85 | 13781 | IOU | 05466543 | 11.97 | Solar |  |  | Interconnected | Trade Secret | Trade | RLK | RLK079 | Residential | Solar*Rewards | Trade Secret | 2023 | 2023
20263-228838-01 | Xcel Energy | 85 | 13781 | IOU | 06252200 | 7.6 | Solar |  |  | Active Application | Trade Secret | Trade | HSN | HSN311 | Residential |  | Trade Secret | 2025
20263-228838-01 | Xcel Energy | 85 | 13781 | IOU | 06178630 | 26.569 | Solar |  |  | Withdrawn | Trade Secret | Trade | SOU | SOU073 | Residential | Solar*Rewards | Trade Secret | 2025
20263-228838-01 | Xcel Energy | 85 | 13781 | IOU | 06193421 | 9.109 | Solar |  |  | Interconnected | Trade Secret | Trade | SOU | SOU073 | Residential | Solar*Rewards | Trade Secret | 2025 | 2025
20263-228838-01 | Xcel Energy | 85 | 13781 | IOU | 04861146 | 5.052 | Solar |  |  | Interconnected | Trade Secret | Trade | UPP | UPP084 | Residential | Solar*Rewards | Trade Secret | 2022 | 2022
20263-228838-01 | Xcel Energy | 85 | 13781 | IOU | 04881068 | 3.49 | Solar |  |  | Interconnected | Trade Secret | Trade | SOU | SOU082 | Residential | Solar*Rewards | Trade Secret | 2022 | 2023
20263-228838-01 | Xcel Energy | 85 | 13781 | IOU | 03947559 | 9.994 | Solar |  | X | Interconnected | Trade Secret | Trade | RPO | RPO311 | Residential | Solar*Rewards | Trade Secret | 2020 | 2021
20263-228838-01 | Xcel Energy | 85 | 13781 | IOU | OID3866603 | 7.616 | Solar |  | X | Withdrawn | Trade Secret | Trade | RPO | RPO311 | Residential | Solar*Rewards | Trade Secret | 2019
20263-228838-01 | Xcel Energy | 85 | 13781 | IOU | 05358486 | 2.9 | Solar |  |  | Interconnected | Trade Secret | Trade | HWW | HWW072 | Residential | Solar*Rewards | Trade Secret | 2023 | 2023
20263-228838-01 |  |  |  |  | OID2325732 |  | Solar |  |  | Withdrawn | Trade Secret | Trade | KAN | KAN022 | Commercial | Made in Minnesota |  | 2015
20263-228838-01 | Xcel Energy | 85 | 13781 | IOU | 06223835 | 7.6 | Solar |  |  | Active Application | Trade Secret | Trade | OAD | OAD073 | Residential |  | Trade Secret | 2025
20263-228838-01 | Xcel Energy | 85 | 13781 | IOU | 05990339 | 3.747 | Solar |  |  | Active Application | Trade Secret | Trade | ESW | ESW062 | Residential |  | Trade Secret | 2024
20263-228838-01 | Xcel Energy | 85 | 13781 | IOU | 06043394 | 8.73 | Solar |  |  | Active Application | Trade Secret | Trade | HWW | HWW074 | Residential | Solar*Rewards | Trade Secret | 2024
20263-228838-01 | Xcel Energy | 85 | 13781 | IOU | 06040359 | 8.73 | Solar |  |  | Withdrawn | Trade Secret | Trade | HWW | HWW074 | Residential |  | Trade Secret | 2024
20263-228838-01 | Xcel Energy | 85 | 13781 | IOU | 06043347 | 8.73 | Solar |  |  | Withdrawn | Trade Secret | Trade | HWW | HWW074 | Residential | Solar*Rewards | Trade Secret | 2024
20263-228838-01 | Xcel Energy | 85 | 13781 | IOU | 03133429 | 2.365 | Solar |  |  | Interconnected | Trade Secret | Trade | WDY | WDY311 | Residential | Solar*Rewards | Trade Secret | 2011 | 2011
20263-228838-01 | Xcel Energy | 85 | 13781 | IOU | 05818502 | 240 | Solar |  |  | Interconnected | Trade Secret | Trade | MOL | MOL078 | Commercial |  | Trade Secret | 2024 | 2025
20263-228838-01 | Xcel Energy | 85 | 13781 | IOU | 05232150 | 2.32 | Solar |  |  | Interconnected | Trade Secret | Trade | HWW | HWW074 | Residential |  | Trade Secret | 2022 | 2023
20263-228838-01 | Xcel Energy | 85 | 13781 | IOU | 03134683 | 4.8 | Solar |  |  | Interconnected | Trade Secret | Trade | SIP | SIP063 | Residential | Solar*Rewards | Trade Secret | 2015 | 2015
20263-228838-01 |  |  |  |  | OID2296563 |  | Solar |  |  | Withdrawn | Trade Secret | Trade | SIP | SIP063 | Residential | Solar*Rewards |  | 2015
20263-228838-01 |  |  |  |  | OID2426354 |  | Solar |  |  | Withdrawn | Trade Secret | Trade | SIP | SIP063 | Residential | Solar*Rewards |  | 2015
20263-228838-01 | Xcel Energy | 85 | 13781 | IOU | 04340340 | 12.47 | Solar |  |  | Interconnected | Trade Secret | Trade | GNL | GNL063 | Residential | Solar*Rewards | Trade Secret | 2021 | 2021
20263-228838-01 | Xcel Energy | 85 | 13781 | IOU | SRO25638 | 8.6 | Solar |  |  | Withdrawn | Trade Secret | Trade | MDT | MDT073 | Residential | Solar*Rewards | Trade Secret | 2012
20263-228838-01 | Xcel Energy | 85 | 13781 | IOU | 03133784 | 7 | Solar |  |  | Interconnected | Trade Secret | Trade | MDT | MDT073 | Residential | Solar*Rewards | Trade Secret | 2013 | 2013
20263-228838-01 | Xcel Energy | 85 | 13781 | IOU | 03493705 | 7.83 | Solar |  |  | Interconnected | Trade Secret | Trade | MDT | MDT073 | Residential | Solar*Rewards | Trade Secret | 2019 | 2020
20263-228838-01 | Xcel Energy | 85 | 13781 | IOU | 05357021 | 6.175 | Solar |  |  | Interconnected | Trade Secret | Trade | APA | APA075 | Residential | Solar*Rewards | Trade Secret | 2023 | 2023
20263-228838-01 | Xcel Energy | 85 | 13781 | IOU | 05248858 | 11.89 | Solar |  |  | Interconnected | Trade Secret | Trade | WRR | WRR075 | Residential |  | Trade Secret | 2022 | 2023
20263-228838-01 | Xcel Energy | 85 | 13781 | IOU | 03131049 | 40 | Other |  |  | Interconnected | Trade Secret | Trade | RED | RED091 | Commercial |  | Trade Secret | 2010 | 2010
20263-228838-01 | Xcel Energy | 85 | 13781 | IOU | OID3284589 | 19.999 | Solar |  |  | Withdrawn | Trade Secret | Trade | WIL | WIL097 | Commercial | Solar*Rewards | Trade Secret | 2018
20263-228838-01 | Xcel Energy | 85 | 13781 | IOU | 04050290 | 7.616 | Solar |  |  | Active Application | Trade Secret | Trade | PKL | PKL061 | Commercial | Solar*Rewards | Trade Secret | 2020
20263-228838-01 | Xcel Energy | 85 | 13781 | IOU | 04793902 | 6.96 | Solar |  |  | Interconnected | Trade Secret | Trade | MPK | MPK065 | Residential | Solar*Rewards | Trade Secret | 2022 | 2022
20263-228838-01 | Xcel Energy | 85 | 13781 | IOU | 03135123 | 5 | Solar |  |  | Interconnected | Trade Secret | Trade | AFT | AFT321 | Residential | Solar*Rewards | Trade Secret | 2016 | 2017
20263-228838-01 | Xcel Energy | 85 | 13781 | IOU | SRO17088 | 40 | Solar |  |  | Withdrawn | Trade Secret | Trade | WSG | WSG074 | Commercial | Solar*Rewards | Trade Secret | 2011
20263-228838-01 | Xcel Energy | 85 | 13781 | IOU | 04636326 | 2.792 | Solar |  |  | Interconnected | Trade Secret | Trade | SLP | SLP084 | Residential |  | Trade Secret | 2021 | 2021
20263-228838-01 | Xcel Energy | 85 | 13781 | IOU | 04266035 | 8.7 | Solar |  |  | Interconnected | Trade Secret | Trade | MPN | MPN081 | Residential | Solar*Rewards | Trade Secret | 2021 | 2021
20263-228838-01 |  |  |  |  | SRO14242 |  | Solar |  |  | Withdrawn | Trade Secret | Trade | STY | STY062 | Residential | Solar*Rewards |  | 2010
20263-228838-01 | Xcel Energy | 85 | 13781 | IOU | 03133237 | 5 | Solar |  |  | Interconnected | Trade Secret | Trade | STY | STY062 | Residential | Solar*Rewards | Trade Secret | 2010 | 2010
20263-228838-01 | Xcel Energy | 85 | 13781 | IOU | 04046556 | 8.8 | Solar |  |  | Interconnected | Trade Secret | Trade | VMR | VMR062 | Residential |  | Trade Secret | 2020 | 2021
20263-228838-01 | Xcel Energy | 85 | 13781 | IOU | 03955295 | 8.8 | Solar |  |  | Active Application | Trade Secret | Trade | VMR | VMR062 | Residential | Solar*Rewards | Trade Secret | 2020
20263-228838-01 | Xcel Energy | 85 | 13781 | IOU | 05233678 | 10.15 | Solar |  |  | Active Application | Trade Secret | Trade | CNC | CNC063 | Residential |  | Trade Secret | 2022
20263-228838-01 | Xcel Energy | 85 | 13781 | IOU | 03132200 | 18 | Solar |  |  | Interconnected | Trade Secret | Trade | SLP | SLP083 | Commercial | Solar*Rewards | Trade Secret | 2018 | 2018
20263-228838-01 | Xcel Energy | 85 | 13781 | IOU | SRO29817 | 15 | Solar |  |  | Withdrawn | Trade Secret | Trade | SLP | SLP083 | Commercial | Solar*Rewards | Trade Secret | 2013
20263-228838-01 | Xcel Energy | 85 | 13781 | IOU | SRO29679 | 6 | Solar |  |  | Withdrawn | Trade Secret | Trade | MHW | MHW312 | Residential | Solar*Rewards | Trade Secret | 2013
20263-228838-01 | Xcel Energy | 85 | 13781 | IOU | 04606279 | 7.678 | Solar |  | X | Interconnected | Trade Secret | Trade | ECK | ECK061 | Residential |  | Trade Secret | 2021 | 2021
20263-228838-01 | Xcel Energy | 85 | 13781 | IOU | 05830313 | 5.052 | Solar |  |  | Interconnected | Trade Secret | Trade | RIV | RIV061 | Residential |  | Trade Secret | 2024 | 2025
20263-228838-01 | Xcel Energy | 85 | 13781 | IOU | 06130364 | 16.04 | Solar |  |  | Active Application | Trade Secret | Trade | GLK | GLK074 | Residential |  | Trade Secret | 2025
20263-228838-01 | Xcel Energy | 85 | 13781 | IOU | 06029599 | 16.701 | Solar |  |  | Withdrawn | Trade Secret | Trade | GLK | GLK074 | Residential | Solar*Rewards | Trade Secret | 2024
20263-228838-01 | Xcel Energy | 85 | 13781 | IOU | 04794148 | 7.616 | Solar |  |  | Interconnected | Trade Secret | Trade | SLP | SLP071 | Residential | Solar*Rewards | Trade Secret | 2022 | 2022
20263-228838-01 | Xcel Energy | 85 | 13781 | IOU | 05445889 | 4.35 | Solar |  |  | Interconnected | Trade Secret | Trade | WCR | WCR322 | Residential |  | Trade Secret | 2023 | 2023
20263-228838-01 | Xcel Energy | 85 | 13781 | IOU | OID2560166 | 20 | Solar |  |  | Withdrawn | Trade Secret | Trade | ORO | ORO062 | Commercial | Solar*Rewards | Trade Secret | 2016
20263-228838-01 | Xcel Energy | 85 | 13781 | IOU | 05527805 | 10.44 | Solar |  |  | Withdrawn | Trade Secret | Trade | RVA | RVA061 | Residential |  | Trade Secret | 2023
20263-228838-01 | Xcel Energy | 85 | 13781 | IOU | 05736258 | 7.56 | Solar |  |  | Interconnected | Trade Secret | Trade | RVA | RVA061 | Residential | Solar*Rewards | Trade Secret | 2024 | 2024
20263-228838-01 |  |  |  |  | 05775048 |  | Solar |  |  | Withdrawn | Trade Secret | Trade | RVA | RVA061 | Residential | Solar*Rewards |  | 2024
20263-228838-01 | Xcel Energy | 85 | 13781 | IOU | 05775122 | 9.109 | Solar |  |  | Withdrawn | Trade Secret | Trade | RVA | RVA061 | Residential | Solar*Rewards | Trade Secret | 2024
20263-228838-01 | Xcel Energy | 85 | 13781 | IOU | 05996273 | 23 | Storage |  |  | Interconnected | Trade Secret | Trade | SLP | SLP097 | Residential |  | Trade Secret | 2024 | 2025
20263-228838-01 | Xcel Energy | 85 | 13781 | IOU | 06178913 | 10.752 | Solar |  |  | Interconnected | Trade Secret | Trade | GSL | GSL341 | Residential | Solar*Rewards | Trade Secret | 2025 | 2025
20263-228838-01 | Xcel Energy | 85 | 13781 | IOU | 06170787 | 10.752 | Solar |  |  | Withdrawn | Trade Secret | Trade | GSL | GSL341 | Residential |  | Trade Secret | 2025
20263-228838-01 | Xcel Energy | 85 | 13781 | IOU | 04183132 | 7.616 | Solar |  |  | Active Application | Trade Secret | Trade | ORO | ORO061 | Residential | Solar*Rewards | Trade Secret | 2020
20263-228838-01 | Xcel Energy | 85 | 13781 | IOU | 06322399 | 6.282 | Solar |  |  | Active Application | Trade Secret | Trade | WCR | WCR322 | Residential | Solar*Rewards | Trade Secret | 2026
20263-228838-01 | Xcel Energy | 85 | 13781 | IOU | 04498545 | 6.028 | Solar |  |  | Interconnected | Trade Secret | Trade | RMT | RMT321 | Residential |  | Trade Secret | 2021 | 2021
20263-228838-01 | Xcel Energy | 85 | 13781 | IOU | 05845270 | 5.052 | Solar |  |  | Active Application | Trade Secret | Trade | DBL | DBL074 | Residential |  | Trade Secret | 2024
20263-228838-01 | Xcel Energy | 85 | 13781 | IOU | 05941402 | 6.046 | Solar |  |  | Interconnected | Trade Secret | Trade | SOU | SOU064 | Residential |  | Trade Secret | 2024 | 2025
20263-228838-01 | Xcel Energy | 85 | 13781 | IOU | 03132891 | 5.52 | Solar |  |  | Interconnected | Trade Secret | Trade | LAP | LAP311 | Residential | Solar*Rewards | Trade Secret | 2018 | 2019
20263-228838-01 | Xcel Energy | 85 | 13781 | IOU | 05023646 | 6.028 | Solar |  |  | Interconnected | Trade Secret | Trade | HUG | HUG312 | Residential |  | Trade Secret | 2022 | 2022
20263-228838-01 | Xcel Energy | 85 | 13781 | IOU | 05487761 | 5.052 | Solar |  |  | Interconnected | Trade Secret | Trade | HWW | HWW074 | Residential | Solar*Rewards | Trade Secret | 2023 | 2023
20263-228838-01 | Xcel Energy | 85 | 13781 | IOU | 04401745 | 3.48 | Solar |  |  | Interconnected | Trade Secret | Trade | SOU | SOU060 | Residential | Solar*Rewards | Trade Secret | 2021 | 2021
20263-228838-01 | Xcel Energy | 85 | 13781 | IOU | 05985687 | 5.052 | Solar |  |  | Interconnected | Trade Secret | Trade | ESW | ESW081 | Residential | Solar*Rewards | Trade Secret | 2024 | 2025
20263-228838-01 | Xcel Energy | 85 | 13781 | IOU | 05535566 | 11.52 | Solar |  |  | Interconnected | Trade Secret | Trade | RPO | RPO312 | Residential |  | Trade Secret | 2023 | 2023
20263-228838-01 | Xcel Energy | 85 | 13781 | IOU | 04380914 | 9.994 | Solar |  |  | Interconnected | Trade Secret | Trade | WCR | WCR061 | Residential | Solar*Rewards | Trade Secret | 2021 | 2021
20263-228838-01 | Xcel Energy | 85 | 13781 | IOU | 06225948 | 4.645 | Solar |  |  | Active Application | Trade Secret | Trade | GLK | GLK074 | Residential |  | Trade Secret | 2025
20263-228838-01 |  |  |  |  | OID3639403 |  | Solar |  |  | Withdrawn | Trade Secret | Trade | ALT | ALT021 | Residential |  |  | 2018
20263-228838-01 | Xcel Energy | 85 | 13781 | IOU | 05864023 | 9.109 | Solar |  |  | Interconnected | Trade Secret | Trade | LLK | LLK061 | Residential |  | Trade Secret | 2024 | 2024
20263-228838-01 | Xcel Energy | 85 | 13781 | IOU | 04810412 | 9.871 | Solar |  |  | Interconnected | Trade Secret | Trade | AFT | AFT315 | Residential | Solar*Rewards | Trade Secret | 2022 | 2024
20263-228838-01 | Xcel Energy | 85 | 13781 | IOU | 03134752 | 6.48 | Solar |  |  | Interconnected | Trade Secret | Trade | LEX | LEX075 | Residential | Solar*Rewards | Trade Secret | 2016 | 2016
20263-228838-01 | Xcel Energy | 85 | 13781 | IOU | 06017906 | 11.5 | Solar |  | X | Interconnected | Trade Secret | Trade | MOL | MOL071 | Residential | Solar*Rewards | Trade Secret | 2024 | 2025
20263-228838-01 | Xcel Energy | 85 | 13781 | IOU | 06201111 | 3.49 | Solar |  |  | Interconnected | Trade Secret | Trade | PKL | PKL074 | Residential |  | Trade Secret | 2025 | 2025
20263-228838-01 | Xcel Energy | 85 | 13781 | IOU | OID2430689 | 36 | Solar |  |  | Withdrawn | Trade Secret | Trade |  |  | Commercial | Made in Minnesota | Trade Secret | 2015
20263-228838-01 | Xcel Energy | 85 | 13781 | IOU | 04800755 | 7.616 | Solar |  |  | Interconnected | Trade Secret | Trade | STY | STY072 | Residential |  | Trade Secret | 2022 | 2022
20263-228838-01 | Xcel Energy | 85 | 13781 | IOU | 03131105 | 100 | Other |  |  | Interconnected | Trade Secret | Trade | PKL | PKL082 | Commercial |  | Trade Secret | 2012 | 2012
20263-228838-01 | Xcel Energy | 85 | 13781 | IOU | 05577300 | 5.985 | Solar |  |  | Interconnected | Trade Secret | Trade | WIL | WIL061 | Residential | Solar*Rewards | Trade Secret | 2023 | 2023
20263-228838-01 | Xcel Energy | 85 | 13781 | IOU | 03130688 | 20 | Wind |  |  | Interconnected | Trade Secret | Trade | HSN | HSN312 | Residential |  | Trade Secret | 2004 | 2005
20263-228838-01 | Xcel Energy | 85 | 13781 | IOU | 05507857 | 13.824 | Solar |  |  | Interconnected | Trade Secret | Trade | WCR | WCR322 | Residential |  | Trade Secret | 2023 | 2023
20263-228838-01 | Xcel Energy | 85 | 13781 | IOU | 05932029 | 4.875 | Solar |  |  | Withdrawn | Trade Secret | Trade | SLP | SLP083 | Residential |  | Trade Secret | 2024
20263-228838-01 | Xcel Energy | 85 | 13781 | IOU | 03134184 | 11 | Solar |  |  | Interconnected | Trade Secret | Trade | ALK | ALK072 | Residential | Solar*Rewards | Trade Secret | 2015 | 2015
20263-228838-01 | Xcel Energy | 85 | 13781 | IOU | 03130964 | 500 | Other |  |  | Interconnected | Trade Secret | Trade | ESW | ESW082 | Commercial |  | Trade Secret | 2007 | 2007
20263-228838-01 | Xcel Energy | 85 | 13781 | IOU | 03131270 | 9.94 | Solar |  |  | Interconnected | Trade Secret | Trade | NOF | NOF061 | Residential | Solar*Rewards | Trade Secret | 2016 | 2017
20263-228838-01 | Xcel Energy | 85 | 13781 | IOU | 03133491 | 2.28 | Solar |  |  | Interconnected | Trade Secret | Trade | MPK | MPK086 | Residential | Solar*Rewards | Trade Secret | 2011 | 2012
20263-228838-01 | Xcel Energy | 85 | 13781 | IOU | 05181707 | 11.02 | Solar |  |  | Interconnected | Trade Secret | Trade | PAT | PAT312 | Residential |  | Trade Secret | 2022 | 2023
20263-228838-01 | Xcel Energy | 85 | 13781 | IOU | 04422078 | 4.886 | Solar |  |  | Interconnected | Trade Secret | Trade | OAD | OAD072 | Residential | Solar*Rewards | Trade Secret | 2021 | 2021
20263-228838-01 | Xcel Energy | 85 | 13781 | IOU | 03446765 | 14.79 | Solar |  |  | Interconnected | Trade Secret | Trade | MEL | MEL075 | Commercial | Solar*Rewards | Trade Secret | 2019 | 2020
20263-228838-01 |  |  |  |  | OID2019202 |  | Solar |  |  | Withdrawn | Trade Secret | Trade | MDT | MDT073 | Residential | Solar*Rewards |  | 2014
20263-228838-01 | Xcel Energy | 85 | 13781 | IOU | 03134002 | 3.5 | Solar |  |  | Interconnected | Trade Secret | Trade | MDT | MDT073 | Residential | Solar*Rewards | Trade Secret | 2014 | 2015
20263-228838-01 | Xcel Energy | 85 | 13781 | IOU | 03133569 | 10 | Solar |  |  | Interconnected | Trade Secret | Trade | MPK | MPK076 | Commercial | Solar*Rewards | Trade Secret | 2011 | 2012
20263-228838-01 | Xcel Energy | 85 | 13781 | IOU | 05498285 | 15.048 | Solar |  |  | Interconnected | Trade Secret | Trade | MPK | MPK076 | Commercial |  | Trade Secret | 2023 | 2023
20263-228838-01 | Xcel Energy | 85 | 13781 | IOU | 06187585 | 8.027 | Solar |  |  | Interconnected | Trade Secret | Trade | LLK | LLK072 | Residential | Solar*Rewards | Trade Secret | 2025 | 2025
20263-228838-01 | Xcel Energy | 85 | 13781 | IOU | 05948984 | 3.77 | Solar |  |  | Withdrawn | Trade Secret | Trade | MST | MST071 | Residential | Solar*Rewards | Trade Secret | 2024
20263-228838-01 | Xcel Energy | 85 | 13781 | IOU | 04793663 | 7.54 | Solar |  |  | Interconnected | Trade Secret | Trade | AFT | AFT314 | Residential | Solar*Rewards | Trade Secret | 2022 | 2022
20263-228838-01 | Xcel Energy | 85 | 13781 | IOU | 05449152 | 5.052 | Solar |  |  | Interconnected | Trade Secret | Trade | SHP | SHP072 | Residential | Solar*Rewards | Trade Secret | 2023 | 2023
20263-228838-01 | Xcel Energy | 85 | 13781 | IOU | 06334686 | 6.046 | Solar |  |  | Active Application | Trade Secret | Trade | SHP | SHP072 | Residential | Solar*Rewards | Trade Secret | 2026
20263-228838-01 | Xcel Energy | 85 | 13781 | IOU | 05204658 | 10.24 | Solar |  |  | Interconnected | Trade Secret | Trade | LOK | LOK093 | Residential |  | Trade Secret | 2022 | 2023
20263-228838-01 | Xcel Energy | 85 | 13781 | IOU | 03131668 | 3.8 | Solar |  |  | Interconnected | Trade Secret | Trade | MEL | MEL071 | Residential | Made in Minnesota | Trade Secret | 2017 | 2017
20263-228838-01 | Xcel Energy | 85 | 13781 | IOU | SRO19201 | 45 | Solar |  |  | Withdrawn | Trade Secret | Trade | OSS | OSS075 | Commercial | Solar*Rewards | Trade Secret | 2012
20263-228838-01 | Xcel Energy | 85 | 13781 | IOU | 03133062 | 36 | Solar |  |  | Interconnected | Trade Secret | Trade | OSS | OSS075 | Commercial | Solar*Rewards | Trade Secret | 2013 | 2014
20263-228838-01 | Xcel Energy | 85 | 13781 | IOU | 03886761 | 3.747 | Solar |  |  | Active Application | Trade Secret | Trade | RIV | RIV073 | Residential | Solar*Rewards | Trade Secret | 2020
20263-228838-01 | Xcel Energy | 85 | 13781 | IOU | 04091191 | 3.747 | Solar |  |  | Interconnected | Trade Secret | Trade | RIV | RIV073 | Residential | Solar*Rewards | Trade Secret | 2020 | 2021
20263-228838-01 | Xcel Energy | 85 | 13781 | IOU | 06210258 | 5.235 | Solar |  |  | Interconnected | Trade Secret | Trade | WIL | WIL062 | Residential |  | Trade Secret | 2025 | 2025
20263-228838-01 | Xcel Energy | 85 | 13781 | IOU | 05357041 | 4.06 | Solar |  |  | Interconnected | Trade Secret | Trade | SOU | SOU075 | Residential | Solar*Rewards | Trade Secret | 2023 | 2023
20263-228838-01 | Xcel Energy | 85 | 13781 | IOU | 06040352 | 8.448 | Solar |  |  | Interconnected | Trade Secret | Trade | WIL | WIL089 | Residential | Solar*Rewards | Trade Secret | 2024 | 2025
20263-228838-01 | Xcel Energy | 85 | 13781 | IOU | 05711912 | 5.355 | Solar |  |  | Interconnected | Trade Secret | Trade | DBL | DBL067 | Residential | Solar*Rewards | Trade Secret | 2024 | 2024
20263-228838-01 | Xcel Energy | 85 | 13781 | IOU | 05356808 | 7.25 | Solar |  |  | Withdrawn | Trade Secret | Trade | WIL | WIL073 | Residential | Solar*Rewards | Trade Secret | 2023
20263-228838-01 | Xcel Energy | 85 | 13781 | IOU | 05487035 | 6.09 | Solar |  |  | Interconnected | Trade Secret | Trade | WIL | WIL073 | Residential | Solar*Rewards | Trade Secret | 2023 | 2023
20263-228838-01 | Xcel Energy | 85 | 13781 | IOU | 03263512 | 5.22 | Solar |  |  | Interconnected | Trade Secret | Trade | SLP | SLP082 | Residential | Solar*Rewards | Trade Secret | 2019 | 2019
20263-228838-01 | Xcel Energy | 85 | 13781 | IOU | 05957433 | 12.526 | Solar |  |  | Withdrawn | Trade Secret | Trade | CGR | CGR071 | Residential | Solar*Rewards | Trade Secret | 2024
20263-228838-01 | Xcel Energy | 85 | 13781 | IOU | 06020171 | 15.942 | Solar |  |  | Interconnected | Trade Secret | Trade | CGR | CGR071 | Residential | Solar*Rewards | Trade Secret | 2024 | 2025
20263-228838-01 | Xcel Energy | 85 | 13781 | IOU | 05364620 | 9.994 | Solar |  |  | Interconnected | Trade Secret | Trade | SOU | SOU079 | Residential |  | Trade Secret | 2023 | 2023
20263-228838-01 | Xcel Energy | 85 | 13781 | IOU | 05643222 | 8.82 | Solar |  |  | Interconnected | Trade Secret | Trade | TER | TER081 | Residential |  | Trade Secret | 2023 | 2023
20263-228838-01 | Xcel Energy | 85 | 13781 | IOU | 04793860 | 4.188 | Solar |  |  | Interconnected | Trade Secret | Trade | TER | TER061 | Residential | Solar*Rewards | Trade Secret | 2022 | 2022
20263-228838-01 | Xcel Energy | 85 | 13781 | IOU | 04108168 | 7.54 | Solar |  |  | Interconnected | Trade Secret | Trade | HWW | HWW073 | Residential | Solar*Rewards | Trade Secret | 2020 | 2021
20263-228838-01 | Xcel Energy | 85 | 13781 | IOU | 03734343 | 6.05 | Solar |  |  | Interconnected | Trade Secret | Trade | HWW | HWW074 | Residential | Solar*Rewards | Trade Secret | 2020 | 2020
20263-228838-01 | Xcel Energy | 85 | 13781 | IOU | 04421951 | 10.47 | Solar |  |  | Interconnected | Trade Secret | Trade | HSN | HSN321 | Residential | Solar*Rewards | Trade Secret | 2021 | 2021
20263-228838-01 | Xcel Energy | 85 | 13781 | IOU | 04047227 | 10.15 | Solar |  |  | Interconnected | Trade Secret | Trade | GLK | GLK074 | Residential | Solar*Rewards | Trade Secret | 2020 | 2021
20263-228838-01 | Xcel Energy | 85 | 13781 | IOU | 03131230 | 144 | Solar |  |  | Interconnected | Trade Secret | Trade | LOK | LOK093 | Commercial |  | Trade Secret | 2016 | 2016
20263-228838-01 | Xcel Energy | 85 | 13781 | IOU | 03132347 | 5 | Solar |  |  | Interconnected | Trade Secret | Trade | AFT | AFT321 | Residential | Solar*Rewards | Trade Secret | 2018 | 2018
20263-228838-01 | Xcel Energy | 85 | 13781 | IOU | 03134373 | 6.96 | Solar |  |  | Interconnected | Trade Secret | Trade | RPL | RPL064 | Residential | Made in Minnesota | Trade Secret | 2015 | 2015
20263-228838-01 | Xcel Energy | 85 | 13781 | IOU | SRO29952 | 5 | Solar |  |  | Withdrawn | Trade Secret | Trade | SOU | SOU086 | Residential | Solar*Rewards | Trade Secret | 2013
20263-228838-01 | Xcel Energy | 85 | 13781 | IOU | SRO29895 | 5.16 | Solar |  |  | Withdrawn | Trade Secret | Trade | DND | DND072 | Residential | Solar*Rewards | Trade Secret | 2013
20263-228838-01 | Xcel Energy | 85 | 13781 | IOU | SRO22178 | 5.16 | Solar |  |  | Withdrawn | Trade Secret | Trade | DND | DND072 | Residential | Solar*Rewards | Trade Secret | 2012
20263-228838-01 |  |  |  |  | 05799586 |  | Solar |  |  | Active Application | Trade Secret | Trade | WIL | WIL084 | Residential | Solar*Rewards |  | 2024
20263-228838-01 | Xcel Energy | 85 | 13781 | IOU | 06164877 | 7.7 | Solar |  |  | Withdrawn | Trade Secret | Trade | WIL | WIL084 | Residential | Solar*Rewards | Trade Secret | 2025
20263-228838-01 | Xcel Energy | 85 | 13781 | IOU | 06152029 | 7.971 | Solar |  |  | Withdrawn | Trade Secret | Trade | WIL | WIL084 | Residential | Solar*Rewards | Trade Secret | 2025
20263-228838-01 | Xcel Energy | 85 | 13781 | IOU | 06321945 | 5.22 | Solar |  |  | Active Application | Trade Secret | Trade | WIL | WIL084 | Residential | Solar*Rewards | Trade Secret | 2026
20263-228838-01 | Xcel Energy | 85 | 13781 | IOU | 06152054 | 7.678 | Solar |  |  | Withdrawn | Trade Secret | Trade | WIL | WIL084 | Residential | Solar*Rewards | Trade Secret | 2025
20263-228838-01 | Xcel Energy | 85 | 13781 | IOU | 04794041 | 11.31 | Solar |  |  | Interconnected | Trade Secret | Trade | PRR | PRR063 | Residential | Solar*Rewards | Trade Secret | 2022 | 2022
20263-228838-01 | Xcel Energy | 85 | 13781 | IOU | 04823206 | 7.616 | Solar |  |  | Interconnected | Trade Secret | Trade | TLK | TLK061 | Residential | Solar*Rewards | Trade Secret | 2022 | 2022
20263-228838-01 |  |  |  |  | OID1946163 |  | Solar |  |  | Withdrawn | Trade Secret | Trade | FSL | FSL312 | Residential | Made in Minnesota |  | 2014
20263-228838-01 | Xcel Energy | 85 | 13781 | IOU | 05943279 | 3.19 | Solar |  |  | Interconnected | Trade Secret | Trade | TWL | TWL062 | Residential | Solar*Rewards | Trade Secret | 2024 | 2024
20263-228838-01 | Xcel Energy | 85 | 13781 | IOU | 05964596 | 37.05 | Solar |  |  | Interconnected | Trade Secret | Trade | DND | DND071 | Commercial |  | Trade Secret | 2024 | 2026
20263-228838-01 | Xcel Energy | 85 | 13781 | IOU | 05761072 | 240 | Solar |  |  | Interconnected | Trade Secret | Trade | PKL | PKL065 | Commercial |  | Trade Secret | 2024 | 2025
20263-228838-01 | Xcel Energy | 85 | 13781 | IOU | 06216040 | 12.997 | Solar |  |  | Active Application | Trade Secret | Trade | CNC | CNC063 | Residential |  | Trade Secret | 2025
20263-228838-01 | Xcel Energy | 85 | 13781 | IOU | 04606263 | 9.772 | Solar |  |  | Interconnected | Trade Secret | Trade | RAM | RAM071 | Residential |  | Trade Secret | 2021 | 2022
20263-228838-01 | Xcel Energy | 85 | 13781 | IOU | 03130182 | 7.625 | Solar |  |  | Interconnected | Trade Secret | Trade | APA | APA068 | Residential | Solar*Rewards | Trade Secret | 2019 | 2020
20263-228838-01 | Xcel Energy | 85 | 13781 | IOU | 05819193 | 7.616 | Solar |  |  | Active Application | Trade Secret | Trade | OAD | OAD073 | Residential |  | Trade Secret | 2024
20263-228838-01 | Xcel Energy | 85 | 13781 | IOU | 05781407 | 7.56 | Solar |  |  | Interconnected | Trade Secret | Trade | SOU | SOU077 | Residential | Solar*Rewards | Trade Secret | 2024 | 2024
20263-228838-01 | Xcel Energy | 85 | 13781 | IOU | 06015955 | 5.314 | Solar |  |  | Interconnected | Trade Secret | Trade | KOL | KOL065 | Residential |  | Trade Secret | 2024 | 2025
20263-228838-01 | Xcel Energy | 85 | 13781 | IOU | 04555349 | 5 | Solar |  |  | Interconnected | Trade Secret | Trade | MEL | MEL072 | Residential |  | Trade Secret | 2021 | 2022
20263-228838-01 | Xcel Energy | 85 | 13781 | IOU | 05151163 | 14.28 | Solar |  | X | Interconnected | Trade Secret | Trade | LLK | LLK061 | Residential |  | Trade Secret | 2022 | 2023
20263-228838-01 | Xcel Energy | 85 | 13781 | IOU | 03133320 | 40 | Solar |  |  | Interconnected | Trade Secret | Trade | WDY | WDY322 | Commercial | Solar*Rewards | Trade Secret | 2010 | 2011
20263-228838-01 | Xcel Energy | 85 | 13781 | IOU | 06108405 | 20.876 | Solar |  |  | Withdrawn | Trade Secret | Trade | EDA | EDA074 | Residential | Solar*Rewards | Trade Secret | 2025
20263-228838-01 | Xcel Energy | 85 | 13781 | IOU | 06148423 | 13.664 | Solar |  |  | Active Application | Trade Secret | Trade | EDA | EDA074 | Residential | Solar*Rewards | Trade Secret | 2025
20263-228838-01 | Xcel Energy | 85 | 13781 | IOU | 06321880 | 6.08 | Solar |  |  | Active Application | Trade Secret | Trade | BRP | BRP061 | Residential | Solar*Rewards | Trade Secret | 2026
20263-228838-01 | Xcel Energy | 85 | 13781 | IOU | 06069820 | 6.46 | Solar |  |  | Withdrawn | Trade Secret | Trade | BRP | BRP061 | Residential | Solar*Rewards | Trade Secret | 2025
20263-228838-01 | Xcel Energy | 85 | 13781 | IOU | OID3284684 | 19.999 | Solar |  |  | Withdrawn | Trade Secret | Trade | WEF | WEF061 | Commercial | Solar*Rewards | Trade Secret | 2018
20263-228838-01 | Xcel Energy | 85 | 13781 | IOU | 05853153 | 5.052 | Solar |  |  | Interconnected | Trade Secret | Trade | WDY | WDY311 | Residential |  | Trade Secret | 2024 | 2025
20263-228838-01 | Xcel Energy | 85 | 13781 | IOU | 03133560 | 2.58 | Solar |  |  | Interconnected | Trade Secret | Trade | MST | MST076 | Residential | Solar*Rewards | Trade Secret | 2011 | 2012
20263-228838-01 | Xcel Energy | 85 | 13781 | IOU | 05123155 | 3.747 | Solar |  |  | Interconnected | Trade Secret | Trade | WES | WES064 | Residential |  | Trade Secret | 2022 | 2022
20263-228838-01 | Xcel Energy | 85 | 13781 | IOU | 04521771 | 8.12 | Solar |  |  | Interconnected | Trade Secret | Trade | SOU | SOU061 | Residential |  | Trade Secret | 2021 | 2021
20263-228838-01 | Xcel Energy | 85 | 13781 | IOU | 03943002 | 5.584 | Solar |  |  | Interconnected | Trade Secret | Trade | APA | APA065 | Residential | Solar*Rewards | Trade Secret | 2020 | 2020
20263-228838-01 | Xcel Energy | 85 | 13781 | IOU | 03131643 | 5 | Solar |  |  | Interconnected | Trade Secret | Trade | HWW | HWW063 | Residential | Made in Minnesota | Trade Secret | 2017 | 2017
20263-228838-01 | Xcel Energy | 85 | 13781 | IOU | 05635815 | 10.752 | Solar |  |  | Withdrawn | Trade Secret | Trade | BCR | BCR063 | Residential |  | Trade Secret | 2023
20263-228838-01 | Xcel Energy | 85 | 13781 | IOU | 05718756 | 10.752 | Solar |  |  | Interconnected | Trade Secret | Trade | BCR | BCR063 | Residential | Solar*Rewards | Trade Secret | 2024 | 2024
20263-228838-01 | Xcel Energy | 85 | 13781 | IOU | 03130119 | 2.88 | Solar |  |  | Interconnected | Trade Secret | Trade | WES | WES076 | Residential | Solar*Rewards | Trade Secret | 2018 | 2019
20263-228838-01 | Xcel Energy | 85 | 13781 | IOU | 05853176 | 9.994 | Solar |  |  | Interconnected | Trade Secret | Trade | WES | WES072 | Residential |  | Trade Secret | 2024 | 2025
20263-228838-01 | Xcel Energy | 85 | 13781 | IOU | 03131661 | 6 | Solar |  |  | Interconnected | Trade Secret | Trade | UPP | UPP063 | Residential | Made in Minnesota | Trade Secret | 2017 | 2017
20263-228838-01 | Xcel Energy | 85 | 13781 | IOU | 03132075 | 7.63 | Solar |  |  | Interconnected | Trade Secret | Trade | EXC | EXC062 | Residential | Solar*Rewards | Trade Secret | 2017 | 2017
20263-228838-01 | Xcel Energy | 85 | 13781 | IOU | 05032017 | 17.8 | Solar |  | X | Interconnected | Trade Secret | Trade | MND | MND061 | Residential | Solar*Rewards | Trade Secret | 2022 | 2023
20263-228838-01 | Xcel Energy | 85 | 13781 | IOU | 04399255 | 1.74 | Solar |  |  | Interconnected | Trade Secret | Trade | TWL | TWL063 | Residential | Solar*Rewards | Trade Secret | 2021 | 2021
20263-228838-01 | Xcel Energy | 85 | 13781 | IOU | 03129651 | 99.9 | Solar |  |  | Interconnected | Trade Secret | Trade | WES | WES064 | Commercial |  | Trade Secret | 2019 | 2020
20263-228838-01 | Xcel Energy | 85 | 13781 | IOU | 06140080 | 3.839 | Solar |  |  | Interconnected | Trade Secret | Trade | TLK | TLK064 | Residential |  | Trade Secret | 2025 | 2025
20263-228838-01 | Xcel Energy | 85 | 13781 | IOU | OID2806454 | 2000 | Other |  |  | Interconnected | Trade Secret | Trade | ELP | ELP073 | Commercial |  | Trade Secret | 2010 | 2013
20263-228838-01 | Xcel Energy | 85 | 13781 | IOU | 03134248 | 3.8 | Solar |  |  | Interconnected | Trade Secret | Trade | NOF | NOF061 | Residential | Solar*Rewards | Trade Secret | 2015 | 2015
20263-228838-01 | Xcel Energy | 85 | 13781 | IOU | 05428125 | 7.63 | Solar |  |  | Interconnected | Trade Secret | Trade | UPP | UPP082 | Residential | Solar*Rewards | Trade Secret | 2023 | 2023
20263-228838-01 | Xcel Energy | 85 | 13781 | IOU | 03130442 | 7.625 | Solar |  |  | Interconnected | Trade Secret | Trade | EDA | EDA073 | Residential | Solar*Rewards | Trade Secret | 2018 | 2018
20263-228838-01 | Xcel Energy | 85 | 13781 | IOU | 05333061 | 5.22 | Solar |  |  | Interconnected | Trade Secret | Trade | LEX | LEX332 | Residential |  | Trade Secret | 2022 | 2023
20263-228838-01 | Xcel Energy | 85 | 13781 | IOU | 03131494 | 7.63 | Solar |  |  | Interconnected | Trade Secret | Trade | HWW | HWW074 | Commercial | Made in Minnesota | Trade Secret | 2017 | 2017
20263-228838-01 | Xcel Energy | 85 | 13781 | IOU | 03134715 | 7.63 | Solar |  |  | Interconnected | Trade Secret | Trade | WCR | WCR311 | Residential | Solar*Rewards | Trade Secret | 2015 | 2016
20263-228838-01 | Xcel Energy | 85 | 13781 | IOU | 05933458 | 5.76 | Solar |  |  | Active Application | Trade Secret | Trade | FSL | FSL311 | Residential | Solar*Rewards | Trade Secret | 2024
20263-228838-01 | Xcel Energy | 85 | 13781 | IOU | 06142210 | 9.109 | Solar |  |  | Interconnected | Trade Secret | Trade | HSN | HSN321 | Residential | Solar*Rewards | Trade Secret | 2025 | 2025
20263-228838-01 | Xcel Energy | 85 | 13781 | IOU | 06150916 | 9.489 | Solar |  |  | Active Application | Trade Secret | Trade | HSN | HSN321 | Residential | Solar*Rewards | Trade Secret | 2025
20263-228838-01 |  |  |  |  | 06150908 |  | Solar |  |  | Withdrawn | Trade Secret | Trade | HSN | HSN321 | Residential | Solar*Rewards |  | 2025
20263-228838-01 | Xcel Energy | 85 | 13781 | IOU | 03188274 | 6 | Solar |  |  | Interconnected | Trade Secret | Trade | MPK | MPK084 | Residential | Solar*Rewards | Trade Secret | 2019 | 2020
20263-228838-01 | Xcel Energy | 85 | 13781 | IOU | 03131449 | 7.63 | Solar |  |  | Interconnected | Trade Secret | Trade | SOU | SOU087 | Residential | Made in Minnesota | Trade Secret | 2017 | 2017
20263-228838-01 | Xcel Energy | 85 | 13781 | IOU | OID2803120 | 6 | Solar |  |  | Withdrawn | Trade Secret | Trade | SOU | SOU087 | Residential | Solar*Rewards | Trade Secret | 2016
20263-228838-01 | Xcel Energy | 85 | 13781 | IOU | 03656426 | 2.4 | Solar |  |  | Interconnected | Trade Secret | Trade | CHE | CHE065 | Residential | Solar*Rewards | Trade Secret | 2020 | 2021
20263-228838-01 | Xcel Energy | 85 | 13781 | IOU | 05794123 | 6.387 | Solar |  |  | Interconnected | Trade Secret | Trade | WES | WES061 | Residential | Solar*Rewards | Trade Secret | 2024 | 2024
20263-228838-01 | Xcel Energy | 85 | 13781 | IOU | 03862685 | 22.78 | Solar |  |  | Interconnected | Trade Secret | Trade | AFT | AFT314 | Residential | Solar*Rewards | Trade Secret | 2020 | 2020
20263-228838-01 | Xcel Energy | 85 | 13781 | IOU | 05239478 | 6.6 | Solar |  |  | Interconnected | Trade Secret | Trade | MOL | MOL078 | Residential |  | Trade Secret | 2022 | 2023
20263-228838-01 | Xcel Energy | 85 | 13781 | IOU | 05901564 | 3.747 | Solar |  |  | Active Application | Trade Secret | Trade | RMT | RMT321 | Residential |  | Trade Secret | 2024
20263-228838-01 | Xcel Energy | 85 | 13781 | IOU | 05629037 | 7.68 | Solar |  |  | Interconnected | Trade Secret | Trade | WEH | WEH021 | Residential |  | Trade Secret | 2023 | 2024
20263-228838-01 | Xcel Energy | 85 | 13781 | IOU | 03134541 | 2.88 | Solar |  |  | Interconnected | Trade Secret | Trade | GLK | GLK071 | Residential | Made in Minnesota | Trade Secret | 2015 | 2015
20263-228838-01 | Xcel Energy | 85 | 13781 | IOU | 05815185 | 9.994 | Solar |  |  | Interconnected | Trade Secret | Trade | GRC | GRC063 | Residential | Solar*Rewards | Trade Secret | 2024 | 2024
20263-228838-01 | Xcel Energy | 85 | 13781 | IOU | 06129731 | 72 | Solar |  |  | Active Application | Trade Secret | Trade | SOU | SOU064 | Commercial |  | Trade Secret | 2025
20263-228838-01 | Xcel Energy | 85 | 13781 | IOU | 06017450 | 4.355 | Solar |  |  | Active Application | Trade Secret | Trade | RIV | RIV076 | Residential | Solar*Rewards | Trade Secret | 2024
20263-228838-01 | Xcel Energy | 85 | 13781 | IOU | 04794239 | 7.616 | Solar |  |  | Interconnected | Trade Secret | Trade | RRK | RRK064 | Residential | Solar*Rewards | Trade Secret | 2022 | 2022
20263-228838-01 | Xcel Energy | 85 | 13781 | IOU | OID3471933 | 39.998 | Solar |  |  | Withdrawn | Trade Secret | Trade | GLK | GLK073 | Commercial | Solar*Rewards | Trade Secret | 2018
20263-228838-01 | Xcel Energy | 85 | 13781 | IOU | OID3284607 | 19.999 | Solar |  |  | Withdrawn | Trade Secret | Trade | GLK | GLK073 | Commercial | Solar*Rewards | Trade Secret | 2018
20263-228838-01 | Xcel Energy | 85 | 13781 | IOU | 06208086 | 2.792 | Solar |  |  | Interconnected | Trade Secret | Trade | GLK | GLK071 | Residential | Solar*Rewards | Trade Secret | 2025 | 2025
20263-228838-01 | Xcel Energy | 85 | 13781 | IOU | 05818851 | 9.984 | Solar |  |  | Interconnected | Trade Secret | Trade | RPO | RPO312 | Residential | Solar*Rewards | Trade Secret | 2024 | 2024
20263-228838-01 | Xcel Energy | 85 | 13781 | IOU | 03130627 | 100.2 | Solar |  |  | Interconnected | Trade Secret | Trade | LEX | LEX333 | Commercial |  | Trade Secret | 2016 | 2017
20263-228838-01 | Xcel Energy | 85 | 13781 | IOU | 05189999 | 6.556 | Solar |  |  | Interconnected | Trade Secret | Trade | ALD | ALD088 | Residential |  | Trade Secret | 2022 | 2023
20263-228838-01 | Xcel Energy | 85 | 13781 | IOU | 04110459 | 7.616 | Solar |  |  | Interconnected | Trade Secret | Trade | TLK | TLK061 | Residential | Solar*Rewards | Trade Secret | 2020 | 2021
20263-228838-01 | Xcel Energy | 85 | 13781 | IOU | OID3308934 | 3.747 | Solar |  |  | Withdrawn | Trade Secret | Trade | NOF | NOF071 | Residential | Solar*Rewards | Trade Secret | 2018
20263-228838-01 | Xcel Energy | 85 | 13781 | IOU | OID3066916 | 7.63 | Solar |  |  | Withdrawn | Trade Secret | Trade | NOF | NOF071 | Residential | Solar*Rewards | Trade Secret | 2017
20263-228838-01 | Xcel Energy | 85 | 13781 | IOU | 03130316 | 2.76 | Solar |  |  | Interconnected | Trade Secret | Trade | TLK | TLK062 | Residential | Solar*Rewards | Trade Secret | 2019 | 2020
20263-228838-01 | Xcel Energy | 85 | 13781 | IOU | 05390737 | 2.5 | Solar |  |  | Active Application | Trade Secret | Trade | SLP | SLP076 | Residential |  | Trade Secret | 2023
20263-228838-01 | Xcel Energy | 85 | 13781 | IOU | 05528246 | 2.5 | Solar |  |  | Interconnected | Trade Secret | Trade | SLP | SLP076 | Residential |  | Trade Secret | 2023 | 2023
20263-228838-01 | Xcel Energy | 85 | 13781 | IOU | 05357818 | 16.753 | Solar |  | X | Withdrawn | Trade Secret | Trade | RRK | RRK082 | Residential | Solar*Rewards | Trade Secret | 2023
20263-228838-01 | Xcel Energy | 85 | 13781 | IOU | 03130692 | 10 | Wind |  |  | Interconnected | Trade Secret | Trade | AFT | AFT314 | Residential |  | Trade Secret | 2007 | 2007
20263-228838-01 | Xcel Energy | 85 | 13781 | IOU | 03133227 | 21 | Solar |  |  | Interconnected | Trade Secret | Trade | AFT | AFT314 | Residential | Solar*Rewards | Trade Secret | 2010 | 2011
20263-228838-01 | Xcel Energy | 85 | 13781 | IOU | 03130802 | 1 | Solar |  |  | Interconnected | Trade Secret | Trade | AFT | AFT314 | Residential |  | Trade Secret | 2007 | 2007
20263-228838-01 | Xcel Energy | 85 | 13781 | IOU | 06191198 | 14.803 | Solar |  | X | Active Application | Trade Secret | Trade | MOL | MOL064 | Residential |  | Trade Secret | 2025
20263-228838-01 | Xcel Energy | 85 | 13781 | IOU | 03224450 | 3.747 | Solar |  |  | Interconnected | Trade Secret | Trade | SOU | SOU075 | Residential | Solar*Rewards | Trade Secret | 2019 | 2019
20263-228838-01 | Xcel Energy | 85 | 13781 | IOU | SRO29839 | 6.5 | Solar |  |  | Withdrawn | Trade Secret | Trade | HUG | HUG321 | Residential | Solar*Rewards | Trade Secret | 2013
20263-228838-01 |  |  |  |  | OID2019182 |  | Solar |  |  | Withdrawn | Trade Secret | Trade | HUG | HUG321 | Residential | Solar*Rewards |  | 2014
20263-228838-01 | Xcel Energy | 85 | 13781 | IOU | 03133993 | 8.5 | Solar |  |  | Interconnected | Trade Secret | Trade | HUG | HUG321 | Residential | Solar*Rewards | Trade Secret | 2014 | 2015
20263-228838-01 | Xcel Energy | 85 | 13781 | IOU | 04409096 | 3.288 | Solar |  |  | Interconnected | Trade Secret | Trade | WES | WES074 | Residential | Solar*Rewards | Trade Secret | 2021 | 2021
20263-228838-01 | Xcel Energy | 85 | 13781 | IOU | 05527626 | 14.08 | Solar |  |  | Interconnected | Trade Secret | Trade | WCR | WCR311 | Residential | Solar*Rewards | Trade Secret | 2023 | 2023
20263-228838-01 | Xcel Energy | 85 | 13781 | IOU | 05938368 | 13.824 | Solar |  |  | Active Application | Trade Secret | Trade | NOF | NOF061 | Residential |  | Trade Secret | 2024
20263-228838-01 | Xcel Energy | 85 | 13781 | IOU | 05867213 | 15.2 | Solar |  |  | Withdrawn | Trade Secret | Trade | NOF | NOF061 | Residential | Solar*Rewards | Trade Secret | 2024
20263-228838-01 | Xcel Energy | 85 | 13781 | IOU | 04538476 | 3.747 | Solar |  |  | Interconnected | Trade Secret | Trade | SLP | SLP075 | Residential |  | Trade Secret | 2021 | 2023
20263-228838-01 | Xcel Energy | 85 | 13781 | IOU | 05377773 | 7.329 | Solar |  |  | Interconnected | Trade Secret | Trade | SLP | SLP075 | Residential |  | Trade Secret | 2023 | 2023
20263-228838-01 |  |  |  |  | OID2059022 |  | Solar |  |  | Withdrawn | Trade Secret | Trade | PIP | PIP090 | Residential | Solar*Rewards |  | 2014
20263-228838-01 |  |  |  |  | OID2059024 |  | Solar |  |  | Withdrawn | Trade Secret | Trade | PIP | PIP090 | Residential | Solar*Rewards |  | 2014
20263-228838-01 |  |  |  |  | OID2059018 |  | Solar |  |  | Withdrawn | Trade Secret | Trade | PIP | PIP090 | Residential | Solar*Rewards |  | 2014
20263-228838-01 |  |  |  |  | OID2059017 |  | Solar |  |  | Withdrawn | Trade Secret | Trade | PIP | PIP090 | Residential | Solar*Rewards |  | 2014
20263-228838-01 | Xcel Energy | 85 | 13781 | IOU | 03134122 | 19 | Solar |  |  | Interconnected | Trade Secret | Trade | PIP | PIP090 | Residential | Solar*Rewards | Trade Secret | 2014 | 2015
20263-228838-01 | Xcel Energy | 85 | 13781 | IOU | 04861063 | 4.537 | Solar |  |  | Withdrawn | Trade Secret | Trade | MDT | MDT071 | Residential | Solar*Rewards | Trade Secret | 2022
20263-228838-01 | Xcel Energy | 85 | 13781 | IOU | 03130630 | 5 | Solar |  |  | Interconnected | Trade Secret | Trade | MDT | MDT071 | Residential | Made in Minnesota | Trade Secret | 2016 | 2016
20263-228838-01 | Xcel Energy | 85 | 13781 | IOU | 06228384 | 3.49 | Solar |  |  | Interconnected | Trade Secret | Trade | HWW | HWW074 | Residential |  | Trade Secret | 2025 | 2025
20263-228838-01 | Xcel Energy | 85 | 13781 | IOU | 04448017 | 11.6 | Solar |  |  | Active Application | Trade Secret | Trade | RRK | RRK082 | Residential | Solar*Rewards | Trade Secret | 2021
20263-228838-01 | Xcel Energy | 85 | 13781 | IOU | 03133049 | 10 | Solar |  |  | Interconnected | Trade Secret | Trade | WAB | WAB031 | Residential | Solar*Rewards | Trade Secret | 2013 | 2014
20263-228838-01 | Xcel Energy | 85 | 13781 | IOU | SRO18661 | 8 | Solar |  |  | Withdrawn | Trade Secret | Trade | WAB | WAB031 | Residential | Solar*Rewards | Trade Secret | 2011
20263-228838-01 | Xcel Energy | 85 | 13781 | IOU | 05711780 | 7.616 | Solar |  |  | Interconnected | Trade Secret | Trade | SLP | SLP076 | Residential | Solar*Rewards | Trade Secret | 2024 | 2024
20263-228838-01 | Xcel Energy | 85 | 13781 | IOU | 05804882 | 7.616 | Solar |  |  | Interconnected | Trade Secret | Trade | ECK | ECK342 | Residential | Solar*Rewards | Trade Secret | 2024 | 2024
20263-228838-01 | Xcel Energy | 85 | 13781 | IOU | 03518452 | 6.96 | Solar |  |  | Interconnected | Trade Secret | Trade | SOU | SOU064 | Residential | Solar*Rewards | Trade Secret | 2020 | 2020
20263-228838-01 | Xcel Energy | 85 | 13781 | IOU | 05499842 | 6.952 | Solar |  |  | Interconnected | Trade Secret | Trade | LEX | LEX075 | Residential |  | Trade Secret | 2023 | 2023
20263-228838-01 | Xcel Energy | 85 | 13781 | IOU | 05858907 | 8.725 | Solar |  |  | Interconnected | Trade Secret | Trade | AFT | AFT315 | Residential | Solar*Rewards | Trade Secret | 2024 | 2024
20263-228838-01 | Xcel Energy | 85 | 13781 | IOU | OID3980469 | 330 | Solar |  |  | Interconnected | Trade Secret | Trade | EDA | EDA071 | Commercial |  | Trade Secret | 2019 | 2020
20263-228838-01 | Xcel Energy | 85 | 13781 | IOU | 05835990 | 5.052 | Solar |  |  | Active Application | Trade Secret | Trade | UPP | UPP084 | Residential |  | Trade Secret | 2024
20263-228838-01 | Xcel Energy | 85 | 13781 | IOU | 05225021 | 5.933 | Solar |  |  | Interconnected | Trade Secret | Trade | SOU | SOU086 | Residential |  | Trade Secret | 2022 | 2022
20263-228838-01 | Xcel Energy | 85 | 13781 | IOU | 04041499 | 3.19 | Solar |  |  | Interconnected | Trade Secret | Trade | HWW | HWW073 | Residential | Solar*Rewards | Trade Secret | 2020 | 2020
20263-228838-01 | Xcel Energy | 85 | 13781 | IOU | 05900398 | 3.747 | Solar |  |  | Interconnected | Trade Secret | Trade | CGR | CGR074 | Residential |  | Trade Secret | 2024 | 2025
20263-228838-01 | Xcel Energy | 85 | 13781 | IOU | 06209982 | 5.584 | Solar |  | X | Interconnected | Trade Secret | Trade | GPH | GPH061 | Residential |  | Trade Secret | 2025 | 2025
20263-228838-01 | Xcel Energy | 85 | 13781 | IOU | 03132693 | 3.84 | Solar |  |  | Interconnected | Trade Secret | Trade | MST | MST071 | Residential | Solar*Rewards | Trade Secret | 2018 | 2019
20263-228838-01 | Xcel Energy | 85 | 13781 | IOU | 05820088 | 11.393 | Solar |  |  | Withdrawn | Trade Secret | Trade | RAM | RAM064 | Residential |  | Trade Secret | 2024
20263-228838-01 | Xcel Energy | 85 | 13781 | IOU | 05822071 | 11.393 | Solar |  |  | Active Application | Trade Secret | Trade | RAM | RAM064 | Residential |  | Trade Secret | 2024
20263-228838-01 | Xcel Energy | 85 | 13781 | IOU | 05822055 | 11.393 |  |  |  | Active Application | Trade Secret | Trade | RAM | RAM064 | Residential |  | Trade Secret | 2024
20263-228838-01 | Xcel Energy | 85 | 13781 | IOU | 03133381 | 5.04 | Solar |  |  | Interconnected | Trade Secret | Trade | RCH | RCH061 | Residential | Solar*Rewards | Trade Secret | 2011 | 2011
20263-228838-01 | Xcel Energy | 85 | 13781 | IOU | 03133641 | 31.2 | Solar |  |  | Interconnected | Trade Secret | Trade | TWL | TWL083 | Commercial | Solar*Rewards | Trade Secret | 2012 | 2012
20263-228838-01 | Xcel Energy | 85 | 13781 | IOU | OID2019302 | 14 | Solar |  |  | Withdrawn | Trade Secret | Trade | TWL | TWL083 | Commercial | Solar*Rewards | Trade Secret | 2014
20263-228838-01 | Xcel Energy | 85 | 13781 | IOU | 04332311 | 200 | Solar |  |  | Interconnected | Trade Secret | Trade | SDX | SDX312 | Commercial |  | Trade Secret | 2021 | 2021
20263-228838-01 | Xcel Energy | 85 | 13781 | IOU | 04997299 | 39.98 | Solar |  |  | Interconnected | Trade Secret | Trade | WSG | WSG352 | Commercial |  | Trade Secret | 2022 | 2023
20263-228838-01 | Xcel Energy | 85 | 13781 | IOU | 05358807 | 9.188 | Solar |  | X | Interconnected | Trade Secret | Trade | HUG | HUG311 | Residential | Solar*Rewards | Trade Secret | 2023 | 2023
20263-228838-01 | Xcel Energy | 85 | 13781 | IOU | 06233446 | 7.86 | Solar |  |  | Interconnected | Trade Secret | Trade | RMT | RMT321 | Residential |  | Trade Secret | 2025 | 2025
20263-228838-01 | Xcel Energy | 85 | 13781 | IOU | 05171830 | 5.22 | Solar |  |  | Active Application | Trade Secret | Trade | WES | WES065 | Residential | Solar*Rewards | Trade Secret | 2022
20263-228838-01 | Xcel Energy | 85 | 13781 | IOU | 05247130 | 16.442 | Solar |  |  | Withdrawn | Trade Secret | Trade | WAT | WAT081 | Residential |  | Trade Secret | 2022
20263-228838-01 | Xcel Energy | 85 | 13781 | IOU | OID2072206 | 7.63 | Solar |  |  | Withdrawn | Trade Secret | Trade | MPK | MPK085 | Residential | Solar*Rewards | Trade Secret | 2014
20263-228838-01 |  |  |  |  | OID2072179 |  | Solar |  |  | Withdrawn | Trade Secret | Trade | MPK | MPK085 | Residential | Solar*Rewards |  | 2014
20263-228838-01 | Xcel Energy | 85 | 13781 | IOU | 05532816 | 9.984 | Solar |  |  | Withdrawn | Trade Secret | Trade | TLK | TLK067 | Residential | Solar*Rewards | Trade Secret | 2023
20263-228838-01 | Xcel Energy | 85 | 13781 | IOU | 06056620 | 4.18 | Solar |  |  | Interconnected | Trade Secret | Trade | EDA | EDA067 | Residential | Solar*Rewards | Trade Secret | 2025 | 2025
20263-228838-01 | Xcel Energy | 85 | 13781 | IOU | 05952062 | 3.484 | Solar |  |  | Withdrawn | Trade Secret | Trade | EDA | EDA067 | Residential | Solar*Rewards | Trade Secret | 2024
20263-228838-01 | Xcel Energy | 85 | 13781 | IOU | 05771428 | 8.376 | Solar |  |  | Interconnected | Trade Secret | Trade | MPK | MPK074 | Residential |  | Trade Secret | 2024 | 2025
20263-228838-01 | Xcel Energy | 85 | 13781 | IOU | 05941896 | 3.84 | Solar |  |  | Interconnected | Trade Secret | Trade | MDT | MDT073 | Residential | Solar*Rewards | Trade Secret | 2024 | 2025
20263-228838-01 | Xcel Energy | 85 | 13781 | IOU | 05833600 | 8.528 | Solar |  |  | Withdrawn | Trade Secret | Trade | MHW | MHW311 | Residential | Solar*Rewards | Trade Secret | 2024
20263-228838-01 | Xcel Energy | 85 | 13781 | IOU | 03919379 | 9.12 | Solar |  |  | Interconnected | Trade Secret | Trade | GLK | GLK063 | Residential | Solar*Rewards | Trade Secret | 2020 | 2020
20263-228838-01 | Xcel Energy | 85 | 13781 | IOU | 05932614 | 5.052 | Solar |  |  | Withdrawn | Trade Secret | Trade | SCL | SCL312 | Residential |  | Trade Secret | 2024
20263-228838-01 | Xcel Energy | 85 | 13781 | IOU | 06312015 | 2.304 |  |  |  | Active Application | Trade Secret | Trade | SOU | SOU066 | Residential |  | Trade Secret | 2025
20263-228838-01 | Xcel Energy | 85 | 13781 | IOU | 05990544 | 3.839 | Solar |  |  | Interconnected | Trade Secret | Trade | SOU | SOU083 | Residential | Solar*Rewards | Trade Secret | 2024 | 2025
20263-228838-01 | Xcel Energy | 85 | 13781 | IOU | 05712307 | 3.15 | Solar |  |  | Interconnected | Trade Secret | Trade | MPK | MPK074 | Residential | Solar*Rewards | Trade Secret | 2024 | 2024
20263-228838-01 | Xcel Energy | 85 | 13781 | IOU | 03130454 | 3.8 | Solar |  |  | Interconnected | Trade Secret | Trade | SOU | SOU081 | Residential | Solar*Rewards | Trade Secret | 2018 | 2019
20263-228838-01 | Xcel Energy | 85 | 13781 | IOU | 05943149 | 3.416 | Solar |  |  | Interconnected | Trade Secret | Trade | WES | WES075 | Residential |  | Trade Secret | 2024 | 2024
20263-228838-01 | Xcel Energy | 85 | 13781 | IOU | 05769604 | 4.064 | Solar |  |  | Interconnected | Trade Secret | Trade | HWW | HWW062 | Residential |  | Trade Secret | 2024 | 2024
20263-228838-01 | Xcel Energy | 85 | 13781 | IOU | 03892141 | 3.747 | Solar |  |  | Interconnected | Trade Secret | Trade | TWL | TWL067 | Residential | Solar*Rewards | Trade Secret | 2020 | 2021
20263-228838-01 | Xcel Energy | 85 | 13781 | IOU | 03132920 | 3.747 | Solar |  |  | Interconnected | Trade Secret | Trade | ALD | ALD095 | Residential | Solar*Rewards | Trade Secret | 2018 | 2019
20263-228838-01 | Xcel Energy | 85 | 13781 | IOU | 04683940 | 7.672 | Solar |  |  | Interconnected | Trade Secret | Trade | LOK | LOK081 | Residential |  | Trade Secret | 2021 | 2022
20263-228838-01 | Xcel Energy | 85 | 13781 | IOU | OID3799781 | 2.962 | Solar |  |  | Withdrawn | Trade Secret | Trade | LEX | LEX074 | Residential | Solar*Rewards | Trade Secret | 2019
20263-228838-01 | Xcel Energy | 85 | 13781 | IOU | OID3912579 | 3.747 | Solar |  |  | Withdrawn | Trade Secret | Trade | LEX | LEX074 | Residential | Solar*Rewards | Trade Secret | 2019
20263-228838-01 | Xcel Energy | 85 | 13781 | IOU | 03141277 | 3.747 | Solar |  |  | Interconnected | Trade Secret | Trade | LEX | LEX074 | Residential | Solar*Rewards | Trade Secret | 2019 | 2019
20263-228838-01 | Xcel Energy | 85 | 13781 | IOU | 03131910 | 9.94 | Solar |  |  | Interconnected | Trade Secret | Trade | STY | STY073 | Residential | Solar*Rewards | Trade Secret | 2017 | 2017
20263-228838-01 | Xcel Energy | 85 | 13781 | IOU | 03130859 | 39.5 | Wind |  |  | Interconnected | Trade Secret | Trade | ALB | ALB021 | Commercial |  | Trade Secret | 2008 | 2009
20263-228838-01 | Xcel Energy | 85 | 13781 | IOU | 05226063 | 7.616 | Solar |  |  | Interconnected | Trade Secret | Trade | WDY | WDY311 | Residential |  | Trade Secret | 2022 | 2022
20263-228838-01 | Xcel Energy | 85 | 13781 | IOU | 05986327 | 3.25 | Solar |  |  | Interconnected | Trade Secret | Trade | SOU | SOU083 | Residential |  | Trade Secret | 2024 | 2025
20263-228838-01 | Xcel Energy | 85 | 13781 | IOU | 03446893 | 5 | Solar |  |  | Interconnected | Trade Secret | Trade | WES | WES073 | Residential | Solar*Rewards | Trade Secret | 2019 | 2020
20263-228838-01 | Xcel Energy | 85 | 13781 | IOU | 03129912 | 7.68 | Solar |  |  | Interconnected | Trade Secret | Trade | MND | MND061 | Residential | Solar*Rewards | Trade Secret | 2018 | 2019
20263-228838-01 | Xcel Energy | 85 | 13781 | IOU | 05020367 | 3.49 | Solar |  |  | Interconnected | Trade Secret | Trade | SOU | SOU079 | Residential | Solar*Rewards | Trade Secret | 2022 | 2023
20263-228838-01 | Xcel Energy | 85 | 13781 | IOU | 05609105 | 7.68 | Solar |  |  | Interconnected | Trade Secret | Trade | FSL | FSL312 | Residential |  | Trade Secret | 2023 | 2023
20263-228838-01 | Xcel Energy | 85 | 13781 | IOU | 05530253 | 6.046 | Solar |  |  | Interconnected | Trade Secret | Trade | MPK | MPK085 | Residential |  | Trade Secret | 2023 | 2024
20263-228838-01 | Xcel Energy | 85 | 13781 | IOU | 06235396 | 9.994 | Solar |  |  | Interconnected | Trade Secret | Trade | SLP | SLP074 | Residential |  | Trade Secret | 2025 | 2025
20263-228838-01 | Xcel Energy | 85 | 13781 | IOU | OID2919245 | 8.64 | Solar |  |  | Withdrawn | Trade Secret | Trade | LLK | LLK063 | Commercial | Solar*Rewards | Trade Secret | 2017
20263-228838-01 | Xcel Energy | 85 | 13781 | IOU | OID2919161 | 8.64 | Solar |  |  | Withdrawn | Trade Secret | Trade | LLK | LLK063 | Commercial | Solar*Rewards | Trade Secret | 2017
20263-228838-01 | Xcel Energy | 85 | 13781 | IOU | OID2919251 | 8.64 | Solar |  |  | Withdrawn | Trade Secret | Trade | LLK | LLK063 | Commercial | Solar*Rewards | Trade Secret | 2017
20263-228838-01 | Xcel Energy | 85 | 13781 | IOU | 03132496 | 5 | Solar |  |  | Interconnected | Trade Secret | Trade | IDA | IDA063 | Residential | Solar*Rewards | Trade Secret | 2018 | 2018
20263-228838-01 | Xcel Energy | 85 | 13781 | IOU | 05849689 | 2.32 | Solar |  |  | Interconnected | Trade Secret | Trade | SLP | SLP082 | Residential | Solar*Rewards | Trade Secret | 2024 | 2024
20263-228838-01 | Xcel Energy | 85 | 13781 | IOU | 05854592 | 7.616 | Solar |  |  | Interconnected | Trade Secret | Trade | OAD | OAD071 | Residential |  | Trade Secret | 2024 | 2025
20263-228838-01 | Xcel Energy | 85 | 13781 | IOU | 06109264 | 4.992 | Solar |  |  | Interconnected | Trade Secret | Trade | CTR | CTR022 | Residential | Solar*Rewards | Trade Secret | 2025 | 2025
20263-228838-01 | Xcel Energy | 85 | 13781 | IOU | 04861457 | 15.141 | Solar |  |  | Withdrawn | Trade Secret | Trade | RAP | RAP081 | Residential | Solar*Rewards | Trade Secret | 2022
20263-228838-01 | Xcel Energy | 85 | 13781 | IOU | 05983923 | 5.693 | Solar |  |  | Active Application | Trade Secret | Trade | WSG | WSG362 | Residential | Solar*Rewards | Trade Secret | 2024
20263-228838-01 | Xcel Energy | 85 | 13781 | IOU | 03134207 | 6 | Solar |  |  | Interconnected | Trade Secret | Trade | SCA | SCA021 | Residential | Made in Minnesota | Trade Secret | 2015 | 2015
20263-228838-01 | Xcel Energy | 85 | 13781 | IOU | 06116926 | 12.905 | Solar |  |  | Interconnected | Trade Secret | Trade | LLK | LLK072 | Residential | Solar*Rewards | Trade Secret | 2025 | 2025
20263-228838-01 | Xcel Energy | 85 | 13781 | IOU | 05505906 | 9.994 | Solar |  |  | Interconnected | Trade Secret | Trade | NMC | NMC082 | Residential | Solar*Rewards | Trade Secret | 2023 | 2023
20263-228838-01 | Xcel Energy | 85 | 13781 | IOU | 06168306 | 12.672 | Solar |  |  | Interconnected | Trade Secret | Trade | WCS | WCS064 | Residential | Solar*Rewards | Trade Secret | 2025 | 2025
20263-228838-01 | Xcel Energy | 85 | 13781 | IOU | OID2444489 | 16.5 | Solar |  |  | Withdrawn | Trade Secret | Trade | ALT | ALT021 | Residential | Solar*Rewards | Trade Secret | 2015
20263-228838-01 | Xcel Energy | 85 | 13781 | IOU | OID3471714 | 15.5 | Solar |  |  | Withdrawn | Trade Secret | Trade | ALT | ALT021 | Residential | Solar*Rewards | Trade Secret | 2018
20263-228838-01 | Xcel Energy | 85 | 13781 | IOU | 03134719 | 16 | Solar |  |  | Interconnected | Trade Secret | Trade | ALT | ALT021 | Residential | Solar*Rewards | Trade Secret | 2015 | 2016
20263-228838-01 | Xcel Energy | 85 | 13781 | IOU | 03134441 | 3.8 | Solar |  |  | Interconnected | Trade Secret | Trade | NOF | NOF072 | Residential | Solar*Rewards | Trade Secret | 2015 | 2015
20263-228838-01 | Xcel Energy | 85 | 13781 | IOU | 03130571 | 5 | Solar |  |  | Interconnected | Trade Secret | Trade | STY | STY071 | Residential | Solar*Rewards | Trade Secret | 2016 | 2017
20263-228838-01 | Xcel Energy | 85 | 13781 | IOU | 05395445 | 7.54 | Solar |  |  | Interconnected | Trade Secret | Trade | RVA | RVA061 | Residential | Solar*Rewards | Trade Secret | 2023 | 2023
20263-228838-01 | Xcel Energy | 85 | 13781 | IOU | 05357820 | 3.48 | Solar |  |  | Interconnected | Trade Secret | Trade | WES | WES076 | Residential | Solar*Rewards | Trade Secret | 2023 | 2023
20263-228838-01 | Xcel Energy | 85 | 13781 | IOU | 03133029 | 3.747 | Solar |  |  | Interconnected | Trade Secret | Trade | SLP | SLP085 | Residential | Solar*Rewards | Trade Secret | 2018 | 2019
20263-228838-01 | Xcel Energy | 85 | 13781 | IOU | OID2250571 | 20 | Solar |  |  | Withdrawn | Trade Secret | Trade | WAB | WAB031 | Commercial | Solar*Rewards | Trade Secret | 2015
20263-228838-01 | Xcel Energy | 85 | 13781 | IOU | 04190674 | 7.616 | Solar |  |  | Interconnected | Trade Secret | Trade | WAK | WAK321 | Residential | Solar*Rewards | Trade Secret | 2021 | 2022
20263-228838-01 | Xcel Energy | 85 | 13781 | IOU | 05846893 | 3.747 | Solar |  |  | Interconnected | Trade Secret | Trade | MPK | MPK074 | Residential |  | Trade Secret | 2024 | 2025
20263-228838-01 | Xcel Energy | 85 | 13781 | IOU | 05603170 | 6.67 | Solar |  |  | Interconnected | Trade Secret | Trade | UPP | UPP082 | Residential |  | Trade Secret | 2023 | 2024
20263-228838-01 | Xcel Energy | 85 | 13781 | IOU | 04943889 | 12.83 | Solar |  | X | Interconnected | Trade Secret | Trade | LAB | LAB311 | Residential | Solar*Rewards | Trade Secret | 2022 | 2022
20263-228838-01 | Xcel Energy | 85 | 13781 | IOU | 03133108 | 4 | Solar |  |  | Interconnected | Trade Secret | Trade | GLD | GLD021 | Residential | Solar*Rewards | Trade Secret | 2010 | 2010
20263-228838-01 | Xcel Energy | 85 | 13781 | IOU | 06032588 | 41.375 | Solar |  |  | Interconnected | Trade Secret | Trade | UPP | UPP084 | Commercial |  | Trade Secret | 2024 | 2025
20263-228838-01 | Xcel Energy | 85 | 13781 | IOU | 06208414 | 10.121 | Solar |  |  | Active Application | Trade Secret | Trade | SLP | SLP082 | Residential | Solar*Rewards | Trade Secret | 2025
20263-228838-01 | Xcel Energy | 85 | 13781 | IOU | 05155167 | 5.76 | Solar |  |  | Interconnected | Trade Secret | Trade | WCR | WCR311 | Residential |  | Trade Secret | 2022 | 2023
20263-228838-01 | Xcel Energy | 85 | 13781 | IOU | 05349073 | 5.8 | Solar |  |  | Interconnected | Trade Secret | Trade | MPK | MPK083 | Residential |  | Trade Secret | 2022 | 2023
20263-228838-01 | Xcel Energy | 85 | 13781 | IOU | 05939272 | 3.747 | Solar |  |  | Interconnected | Trade Secret | Trade | STY | STY071 | Residential |  | Trade Secret | 2024 | 2025
20263-228838-01 | Xcel Energy | 85 | 13781 | IOU | 03133264 | 2 | Solar |  |  | Interconnected | Trade Secret | Trade | GLK | GLK061 | Commercial | Solar*Rewards | Trade Secret | 2010 | 2011
20263-228838-01 |  |  |  |  | 03129751 |  | Other |  |  | Active Application | Trade Secret | Trade | FST | FST002 | Commercial |  |  | 2016
20263-228838-01 | Xcel Energy | 85 | 13781 | IOU | 06205861 | 6.282 | Solar |  |  | Interconnected | Trade Secret | Trade | IDA | IDA073 | Residential |  | Trade Secret | 2025 | 2026
20263-228838-01 | Xcel Energy | 85 | 13781 | IOU | 05458896 | 7.56 | Solar |  |  | Interconnected | Trade Secret | Trade | RRK | RRK063 | Residential | Solar*Rewards | Trade Secret | 2023 | 2023
20263-228838-01 | Xcel Energy | 85 | 13781 | IOU | 06328108 | 6.912 | Solar |  |  | Active Application | Trade Secret | Trade | PIP | PIP061 | Residential | Solar*Rewards | Trade Secret | 2026
20263-228838-01 | Xcel Energy | 85 | 13781 | IOU | 05331258 | 39.976 | Solar |  |  | Withdrawn | Trade Secret | Trade | DND | DND071 | Commercial |  | Trade Secret | 2022
20263-228838-01 | Xcel Energy | 85 | 13781 | IOU | 05356485 | 39.976 | Solar |  |  | Withdrawn | Trade Secret | Trade | DND | DND071 | Commercial |  | Trade Secret | 2023
20263-228838-01 | Xcel Energy | 85 | 13781 | IOU | 05712870 | 39.976 | Solar |  |  | Active Application | Trade Secret | Trade | DND | DND071 | Residential | Solar*Rewards | Trade Secret | 2024
20263-228838-01 | Xcel Energy | 85 | 13781 | IOU | 05727242 | 39.976 | Solar |  |  | Interconnected | Trade Secret | Trade | DND | DND071 | Commercial |  | Trade Secret | 2024 | 2025
20263-228838-01 | Xcel Energy | 85 | 13781 | IOU | 05322718 | 29.982 | Solar |  |  | Withdrawn | Trade Secret | Trade | DND | DND071 | Residential | Solar*Rewards | Trade Secret | 2022
20263-228838-01 | Xcel Energy | 85 | 13781 | IOU | SRO29671 | 35 | Solar |  |  | Withdrawn | Trade Secret | Trade | SLP | SLP073 | Commercial | Solar*Rewards | Trade Secret | 2013
20263-228838-01 | Xcel Energy | 85 | 13781 | IOU | 03133762 | 35 | Solar |  |  | Interconnected | Trade Secret | Trade | SLP | SLP073 | Commercial | Solar*Rewards | Trade Secret | 2013 | 2013
20263-228838-01 | Xcel Energy | 85 | 13781 | IOU | 06218654 | 8.73 | Solar |  |  | Interconnected | Trade Secret | Trade | HUG | HUG321 | Residential |  | Trade Secret | 2025 | 2025
20263-228838-01 | Xcel Energy | 85 | 13781 | IOU | 03133597 | 1.26 | Solar |  |  | Interconnected | Trade Secret | Trade | MPK | MPK087 | Residential | Solar*Rewards | Trade Secret | 2011 | 2012
20263-228838-01 | Xcel Energy | 85 | 13781 | IOU | 03132295 | 3.747 | Solar |  |  | Interconnected | Trade Secret | Trade | RIV | RIV061 | Residential | Solar*Rewards | Trade Secret | 2018 | 2018
20263-228838-01 | Xcel Energy | 85 | 13781 | IOU | 04747474 | 9.994 | Solar |  |  | Interconnected | Trade Secret | Trade | BLC | BLC062 | Residential |  | Trade Secret | 2021 | 2022
20263-228838-01 | Xcel Energy | 85 | 13781 | IOU | 05989678 | 7.616 | Solar |  |  | Withdrawn | Trade Secret | Trade | OAD | OAD063 | Residential |  | Trade Secret | 2024
20263-228838-01 | Xcel Energy | 85 | 13781 | IOU | 06193364 | 6.528 | Solar |  |  | Withdrawn | Trade Secret | Trade | OAD | OAD063 | Residential |  | Trade Secret | 2025
20263-228838-01 | Xcel Energy | 85 | 13781 | IOU | 05605784 | 5.985 | Solar |  |  | Interconnected | Trade Secret | Trade | SLP | SLP076 | Residential |  | Trade Secret | 2023 | 2024
20263-228838-01 | Xcel Energy | 85 | 13781 | IOU | 06214716 | 11.903 | Solar |  |  | Interconnected | Trade Secret | Trade | APA | APA076 | Residential |  | Trade Secret | 2025 | 2026
20263-228838-01 | Xcel Energy | 85 | 13781 | IOU | 04041665 | 7.15 | Solar |  |  | Interconnected | Trade Secret | Trade | ALK | ALK063 | Residential |  | Trade Secret | 2020 | 2021
20263-228838-01 | Xcel Energy | 85 | 13781 | IOU | 03131868 | 15.26 | Solar |  |  | Interconnected | Trade Secret | Trade | APA | APA072 | Residential | Solar*Rewards | Trade Secret | 2017 | 2017
20263-228838-01 | Xcel Energy | 85 | 13781 | IOU | 04924055 | 15 | Solar |  |  | Withdrawn | Trade Secret | Trade | GRC | GRC312 | Residential |  | Trade Secret | 2022
20263-228838-01 | Xcel Energy | 85 | 13781 | IOU | 03133800 | 18 | Solar |  |  | Interconnected | Trade Secret | Trade | PIP | PIP062 | Commercial | Solar*Rewards | Trade Secret | 2013 | 2013
20263-228838-01 | Xcel Energy | 85 | 13781 | IOU | 06218674 | 36 | Solar |  |  | Active Application | Trade Secret | Trade | WES | WES073 | Commercial |  | Trade Secret | 2025
20263-228838-01 | Xcel Energy | 85 | 13781 | IOU | 04545247 | 919.95 | Solar |  |  | Interconnected | Trade Secret | Trade | SMT | SMT063 | Commercial |  | Trade Secret | 2021 | 2026
20263-228838-01 | Xcel Energy | 85 | 13781 | IOU | 04072565 | 5.8 | Solar |  |  | Interconnected | Trade Secret | Trade | SLP | SLP092 | Residential | Solar*Rewards | Trade Secret | 2020 | 2021
20263-228838-01 | Xcel Energy | 85 | 13781 | IOU | 06117524 | 1.898 | Solar |  |  | Withdrawn | Trade Secret | Trade | AFT | AFT315 | Residential | Solar*Rewards | Trade Secret | 2025
20263-228838-01 | Xcel Energy | 85 | 13781 | IOU | 06117504 | 13.664 | Solar |  |  | Active Application | Trade Secret | Trade | AFT | AFT315 | Residential | Solar*Rewards | Trade Secret | 2025
20263-228838-01 | Xcel Energy | 85 | 13781 | IOU | 06027459 | 6.282 | Solar |  |  | Interconnected | Trade Secret | Trade | WIL | WIL063 | Residential | Solar*Rewards | Trade Secret | 2024 | 2025
20263-228838-01 | Xcel Energy | 85 | 13781 | IOU | 03134936 | 15.36 | Solar |  |  | Interconnected | Trade Secret | Trade | LEX | LEX332 | Commercial | Solar*Rewards | Trade Secret | 2016 | 2016
20263-228838-01 | Xcel Energy | 85 | 13781 | IOU | 03130825 | 1.8 | Solar |  |  | Interconnected | Trade Secret | Trade | ALD | ALD085 | Commercial |  | Trade Secret | 2007 | 2008
20263-228838-01 | Xcel Energy | 85 | 13781 | IOU | 04640794 | 5.22 | Solar |  |  | Interconnected | Trade Secret | Trade | SLP | SLP092 | Residential |  | Trade Secret | 2021 | 2022
20263-228838-01 | Xcel Energy | 85 | 13781 | IOU | 05686235 | 7 | Solar |  |  | Withdrawn | Trade Secret | Trade | MOL | MOL072 | Residential | Solar*Rewards | Trade Secret | 2023
20263-228838-01 | Xcel Energy | 85 | 13781 | IOU | OID2026174 | 18 | Solar |  |  | Withdrawn | Trade Secret | Trade | BCR | BCR062 | Commercial | Solar*Rewards | Trade Secret | 2014
20263-228838-01 | Xcel Energy | 85 | 13781 | IOU | 06109322 | 3.037 | Solar |  |  | Interconnected | Trade Secret | Trade | APA | APA073 | Residential | Solar*Rewards | Trade Secret | 2025 | 2025
20263-228838-01 | Xcel Energy | 85 | 13781 | IOU | 03565087 | 6.96 | Solar |  |  | Interconnected | Trade Secret | Trade | SLP | SLP076 | Residential | Solar*Rewards | Trade Secret | 2020 | 2020
20263-228838-01 | Xcel Energy | 85 | 13781 | IOU | 03132680 | 4.8 | Solar |  |  | Interconnected | Trade Secret | Trade | SLP | SLP085 | Residential | Solar*Rewards | Trade Secret | 2018 | 2018
20263-228838-01 | Xcel Energy | 85 | 13781 | IOU | 03130103 | 2.5 | Solar |  |  | Interconnected | Trade Secret | Trade | WIL | WIL071 | Residential | Solar*Rewards | Trade Secret | 2018 | 2020
20263-228838-01 | Xcel Energy | 85 | 13781 | IOU | 05009904 | 6.38 | Solar |  |  | Interconnected | Trade Secret | Trade | MPK | MPK068 | Residential |  | Trade Secret | 2022 | 2022
20263-228838-01 | Xcel Energy | 85 | 13781 | IOU | 03132229 | 5 | Solar |  |  | Interconnected | Trade Secret | Trade | HWW | HWW073 | Residential | Solar*Rewards | Trade Secret | 2018 | 2018
20263-228838-01 | Xcel Energy | 85 | 13781 | IOU | 04390243 | 9.86 | Solar |  |  | Interconnected | Trade Secret | Trade | BRP | BRP061 | Residential | Solar*Rewards | Trade Secret | 2021 | 2021
20263-228838-01 | Xcel Energy | 85 | 13781 | IOU | 03131921 | 7.625 | Solar |  |  | Interconnected | Trade Secret | Trade | WCR | WCR311 | Residential | Made in Minnesota | Trade Secret | 2017 | 2017
20263-228838-01 | Xcel Energy | 85 | 13781 | IOU | OID3308976 | 19.999 | Solar |  |  | Withdrawn | Trade Secret | Trade | LEX | LEX064 | Commercial | Solar*Rewards | Trade Secret | 2018
20263-228838-01 | Xcel Energy | 85 | 13781 | IOU | 05229502 | 3 | Solar |  |  | Interconnected | Trade Secret | Trade | RLK | RLK066 | Residential |  | Trade Secret | 2022 | 2023
20263-228838-01 | Xcel Energy | 85 | 13781 | IOU | 05229264 | 5.22 | Solar |  |  | Active Application | Trade Secret | Trade | AFT | AFT322 | Residential |  | Trade Secret | 2022
20263-228838-01 | Xcel Energy | 85 | 13781 | IOU | 05277511 | 5.22 | Solar |  |  | Interconnected | Trade Secret | Trade | AFT | AFT322 | Residential |  | Trade Secret | 2022 | 2023
20263-228838-01 | Xcel Energy | 85 | 13781 | IOU | 04530214 | 4.64 | Solar |  |  | Interconnected | Trade Secret | Trade | WIL | WIL073 | Residential |  | Trade Secret | 2021 | 2021
20263-228838-01 | Xcel Energy | 85 | 13781 | IOU | 04422278 | 13.262 | Solar |  |  | Active Application | Trade Secret | Trade | CHI | CHI311 | Residential | Solar*Rewards | Trade Secret | 2021
20263-228838-01 | Xcel Energy | 85 | 13781 | IOU | 05867742 | 4.55 | Solar |  |  | Interconnected | Trade Secret | Trade | HWW | HWW061 | Residential | Solar*Rewards | Trade Secret | 2024 | 2025
20263-228838-01 | Xcel Energy | 85 | 13781 | IOU | 06205848 | 4.56 | Solar |  | X | Interconnected | Trade Secret | Trade | HYL | HYL063 | Residential | Solar*Rewards | Trade Secret | 2025 | 2025
20263-228838-01 | Xcel Energy | 85 | 13781 | IOU | 05609787 | 6.912 | Solar |  |  | Interconnected | Trade Secret | Trade | WSG | WSG066 | Residential |  | Trade Secret | 2024 | 2024
20263-228838-01 | Xcel Energy | 85 | 13781 | IOU | 04763746 | 399.6 | Solar |  |  | Withdrawn | Trade Secret | Trade | HSN | HSN321 | Commercial |  | Trade Secret | 2021
20263-228838-01 | Xcel Energy | 85 | 13781 | IOU | OID3022317 | 9.12 | Solar |  |  | Withdrawn | Trade Secret | Trade | UPP | UPP084 | Residential | Solar*Rewards | Trade Secret | 2017
20263-228838-01 | Xcel Energy | 85 | 13781 | IOU | 03134972 | 5 | Solar |  |  | Interconnected | Trade Secret | Trade | RLK | RLK071 | Residential | Made in Minnesota | Trade Secret | 2016 | 2016
20263-228838-01 | Xcel Energy | 85 | 13781 | IOU | 05869969 | 4.35 | Solar |  |  | Interconnected | Trade Secret | Trade | HWW | HWW062 | Residential | Solar*Rewards | Trade Secret | 2024 | 2024
20263-228838-01 | Xcel Energy | 85 | 13781 | IOU | 06007308 | 2.792 | Solar |  |  | Interconnected | Trade Secret | Trade | ALD | ALD076 | Residential | Solar*Rewards | Trade Secret | 2024 | 2025
20263-228838-01 | Xcel Energy | 85 | 13781 | IOU | 03132628 | 4.48 | Solar |  |  | Interconnected | Trade Secret | Trade | MEL | MEL078 | Residential | Solar*Rewards | Trade Secret | 2018 | 2018
20263-228838-01 | Xcel Energy | 85 | 13781 | IOU | 05292831 | 3.75 | Solar |  |  | Interconnected | Trade Secret | Trade | MST | MST066 | Residential | Solar*Rewards | Trade Secret | 2022 | 2023
20263-228838-01 | Xcel Energy | 85 | 13781 | IOU | 04414014 | 30 | Solar |  |  | Interconnected | Trade Secret | Trade | APA | APA076 | Commercial | Solar*Rewards | Trade Secret | 2021 | 2022
20263-228838-01 | Xcel Energy | 85 | 13781 | IOU | 06163488 | 3.84 | Solar |  |  | Active Application | Trade Secret | Trade | WSG | WSG071 | Residential |  | Trade Secret | 2025
20263-228838-01 | Xcel Energy | 85 | 13781 | IOU | 06183566 | 3.84 | Solar |  |  | Active Application | Trade Secret | Trade | WSG | WSG071 | Residential | Solar*Rewards | Trade Secret | 2025
20263-228838-01 | Xcel Energy | 85 | 13781 | IOU | SRO29804 | 80 | Solar |  |  | Withdrawn | Trade Secret | Trade | HSN | HSN311 | Commercial | Solar*Rewards | Trade Secret | 2013
20263-228838-01 | Xcel Energy | 85 | 13781 | IOU | OID2942841 | 19.999 | Solar |  |  | Withdrawn | Trade Secret | Trade | HSN | HSN311 | Commercial | Solar*Rewards | Trade Secret | 2017
20263-228838-01 | Xcel Energy | 85 | 13781 | IOU | 03134326 | 3.5 | Solar |  |  | Interconnected | Trade Secret | Trade | HSN | HSN311 | Commercial | Made in Minnesota | Trade Secret | 2015 | 2012
20263-228838-01 | Xcel Energy | 85 | 13781 | IOU | 05787940 | 200 | Solar |  |  | Active Application | Trade Secret | Trade | KLK | KLK061 | Commercial |  | Trade Secret | 2024
20263-228838-01 | Xcel Energy | 85 | 13781 | IOU | 05305001 | 3 | Solar |  |  | Interconnected | Trade Secret | Trade | WIL | WIL093 | Residential |  | Trade Secret | 2022 | 2023
20263-228838-01 | Xcel Energy | 85 | 13781 | IOU | 03738380 | 3.36 | Solar |  |  | Interconnected | Trade Secret | Trade | FRM | FRM071 | Residential | Solar*Rewards | Trade Secret | 2020 | 2020
20263-228838-01 | Xcel Energy | 85 | 13781 | IOU | 05858304 | 5.052 | Solar |  |  | Interconnected | Trade Secret | Trade | MOL | MOL073 | Residential |  | Trade Secret | 2024 | 2025
20263-228838-01 | Xcel Energy | 85 | 13781 | IOU | OID2250745 | 20 | Solar |  |  | Withdrawn | Trade Secret | Trade | WAB | WAB031 | Residential | Solar*Rewards | Trade Secret | 2015
20263-228838-01 | Xcel Energy | 85 | 13781 | IOU | 05346226 | 4.93 | Solar |  |  | Interconnected | Trade Secret | Trade | WES | WES076 | Residential |  | Trade Secret | 2023 | 2023
20263-228838-01 | Xcel Energy | 85 | 13781 | IOU | 04362144 | 3.747 | Solar |  |  | Interconnected | Trade Secret | Trade | APA | APA067 | Residential | Solar*Rewards | Trade Secret | 2021 | 2021
20263-228838-01 | Xcel Energy | 85 | 13781 | IOU | 05959968 | 5.76 | Solar |  |  | Interconnected | Trade Secret | Trade | CRL | CRL033 | Residential | Solar*Rewards | Trade Secret | 2024 | 2025
20263-228838-01 | Xcel Energy | 85 | 13781 | IOU | 03133379 | 10 | Solar |  |  | Interconnected | Trade Secret | Trade | PAT | PAT312 | Residential | Solar*Rewards | Trade Secret | 2011 | 2011
20263-228838-01 | Xcel Energy | 85 | 13781 | IOU | 03133021 | 11.39 | Solar |  |  | Interconnected | Trade Secret | Trade | MND | MND072 | Residential | Solar*Rewards | Trade Secret | 2018 | 2019
20263-228838-01 | Xcel Energy | 85 | 13781 | IOU | 05020417 | 9.772 | Solar |  |  | Interconnected | Trade Secret | Trade | SLP | SLP092 | Residential |  | Trade Secret | 2022 | 2022
20263-228838-01 | Xcel Energy | 85 | 13781 | IOU | OID3541803 | 33.3 | Solar |  |  | Withdrawn | Trade Secret | Trade | FSL | FSL312 | Commercial | Solar*Rewards | Trade Secret | 2018
20263-228838-01 | Xcel Energy | 85 | 13781 | IOU | 04441418 | 33.3 | Solar |  |  | Interconnected | Trade Secret | Trade | FSL | FSL312 | Commercial | Solar*Rewards | Trade Secret | 2021 | 2023
20263-228838-01 | Xcel Energy | 85 | 13781 | IOU | 04807263 | 5.48 | Solar |  |  | Interconnected | Trade Secret | Trade | CGR | CGR061 | Residential | Solar*Rewards | Trade Secret | 2022 | 2022
20263-228838-01 | Xcel Energy | 85 | 13781 | IOU | 03132913 | 19.999 | Solar |  |  | Interconnected | Trade Secret | Trade | WIL | WIL075 | Commercial | Solar*Rewards | Trade Secret | 2018 | 2018
20263-228838-01 | Xcel Energy | 85 | 13781 | IOU | 05711863 | 4.41 | Solar |  |  | Interconnected | Trade Secret | Trade | ALD | ALD092 | Residential | Solar*Rewards | Trade Secret | 2024 | 2024
20263-228838-01 | Xcel Energy | 85 | 13781 | IOU | 03133493 | 5 | Solar |  |  | Interconnected | Trade Secret | Trade | ALD | ALD092 | Residential | Solar*Rewards | Trade Secret | 2011 | 2012
20263-228838-01 | Xcel Energy | 85 | 13781 | IOU | OID2890932 | 6 | Solar |  |  | Withdrawn | Trade Secret | Trade | UPP | UPP082 | Residential | Solar*Rewards | Trade Secret | 2016
20263-228838-01 | Xcel Energy | 85 | 13781 | IOU | 03131590 | 6 | Solar |  |  | Interconnected | Trade Secret | Trade | UPP | UPP082 | Residential | Made in Minnesota | Trade Secret | 2017 | 2017
20263-228838-01 | Xcel Energy | 85 | 13781 | IOU | OID3285036 | 19.999 | Solar |  |  | Withdrawn | Trade Secret | Trade | TWL | TWL083 | Commercial | Solar*Rewards | Trade Secret | 2018
20263-228838-01 | Xcel Energy | 85 | 13781 | IOU | 05515000 | 4.48 | Solar |  |  | Interconnected | Trade Secret | Trade | VMR | VMR062 | Residential | Solar*Rewards | Trade Secret | 2023 | 2023
20263-228838-01 | Xcel Energy | 85 | 13781 | IOU | OID2250565 | 10.5 | Solar |  |  | Withdrawn | Trade Secret | Trade | WAB | WAB031 | Residential | Solar*Rewards | Trade Secret | 2015
20263-228838-01 | Xcel Energy | 85 | 13781 | IOU | 05846663 | 12.146 | Solar |  |  | Interconnected | Trade Secret | Trade | DPN | DPN073 | Residential | Solar*Rewards | Trade Secret | 2024 | 2024
20263-228838-01 | Xcel Energy | 85 | 13781 | IOU | 06187452 | 4.064 | Solar |  |  | Interconnected | Trade Secret | Trade | CRL | CRL033 | Residential | Solar*Rewards | Trade Secret | 2025 | 2025
20263-228838-01 | Xcel Energy | 85 | 13781 | IOU | 06236640 | 7.616 | Solar |  |  | Active Application | Trade Secret | Trade | HUG | HUG312 | Residential |  | Trade Secret | 2025
20263-228838-01 | Xcel Energy | 85 | 13781 | IOU | 03134269 | 17.28 | Solar |  |  | Interconnected | Trade Secret | Trade | LCR | LCR311 | Residential | Solar*Rewards | Trade Secret | 2015 | 2015
20263-228838-01 | Xcel Energy | 85 | 13781 | IOU | OID2063181 | 10.08 | Solar |  |  | Withdrawn | Trade Secret | Trade | LCR | LCR311 | Residential | Solar*Rewards | Trade Secret | 2014
20263-228838-01 | Xcel Energy | 85 | 13781 | IOU | 05517180 | 5.372 | Solar |  |  | Interconnected | Trade Secret | Trade | SOU | SOU079 | Residential |  | Trade Secret | 2023 | 2024
20263-228838-01 | Xcel Energy | 85 | 13781 | IOU | OID3927458 | 5 | Solar |  |  | Withdrawn | Trade Secret | Trade | SOU | SOU063 | Residential | Solar*Rewards | Trade Secret | 2019
20263-228838-01 | Xcel Energy | 85 | 13781 | IOU | 03131725 | 9.24 | Solar |  |  | Interconnected | Trade Secret | Trade | WAK | WAK321 | Residential | Made in Minnesota | Trade Secret | 2017 | 2018
20263-228838-01 | Xcel Energy | 85 | 13781 | IOU | 05807953 | 4.725 | Solar |  |  | Active Application | Trade Secret | Trade | PKL | PKL085 | Residential |  | Trade Secret | 2024
20263-228838-01 | Xcel Energy | 85 | 13781 | IOU | 06239580 | 7.6 | Solar |  |  | Active Application | Trade Secret | Trade | SAK | SAK321 | Residential |  | Trade Secret | 2025
20263-228838-01 | Xcel Energy | 85 | 13781 | IOU | 03134636 | 2.88 | Solar |  |  | Interconnected | Trade Secret | Trade | MPK | MPK068 | Residential | Solar*Rewards | Trade Secret | 2015 | 2016
20263-228838-01 | Xcel Energy | 85 | 13781 | IOU | 03130500 | 4.93 | Solar |  |  | Interconnected | Trade Secret | Trade | ALD | ALD085 | Residential | Solar*Rewards | Trade Secret | 2018 | 2019
20263-228838-01 | Xcel Energy | 85 | 13781 | IOU | OID2019446 | 18 | Solar |  |  | Withdrawn | Trade Secret | Trade | GSL | GSL341 | Commercial | Solar*Rewards | Trade Secret | 2014
20263-228838-01 | Xcel Energy | 85 | 13781 | IOU | SRO30889 | 36 | Solar |  |  | Withdrawn | Trade Secret | Trade | RAM | RAM073 | Commercial | Solar*Rewards | Trade Secret | 2013
20263-228838-01 | Xcel Energy | 85 | 13781 | IOU | 03132987 | 39.998 | Solar |  |  | Interconnected | Trade Secret | Trade | RAM | RAM073 | Commercial | Solar*Rewards | Trade Secret | 2018 | 2019
20263-228838-01 | Xcel Energy | 85 | 13781 | IOU | 06239192 | 4.886 | Solar |  |  | Interconnected | Trade Secret | Trade | RAM | RAM062 | Residential |  | Trade Secret | 2025 | 2026
20263-228838-01 | Xcel Energy | 85 | 13781 | IOU | 05982924 | 8.125 | Solar |  |  | Interconnected | Trade Secret | Trade | APA | APA068 | Residential |  | Trade Secret | 2024 | 2025
20263-228838-01 | Xcel Energy | 85 | 13781 | IOU | 05957159 | 8.376 | Solar |  |  | Active Application | Trade Secret | Trade | IDA | IDA072 | Residential | Solar*Rewards | Trade Secret | 2024
20263-228838-01 | Xcel Energy | 85 | 13781 | IOU | 03133105 | 10.4 | Solar |  |  | Interconnected | Trade Secret | Trade | WIL | WIL081 | Commercial | Solar*Rewards | Trade Secret | 2010 | 2010
20263-228838-01 | Xcel Energy | 85 | 13781 | IOU | 03134632 | 8.4 | Solar |  |  | Interconnected | Trade Secret | Trade | DOC | DOC211 | Residential | Made in Minnesota | Trade Secret | 2015 | 2016
20263-228838-01 |  |  |  |  | OID2806753 |  | Solar |  |  | Withdrawn | Trade Secret | Trade | DOC | DOC211 | Residential |  |  | 2015
20263-228838-01 | Xcel Energy | 85 | 13781 | IOU | 05383443 | 10.075 | Solar |  |  | Interconnected | Trade Secret | Trade | SLP | SLP071 | Residential | Solar*Rewards | Trade Secret | 2023 | 2023
20263-228838-01 | Xcel Energy | 85 | 13781 | IOU | 05834581 | 7.616 | Solar |  |  | Interconnected | Trade Secret | Trade | STY | STY073 | Residential |  | Trade Secret | 2024 | 2025
20263-228838-01 | Xcel Energy | 85 | 13781 | IOU | 03132520 | 11.39 | Solar |  |  | Interconnected | Trade Secret | Trade | SHP | SHP062 | Residential | Solar*Rewards | Trade Secret | 2018 | 2018
20263-228838-01 | Xcel Energy | 85 | 13781 | IOU | 05381330 | 11.31 | Solar |  |  | Active Application | Trade Secret | Trade | MPK | MPK064 | Residential |  | Trade Secret | 2023
20263-228838-01 | Xcel Energy | 85 | 13781 | IOU | SRO30448 | 3.44 | Solar |  |  | Withdrawn | Trade Secret | Trade | LLK | LLK072 | Residential | Solar*Rewards | Trade Secret | 2013
20263-228838-01 | Xcel Energy | 85 | 13781 | IOU | SRO26065 | 3.44 | Solar |  |  | Withdrawn | Trade Secret | Trade | LLK | LLK072 | Residential | Solar*Rewards | Trade Secret | 2012
20263-228838-01 | Xcel Energy | 85 | 13781 | IOU | 05870757 | 3.747 | Solar |  |  | Interconnected | Trade Secret | Trade | APA | APA076 | Residential |  | Trade Secret | 2024 | 2025
20263-228838-01 | Xcel Energy | 85 | 13781 | IOU | 04624434 | 80.504 | Solar |  |  | Interconnected | Trade Secret | Trade | UPP | UPP083 | Commercial |  | Trade Secret | 2021 | 2022
20263-228838-01 | Xcel Energy | 85 | 13781 | IOU | 05162621 | 66.6 | Solar |  |  | Interconnected | Trade Secret | Trade | MOL | MOL061 | Commercial |  | Trade Secret | 2022 | 2023
20263-228838-01 | Xcel Energy | 85 | 13781 | IOU | 03505259 | 9.28 | Solar |  |  | Interconnected | Trade Secret | Trade | OPK | OPK073 | Residential | Solar*Rewards | Trade Secret | 2019 | 2020
20263-228838-01 | Xcel Energy | 85 | 13781 | IOU | 06339811 | 8.725 | Solar |  |  | Active Application | Trade Secret | Trade | MPK | MPK062 | Residential | Solar*Rewards | Trade Secret | 2026
20263-228838-01 | Xcel Energy | 85 | 13781 | IOU | 06007007 | 6.453 | Solar |  |  | Interconnected | Trade Secret | Trade | RWD | RWD081 | Residential | Solar*Rewards | Trade Secret | 2024 | 2025
20263-228838-01 | Xcel Energy | 85 | 13781 | IOU | 03239278 | 6 | Solar |  |  | Interconnected | Trade Secret | Trade | SLP | SLP082 | Commercial | Solar*Rewards | Trade Secret | 2019 | 2020
20263-228838-01 | Xcel Energy | 85 | 13781 | IOU | 03133929 | 9.5 | Solar |  |  | Interconnected | Trade Secret | Trade | LEX | LEX075 | Residential | Made in Minnesota | Trade Secret | 2014 | 2014
20263-228838-01 | Xcel Energy | 85 | 13781 | IOU | 06056683 | 7.6 | Solar |  |  | Interconnected | Trade Secret | Trade | WCR | WCR322 | Residential | Solar*Rewards | Trade Secret | 2025 | 2025
20263-228838-01 | Xcel Energy | 85 | 13781 | IOU | 04794285 | 9.994 | Solar |  |  | Interconnected | Trade Secret | Trade | AFT | AFT322 | Residential | Solar*Rewards | Trade Secret | 2022 | 2022
20263-228838-01 | Xcel Energy | 85 | 13781 | IOU | OID3019842 | 15.25 | Solar |  |  | Withdrawn | Trade Secret | Trade | ALD | ALD076 | Commercial | Solar*Rewards | Trade Secret | 2017
20263-228838-01 | Xcel Energy | 85 | 13781 | IOU | 05968689 | 3.037 | Solar |  |  | Active Application | Trade Secret | Trade | HSN | HSN322 | Residential | Solar*Rewards | Trade Secret | 2024
20263-228838-01 | Xcel Energy | 85 | 13781 | IOU | 05844044 | 4.592 | Solar |  |  | Interconnected | Trade Secret | Trade | XRD | XRD061 | Residential | Solar*Rewards | Trade Secret | 2024 | 2024
20263-228838-01 | Xcel Energy | 85 | 13781 | IOU | 03133253 | 4 | Solar |  |  | Interconnected | Trade Secret | Trade | MPK | MPK087 | Residential | Solar*Rewards | Trade Secret | 2010 | 2010
20263-228838-01 | Xcel Energy | 85 | 13781 | IOU | 05219151 | 5.51 | Solar |  |  | Interconnected | Trade Secret | Trade | DBL | DBL074 | Residential |  | Trade Secret | 2022 | 2023
20263-228838-01 | Xcel Energy | 85 | 13781 | IOU | 05542030 | 3.75 | Solar |  |  | Interconnected | Trade Secret | Trade | SOU | SOU087 | Residential | Solar*Rewards | Trade Secret | 2023 | 2023
20263-228838-01 | Xcel Energy | 85 | 13781 | IOU | 03133129 | 7 | Solar |  |  | Interconnected | Trade Secret | Trade | AFT | AFT314 | Residential | Solar*Rewards | Trade Secret | 2010 | 2010
20263-228838-01 | Xcel Energy | 85 | 13781 | IOU | 03133889 | 7 | Solar |  |  | Interconnected | Trade Secret | Trade | NOF | NOF061 | Residential | Made in Minnesota | Trade Secret | 2014 | 2014
20263-228838-01 | Xcel Energy | 85 | 13781 | IOU | 03282271 | 6.96 | Solar |  |  | Interconnected | Trade Secret | Trade | HUG | HUG321 | Residential | Solar*Rewards | Trade Secret | 2019 | 2020
20263-228838-01 | Xcel Energy | 85 | 13781 | IOU | 03133452 | 40 | Solar |  |  | Interconnected | Trade Secret | Trade | MDT | MDT071 | Commercial | Solar*Rewards | Trade Secret | 2011 | 2012
20263-228838-01 | Xcel Energy | 85 | 13781 | IOU | SRO16756 | 40 | Solar |  |  | Withdrawn | Trade Secret | Trade | MDT | MDT071 | Commercial | Solar*Rewards | Trade Secret | 2011
20263-228838-01 | Xcel Energy | 85 | 13781 | IOU | 05867784 | 5.376 | Solar |  |  | Withdrawn | Trade Secret | Trade | WCR | WCR062 | Residential | Solar*Rewards | Trade Secret | 2024
20263-228838-01 | Xcel Energy | 85 | 13781 | IOU | 06183979 | 4.886 | Solar |  |  | Interconnected | Trade Secret | Trade | WES | WES073 | Residential | Solar*Rewards | Trade Secret | 2025 | 2025
20263-228838-01 | Xcel Energy | 85 | 13781 | IOU | 05958240 | 11.2 | Solar |  |  | Interconnected | Trade Secret | Trade | ECK | ECK063 | Residential |  | Trade Secret | 2024 | 2025
20263-228838-01 | Xcel Energy | 85 | 13781 | IOU | 05231761 | 20.15 | Solar |  | X | Interconnected | Trade Secret | Trade | CTR | CTR031 | Residential |  | Trade Secret | 2023 | 2023
20263-228838-01 | Xcel Energy | 85 | 13781 | IOU | 04942102 | 4.06 | Solar |  |  | Interconnected | Trade Secret | Trade | EDA | EDA065 | Residential | Solar*Rewards | Trade Secret | 2022 | 2022
20263-228838-01 | Xcel Energy | 85 | 13781 | IOU | 05601720 | 5.76 | Solar |  |  | Interconnected | Trade Secret | Trade | ALK | ALK072 | Residential |  | Trade Secret | 2023 | 2024
20263-228838-01 | Xcel Energy | 85 | 13781 | IOU | 05452118 | 5.8 | Solar |  |  | Withdrawn | Trade Secret | Trade | WSG | WSG064 | Residential | Solar*Rewards | Trade Secret | 2023
20263-228838-01 | Xcel Energy | 85 | 13781 | IOU | 05476595 | 5.8 | Solar |  |  | Interconnected | Trade Secret | Trade | WSG | WSG064 | Residential |  | Trade Secret | 2023 | 2023
20263-228838-01 | Xcel Energy | 85 | 13781 | IOU | 04309672 | 5.054 | Solar |  |  | Interconnected | Trade Secret | Trade | OPK | OPK077 | Residential | Solar*Rewards | Trade Secret | 2021 | 2021
20263-228838-01 | Xcel Energy | 85 | 13781 | IOU | 03130268 | 2.76 | Solar |  |  | Interconnected | Trade Secret | Trade | EXC | EXC061 | Residential | Solar*Rewards | Trade Secret | 2019 | 2020
20263-228838-01 | Xcel Energy | 85 | 13781 | IOU | 06106548 | 5.314 | Solar |  |  | Interconnected | Trade Secret | Trade | SLP | SLP087 | Residential |  | Trade Secret | 2025 | 2025
20263-228838-01 | Xcel Energy | 85 | 13781 | IOU | 06103977 | 3.796 | Solar |  |  | Withdrawn | Trade Secret | Trade | SLP | SLP087 | Residential | Solar*Rewards | Trade Secret | 2025
20263-228838-01 | Xcel Energy | 85 | 13781 | IOU | 04418762 | 144.11 | Solar |  |  | Interconnected | Trade Secret | Trade | TER | TER075 | Commercial |  | Trade Secret | 2021 | 2023
20263-228838-01 | Xcel Energy | 85 | 13781 | IOU | 06220245 | 3.193 | Solar |  |  | Active Application | Trade Secret | Trade | SAV | SAV063 | Residential |  | Trade Secret | 2025
20263-228838-01 | Xcel Energy | 85 | 13781 | IOU | 04059353 | 6.24 | Solar |  |  | Interconnected | Trade Secret | Trade | MPK | MPK074 | Residential | Solar*Rewards | Trade Secret | 2020 | 2020
20263-228838-01 | Xcel Energy | 85 | 13781 | IOU | 04449187 | 8.22 | Solar |  |  | Interconnected | Trade Secret | Trade | WDY | WDY322 | Residential |  | Trade Secret | 2021 | 2021
20263-228838-01 | Xcel Energy | 85 | 13781 | IOU | 03134580 | 4.32 | Solar |  |  | Interconnected | Trade Secret | Trade | ALD | ALD073 | Residential | Solar*Rewards | Trade Secret | 2015 | 2016
20263-228838-01 | Xcel Energy | 85 | 13781 | IOU | 06007552 | 11.52 | Solar |  |  | Interconnected | Trade Secret | Trade | WIL | WIL097 | Residential | Solar*Rewards | Trade Secret | 2024 | 2025
20263-228838-01 | Xcel Energy | 85 | 13781 | IOU | 06004314 | 5.584 | Solar |  |  | Interconnected | Trade Secret | Trade | SOU | SOU079 | Residential | Solar*Rewards | Trade Secret | 2024 | 2025
20263-228838-01 | Xcel Energy | 85 | 13781 | IOU | 03130665 | 7.625 | Solar |  |  | Interconnected | Trade Secret | Trade | LNS | LNS033 | Residential | Solar*Rewards | Trade Secret | 2016 | 2017
20263-228838-01 | Xcel Energy | 85 | 13781 | IOU | 03512405 | 6.38 | Solar |  |  | Interconnected | Trade Secret | Trade | APA | APA067 | Residential | Solar*Rewards | Trade Secret | 2019 | 2020
20263-228838-01 | Xcel Energy | 85 | 13781 | IOU | 03133594 | 45 | Solar |  |  | Interconnected | Trade Secret | Trade | ESW | ESW061 | Commercial | Solar*Rewards | Trade Secret | 2011 | 2012
20263-228838-01 | Xcel Energy | 85 | 13781 | IOU | 05952733 | 9.994 | Solar |  |  | Interconnected | Trade Secret | Trade | OAD | OAD074 | Residential |  | Trade Secret | 2024 | 2025
20263-228838-01 | Xcel Energy | 85 | 13781 | IOU | 04793702 | 25.23 | Solar |  |  | Interconnected | Trade Secret | Trade | OPK | OPK065 | Commercial | Solar*Rewards | Trade Secret | 2022 | 2023
20263-228838-01 | Xcel Energy | 85 | 13781 | IOU | 03131374 | 29.82 | Solar |  |  | Interconnected | Trade Secret | Trade | MTV | MTV001 | Commercial | Made in Minnesota | Trade Secret | 2017 | 2017
20263-228838-01 | Xcel Energy | 85 | 13781 | IOU | 03406550 | 3.48 | Solar |  |  | Interconnected | Trade Secret | Trade | AFT | AFT314 | Residential | Solar*Rewards | Trade Secret | 2019 | 2020
20263-228838-01 | Xcel Energy | 85 | 13781 | IOU | 03133701 | 2.58 | Solar |  |  | Interconnected | Trade Secret | Trade | AFT | AFT314 | Residential | Solar*Rewards | Trade Secret | 2013 | 2013
20263-228838-01 |  |  |  |  | 05714544 |  | Solar |  |  | Active Application | Trade Secret | Trade | AFT | AFT314 | Residential | Solar*Rewards |  | 2024
20263-228838-01 | Xcel Energy | 85 | 13781 | IOU | 03130806 | 2.72 | Solar |  |  | Interconnected | Trade Secret | Trade | AFT | AFT314 | Residential |  | Trade Secret | 2007 | 2007
20263-228838-01 | Xcel Energy | 85 | 13781 | IOU | 06060811 | 23.424 | Solar |  |  | Interconnected | Trade Secret | Trade | STY | STY062 | Residential |  | Trade Secret | 2025 | 2025
20263-228838-01 | Xcel Energy | 85 | 13781 | IOU | 05951979 | 4.64 | Solar |  |  | Interconnected | Trade Secret | Trade | WRR | WRR064 | Residential | Solar*Rewards | Trade Secret | 2024 | 2025
20263-228838-01 | Xcel Energy | 85 | 13781 | IOU | 06017826 | 11.5 | Solar |  | X | Active Application | Trade Secret | Trade | PIL | PIL021 | Residential | Solar*Rewards | Trade Secret | 2024
20263-228838-01 | Xcel Energy | 85 | 13781 | IOU | 05434236 | 10.44 | Solar |  |  | Interconnected | Trade Secret | Trade | OSS | OSS076 | Residential |  | Trade Secret | 2023 | 2023
20263-228838-01 | Xcel Energy | 85 | 13781 | IOU | 04954972 | 9.35 | Solar |  |  | Interconnected | Trade Secret | Trade | HSN | HSN312 | Residential | Solar*Rewards | Trade Secret | 2022 | 2022
20263-228838-01 | Xcel Energy | 85 | 13781 | IOU | 03131015 | 1.14 | Solar |  |  | Interconnected | Trade Secret | Trade | PAT | PAT312 | Commercial |  | Trade Secret | 2010 | 2010
20263-228838-01 | Xcel Energy | 85 | 13781 | IOU | 06285622 | 4950 | Solar |  |  | Active Application | Trade Secret | Trade | MTV | MTV021 | Commercial |  | Trade Secret | 2025
20263-228838-01 | Xcel Energy | 85 | 13781 | IOU | 06285616 | 4950 | Solar |  |  | Active Application | Trade Secret | Trade | BRO | BRO021 | Commercial |  | Trade Secret | 2025
20263-228838-01 | Xcel Energy | 85 | 13781 | IOU | 06285576 | 4950 | Solar |  |  | Active Application | Trade Secret | Trade | BRO | BRO021 | Commercial |  | Trade Secret | 2025
20263-228838-01 | Xcel Energy | 85 | 13781 | IOU | 06285593 | 3575 | Solar |  |  | Active Application | Trade Secret | Trade | GLD | GLD021 | Commercial |  | Trade Secret | 2025
20263-228838-01 | Xcel Energy | 85 | 13781 | IOU | 06285627 | 4950 | Solar |  |  | Active Application | Trade Secret | Trade | MTV | MTV022 | Commercial |  | Trade Secret | 2025
20263-228838-01 |  |  |  |  | OID2726501 |  | Wind |  |  | Withdrawn | Trade Secret | Trade |  |  | Residential |  |  | 2016
20263-228838-01 |  |  |  |  | OID2806783 |  | Solar |  |  | Withdrawn | Trade Secret | Trade |  |  | Residential |  |  | 2016
20263-228838-01 | Xcel Energy | 85 | 13781 | IOU | OID2726410 | 0.25 | Solar |  |  | Withdrawn | Trade Secret | Trade |  |  | Residential | Made in Minnesota | Trade Secret | 2016
20263-228838-01 | Xcel Energy | 85 | 13781 | IOU | OID2726411 | 0.25 | Solar |  |  | Withdrawn | Trade Secret | Trade |  |  | Residential |  | Trade Secret | 2016
20263-228838-01 | Xcel Energy | 85 | 13781 | IOU | 05417658 | 9.86 | Solar |  |  | Withdrawn | Trade Secret | Trade |  |  | Residential | Solar*Rewards | Trade Secret | 2023
20263-228838-01 | Xcel Energy | 85 | 13781 | IOU | 04802015 | 8.41 | Solar |  |  | Withdrawn | Trade Secret | Trade |  |  | Residential |  | Trade Secret | 2022
20263-228838-01 | Xcel Energy | 85 | 13781 | IOU | 05400067 | 29.02 | Solar |  |  | Active Application | Trade Secret | Trade | WSG | WSG361 | Residential |  | Trade Secret | 2023
20263-228838-01 | Xcel Energy | 85 | 13781 | IOU | 05286488 | 3360 | Solar |  |  | Active Application | Trade Secret | Trade | PKL | PKL064 | Commercial |  | Trade Secret | 2023
20263-228838-01 | Xcel Energy | 85 | 13781 | IOU | 05846609 | 75 | Solar |  |  | Active Application | Trade Secret | Trade | JOR | JOR022 | Residential |  | Trade Secret | 2024
20263-228838-01 | Xcel Energy | 85 | 13781 | IOU | 06215362 | 99 | Solar |  |  | Active Application | Trade Secret | Trade |  |  | Residential |  | Trade Secret | 2025
20263-228838-01 | Xcel Energy | 85 | 13781 | IOU | 06018239 | 300 | Solar |  |  | Active Application | Trade Secret | Trade | OAD | OAD074 | Residential |  | Trade Secret | 2025
20263-228838-01 | Xcel Energy | 85 | 13781 | IOU | 06305342 | 99 | Solar |  |  | Active Application | Trade Secret | Trade |  |  | Residential |  | Trade Secret | 2025
20263-228838-01 | Xcel Energy | 85 | 13781 | IOU | 06111398 | 39.99 | Solar |  |  | Active Application | Trade Secret | Trade | WES | WES076 | Residential |  | Trade Secret | 2025
20263-228838-01 | Xcel Energy | 85 | 13781 | IOU | 05626416 | 43.2 | Solar |  |  | Active Application | Trade Secret | Trade |  |  | Residential |  | Trade Secret | 2023
20263-228838-01 | Xcel Energy | 85 | 13781 | IOU | 06018330 | 180 | Solar |  |  | Active Application | Trade Secret | Trade | OAD | OAD074 | Residential |  | Trade Secret | 2025
20263-228838-01 | Xcel Energy | 85 | 13781 | IOU | 06154488 | 39.99 | Solar |  |  | Active Application | Trade Secret | Trade | MPK | MPK083 | Residential |  | Trade Secret | 2025
20263-228838-01 | Xcel Energy | 85 | 13781 | IOU | 05626438 | 29.02 | Solar |  |  | Active Application | Trade Secret | Trade | NOF | NOF073 | Residential |  | Trade Secret | 2024
20263-228838-01 | Xcel Energy | 85 | 13781 | IOU | 06163848 | 80 | Solar |  |  | Active Application | Trade Secret | Trade | WIL | WIL087 | Residential |  | Trade Secret | 2025
20263-228838-01 | Xcel Energy | 85 | 13781 | IOU | 05626430 | 29.02 | Solar |  |  | Active Application | Trade Secret | Trade | NOF | NOF073 | Residential |  | Trade Secret | 2024
20263-228838-01 | Xcel Energy | 85 | 13781 | IOU | 06018301 | 400 | Solar |  |  | Active Application | Trade Secret | Trade | OAD | OAD074 | Residential |  | Trade Secret | 2025
20263-228838-01 | Xcel Energy | 85 | 13781 | IOU | 05626420 | 43.2 | Solar |  |  | Active Application | Trade Secret | Trade |  |  | Residential |  | Trade Secret | 2023
20263-228838-01 | Xcel Energy | 85 | 13781 | IOU | 05626425 | 20 | Solar |  |  | Active Application | Trade Secret | Trade |  |  | Residential |  | Trade Secret | 2023
20263-228838-01 | Xcel Energy | 85 | 13781 | IOU | 05445762 | 15.356 | Solar |  |  | Withdrawn | Trade Secret | Trade | AFT | AFT314 | Residential | Solar*Rewards | Trade Secret | 2023
20263-228838-01 | Xcel Energy | 85 | 13781 | IOU | 05219955 | 9999.99 | Storage |  |  | Active Application | Trade Secret | Trade | SDX | SDX312 | Commercial |  | Trade Secret | 2022
20263-228838-01 |  |  |  |  | 05759801 |  |  |  |  | Active Application | Trade Secret | Trade |  |  | Residential |  |  | 2024
20263-228838-01 | Xcel Energy | 85 | 13781 | IOU | 05335169 | 29 | Solar |  |  | Active Application | Trade Secret | Trade | SCA | SCA021 | Residential |  | Trade Secret | 2023
20263-228838-01 |  |  |  |  | 06071821 |  |  |  |  | Withdrawn | Trade Secret | Trade |  |  | Residential |  |  | 2025
20263-228838-01 | Xcel Energy | 85 | 13781 | IOU | 06270004 | 60 | Solar |  |  | Active Application | Trade Secret | Trade |  |  | Residential |  | Trade Secret | 2025
20263-228838-01 | Xcel Energy | 85 | 13781 | IOU | 06241041 | 7.6 | Solar |  | X | Active Application | Trade Secret | Trade |  |  | Residential |  | Trade Secret | 2025
20263-228838-01 | Xcel Energy | 85 | 13781 | IOU | 05727490 | 11.5 | Solar |  | X | Active Application | Trade Secret | Trade | LEX | LEX064 | Residential | Solar*Rewards | Trade Secret | 2024
20263-228838-01 |  |  |  |  | 05682035 |  |  |  |  | Active Application | Trade Secret | Trade |  |  | Residential |  |  | 2023
20263-228838-01 | Xcel Energy | 85 | 13781 | IOU | 05739809 | 2.624 | Solar |  |  | Active Application | Trade Secret | Trade | SOU | SOU086 | Residential | Solar*Rewards | Trade Secret | 2024
20263-228838-01 |  |  |  |  | 05438845 |  | Solar |  |  | Active Application | Trade Secret | Trade |  |  | Residential | Solar*Rewards |  | 2023
20263-228838-01 | Xcel Energy | 85 | 13781 | IOU | 05739824 | 3.747 | Solar |  |  | Active Application | Trade Secret | Trade |  |  | Residential | Solar*Rewards | Trade Secret | 2024
20263-228838-01 | Xcel Energy | 85 | 13781 | IOU | 05739873 | 3.747 | Solar |  |  | Active Application | Trade Secret | Trade |  |  | Residential | Solar*Rewards | Trade Secret | 2024
20263-228838-01 | Xcel Energy | 85 | 13781 | IOU | 05739831 | 3.747 | Solar |  |  | Active Application | Trade Secret | Trade |  |  | Residential | Solar*Rewards | Trade Secret | 2024
20263-228838-01 | Xcel Energy | 85 | 13781 | IOU | 05739827 | 3.747 | Solar |  |  | Active Application | Trade Secret | Trade |  |  | Residential | Solar*Rewards | Trade Secret | 2024
20263-228838-01 | Xcel Energy | 85 | 13781 | IOU | 05739875 | 3.28 | Solar |  |  | Active Application | Trade Secret | Trade |  |  | Residential | Solar*Rewards | Trade Secret | 2024
20263-228838-01 | Xcel Energy | 85 | 13781 | IOU | 05739828 | 3.747 | Solar |  |  | Active Application | Trade Secret | Trade |  |  | Residential | Solar*Rewards | Trade Secret | 2024
20263-228838-01 | Xcel Energy | 85 | 13781 | IOU | 05425639 | 23 | Solar |  | X | Withdrawn | Trade Secret | Trade |  |  | Residential | Solar*Rewards | Trade Secret | 2023
20263-228838-01 | Xcel Energy | 85 | 13781 | IOU | 04814083 | 11.02 | Solar |  |  | Withdrawn | Trade Secret | Trade |  |  | Residential | Solar*Rewards | Trade Secret | 2022
20263-228838-01 | Xcel Energy | 85 | 13781 | IOU | 05606590 | 7.56 | Solar |  |  | Withdrawn | Trade Secret | Trade |  |  | Residential | Solar*Rewards | Trade Secret | 2023
20263-228838-01 | Xcel Energy | 85 | 13781 | IOU | 04973081 | 11.168 | Solar |  | X | Active Application | Trade Secret | Trade | AFT | AFT315 | Residential | Solar*Rewards | Trade Secret | 2022
20263-228838-01 |  |  |  |  | 05598383 |  |  |  |  | Active Application | Trade Secret | Trade |  |  | Residential |  |  | 2023
20263-228838-01 | Xcel Energy | 85 | 13781 | IOU | 05539094 | 15.67 | Storage |  |  | Interconnected | Trade Secret | Trade | EDA | EDA073 | Residential |  | Trade Secret | 2023 | 2023
20263-228838-01 | Xcel Energy | 85 | 13781 | IOU | 05714609 | 7.56 | Solar |  |  | Active Application | Trade Secret | Trade |  |  | Residential | Solar*Rewards | Trade Secret | 2024
20263-228838-01 | Xcel Energy | 85 | 13781 | IOU | 04950031 | 6.282 | Solar |  |  | Withdrawn | Trade Secret | Trade |  |  | Residential | Solar*Rewards | Trade Secret | 2022
20263-228838-01 | Xcel Energy | 85 | 13781 | IOU | 05002480 | 11.866 | Solar |  |  | Withdrawn | Trade Secret | Trade | GLD | GLD021 | Residential | Solar*Rewards | Trade Secret | 2022
20263-228838-01 | Xcel Energy | 85 | 13781 | IOU | 05017149 | 8.376 | Solar |  |  | Active Application | Trade Secret | Trade | SCA | SCA021 | Residential |  | Trade Secret | 2022
20263-228838-01 | Xcel Energy | 85 | 13781 | IOU | 05377988 | 11.168 | Solar |  |  | Withdrawn | Trade Secret | Trade | AFT | AFT314 | Residential |  | Trade Secret | 2023
20263-228838-01 | Xcel Energy | 85 | 13781 | IOU | 05774597 | 50 | Solar |  |  | Withdrawn | Trade Secret | Trade |  |  | Residential | Solar*Rewards | Trade Secret | 2024
20263-228838-01 | Xcel Energy | 85 | 13781 | IOU | 05783217 | 11.5 | Solar |  |  | Withdrawn | Trade Secret | Trade |  |  | Residential | Solar*Rewards | Trade Secret | 2024
20263-228838-01 | Xcel Energy | 85 | 13781 | IOU | 05622716 | 13.34 | Solar |  |  | Withdrawn | Trade Secret | Trade |  |  | Residential |  | Trade Secret | 2023
20263-228838-01 | Xcel Energy | 85 | 13781 | IOU | 05366657 | 16.24 | Solar |  |  | Active Application | Trade Secret | Trade | SCA | SCA021 | Residential |  | Trade Secret | 2023
20263-228838-01 | Xcel Energy | 85 | 13781 | IOU | 05541344 | 13.34 | Solar |  |  | Active Application | Trade Secret | Trade |  |  | Residential |  | Trade Secret | 2023
20263-228838-01 | Xcel Energy | 85 | 13781 | IOU | 04699076 | 7.672 | Solar |  |  | Interconnected | Trade Secret | Trade | LEX | LEX332 | Residential |  | Trade Secret | 2021 | 2021
20263-228838-01 | Xcel Energy | 85 | 13781 | IOU | 05773983 | 5.985 | Solar |  |  | Interconnected | Trade Secret | Trade | ALK | ALK063 | Residential |  | Trade Secret | 2024 | 2024
20263-228838-01 | Xcel Energy | 85 | 13781 | IOU | 03134881 | 4.945 | Solar |  |  | Interconnected | Trade Secret | Trade | DBL | DBL068 | Commercial | Solar*Rewards | Trade Secret | 2016 | 2018
20263-228838-01 | Xcel Energy | 85 | 13781 | IOU | OID1991270 | 9 | Solar |  |  | Withdrawn | Trade Secret | Trade | MST | MST069 | Commercial | Made in Minnesota | Trade Secret | 2014
20263-228838-01 | Xcel Energy | 85 | 13781 | IOU | 03134107 | 5 | Solar |  |  | Interconnected | Trade Secret | Trade | ALD | ALD084 | Residential | Made in Minnesota | Trade Secret | 2014 | 2014
20263-228838-01 | Xcel Energy | 85 | 13781 | IOU | 04513239 | 11.39 | Solar |  |  | Interconnected | Trade Secret | Trade | LOK | LOK093 | Residential |  | Trade Secret | 2021 | 2021
20263-228838-01 | Xcel Energy | 85 | 13781 | IOU | 06199165 | 11.007 | Solar |  |  | Interconnected | Trade Secret | Trade | SAV | SAV073 | Residential |  | Trade Secret | 2025 | 2025
20263-228838-01 | Xcel Energy | 85 | 13781 | IOU | 04411131 | 4.384 | Solar |  |  | Interconnected | Trade Secret | Trade | RPO | RPO311 | Residential |  | Trade Secret | 2021 | 2021
20263-228838-01 | Xcel Energy | 85 | 13781 | IOU | 05737085 | 6.56 | Solar |  |  | Interconnected | Trade Secret | Trade | FSL | FSL312 | Residential | Solar*Rewards | Trade Secret | 2024 | 2024
20263-228838-01 | Xcel Energy | 85 | 13781 | IOU | 04129386 | 7.44 | Solar |  |  | Interconnected | Trade Secret | Trade | CTR | CTR031 | Residential | Solar*Rewards | Trade Secret | 2020 | 2021
20263-228838-01 | Xcel Energy | 85 | 13781 | IOU | 04592227 | 5.22 | Solar |  |  | Interconnected | Trade Secret | Trade | LLK | LLK071 | Residential |  | Trade Secret | 2021 | 2021
20263-228838-01 | Xcel Energy | 85 | 13781 | IOU | 05304260 | 8.96 | Solar |  |  | Interconnected | Trade Secret | Trade | HSN | HSN321 | Residential |  | Trade Secret | 2022 | 2023
20263-228838-01 | Xcel Energy | 85 | 13781 | IOU | 04361646 | 6 | Solar |  |  | Active Application | Trade Secret | Trade | CHE | CHE065 | Residential |  | Trade Secret | 2021
20263-228838-01 |  |  |  |  | OID3743764 |  | Solar |  |  | Withdrawn | Trade Secret | Trade |  |  | Residential | Solar*Rewards |  | 2019
20263-228838-01 | Xcel Energy | 85 | 13781 | IOU | 04170132 | 12.5 | Solar |  |  | Active Application | Trade Secret | Trade | BEL | BEL061 | Residential | Solar*Rewards | Trade Secret | 2020
20263-228838-01 |  |  |  |  | OID2806646 |  | Solar |  |  | Withdrawn | Trade Secret | Trade | ESW | ESW073 | Commercial |  |  | 2014
20263-228838-01 | Xcel Energy | 85 | 13781 | IOU | 03129752 | 3500 | Solar |  |  | Withdrawn | Trade Secret | Trade | PIL | PIL021 | Commercial |  | Trade Secret | 2015
20263-228838-01 | Xcel Energy | 85 | 13781 | IOU | 03132984 | 7.616 | Solar |  |  | Interconnected | Trade Secret | Trade | TER | TER083 | Residential | Solar*Rewards | Trade Secret | 2018 | 2019
20263-228838-01 | Xcel Energy | 85 | 13781 | IOU | 03131633 | 9.94 | Solar |  |  | Interconnected | Trade Secret | Trade | REW | REW021 | Residential | Solar*Rewards | Trade Secret | 2017 | 2017
20263-228838-01 | Xcel Energy | 85 | 13781 | IOU | 05478656 | 7.68 | Solar |  |  | Interconnected | Trade Secret | Trade | WCS | WCS062 | Residential | Solar*Rewards | Trade Secret | 2023 | 2023
20263-228838-01 | Xcel Energy | 85 | 13781 | IOU | 03130448 | 5.2 | Solar |  |  | Interconnected | Trade Secret | Trade | WSG | WSG063 | Residential | Solar*Rewards | Trade Secret | 2018 | 2019
20263-228838-01 | Xcel Energy | 85 | 13781 | IOU | 03132274 | 3.8 | Solar |  |  | Interconnected | Trade Secret | Trade | ALD | ALD084 | Residential | Solar*Rewards | Trade Secret | 2018 | 2018
20263-228838-01 | Xcel Energy | 85 | 13781 | IOU | 06208140 | 6.832 | Solar |  |  | Interconnected | Trade Secret | Trade | ALD | ALD084 | Residential | Solar*Rewards | Trade Secret | 2025 | 2025
20263-228838-01 | Xcel Energy | 85 | 13781 | IOU | 03130632 | 32.8 | Solar |  |  | Interconnected | Trade Secret | Trade | PIP | PIP062 | Commercial | Made in Minnesota | Trade Secret | 2016 | 2017
20263-228838-01 | Xcel Energy | 85 | 13781 | IOU | 03132015 | 13.625 | Solar |  |  | Interconnected | Trade Secret | Trade | MHW | MHW311 | Residential | Solar*Rewards | Trade Secret | 2017 | 2018
20263-228838-01 | Xcel Energy | 85 | 13781 | IOU | 03131756 | 9.94 | Solar |  |  | Interconnected | Trade Secret | Trade | MHW | MHW311 | Residential | Made in Minnesota | Trade Secret | 2017 | 2017
20263-228838-01 | Xcel Energy | 85 | 13781 | IOU | 06228568 | 7.6 | Solar |  |  | Active Application | Trade Secret | Trade | VMR | VMR062 | Residential |  | Trade Secret | 2025
20263-228838-01 | Xcel Energy | 85 | 13781 | IOU | 05853250 | 3.84 | Solar |  |  | Interconnected | Trade Secret | Trade | VMR | VMR062 | Residential | Solar*Rewards | Trade Secret | 2024 | 2024
20263-228838-01 | Xcel Energy | 85 | 13781 | IOU | 04873724 | 6.576 | Solar |  |  | Withdrawn | Trade Secret | Trade | LAP | LAP311 | Residential | Solar*Rewards | Trade Secret | 2022
20263-228838-01 | Xcel Energy | 85 | 13781 | IOU | 06170470 | 6.5 | Solar |  |  | Active Application | Trade Secret | Trade | HWW | HWW061 | Residential | Solar*Rewards | Trade Secret | 2025
20263-228838-01 | Xcel Energy | 85 | 13781 | IOU | 06202562 | 7.6 | Solar |  |  | Active Application | Trade Secret | Trade | HSN | HSN321 | Residential | Solar*Rewards | Trade Secret | 2025
20263-228838-01 | Xcel Energy | 85 | 13781 | IOU | 06297063 | 5.76 | Solar |  |  | Active Application | Trade Secret | Trade | HSN | HSN321 | Residential |  | Trade Secret | 2025
20263-228838-01 | Xcel Energy | 85 | 13781 | IOU | 06192044 | 7.6 | Solar |  |  | Interconnected | Trade Secret | Trade | HSN | HSN321 | Residential | Solar*Rewards | Trade Secret | 2025 | 2025
20263-228838-01 | Xcel Energy | 85 | 13781 | IOU | 06265331 | 8.23 | Solar |  |  | Active Application | Trade Secret | Trade | HUG | HUG311 | Residential |  | Trade Secret | 2025
20263-228838-01 | Xcel Energy | 85 | 13781 | IOU | 06137817 | 360 | Solar |  |  | Active Application | Trade Secret | Trade | SIP | SIP072 | Commercial |  | Trade Secret | 2025
20263-228838-01 | Xcel Energy | 85 | 13781 | IOU | 06179576 | 27.222 | Solar |  |  | Withdrawn | Trade Secret | Trade | SCL | SCL322 | Residential | Solar*Rewards | Trade Secret | 2025
20263-228838-01 | Xcel Energy | 85 | 13781 | IOU | 04145860 | 1000 | Solar |  |  | Active Application | Trade Secret | Trade | HUG | HUG321 | LMI | Solar*Rewards Community | Trade Secret | 2023
20263-228838-01 | Xcel Energy | 85 | 13781 | IOU | 06038879 | 5.7 | Solar |  |  | Withdrawn | Trade Secret | Trade |  |  | Residential |  | Trade Secret | 2024
20263-228838-01 |  |  |  |  | 06036647 |  |  |  |  | Active Application | Trade Secret | Trade |  |  | Residential |  |  | 2024
20263-228838-01 | Xcel Energy | 85 | 13781 | IOU | SRC041446 | 1000 | Solar |  |  | Withdrawn | Trade Secret | Trade | LAE | LAE061 | Community Solar Garden | Solar*Rewards Community | Trade Secret | 2015
20263-228838-01 | Xcel Energy | 85 | 13781 | IOU | 03121386 | 1000 | Solar |  |  | Interconnected | Osakis | Trade | DGC | DGC061 | Community Solar Garden | Solar*Rewards Community | Trade Secret | 2015 | 2018
20263-228838-01 | Xcel Energy | 85 | 13781 | IOU | 03129312 | 39.998 | Solar |  |  | Withdrawn | Trade Secret | Trade | GLK | GLK071 | Residential | Solar*Rewards | Trade Secret | 2018
20263-228838-01 | Xcel Energy | 85 | 13781 | IOU | SRC042634 | 950 | Solar |  |  | Withdrawn | Trade Secret | Trade | FRA | FRA001 | Community Solar Garden | Solar*Rewards Community | Trade Secret | 2015
20263-228838-01 | Xcel Energy | 85 | 13781 | IOU | 03125979 | 250 | Solar |  |  | Interconnected | Mayer | Trade | WCS | WCS064 | Community Solar Garden | Solar*Rewards Community | Trade Secret | 2015 | 2018
20263-228838-01 |  |  |  |  | 05390998 |  | Solar |  |  | Active Application | Trade Secret | Trade |  |  | Residential | Solar*Rewards |  | 2023
20263-228838-01 |  |  |  |  | 04440897 |  | Solar |  |  | Active Application | Trade Secret | Trade |  |  | Residential | Solar*Rewards |  | 2021
20263-228838-01 |  |  |  |  | 05527577 |  | Solar |  |  | Active Application | Trade Secret | Trade |  |  | Residential | Solar*Rewards |  | 2023
20263-228838-01 |  |  |  |  | 04831188 |  | Solar |  |  | Active Application | Trade Secret | Trade |  |  | Residential | Solar*Rewards |  | 2022
20263-228838-01 |  |  |  |  | 04101711 |  |  |  |  | Active Application | Trade Secret | Trade |  |  | Residential |  |  | 2020
20263-228838-01 |  |  |  |  | 05607821 |  |  |  |  | Active Application | Trade Secret | Trade |  |  | Residential |  |  | 2023
20263-228838-01 |  |  |  |  | 05569386 |  | Solar |  |  | Withdrawn | Trade Secret | Trade |  |  | Residential | Solar*Rewards |  | 2023
20263-228838-01 |  |  |  |  | 05711799 |  | Solar |  |  | Active Application | Trade Secret | Trade |  |  | Residential | Solar*Rewards |  | 2024
20263-228838-01 | Xcel Energy | 85 | 13781 | IOU | SRC040780 | 1000 | Solar |  |  | Withdrawn | Trade Secret | Trade | CHE | CHE075 | Community Solar Garden | Solar*Rewards Community | Trade Secret | 2015
20263-228838-01 | Xcel Energy | 85 | 13781 | IOU | SRC042261 | 1000 | Solar |  |  | Withdrawn | Trade Secret | Trade | MTR | MTR021 | Community Solar Garden | Solar*Rewards Community | Trade Secret | 2015
20263-228838-01 | Xcel Energy | 85 | 13781 | IOU | SRC040109 | 1000 | Solar |  |  | Withdrawn | Trade Secret | Trade | HUG | HUG312 | Community Solar Garden | Solar*Rewards Community | Trade Secret | 2015
20263-228838-01 | Xcel Energy | 85 | 13781 | IOU | 04083597 | 975 | Solar |  |  | Active Application | Trade Secret | Trade | AVR | AVR212 | Community Solar Garden | Solar*Rewards Community | Trade Secret | 2020
20263-228838-01 |  |  |  |  | 05770207 |  |  |  |  | Withdrawn | Trade Secret | Trade |  |  | Residential |  |  | 2024
20263-228838-01 | Xcel Energy | 85 | 13781 | IOU | SRC039292 | 1000 | Solar |  |  | Withdrawn | Trade Secret | Trade |  |  | Community Solar Garden | Solar*Rewards Community | Trade Secret | 2015
20263-228838-01 | Xcel Energy | 85 | 13781 | IOU | SRC070623 | 1000 | Solar |  |  | Withdrawn | Trade Secret | Trade | LIN | LIN031 | Community Solar Garden | Solar*Rewards Community | Trade Secret | 2018
20263-228838-01 | Xcel Energy | 85 | 13781 | IOU | SRC038767 | 1000 | Solar |  |  | Withdrawn | Trade Secret | Trade | LNS | LNS033 | Community Solar Garden | Solar*Rewards Community | Trade Secret | 2014
20263-228838-01 |  |  |  |  | SRO29438 |  | Solar |  |  | Withdrawn | Trade Secret | Trade |  |  |  | Other |  | 2013
20263-228838-01 | Xcel Energy | 85 | 13781 | IOU | SRC038480 | 1000 | Solar |  |  | Withdrawn | Trade Secret | Trade | CTF | CTF021 | Community Solar Garden | Solar*Rewards Community | Trade Secret | 2014
20263-228838-01 | Xcel Energy | 85 | 13781 | IOU | SRC042266 | 1000 | Solar |  |  | Withdrawn | Trade Secret | Trade | WTN | WTN062 | Community Solar Garden | Solar*Rewards Community | Trade Secret | 2015
20263-228838-01 | Xcel Energy | 85 | 13781 | IOU | 03124709 | 1000 | Solar |  |  | Interconnected | Rosemount | Trade | RMT | RMT311 | Community Solar Garden | Solar*Rewards Community | Trade Secret | 2015 | 2017
20263-228838-01 |  |  |  |  | OID2806212 |  | Biogas |  |  | Withdrawn | Trade Secret | Trade | [5 empty] | 2007
20263-228838-01 |  |  |  |  | 05367293 |  | Solar |  |  | Active Application | Trade Secret | Trade |  |  | Residential | Solar*Rewards |  | 2023
20263-228838-01 | Xcel Energy | 85 | 13781 | IOU | SRC041644 | 972 | Solar |  |  | Withdrawn | Trade Secret | Trade | LAP | LAP311 | Community Solar Garden | Solar*Rewards Community | Trade Secret | 2015
20263-228838-01 | Xcel Energy | 85 | 13781 | IOU | SRC042300 | 1000 | Solar |  |  | Withdrawn | Trade Secret | Trade | OPK | OPK073 | Community Solar Garden | Solar*Rewards Community | Trade Secret | 2015
20263-228838-01 | Xcel Energy | 85 | 13781 | IOU | SRC067958 | 1000 | Solar |  |  | Withdrawn | Trade Secret | Trade |  |  | Community Solar Garden | Solar*Rewards Community | Trade Secret | 2018
20263-228838-01 | Xcel Energy | 85 | 13781 | IOU | 03127047 | 1000 | Solar |  |  | Interconnected | Owatonna | Trade | MDF | MDF021 | Community Solar Garden | Solar*Rewards Community | Trade Secret | 2016 | 2018
20263-228838-01 | Xcel Energy | 85 | 13781 | IOU | SRO22384 | 22.8 | Solar |  |  | Withdrawn | Trade Secret | Trade |  |  |  | Solar*Rewards | Trade Secret | 2012
20263-228838-01 |  |  |  |  | 05303021 |  |  |  |  | Active Application | Trade Secret | Trade |  |  | Residential |  |  | 2022
20263-228838-01 |  |  |  |  | 06070784 |  |  |  |  | Active Application | Trade Secret | Trade |  |  | Residential |  |  | 2025
20263-228838-01 |  |  |  |  | 04090321 |  | Solar |  |  | Active Application | Trade Secret | Trade |  |  | Residential | Solar*Rewards |  | 2020
20263-228838-01 | Xcel Energy | 85 | 13781 | IOU | 03127837 | 1000 | Solar |  |  | Interconnected | Rosemount | Trade | RMT | RMT311 | Community Solar Garden | Solar*Rewards Community | Trade Secret | 2014 | 2016
20263-228838-01 |  |  |  |  | 04175529 |  | Solar |  |  | Active Application | Trade Secret | Trade |  |  | Residential | Solar*Rewards |  | 2020
20263-228838-01 | Xcel Energy | 85 | 13781 | IOU | 05508985 | 960 | Solar |  |  | Withdrawn | Trade Secret | Trade | RPL | RPL075 | Community Solar Garden | Solar*Rewards Community | Trade Secret | 2023
20263-228838-01 | Xcel Energy | 85 | 13781 | IOU | 05520766 | 1000 | Solar |  |  | Withdrawn | Trade Secret | Trade | RLK | RLK064 | Community Solar Garden | Solar*Rewards Community | Trade Secret | 2023
20263-228838-01 |  |  |  |  | 04961477 |  | Solar |  |  | Active Application | Trade Secret | Trade |  |  | Residential | Solar*Rewards |  | 2022
20263-228838-01 | Xcel Energy | 85 | 13781 | IOU | 03125922 | 1000 | Solar |  |  | Interconnected | Mankato | Trade | SMT | SMT082 | Community Solar Garden | Solar*Rewards Community | Trade Secret | 2018 | 2021
20263-228838-01 | Xcel Energy | 85 | 13781 | IOU | 03126684 | 250 | Solar |  |  | Interconnected | Hastings | Trade | CGR | CGR063 | Community Solar Garden | Solar*Rewards Community | Trade Secret | 2015 | 2018
20263-228838-01 | Xcel Energy | 85 | 13781 | IOU | SRC042301 | 1000 | Solar |  |  | Withdrawn | Trade Secret | Trade | OPK | OPK073 | Community Solar Garden | Solar*Rewards Community | Trade Secret | 2015
20263-228838-01 | Xcel Energy | 85 | 13781 | IOU | SRC040786 | 1000 | Solar |  |  | Withdrawn | Trade Secret | Trade | HUG | HUG321 | Community Solar Garden | Solar*Rewards Community | Trade Secret | 2015
20263-228838-01 | Xcel Energy | 85 | 13781 | IOU | 03123383 | 1000 | Solar |  |  | Interconnected | Mankato | Trade | SMT | SMT082 | Community Solar Garden | Solar*Rewards Community | Trade Secret | 2015 | 2018
20263-228838-01 |  |  |  |  | 04990449 |  | Solar |  |  | Active Application | Trade Secret | Trade |  |  | Residential | Solar*Rewards |  | 2022
20263-228838-01 |  |  |  |  | 05781844 |  |  |  |  | Active Application | Trade Secret | Trade |  |  | Residential |  |  | 2024
20263-228838-01 |  |  |  |  | 05781842 |  |  |  |  | Active Application | Trade Secret | Trade |  |  | Residential |  |  | 2024
20263-228838-01 | Xcel Energy | 85 | 13781 | IOU | 04306589 | 1000 | Solar |  |  | Active Application | Trade Secret | Trade |  |  | Community Solar Garden | Solar*Rewards Community | Trade Secret | 2021
20263-228838-01 | Xcel Energy | 85 | 13781 | IOU | 05612275 | 1000 | Solar |  |  | Withdrawn | Trade Secret | Trade | WWK | WWK311 | Community Solar Garden | Solar*Rewards Community | Trade Secret | 2023
20263-228838-01 |  |  |  |  | 05799592 |  |  |  |  | Active Application | Trade Secret | Trade |  |  | Residential |  |  | 2024
20263-228838-01 | Xcel Energy | 85 | 13781 | IOU | 05764772 | 5000 | Solar |  |  | Withdrawn | Trade Secret | Trade |  |  | Commercial | Other | Trade Secret | 2024
20263-228838-01 | Xcel Energy | 85 | 13781 | IOU | SRC040046 | 1000 | Solar |  |  | Withdrawn | Trade Secret | Trade | EKO | EKO021 | Community Solar Garden | Solar*Rewards Community | Trade Secret | 2015
20263-228838-01 | Xcel Energy | 85 | 13781 | IOU | 03126975 | 1000 | Solar |  |  | Interconnected | Monticello | Trade | LAP | LAP311 | Community Solar Garden | Solar*Rewards Community | Trade Secret | 2015 | 2018
20263-228838-01 | Xcel Energy | 85 | 13781 | IOU | 03128275 | 1000 | Solar |  |  | Interconnected | Stewart | Trade | STW | STW021 | Community Solar Garden | Solar*Rewards Community | Trade Secret | 2019 | 2021
20263-228838-01 | Xcel Energy | 85 | 13781 | IOU | 03127200 | 1000 | Solar |  |  | Interconnected | Eagle Lake | Trade | EGL | EGL021 | Community Solar Garden | Solar*Rewards Community | Trade Secret | 2015 | 2017
20263-228838-01 | Xcel Energy | 85 | 13781 | IOU | 04110693 | 1000 | Solar |  |  | Withdrawn | Trade Secret | Trade | COK | COK061 | Community Solar Garden | Solar*Rewards Community | Trade Secret | 2024
20263-228838-01 |  |  |  |  | 05954855 |  |  |  |  | Active Application | Trade Secret | Trade |  |  | Residential |  |  | 2024
20263-228838-01 |  |  |  |  | 05828252 |  | Solar |  |  | Withdrawn | Trade Secret | Trade |  |  | Residential | Solar*Rewards |  | 2024
20263-228838-01 |  |  |  |  | 06013761 |  | Solar |  |  | Active Application | Trade Secret | Trade |  |  | Residential | Solar*Rewards |  | 2024
20263-228838-01 |  |  |  |  | 03666302 |  | Solar |  |  | Active Application | Trade Secret | Trade |  |  | Residential | Solar*Rewards |  | 2020
20263-228838-01 |  |  |  |  | 04880131 |  |  |  |  | Active Application | Trade Secret | Trade |  |  | Residential |  |  | 2022
20263-228838-01 |  |  |  |  | 05800969 |  | Solar |  |  | Active Application | Trade Secret | Trade |  |  | Residential | Solar*Rewards |  | 2024
20263-228838-01 | Xcel Energy | 85 | 13781 | IOU | SRC040595 | 1000 | Solar |  |  | Withdrawn | Trade Secret | Trade | WAB | WAB031 | Community Solar Garden | Solar*Rewards Community | Trade Secret | 2015
20263-228838-01 | Xcel Energy | 85 | 13781 | IOU | SRC040469 | 950 | Solar |  |  | Withdrawn | Trade Secret | Trade |  |  | Community Solar Garden | Solar*Rewards Community | Trade Secret | 2015
20263-228838-01 | Xcel Energy | 85 | 13781 | IOU | 05440811 | 360 | Solar |  |  | Withdrawn | Trade Secret | Trade |  |  | Residential | Other | Trade Secret | 2023
20263-228838-01 |  |  |  |  | 05430330 |  |  |  |  | Active Application | Trade Secret | Trade |  |  | Residential |  |  | 2023
20263-228838-01 |  |  |  |  | 04419585 |  | Solar |  |  | Active Application | Trade Secret | Trade |  |  | Residential | Solar*Rewards |  | 2021
20263-228838-01 | Xcel Energy | 85 | 13781 | IOU | 05793466 | 2160 | Solar |  |  | Withdrawn | Trade Secret | Trade |  |  | Commercial | Other | Trade Secret | 2024
20263-228838-01 | Xcel Energy | 85 | 13781 | IOU | 05793508 | 3180 | Solar |  |  | Withdrawn | Trade Secret | Trade |  |  | Commercial | Other | Trade Secret | 2024
20263-228838-01 | Xcel Energy | 85 | 13781 | IOU | SRC038756 | 1000 | Solar |  |  | Withdrawn | Trade Secret | Trade | LNS | LNS033 | Community Solar Garden | Solar*Rewards Community | Trade Secret | 2014
20263-228838-01 | Xcel Energy | 85 | 13781 | IOU | SRC038350 | 998.4 | Solar |  |  | Withdrawn | Trade Secret | Trade | RMT | RMT311 | Community Solar Garden | Solar*Rewards Community | Trade Secret | 2014
20263-228838-01 | Xcel Energy | 85 | 13781 | IOU | SRC042637 | 950 | Solar |  |  | Withdrawn | Trade Secret | Trade | FRA | FRA001 | Community Solar Garden | Solar*Rewards Community | Trade Secret | 2015
20263-228838-01 | Xcel Energy | 85 | 13781 | IOU | SRC040902 | 1000 | Solar |  |  | Withdrawn | Trade Secret | Trade |  |  | Community Solar Garden | Solar*Rewards Community | Trade Secret | 2015
20263-228838-01 | Xcel Energy | 85 | 13781 | IOU | 03127511 | 1000 | Solar |  |  | Interconnected | Waseca | Trade | WAS | WAS092 | Community Solar Garden | Solar*Rewards Community | Trade Secret | 2019 | 2020
20263-228838-01 |  |  |  |  | OID2806261 |  | Solar |  |  | Withdrawn | Trade Secret | Trade | [5 empty] | 2008
20263-228838-01 | Xcel Energy | 85 | 13781 | IOU | SRC042080 | 1000 | Solar |  |  | Withdrawn | Trade Secret | Trade | SCL | SCL322 | Community Solar Garden | Solar*Rewards Community | Trade Secret | 2015
20263-228838-01 | Xcel Energy | 85 | 13781 | IOU | 03124769 | 1000 | Solar |  |  | Interconnected | Lindstrom | Trade | SCA | SCA021 | Community Solar Garden | Solar*Rewards Community | Trade Secret | 2015 | 2019
20263-228838-01 |  |  |  |  | OID2806324 |  | Wind |  |  | Withdrawn | Trade Secret | Trade | [5 empty] | 2007
20263-228838-01 | Xcel Energy | 85 | 13781 | IOU | 05175090 | 1000 | Solar |  |  | Active Application | Trade Secret | Trade |  |  | Community Solar Garden | Solar*Rewards Community | Trade Secret | 2022
20263-228838-01 | Xcel Energy | 85 | 13781 | IOU | SRC074364 | 1000 | Solar |  |  | Withdrawn | Trade Secret | Trade | CHI | CHI311 | Community Solar Garden | Solar*Rewards Community | Trade Secret | 2019
20263-228838-01 | Xcel Energy | 85 | 13781 | IOU | 03121339 | 500 | Solar |  |  | Interconnected | Scandia | Trade | SCA | SCA021 | Community Solar Garden | Solar*Rewards Community | Trade Secret | 2015 | 2018
20263-228838-01 | Xcel Energy | 85 | 13781 | IOU | 03130166 | 10.4 | Solar |  |  | Withdrawn | Trade Secret | Trade |  |  | Residential | Solar*Rewards | Trade Secret | 2019
20263-228838-01 | Xcel Energy | 85 | 13781 | IOU | 03129742 | 33.3 | Solar |  |  | Withdrawn | Trade Secret | Trade | RWD | RWD082 | Residential | Solar*Rewards | Trade Secret | 2019
20263-228838-01 |  |  |  |  | 06170194 |  | Solar |  |  | Active Application | Trade Secret | Trade |  |  | Residential |  |  | 2025
20263-228838-01 | Xcel Energy | 85 | 13781 | IOU | 05597355 | 1000 | Solar |  |  | Withdrawn | Trade Secret | Trade | SMT | SMT072 | Community Solar Garden | Solar*Rewards Community | Trade Secret | 2023
20263-228838-01 | Xcel Energy | 85 | 13781 | IOU | 05602012 | 1000 | Solar |  |  | Active Application | Trade Secret | Trade |  |  | Community Solar Garden | Solar*Rewards Community | Trade Secret | 2023
20263-228838-01 |  |  |  |  | 05601996 |  | Solar |  |  | Active Application | Trade Secret | Trade |  |  | Community Solar Garden | Solar*Rewards Community |  | 2023
20263-228838-01 | Xcel Energy | 85 | 13781 | IOU | 03127994 | 1000 | Solar |  |  | Interconnected | Sartell | Trade | MHW | MHW312 | Community Solar Garden | Solar*Rewards Community | Trade Secret | 2015 | 2019
20263-228838-01 | Xcel Energy | 85 | 13781 | IOU | SRC040917 | 998 | Solar |  |  | Withdrawn | Trade Secret | Trade |  |  | Community Solar Garden | Solar*Rewards Community | Trade Secret | 2015
20263-228838-01 | Xcel Energy | 85 | 13781 | IOU | 03126065 | 972 | Solar |  |  | Interconnected | Saint Joseph | Trade | WTB | WTB021 | Community Solar Garden | Solar*Rewards Community | Trade Secret | 2015 | 2017
20263-228838-01 | Xcel Energy | 85 | 13781 | IOU | 05519332 | 600 | Solar |  |  | Withdrawn | Trade Secret | Trade | TER | TER062 | Community Solar Garden | Solar*Rewards Community | Trade Secret | 2023
20263-228838-01 | Xcel Energy | 85 | 13781 | IOU | SRC069982 | 1000 | Solar |  |  | Withdrawn | Trade Secret | Trade |  |  | Community Solar Garden | Solar*Rewards Community | Trade Secret | 2018
20263-228838-01 | Xcel Energy | 85 | 13781 | IOU | 03129696 | 39.998 | Solar |  |  | Withdrawn | Trade Secret | Trade | TWL | TWL061 | Residential | Solar*Rewards | Trade Secret | 2018
20263-228838-01 |  |  |  |  | 03679074 |  |  |  |  | Active Application | Trade Secret | Trade |  |  | Residential |  |  | 2020
20263-228838-01 |  |  |  |  | 05714115 |  | Solar |  |  | Withdrawn | Trade Secret | Trade |  |  | Residential | Solar*Rewards |  | 2024
20263-228838-01 |  |  |  |  | 05739802 |  | Solar |  |  | Withdrawn | Trade Secret | Trade |  |  | Residential | Solar*Rewards |  | 2024
20263-228838-01 |  |  |  |  | 05724318 |  |  |  |  | Withdrawn | Trade Secret | Trade |  |  | Residential |  |  | 2024
20263-228838-01 |  |  |  |  | 06340701 |  |  |  |  | Active Application | Trade Secret | Trade |  |  | Residential |  |  | 2026
20263-228838-01 | Xcel Energy | 85 | 13781 | IOU | 03123374 | 1000 | Solar |  |  | Interconnected | Goodhue | Trade | WEL | WEL021 | Community Solar Garden | Solar*Rewards Community | Trade Secret | 2016 | 2018
20263-228838-01 | Xcel Energy | 85 | 13781 | IOU | SRC039227 | 1000 | Solar |  |  | Withdrawn | Trade Secret | Trade | RCH | RCH061 | Community Solar Garden | Solar*Rewards Community | Trade Secret | 2015
20263-228838-01 | Xcel Energy | 85 | 13781 | IOU | SRC038433 | 1000 | Solar |  |  | Withdrawn | Trade Secret | Trade | FRM | FRM062 | Community Solar Garden | Solar*Rewards Community | Trade Secret | 2014
20263-228838-01 | Xcel Energy | 85 | 13781 | IOU | SRC042666 | 1000 | Solar |  |  | Withdrawn | Trade Secret | Trade |  |  | Community Solar Garden | Solar*Rewards Community | Trade Secret | 2015
20263-228838-01 | Xcel Energy | 85 | 13781 | IOU | SRC040834 | 1000 | Solar |  |  | Withdrawn | Trade Secret | Trade | SOH | SOH001 | Community Solar Garden | Solar*Rewards Community | Trade Secret | 2015
20263-228838-01 | Xcel Energy | 85 | 13781 | IOU | SRC040825 | 1000 | Solar |  |  | Withdrawn | Trade Secret | Trade | HUG | HUG311 | Community Solar Garden | Solar*Rewards Community | Trade Secret | 2015
20263-228838-01 | Xcel Energy | 85 | 13781 | IOU | 03129295 | 39.998 | Solar |  |  | Withdrawn | Trade Secret | Trade | VIL | VIL021 | Residential | Solar*Rewards | Trade Secret | 2018
20263-228838-01 |  |  |  |  | 05656261 |  | Solar |  |  | Active Application | Trade Secret | Trade |  |  | Residential | Solar*Rewards |  | 2023
20263-228838-01 |  |  |  |  | 03793511 |  | Solar |  |  | Active Application | Trade Secret | Trade |  |  | Residential | Solar*Rewards |  | 2020
20263-228838-01 | Xcel Energy | 85 | 13781 | IOU | SRC069530 | 1000 | Solar |  |  | Withdrawn | Trade Secret | Trade | HSN | HSN312 | Community Solar Garden | Solar*Rewards Community | Trade Secret | 2018
20263-228838-01 | Xcel Energy | 85 | 13781 | IOU | SRC042150 | 1000 | Solar |  |  | Withdrawn | Trade Secret | Trade | ORO | ORO061 | Community Solar Garden | Solar*Rewards Community | Trade Secret | 2015
20263-228838-01 | Xcel Energy | 85 | 13781 | IOU | SRC052749 | 1000 | Solar |  |  | Withdrawn | Trade Secret | Trade | MHW | MHW311 | Community Solar Garden | Solar*Rewards Community | Trade Secret | 2017
20263-228838-01 | Xcel Energy | 85 | 13781 | IOU | SRC038687 | 1000 | Solar |  |  | Withdrawn | Trade Secret | Trade | SCL | SCL322 | Community Solar Garden | Solar*Rewards Community | Trade Secret | 2014
20263-228838-01 | Xcel Energy | 85 | 13781 | IOU | SRC040675 | 1000 | Solar |  |  | Withdrawn | Trade Secret | Trade | CHI | CHI311 | Community Solar Garden | Solar*Rewards Community | Trade Secret | 2015
20263-228838-01 | Xcel Energy | 85 | 13781 | IOU | 03127114 | 1000 | Solar |  |  | Interconnected | Rollingstone | Trade | ALT | ALT021 | Community Solar Garden | Solar*Rewards Community | Trade Secret | 2018 | 2020
20263-228838-01 | Xcel Energy | 85 | 13781 | IOU | SRC042141 | 1000 | Solar |  |  | Withdrawn | Trade Secret | Trade | RAP | RAP081 | Community Solar Garden | Solar*Rewards Community | Trade Secret | 2015
20263-228838-01 | Xcel Energy | 85 | 13781 | IOU | 03776871 | 999 | Solar |  |  | Interconnected | Buffalo Lake | Trade | BFL | BFL021 | Community Solar Garden | Solar*Rewards Community | Trade Secret | 2021 | 2023
20263-228838-01 |  |  |  |  | OID2806670 |  | Solar |  |  | Withdrawn | Trade Secret | Trade | [5 empty] | 2014
20263-228838-01 | Xcel Energy | 85 | 13781 | IOU | 03247044 | 4.32 | Solar |  |  | Active Application | Trade Secret | Trade |  |  | Residential | Solar*Rewards | Trade Secret | 2019
20263-228838-01 | Xcel Energy | 85 | 13781 | IOU | 03127095 | 1000 | Solar |  |  | Interconnected | Saint Cloud | Trade | SCL | SCL322 | Community Solar Garden | Solar*Rewards Community | Trade Secret | 2015 | 2019
20263-228838-01 | Xcel Energy | 85 | 13781 | IOU | 04659442 | 975 | Solar |  |  | Active Application | Trade Secret | Trade | DAN | DAN021 | Community Solar Garden | Solar*Rewards Community | Trade Secret | 2023
20263-228838-01 |  |  |  |  | 05766425 |  |  |  |  | Active Application | Trade Secret | Trade |  |  | Residential |  |  | 2024
20263-228838-01 |  |  |  |  | 05227510 |  | Solar |  |  | Active Application | Trade Secret | Trade |  |  | Residential | Solar*Rewards |  | 2022
20263-228838-01 |  |  |  |  | 06231188 |  | Solar |  |  | Withdrawn | Trade Secret | Trade |  |  | Residential | Solar*Rewards |  | 2025
20263-228838-01 | Xcel Energy | 85 | 13781 | IOU | SRC086051 | 1000 | Solar |  |  | Withdrawn | Trade Secret | Trade | HUG | HUG321 | Community Solar Garden | Solar*Rewards Community | Trade Secret | 2021
20263-228838-01 | Xcel Energy | 85 | 13781 | IOU | SRC073045 | 1000 | Solar |  |  | Withdrawn | Trade Secret | Trade |  |  | Community Solar Garden | Solar*Rewards Community | Trade Secret | 2019
20263-228838-01 |  |  |  |  | 05249201 |  | Solar |  |  | Active Application | Trade Secret | Trade |  |  | Residential | Solar*Rewards |  | 2022
20263-228838-01 |  |  |  |  | 04082460 |  | Solar |  |  | Active Application | Trade Secret | Trade |  |  | Residential | Solar*Rewards |  | 2020
20263-228838-01 | Xcel Energy | 85 | 13781 | IOU | SRC075339 | 1000 | Solar |  |  | Withdrawn | Trade Secret | Trade | LAY | LAY061 | Community Solar Garden | Solar*Rewards Community | Trade Secret | 2019
20263-228838-01 | Xcel Energy | 85 | 13781 | IOU | 03126964 | 1000 | Solar |  |  | Interconnected | Scandia | Trade | HUG | HUG321 | Community Solar Garden | Solar*Rewards Community | Trade Secret | 2015 | 2018
20263-228838-01 | Xcel Energy | 85 | 13781 | IOU | 03192658 | 125 | Solar |  |  | Interconnected | Trade Secret | Trade | GNL | GNL073 | Residential |  | Trade Secret | 2019 | 2020
20263-228838-01 | Xcel Energy | 85 | 13781 | IOU | SRC062799 | 1000 | Solar |  |  | Withdrawn | Trade Secret | Trade | LAP | LAP311 | Community Solar Garden | Solar*Rewards Community | Trade Secret | 2017
20263-228838-01 | Xcel Energy | 85 | 13781 | IOU | SRC064299 | 1000 | Solar |  |  | Withdrawn | Trade Secret | Trade |  |  | Community Solar Garden | Solar*Rewards Community | Trade Secret | 2018
20263-228838-01 | Xcel Energy | 85 | 13781 | IOU | SRC038725 | 1000 | Solar |  |  | Withdrawn | Trade Secret | Trade | VMR | VMR061 | Community Solar Garden | Solar*Rewards Community | Trade Secret | 2014
20263-228838-01 | Xcel Energy | 85 | 13781 | IOU | SRC052822 | 1000 | Solar |  |  | Withdrawn | Trade Secret | Trade |  |  | Community Solar Garden | Solar*Rewards Community | Trade Secret | 2017
20263-228838-01 | Xcel Energy | 85 | 13781 | IOU | SRC038706 | 1000 | Solar |  |  | Withdrawn | Trade Secret | Trade | SCL | SCL322 | Community Solar Garden | Solar*Rewards Community | Trade Secret | 2014
20263-228838-01 | Xcel Energy | 85 | 13781 | IOU | SRC038752 | 1000 | Solar |  |  | Withdrawn | Trade Secret | Trade | VMR | VMR061 | Community Solar Garden | Solar*Rewards Community | Trade Secret | 2014
20263-228838-01 | Xcel Energy | 85 | 13781 | IOU | SRC038647 | 950 | Solar |  |  | Withdrawn | Trade Secret | Trade |  |  | Community Solar Garden | Solar*Rewards Community | Trade Secret | 2014
20263-228838-01 | Xcel Energy | 85 | 13781 | IOU | SRC042142 | 1000 | Solar |  |  | Withdrawn | Trade Secret | Trade | RAP | RAP081 | Community Solar Garden | Solar*Rewards Community | Trade Secret | 2015
20263-228838-01 | Xcel Energy | 85 | 13781 | IOU | SRC039914 | 1000 | Solar |  |  | Withdrawn | Trade Secret | Trade | BEL | BEL062 | Community Solar Garden | Solar*Rewards Community | Trade Secret | 2015
20263-228838-01 | Xcel Energy | 85 | 13781 | IOU | 03127228 | 1000 | Solar |  |  | Interconnected | Gaylord | Trade | GAY | GAY002 | Community Solar Garden | Solar*Rewards Community | Trade Secret | 2018 | 2020
20263-228838-01 | Xcel Energy | 85 | 13781 | IOU | 03127575 | 1000 | Solar |  |  | Interconnected | Osakis | Trade | DGC | DGC061 | Community Solar Garden | Solar*Rewards Community | Trade Secret | 2014 | 2018
20263-228838-01 | Xcel Energy | 85 | 13781 | IOU | OID2806340 | 2500 | Other |  |  | Interconnected | Trade Secret | Trade |  |  | Commercial |  | Trade Secret | 2010 | 2010
20263-228838-01 | Xcel Energy | 85 | 13781 | IOU | 05508540 | 999 | Solar |  |  | Withdrawn | Trade Secret | Trade | AVN | AVN021 | Community Solar Garden | Solar*Rewards Community | Trade Secret | 2023
20263-228838-01 | Xcel Energy | 85 | 13781 | IOU | 03130136 | 9.994 | Solar |  |  | Withdrawn | Trade Secret | Trade |  |  | Residential | Solar*Rewards | Trade Secret | 2018
20263-228838-01 | Xcel Energy | 85 | 13781 | IOU | SRC038666 | 300 | Solar |  |  | Withdrawn | Trade Secret | Trade | CTF | CTF021 | Community Solar Garden | Solar*Rewards Community | Trade Secret | 2014
20263-228838-01 | Xcel Energy | 85 | 13781 | IOU | 03121384 | 1000 | Solar |  |  | Interconnected | Montevideo | Trade | MTV | MTV022 | Community Solar Garden | Solar*Rewards Community | Trade Secret | 2015 | 2018
20263-228838-01 | Xcel Energy | 85 | 13781 | IOU | 03127604 | 720 | Solar |  |  | Interconnected | Belgrade | Trade | BEG | BEG001 | Community Solar Garden | Solar*Rewards Community | Trade Secret | 2016 | 2019
20263-228838-01 | Xcel Energy | 85 | 13781 | IOU | 03127169 | 1000 | Solar |  |  | Interconnected | Courtland | Trade | SWN | SWN022 | Community Solar Garden | Solar*Rewards Community | Trade Secret | 2015 | 2017
20263-228838-01 |  |  |  |  | SRO18403 |  | Solar |  |  | Withdrawn | Trade Secret | Trade |  |  |  | Solar*Rewards |  | 2011
20263-228838-01 | Xcel Energy | 85 | 13781 | IOU | 03581298 | 1000 | Solar |  |  | Withdrawn | Trade Secret | Trade | CHI | CHI311 | Community Solar Garden | Solar*Rewards Community | Trade Secret | 2020
20263-228838-01 | Xcel Energy | 85 | 13781 | IOU | SRC038977 | 1000 | Solar |  |  | Withdrawn | Trade Secret | Trade | WAV | WAV021 | Community Solar Garden | Solar*Rewards Community | Trade Secret | 2015
20263-228838-01 | Xcel Energy | 85 | 13781 | IOU | SRC042469 | 1000 | Solar |  |  | Withdrawn | Trade Secret | Trade | WCS | WCS064 | Community Solar Garden | Solar*Rewards Community | Trade Secret | 2015
20263-228838-01 | Xcel Energy | 85 | 13781 | IOU | 03128504 | 996 | Solar |  |  | Interconnected | Saint Cloud | Trade | SCL | SCL322 | Community Solar Garden | Solar*Rewards Community | Trade Secret | 2017 | 2019
20263-228838-01 |  |  |  |  | 05421732 |  | Solar |  |  | Active Application | Trade Secret | Trade |  |  | Community Solar Garden | Solar*Rewards Community |  | 2023
20263-228838-01 | Xcel Energy | 85 | 13781 | IOU | SRC052292 | 1000 | Solar |  |  | Withdrawn | Trade Secret | Trade |  |  | Community Solar Garden | Solar*Rewards Community | Trade Secret | 2016
20263-228838-01 | Xcel Energy | 85 | 13781 | IOU | SRC040612 | 1000 | Solar |  |  | Withdrawn | Trade Secret | Trade | SMT | SMT082 | Community Solar Garden | Solar*Rewards Community | Trade Secret | 2015
20263-228838-01 | Xcel Energy | 85 | 13781 | IOU | 03128500 | 1000 | Solar |  |  | Interconnected | Belgrade | Trade | PAT | PAT312 | Community Solar Garden | Solar*Rewards Community | Trade Secret | 2016 | 2019
20263-228838-01 |  |  |  |  | 06253547 |  |  |  |  | Withdrawn | Trade Secret | Trade |  |  | Residential |  |  | 2025
20263-228838-01 | Xcel Energy | 85 | 13781 | IOU | OID3383228 | 9.94 | Solar |  |  | Withdrawn | Trade Secret | Trade | ALK | ALK067 | Residential | Solar*Rewards | Trade Secret | 2018
20263-228838-01 | Xcel Energy | 85 | 13781 | IOU | OID3387963 | 9.94 | Solar |  |  | Withdrawn | Trade Secret | Trade | ALK | ALK067 | Residential | Solar*Rewards | Trade Secret | 2018
20263-228838-01 | Xcel Energy | 85 | 13781 | IOU | 05443513 | 720 | Solar |  |  | Interconnected | Trade Secret | Trade | ALK | ALK064 | Commercial |  | Trade Secret | 2023 | 2024
20263-228838-01 | Xcel Energy | 85 | 13781 | IOU | 05981246 | 39.98 | Solar |  |  | Active Application | Trade Secret | Trade | FSL | FSL311 | Commercial |  | Trade Secret | 2024
20263-228838-01 | Xcel Energy | 85 | 13781 | IOU | 05966804 | 39.98 |  |  |  | Active Application | Trade Secret | Trade | FSL | FSL311 | Commercial |  | Trade Secret | 2024
20263-228838-01 | Xcel Energy | 85 | 13781 | IOU | 03130403 | 239.798 | Solar |  |  | Active Application | Trade Secret | Trade | ALD | ALD096 | Commercial |  | Trade Secret | 2018
20263-228838-01 | Xcel Energy | 85 | 13781 | IOU | 03132139 | 6 | Solar |  |  | Interconnected | Trade Secret | Trade | EXC | EXC062 | Residential | Made in Minnesota | Trade Secret | 2017 | 2018
20263-228838-01 | Xcel Energy | 85 | 13781 | IOU | 03993362 | 9.12 | Solar |  |  | Interconnected | Trade Secret | Trade | HUG | HUG312 | Residential | Solar*Rewards | Trade Secret | 2020 | 2020
20263-228838-01 | Xcel Energy | 85 | 13781 | IOU | 05149896 | 6.6 | Solar |  |  | Interconnected | Trade Secret | Trade | ALK | ALK067 | Residential |  | Trade Secret | 2022 | 2022
20263-228838-01 | Xcel Energy | 85 | 13781 | IOU | 03131978 | 2.962 | Solar |  |  | Interconnected | Trade Secret | Trade | MEL | MEL061 | Residential | Solar*Rewards | Trade Secret | 2017 | 2017
20263-228838-01 | Xcel Energy | 85 | 13781 | IOU | 05359319 | 7.56 | Solar |  |  | Interconnected | Trade Secret | Trade | WSG | WSG361 | Residential | Solar*Rewards | Trade Secret | 2023 | 2023
20263-228838-01 | Xcel Energy | 85 | 13781 | IOU | 05269660 | 4.64 | Solar |  |  | Interconnected | Trade Secret | Trade | RPO | RPO311 | Residential |  | Trade Secret | 2022 | 2023
20263-228838-01 | Xcel Energy | 85 | 13781 | IOU | 05516797 | 17.664 | Solar |  |  | Interconnected | Trade Secret | Trade | RPO | RPO311 | Residential |  | Trade Secret | 2023 | 2023
20263-228838-01 | Xcel Energy | 85 | 13781 | IOU | 06034489 | 3.416 | Solar |  |  | Interconnected | Trade Secret | Trade | STY | STY072 | Residential |  | Trade Secret | 2024 | 2025
20263-228838-01 | Xcel Energy | 85 | 13781 | IOU | 05991867 | 7.6 | Solar |  |  | Interconnected | Trade Secret | Trade | WTN | WTN062 | Residential | Solar*Rewards | Trade Secret | 2024 | 2025
20263-228838-01 | Xcel Energy | 85 | 13781 | IOU | 03129617 | 7 | Solar |  |  | Interconnected | Trade Secret | Trade | SMT | SMT092 | Commercial | Solar*Rewards | Trade Secret | 2018 | 2021
20263-228838-01 | Xcel Energy | 85 | 13781 | IOU | 04424335 | 7.25 | Solar |  |  | Interconnected | Trade Secret | Trade | HWW | HWW074 | Residential | Solar*Rewards | Trade Secret | 2021 | 2021
20263-228838-01 | Xcel Energy | 85 | 13781 | IOU | 06023538 | 30.25 | Storage |  |  | Interconnected | Trade Secret | Trade | HWW | HWW074 | Residential |  | Trade Secret | 2025 | 2025
20263-228838-01 | Xcel Energy | 85 | 13781 | IOU | 05031682 | 13.63 | Solar |  |  | Interconnected | Trade Secret | Trade | WYO | WYO021 | Residential |  | Trade Secret | 2022 | 2022
20263-228838-01 |  |  |  |  | 05359517 |  | Solar |  |  | Active Application | Trade Secret | Trade | WYO | WYO021 | Residential | Solar*Rewards |  | 2023
20263-228838-01 | Xcel Energy | 85 | 13781 | IOU | 03132638 | 7.625 | Solar |  |  | Interconnected | Trade Secret | Trade | ALK | ALK067 | Residential | Solar*Rewards | Trade Secret | 2018 | 2018
20263-228838-01 | Xcel Energy | 85 | 13781 | IOU | 05157685 | 5.22 | Solar |  |  | Active Application | Trade Secret | Trade | ECK | ECK322 | Residential | Solar*Rewards | Trade Secret | 2022
20263-228838-01 | Xcel Energy | 85 | 13781 | IOU | 04116711 | 4.4 | Solar |  |  | Interconnected | Trade Secret | Trade | TWL | TWL066 | Residential |  | Trade Secret | 2020 | 2021
20263-228838-01 | Xcel Energy | 85 | 13781 | IOU | 05167637 | 5.76 | Solar |  |  | Interconnected | Trade Secret | Trade | WCR | WCR321 | Residential |  | Trade Secret | 2022 | 2022
20263-228838-01 | Xcel Energy | 85 | 13781 | IOU | 06218161 | 12.564 | Solar |  | X | Active Application | Trade Secret | Trade | VES | VES021 | Residential |  | Trade Secret | 2025
20263-228838-01 | Xcel Energy | 85 | 13781 | IOU | 06206416 | 12.564 | Solar |  | X | Withdrawn | Trade Secret | Trade | VES | VES021 | Residential | Solar*Rewards | Trade Secret | 2025
20263-228838-01 | Xcel Energy | 85 | 13781 | IOU | 06164056 | 10.47 | Solar |  |  | Interconnected | Trade Secret | Trade | PKL | PKL083 | Residential | Solar*Rewards | Trade Secret | 2025 | 2025
20263-228838-01 | Xcel Energy | 85 | 13781 | IOU | 04793999 | 9.994 | Solar |  |  | Interconnected | Trade Secret | Trade | EDA | EDA067 | Residential | Solar*Rewards | Trade Secret | 2022 | 2022
20263-228838-01 | Xcel Energy | 85 | 13781 | IOU | 04789413 | 8.99 | Solar |  |  | Interconnected | Trade Secret | Trade | RAM | RAM062 | Residential |  | Trade Secret | 2022 | 2022
20263-228838-01 | Xcel Energy | 85 | 13781 | IOU | 06003268 | 6.073 | Solar |  |  | Interconnected | Trade Secret | Trade | WCR | WCR311 | Residential |  | Trade Secret | 2024 | 2025
20263-228838-01 | Xcel Energy | 85 | 13781 | IOU | 05982039 | 9.994 | Solar |  |  | Interconnected | Trade Secret | Trade | HOL | HOL071 | Residential | Solar*Rewards | Trade Secret | 2024 | 2025
20263-228838-01 | Xcel Energy | 85 | 13781 | IOU | 04153145 | 5.52 | Solar |  |  | Interconnected | Trade Secret | Trade | CHE | CHE065 | Residential | Solar*Rewards | Trade Secret | 2020 | 2021
20263-228838-01 | Xcel Energy | 85 | 13781 | IOU | 04399584 | 5.52 | Solar |  |  | Active Application | Trade Secret | Trade | CHE | CHE065 | Residential | Solar*Rewards | Trade Secret | 2021
20263-228838-01 | Xcel Energy | 85 | 13781 | IOU | 04998502 | 7.7 | Solar |  |  | Interconnected | Trade Secret | Trade | ECK | ECK322 | Residential |  | Trade Secret | 2022 | 2023
20263-228838-01 | Xcel Energy | 85 | 13781 | IOU | 05005208 | 16.04 | Solar |  |  | Interconnected | Trade Secret | Trade | WYO | WYO021 | Residential |  | Trade Secret | 2022 | 2022
20263-228838-01 | Xcel Energy | 85 | 13781 | IOU | 05867846 | 8.73 | Solar |  |  | Interconnected | Trade Secret | Trade | RMT | RMT321 | Residential | Solar*Rewards | Trade Secret | 2024 | 2024
20263-228838-01 | Xcel Energy | 85 | 13781 | IOU | 06136599 | 4.55 | Solar |  |  | Interconnected | Trade Secret | Trade | FRM | FRM071 | Residential |  | Trade Secret | 2025 | 2025
20263-228838-01 | Xcel Energy | 85 | 13781 | IOU | 06239717 | 7.6 | Solar |  |  | Active Application | Trade Secret | Trade | RMT | RMT321 | Residential |  | Trade Secret | 2025
20263-228838-01 | Xcel Energy | 85 | 13781 | IOU | 06018319 | 23.646 | Solar |  | X | Interconnected | Trade Secret | Trade | GLK | GLK065 | Residential | Solar*Rewards | Trade Secret | 2024 | 2025
20263-228838-01 | Xcel Energy | 85 | 13781 | IOU | 06208397 | 8.129 | Solar |  |  | Interconnected | Trade Secret | Trade | AFT | AFT314 | Residential |  | Trade Secret | 2025 | 2026
20263-228838-01 | Xcel Energy | 85 | 13781 | IOU | 06202871 | 6.98 | Solar |  |  | Interconnected | Trade Secret | Trade | AFT | AFT322 | Residential | Solar*Rewards | Trade Secret | 2025 | 2025
20263-228838-01 | Xcel Energy | 85 | 13781 | IOU | 06266952 | 10.368 | Solar |  |  | Active Application | Trade Secret | Trade | RAM | RAM077 | Residential |  | Trade Secret | 2025
20263-228838-01 | Xcel Energy | 85 | 13781 | IOU | 03878934 | 7.2 | Solar |  |  | Interconnected | Trade Secret | Trade | DPN | DPN061 | Residential | Solar*Rewards | Trade Secret | 2020 | 2020
20263-228838-01 | Xcel Energy | 85 | 13781 | IOU | 04006469 | 100 | Solar |  |  | Interconnected | Trade Secret | Trade | WIL | WIL095 | Commercial |  | Trade Secret | 2020 | 2021
20263-228838-01 | Xcel Energy | 85 | 13781 | IOU | 04366990 | 7.329 | Solar |  |  | Interconnected | Trade Secret | Trade | EXC | EXC061 | Residential | Solar*Rewards | Trade Secret | 2021 | 2021
20263-228838-01 | Xcel Energy | 85 | 13781 | IOU | 05439042 | 5.8 | Solar |  |  | Interconnected | Trade Secret | Trade | RRK | RRK082 | Residential |  | Trade Secret | 2023 | 2023
20263-228838-01 | Xcel Energy | 85 | 13781 | IOU | 05332998 | 3.48 | Solar |  |  | Interconnected | Trade Secret | Trade | CNC | CNC072 | Residential |  | Trade Secret | 2022 | 2023
20263-228838-01 | Xcel Energy | 85 | 13781 | IOU | 06044462 | 5.7 | Solar |  |  | Active Application | Trade Secret | Trade | CGR | CGR071 | Residential |  | Trade Secret | 2024
20263-228838-01 | Xcel Energy | 85 | 13781 | IOU | 05142354 | 5.48 | Solar |  |  | Interconnected | Trade Secret | Trade | HSN | HSN322 | Residential |  | Trade Secret | 2022 | 2022
20263-228838-01 | Xcel Energy | 85 | 13781 | IOU | 05339331 | 400 | Solar |  |  | Interconnected | Trade Secret | Trade | TER | TER085 | Commercial |  | Trade Secret | 2023 | 2025
20263-228838-01 | Xcel Energy | 85 | 13781 | IOU | 05506654 | 7.25 | Solar |  |  | Interconnected | Trade Secret | Trade | ECK | ECK322 | Residential |  | Trade Secret | 2023 | 2023
20263-228838-01 | Xcel Energy | 85 | 13781 | IOU | 03648711 | 1000 | Solar |  |  | Interconnected | Hadley | Trade | HAD | HAD021 | Community Solar Garden | Solar*Rewards Community | Trade Secret | 2020 | 2022
20263-228838-01 | Xcel Energy | 85 | 13781 | IOU | 05255564 | 8.96 | Solar |  |  | Interconnected | Trade Secret | Trade | RPO | RPO311 | Residential |  | Trade Secret | 2022 | 2023
20263-228838-01 | Xcel Energy | 85 | 13781 | IOU | 05427137 | 2.9 | Solar |  |  | Interconnected | Trade Secret | Trade | CNC | CNC072 | Residential |  | Trade Secret | 2023 | 2023
20263-228838-01 | Xcel Energy | 85 | 13781 | IOU | 04011588 | 740 | Solar |  |  | Interconnected | Gibbon | Trade | GIB | GIB021 | LMI | Solar*Rewards Community | Trade Secret | 2021 | 2025
20263-228838-01 | Xcel Energy | 85 | 13781 | IOU | 05415179 | 14.79 | Solar |  |  | Interconnected | Trade Secret | Trade | RPO | RPO312 | Residential |  | Trade Secret | 2023 | 2023
20263-228838-01 | Xcel Energy | 85 | 13781 | IOU | 05267193 | 6.4 | Solar |  |  | Interconnected | Trade Secret | Trade | CGR | CGR071 | Residential |  | Trade Secret | 2022 | 2023
20263-228838-01 | Xcel Energy | 85 | 13781 | IOU | 06322225 | 8.376 | Solar |  |  | Active Application | Trade Secret | Trade | HUG | HUG311 | Residential | Solar*Rewards | Trade Secret | 2026
20263-228838-01 | Xcel Energy | 85 | 13781 | IOU | 06227712 | 3.842 | Solar |  |  | Interconnected | Trade Secret | Trade | DND | DND061 | Residential |  | Trade Secret | 2025 | 2025
20263-228838-01 | Xcel Energy | 85 | 13781 | IOU | 04896802 | 5.8 | Solar |  |  | Interconnected | Trade Secret | Trade | HUG | HUG311 | Residential | Solar*Rewards | Trade Secret | 2022 | 2023
20263-228838-01 | Xcel Energy | 85 | 13781 | IOU | 06097643 | 6.528 | Solar |  |  | Withdrawn | Trade Secret | Trade | AFT | AFT314 | Residential | Solar*Rewards | Trade Secret | 2025
20263-228838-01 | Xcel Energy | 85 | 13781 | IOU | 05827267 | 10.161 | Solar |  |  | Interconnected | Trade Secret | Trade | RPO | RPO311 | Residential | Solar*Rewards | Trade Secret | 2024 | 2024
20263-228838-01 | Xcel Energy | 85 | 13781 | IOU | 05357405 | 39.75 | Solar |  |  | Interconnected | Trade Secret | Trade | SLP | SLP086 | Commercial | Solar*Rewards | Trade Secret | 2023 | 2024
20263-228838-01 | Xcel Energy | 85 | 13781 | IOU | 05984153 | 2.6 | Solar |  |  | Interconnected | Trade Secret | Trade | CGR | CGR071 | Residential |  | Trade Secret | 2024 | 2024
20263-228838-01 | Xcel Energy | 85 | 13781 | IOU | 06002358 | 9.8 | Solar |  |  | Interconnected | Trade Secret | Trade | WTN | WTN062 | Residential |  | Trade Secret | 2024 | 2024
20263-228838-01 | Xcel Energy | 85 | 13781 | IOU | 03698759 | 1000 | Solar |  |  | Interconnected | Lake Lillian | Trade | LIL | LIL021 | Community Solar Garden | Solar*Rewards Community | Trade Secret | 2022 | 2024
20263-228838-01 | Xcel Energy | 85 | 13781 | IOU | 06322529 | 6.282 | Solar |  |  | Active Application | Trade Secret | Trade | OSS | OSS073 | Residential | Solar*Rewards | Trade Secret | 2026
20263-228838-01 | Xcel Energy | 85 | 13781 | IOU | 03773957 | 9.994 | Solar |  |  | Interconnected | Trade Secret | Trade | DBL | DBL068 | Commercial | Solar*Rewards | Trade Secret | 2020 | 2021
20263-228838-01 | Xcel Energy | 85 | 13781 | IOU | 04187978 | 6.96 | Solar |  |  | Interconnected | Trade Secret | Trade | SHP | SHP062 | Residential | Solar*Rewards | Trade Secret | 2020 | 2021
20263-228838-01 | Xcel Energy | 85 | 13781 | IOU | 06207818 | 10.819 | Solar |  | X | Interconnected | Trade Secret | Trade | MEL | MEL062 | Residential | Solar*Rewards | Trade Secret | 2025 | 2026
20263-228838-01 | Xcel Energy | 85 | 13781 | IOU | 03180291 | 7.625 | Solar |  |  | Interconnected | Trade Secret | Trade | APA | APA077 | Residential | Solar*Rewards | Trade Secret | 2019 | 2019
20263-228838-01 | Xcel Energy | 85 | 13781 | IOU | SRO24161 | 36 | Solar |  |  | Withdrawn | Trade Secret | Trade | LOK | LOK093 | Commercial | Solar*Rewards | Trade Secret | 2012
20263-228838-01 | Xcel Energy | 85 | 13781 | IOU | 03130803 | 1 | Solar |  |  | Interconnected | Trade Secret | Trade | RLK | RLK069 | Residential |  | Trade Secret | 2004 | 2005
20263-228838-01 | Xcel Energy | 85 | 13781 | IOU | 03131296 | 4.32 | Solar |  |  | Interconnected | Trade Secret | Trade | RLK | RLK069 | Residential | Solar*Rewards | Trade Secret | 2016 | 2017
20263-228838-01 | Xcel Energy | 85 | 13781 | IOU | 05400369 | 6.67 | Solar |  |  | Interconnected | Trade Secret | Trade | BYT | BYT071 | Residential | Solar*Rewards | Trade Secret | 2023 | 2023
20263-228838-01 | Xcel Energy | 85 | 13781 | IOU | 03132331 | 7.63 | Solar |  |  | Interconnected | Trade Secret | Trade | HWW | HWW074 | Residential | Solar*Rewards | Trade Secret | 2018 | 2018
20263-228838-01 | Xcel Energy | 85 | 13781 | IOU | 05624993 | 5.5 | Solar |  |  | Active Application | Trade Secret | Trade | VES | VES021 | Residential |  | Trade Secret | 2023
20263-228838-01 | Xcel Energy | 85 | 13781 | IOU | 04931292 | 16.24 | Solar |  |  | Interconnected | Trade Secret | Trade | HUG | HUG311 | Residential |  | Trade Secret | 2022 | 2022
20263-228838-01 | Xcel Energy | 85 | 13781 | IOU | 04520228 | 8.99 | Solar |  |  | Interconnected | Trade Secret | Trade | WES | WES064 | Residential |  | Trade Secret | 2021 | 2022
20263-228838-01 | Xcel Energy | 85 | 13781 | IOU | 05562677 | 9.994 | Solar |  |  | Interconnected | Trade Secret | Trade | RAM | RAM064 | Residential | Solar*Rewards | Trade Secret | 2023 | 2023
20263-228838-01 | Xcel Energy | 85 | 13781 | IOU | 06323282 | 6.98 | Solar |  |  | Active Application | Trade Secret | Trade | WES | WES073 | Residential | Solar*Rewards | Trade Secret | 2026
20263-228838-01 | Xcel Energy | 85 | 13781 | IOU | 03342868 | 9.994 | Solar |  |  | Interconnected | Trade Secret | Trade | SLP | SLP321 | Residential | Solar*Rewards | Trade Secret | 2019 | 2020
20263-228838-01 | Xcel Energy | 85 | 13781 | IOU | 06009264 | 5.052 | Solar |  |  | Active Application | Trade Secret | Trade | BUR | BUR022 | Residential |  | Trade Secret | 2024
20263-228838-01 | Xcel Energy | 85 | 13781 | IOU | 06086537 | 8.528 | Solar |  |  | Interconnected | Trade Secret | Trade | WIL | WIL086 | Residential | Solar*Rewards | Trade Secret | 2025 | 2025
20263-228838-01 | Xcel Energy | 85 | 13781 | IOU | 04793586 | 4.64 | Solar |  |  | Interconnected | Trade Secret | Trade | RVA | RVA061 | Residential | Solar*Rewards | Trade Secret | 2022 | 2022
20263-228838-01 | Xcel Energy | 85 | 13781 | IOU | 05960711 | 7.616 | Solar |  |  | Withdrawn | Trade Secret | Trade | PKL | PKL085 | Residential |  | Trade Secret | 2024
20263-228838-01 | Xcel Energy | 85 | 13781 | IOU | 04289453 | 2.962 | Solar |  |  | Interconnected | Trade Secret | Trade | RMT | RMT321 | Residential | Solar*Rewards | Trade Secret | 2021 | 2021
20263-228838-01 | Xcel Energy | 85 | 13781 | IOU | 04420807 | 8.7 | Solar |  |  | Interconnected | Trade Secret | Trade | HUG | HUG312 | Residential | Solar*Rewards | Trade Secret | 2021 | 2021
20263-228838-01 | Xcel Energy | 85 | 13781 | IOU | 06293522 | 3.25 | Solar |  |  | Interconnected | Trade Secret | Trade | WIL | WIL084 | Residential |  | Trade Secret | 2025 | 2025
20263-228838-01 | Xcel Energy | 85 | 13781 | IOU | 05411050 | 3.84 | Solar |  |  | Interconnected | Trade Secret | Trade | HUG | HUG312 | Residential | Solar*Rewards | Trade Secret | 2023 | 2023
20263-228838-01 | Xcel Energy | 85 | 13781 | IOU | 06225382 | 14.432 | Solar |  | X | Active Application | Trade Secret | Trade | LLK | LLK071 | Residential |  | Trade Secret | 2025
20263-228838-01 | Xcel Energy | 85 | 13781 | IOU | 06267046 | 11.866 | Solar |  |  | Active Application | Trade Secret | Trade | SOU | SOU072 | Residential |  | Trade Secret | 2025
20263-228838-01 | Xcel Energy | 85 | 13781 | IOU | 03132601 | 3.08 | Solar |  |  | Interconnected | Trade Secret | Trade | STY | STY061 | Residential | Solar*Rewards | Trade Secret | 2018 | 2018
20263-228838-01 | Xcel Energy | 85 | 13781 | IOU | 03135097 | 9.94 | Solar |  |  | Interconnected | Trade Secret | Trade | OPK | OPK073 | Residential | Made in Minnesota | Trade Secret | 2016 | 2017
20263-228838-01 | Xcel Energy | 85 | 13781 | IOU | 05356866 | 8.12 | Solar |  |  | Interconnected | Trade Secret | Trade | OAD | OAD073 | Residential | Solar*Rewards | Trade Secret | 2023 | 2023
20263-228838-01 | Xcel Energy | 85 | 13781 | IOU | 04015814 | 5.584 | Solar |  | X | Interconnected | Trade Secret | Trade | SLP | SLP084 | Residential | Solar*Rewards | Trade Secret | 2020 | 2021
20263-228838-01 | Xcel Energy | 85 | 13781 | IOU | OID3290193 | 11.39 | Solar |  |  | Withdrawn | Trade Secret | Trade | LAK | LAK032 | Residential | Solar*Rewards | Trade Secret | 2018
20263-228838-01 | Xcel Energy | 85 | 13781 | IOU | OID3023232 | 11.39 | Solar |  |  | Withdrawn | Trade Secret | Trade | LAK | LAK032 | Residential | Solar*Rewards | Trade Secret | 2017
20263-228838-01 | Xcel Energy | 85 | 13781 | IOU | 06133003 | 5.052 | Solar |  |  | Active Application | Trade Secret | Trade | DBL | DBL063 | Residential |  | Trade Secret | 2025
20263-228838-01 |  |  |  |  | OID3785720 |  | Solar |  |  | Withdrawn | Trade Secret | Trade | SED | SED061 | Commercial | Solar*Rewards |  | 2019
20263-228838-01 |  |  |  |  | OID3785793 |  | Solar |  |  | Withdrawn | Trade Secret | Trade | SED | SED061 | Commercial | Solar*Rewards |  | 2019
20263-228838-01 | Xcel Energy | 85 | 13781 | IOU | 03218553 | 13.6 | Solar |  |  | Interconnected | Trade Secret | Trade | SED | SED061 | Commercial | Solar*Rewards | Trade Secret | 2019 | 2019
20263-228838-01 | Xcel Energy | 85 | 13781 | IOU | 05506022 | 3.75 | Solar |  |  | Interconnected | Trade Secret | Trade | WIL | WIL073 | Residential |  | Trade Secret | 2023 | 2023
20263-228838-01 | Xcel Energy | 85 | 13781 | IOU | 04793699 | 9.772 | Solar |  |  | Interconnected | Trade Secret | Trade | PKL | PKL085 | Residential | Solar*Rewards | Trade Secret | 2022 | 2022
20263-228838-01 | Xcel Energy | 85 | 13781 | IOU | 04519073 | 9.772 | Solar |  |  | Active Application | Trade Secret | Trade | PKL | PKL085 | Residential | Solar*Rewards | Trade Secret | 2021
20263-228838-01 | Xcel Energy | 85 | 13781 | IOU | 03129981 | 4.32 | Solar |  |  | Interconnected | Trade Secret | Trade | HWW | HWW062 | Residential | Solar*Rewards | Trade Secret | 2018 | 2019
20263-228838-01 | Xcel Energy | 85 | 13781 | IOU | 06038974 | 5.904 | Solar |  |  | Interconnected | Trade Secret | Trade | EDA | EDA067 | Residential | Solar*Rewards | Trade Secret | 2025 | 2025
20263-228838-01 | Xcel Energy | 85 | 13781 | IOU | 05256803 | 2.32 | Solar |  |  | Interconnected | Trade Secret | Trade | SOU | SOU083 | Residential |  | Trade Secret | 2022 | 2023
20263-228838-01 | Xcel Energy | 85 | 13781 | IOU | 03135143 | 40 | Solar |  |  | Interconnected | Trade Secret | Trade | SCL | SCL313 | Commercial | Made in Minnesota | Trade Secret | 2016 | 2017
20263-228838-01 | Xcel Energy | 85 | 13781 | IOU | OID2122146 | 18 | Solar |  |  | Withdrawn | Trade Secret | Trade | GLK | GLK071 | Commercial | Solar*Rewards | Trade Secret | 2014
20263-228838-01 | Xcel Energy | 85 | 13781 | IOU | 06183025 | 5.806 | Solar |  |  | Interconnected | Trade Secret | Trade | OSS | OSS065 | Residential | Solar*Rewards | Trade Secret | 2025 | 2025
20263-228838-01 | Xcel Energy | 85 | 13781 | IOU | 03134429 | 15.26 | Solar |  |  | Interconnected | Trade Secret | Trade | LAP | LAP311 | Residential | Solar*Rewards | Trade Secret | 2015 | 2015
20263-228838-01 | Xcel Energy | 85 | 13781 | IOU | SRO29751 | 4 | Solar |  |  | Withdrawn | Trade Secret | Trade | RVA | RVA061 | Residential | Solar*Rewards | Trade Secret | 2013
20263-228838-01 | Xcel Energy | 85 | 13781 | IOU | 05424603 | 11.3 | Solar |  | X | Interconnected | Trade Secret | Trade | RVA | RVA061 | Residential | Solar*Rewards | Trade Secret | 2023 | 2023
20263-228838-01 | Xcel Energy | 85 | 13781 | IOU | 03130240 | 3.48 | Solar |  |  | Interconnected | Trade Secret | Trade | ALD | ALD073 | Residential | Solar*Rewards | Trade Secret | 2019 | 2019
20263-228838-01 | Xcel Energy | 85 | 13781 | IOU | 03134011 | 2.88 | Solar |  |  | Interconnected | Trade Secret | Trade | TWL | TWL075 | Residential | Solar*Rewards | Trade Secret | 2014 | 2014
20263-228838-01 | Xcel Energy | 85 | 13781 | IOU | 05641504 | 75 | Solar |  |  | Interconnected | Trade Secret | Trade | BCR | BCR062 | Commercial |  | Trade Secret | 2023 | 2024
20263-228838-01 | Xcel Energy | 85 | 13781 | IOU | 06046023 | 5.248 | Solar |  |  | Interconnected | Trade Secret | Trade | RWD | RWD081 | Residential |  | Trade Secret | 2025 | 2025
20263-228838-01 | Xcel Energy | 85 | 13781 | IOU | 06027136 | 5.248 | Solar |  |  | Withdrawn | Trade Secret | Trade | RWD | RWD081 | Residential | Solar*Rewards | Trade Secret | 2024
20263-228838-01 | Xcel Energy | 85 | 13781 | IOU | SRO29838 | 45 | Solar |  |  | Withdrawn | Trade Secret | Trade | MGN | MGN211 | Commercial | Solar*Rewards | Trade Secret | 2013
20263-228838-01 | Xcel Energy | 85 | 13781 | IOU | 03344476 | 9.994 | Solar |  |  | Interconnected | Trade Secret | Trade | AFT | AFT321 | Residential | Solar*Rewards | Trade Secret | 2019 | 2020
20263-228838-01 | Xcel Energy | 85 | 13781 | IOU | 05129907 | 3.747 | Solar |  |  | Active Application | Trade Secret | Trade | WIL | WIL062 | Residential |  | Trade Secret | 2022
20263-228838-01 | Xcel Energy | 85 | 13781 | IOU | 03129916 | 6.24 | Solar |  |  | Interconnected | Trade Secret | Trade | STO | STO002 | Residential | Solar*Rewards | Trade Secret | 2018 | 2019
20263-228838-01 | Xcel Energy | 85 | 13781 | IOU | 06140857 | 8.528 | Solar |  |  | Interconnected | Trade Secret | Trade | WEH | WEH021 | Residential | Solar*Rewards | Trade Secret | 2025 | 2025
20263-228838-01 | Xcel Energy | 85 | 13781 | IOU | 05864116 | 5.314 | Solar |  |  | Interconnected | Trade Secret | Trade | WCR | WCR322 | Residential | Solar*Rewards | Trade Secret | 2024 | 2024
20263-228838-01 | Xcel Energy | 85 | 13781 | IOU | 06235496 | 14.7 | Solar |  |  | Interconnected | Trade Secret | Trade | RAM | RAM073 | Residential |  | Trade Secret | 2025 | 2025
20263-228838-01 | Xcel Energy | 85 | 13781 | IOU | 04331540 | 4.64 | Solar |  |  | Interconnected | Trade Secret | Trade | UPP | UPP086 | Residential | Solar*Rewards | Trade Secret | 2021 | 2021
20263-228838-01 | Xcel Energy | 85 | 13781 | IOU | 06226293 | 7.329 | Solar |  |  | Interconnected | Trade Secret | Trade | KOL | KOL062 | Residential |  | Trade Secret | 2025 | 2025
20263-228838-01 | Xcel Energy | 85 | 13781 | IOU | 03130985 | 2.4 | Wind |  |  | Interconnected | Trade Secret | Trade | ZUF | ZUF021 | Residential |  | Trade Secret | 2009 | 2009
20263-228838-01 | Xcel Energy | 85 | 13781 | IOU | 03130220 | 4.08 | Solar |  |  | Interconnected | Trade Secret | Trade | KIM | KIM021 | Residential | Solar*Rewards | Trade Secret | 2019 | 2019
20263-228838-01 | Xcel Energy | 85 | 13781 | IOU | 05805719 | 5.806 | Solar |  |  | Interconnected | Trade Secret | Trade | ECK | ECK321 | Residential |  | Trade Secret | 2024 | 2024
20263-228838-01 | Xcel Energy | 85 | 13781 | IOU | 03134778 | 11.39 | Solar |  |  | Interconnected | Trade Secret | Trade | VMR | VMR061 | Residential | Solar*Rewards | Trade Secret | 2016 | 2016
20263-228838-01 | Xcel Energy | 85 | 13781 | IOU | 05590756 | 5.51 | Solar |  |  | Interconnected | Trade Secret | Trade | PKL | PKL085 | Residential |  | Trade Secret | 2023 | 2023
20263-228838-01 | Xcel Energy | 85 | 13781 | IOU | 05227272 | 11.517 | Solar |  |  | Interconnected | Trade Secret | Trade | OAD | OAD071 | Residential |  | Trade Secret | 2022 | 2022
20263-228838-01 | Xcel Energy | 85 | 13781 | IOU | 03134344 | 3.8 | Solar |  |  | Interconnected | Trade Secret | Trade | SOU | SOU061 | Residential | Solar*Rewards | Trade Secret | 2015 | 2015
20263-228838-01 | Xcel Energy | 85 | 13781 | IOU | 03133991 | 9.12 | Solar |  |  | Interconnected | Trade Secret | Trade | SLP | SLP097 | Residential | Solar*Rewards | Trade Secret | 2014 | 2015
20263-228838-01 | Xcel Energy | 85 | 13781 | IOU | 03132176 | 39.998 | Solar |  |  | Interconnected | Trade Secret | Trade | HSN | HSN311 | Commercial | Made in Minnesota | Trade Secret | 2017 | 2018
20263-228838-01 | Xcel Energy | 85 | 13781 | IOU | 05369151 | 5.51 | Solar |  |  | Interconnected | Trade Secret | Trade | WIL | WIL061 | Residential |  | Trade Secret | 2023 | 2023
20263-228838-01 | Xcel Energy | 85 | 13781 | IOU | 06170075 | 9.869 | Solar |  |  | Interconnected | Trade Secret | Trade | SLP | SLP083 | Residential | Solar*Rewards | Trade Secret | 2025 | 2025
20263-228838-01 | Xcel Energy | 85 | 13781 | IOU | 05964500 | 9.994 | Solar |  |  | Active Application | Trade Secret | Trade | FSL | FSL312 | Residential |  | Trade Secret | 2024
20263-228838-01 | Xcel Energy | 85 | 13781 | IOU | 03131787 | 233.8 | Solar |  |  | Interconnected | Trade Secret | Trade | EDA | EDA068 | Commercial |  | Trade Secret | 2017 | 2017
20263-228838-01 | Xcel Energy | 85 | 13781 | IOU | 06224525 | 9.28 | Solar |  |  | Interconnected | Trade Secret | Trade | SLP | SLP076 | Residential |  | Trade Secret | 2025 | 2025
20263-228838-01 | Xcel Energy | 85 | 13781 | IOU | 03134718 | 34.99 | Solar |  |  | Interconnected | Trade Secret | Trade | SCA | SCA021 | Commercial | Made in Minnesota | Trade Secret | 2015 | 2016
20263-228838-01 | Xcel Energy | 85 | 13781 | IOU | 05663961 | 4.35 | Solar |  |  | Interconnected | Trade Secret | Trade | MOL | MOL078 | Residential |  | Trade Secret | 2023 | 2024
20263-228838-01 | Xcel Energy | 85 | 13781 | IOU | 06015600 | 4.188 | Solar |  |  | Active Application | Trade Secret | Trade | SOU | SOU077 | Residential | Solar*Rewards | Trade Secret | 2024
20263-228838-01 | Xcel Energy | 85 | 13781 | IOU | 05518952 | 2.528 | Solar |  |  | Active Application | Trade Secret | Trade | GNL | GNL062 | Residential |  | Trade Secret | 2023
20263-228838-01 | Xcel Energy | 85 | 13781 | IOU | 05251977 | 5.8 | Solar |  |  | Interconnected | Trade Secret | Trade | FRM | FRM062 | Residential |  | Trade Secret | 2022 | 2023
20263-228838-01 | Xcel Energy | 85 | 13781 | IOU | 06246265 | 18.048 | Solar |  |  | Active Application | Trade Secret | Trade | MND | MND072 | Residential |  | Trade Secret | 2025
20263-228838-01 | Xcel Energy | 85 | 13781 | IOU | 04489430 | 9.316 | Solar |  |  | Interconnected | Trade Secret | Trade | PBE | PBE061 | Residential |  | Trade Secret | 2021 | 2021
20263-228838-01 | Xcel Energy | 85 | 13781 | IOU | 04466418 | 5 | Solar |  |  | Active Application | Trade Secret | Trade | CHI | CHI311 | Residential | Solar*Rewards | Trade Secret | 2021
20263-228838-01 | Xcel Energy | 85 | 13781 | IOU | 04550314 | 4.35 | Solar |  |  | Active Application | Trade Secret | Trade | CHI | CHI311 | Residential |  | Trade Secret | 2021
20263-228838-01 | Xcel Energy | 85 | 13781 | IOU | OID2250550 | 20 | Solar |  |  | Withdrawn | Trade Secret | Trade | WAB | WAB031 | Residential | Solar*Rewards | Trade Secret | 2015
20263-228838-01 | Xcel Energy | 85 | 13781 | IOU | 03133445 | 2.09 | Solar |  |  | Interconnected | Trade Secret | Trade | SLP | SLP084 | Residential | Solar*Rewards | Trade Secret | 2011 | 2011
20263-228838-01 | Xcel Energy | 85 | 13781 | IOU | 03129925 | 6 | Solar |  |  | Interconnected | Trade Secret | Trade | WSG | WSG352 | Residential | Solar*Rewards | Trade Secret | 2018 | 2019
20263-228838-01 | Xcel Energy | 85 | 13781 | IOU | 03665863 | 11.508 | Solar |  |  | Interconnected | Trade Secret | Trade | GLK | GLK072 | Residential | Solar*Rewards | Trade Secret | 2020 | 2020
20263-228838-01 | Xcel Energy | 85 | 13781 | IOU | OID3964080 | 1.1 | Solar |  |  | Withdrawn | Trade Secret | Trade | GLK | GLK072 | Residential | Solar*Rewards | Trade Secret | 2019
20263-228838-01 | Xcel Energy | 85 | 13781 | IOU | 05424882 | 5.67 | Solar |  |  | Interconnected | Trade Secret | Trade | SLP | SLP084 | Residential | Solar*Rewards | Trade Secret | 2023 | 2023
20263-228838-01 | Xcel Energy | 85 | 13781 | IOU | 04659337 | 8.376 | Solar |  |  | Interconnected | Trade Secret | Trade | RLK | RLK079 | Residential |  | Trade Secret | 2021 | 2022
20263-228838-01 | Xcel Energy | 85 | 13781 | IOU | 06199658 | 3.774 | Solar |  |  | Active Application | Trade Secret | Trade | DBL | DBL068 | Residential | Solar*Rewards | Trade Secret | 2025
20263-228838-01 | Xcel Energy | 85 | 13781 | IOU | OID2394567 | 11.39 | Solar |  |  | Withdrawn | Trade Secret | Trade | CHI | CHI311 | Residential | Solar*Rewards | Trade Secret | 2015
20263-228838-01 | Xcel Energy | 85 | 13781 | IOU | 04794226 | 3.48 | Solar |  |  | Interconnected | Trade Secret | Trade | MPK | MPK063 | Residential | Solar*Rewards | Trade Secret | 2022 | 2022
20263-228838-01 | Xcel Energy | 85 | 13781 | IOU | 03131968 | 7.63 | Solar |  |  | Interconnected | Trade Secret | Trade | BCR | BCR081 | Residential | Solar*Rewards | Trade Secret | 2017 | 2018
20263-228838-01 | Xcel Energy | 85 | 13781 | IOU | 05440971 | 5.22 | Solar |  |  | Interconnected | Trade Secret | Trade | IDA | IDA071 | Residential |  | Trade Secret | 2023 | 2023
20263-228838-01 | Xcel Energy | 85 | 13781 | IOU | 05531569 | 4.992 | Solar |  |  | Interconnected | Trade Secret | Trade | GNL | GNL072 | Residential |  | Trade Secret | 2023 | 2023
20263-228838-01 | Xcel Energy | 85 | 13781 | IOU | 06261678 | 6.98 | Solar |  |  | Withdrawn | Trade Secret | Trade | IDA | IDA064 | Residential |  | Trade Secret | 2025
20263-228838-01 | Xcel Energy | 85 | 13781 | IOU | 03130343 | 5.8 | Solar |  |  | Interconnected | Trade Secret | Trade | WSG | WSG061 | Residential | Solar*Rewards | Trade Secret | 2019 | 2019
20263-228838-01 | Xcel Energy | 85 | 13781 | IOU | OID3767831 | 5.8 | Solar |  |  | Withdrawn | Trade Secret | Trade | WSG | WSG061 | Residential | Solar*Rewards | Trade Secret | 2019
20263-228838-01 | Xcel Energy | 85 | 13781 | IOU | 04830705 | 10.44 | Solar |  |  | Interconnected | Trade Secret | Trade | DBL | DBL068 | Residential |  | Trade Secret | 2022 | 2023
20263-228838-01 | Xcel Energy | 85 | 13781 | IOU | 05995431 | 7.245 | Solar |  |  | Interconnected | Trade Secret | Trade | SLP | SLP074 | Residential |  | Trade Secret | 2024 | 2024
20263-228838-01 | Xcel Energy | 85 | 13781 | IOU | 06018473 | 30.36 | Storage |  |  | Interconnected | Trade Secret | Trade | SLP | SLP074 | Residential |  | Trade Secret | 2024 | 2025
20263-228838-01 | Xcel Energy | 85 | 13781 | IOU | 05986695 | 7.245 | Solar |  |  | Withdrawn | Trade Secret | Trade | SLP | SLP074 | Residential | Solar*Rewards | Trade Secret | 2024
20263-228838-01 | Xcel Energy | 85 | 13781 | IOU | 04653695 | 8.12 | Solar |  |  | Interconnected | Trade Secret | Trade | WDY | WDY322 | Residential |  | Trade Secret | 2021 | 2021
20263-228838-01 | Xcel Energy | 85 | 13781 | IOU | 06169985 | 8.376 | Solar |  |  | Interconnected | Trade Secret | Trade | APA | APA069 | Residential | Solar*Rewards | Trade Secret | 2025 | 2025
20263-228838-01 | Xcel Energy | 85 | 13781 | IOU | 03131631 | 7.02 | Solar |  |  | Interconnected | Trade Secret | Trade | MPK | MPK068 | Residential | Made in Minnesota | Trade Secret | 2017 | 2017
20263-228838-01 | Xcel Energy | 85 | 13781 | IOU | 03989231 | 5 | Solar |  |  | Interconnected | Trade Secret | Trade | BCR | BCR063 | Residential | Solar*Rewards | Trade Secret | 2020 | 2020
20263-228838-01 | Xcel Energy | 85 | 13781 | IOU | 05755827 | 7.329 | Solar |  | X | Active Application | Trade Secret | Trade | MTR | MTR021 | Residential | Solar*Rewards | Trade Secret | 2024
20263-228838-01 | Xcel Energy | 85 | 13781 | IOU | 03892742 | 6 | Solar |  |  | Active Application | Trade Secret | Trade | LAP | LAP311 | Commercial | Solar*Rewards | Trade Secret | 2020
20263-228838-01 | Xcel Energy | 85 | 13781 | IOU | 05586617 | 9.45 | Solar |  |  | Interconnected | Trade Secret | Trade | CTR | CTR021 | Residential | Solar*Rewards | Trade Secret | 2023 | 2024
20263-228838-01 | Xcel Energy | 85 | 13781 | IOU | 04418476 | 9.35 | Solar |  |  | Interconnected | Trade Secret | Trade | CHE | CHE076 | Residential | Solar*Rewards | Trade Secret | 2021 | 2021
20263-228838-01 | Xcel Energy | 85 | 13781 | IOU | 03133065 | 5 | Solar |  |  | Interconnected | Trade Secret | Trade | SIP | SIP073 | Residential | Solar*Rewards | Trade Secret | 2013 | 2014
20263-228838-01 | Xcel Energy | 85 | 13781 | IOU | 04587949 | 7.329 | Solar |  |  | Interconnected | Trade Secret | Trade | CRL | CRL031 | Residential |  | Trade Secret | 2021 | 2022
20263-228838-01 | Xcel Energy | 85 | 13781 | IOU | 05277584 | 5.985 | Solar |  |  | Interconnected | Trade Secret | Trade | MPK | MPK063 | Residential |  | Trade Secret | 2023 | 2023
20263-228838-01 | Xcel Energy | 85 | 13781 | IOU | 06018635 | 7 | Solar |  |  | Interconnected | Trade Secret | Trade | RPL | RPL063 | Residential | Solar*Rewards | Trade Secret | 2024 | 2025
20263-228838-01 | Xcel Energy | 85 | 13781 | IOU | SRO24396 | 10 | Solar |  |  | Withdrawn | Trade Secret | Trade | RPL | RPL063 | Residential | Solar*Rewards | Trade Secret | 2012
20263-228838-01 | Xcel Energy | 85 | 13781 | IOU | 04374011 | 38.012 | Solar |  |  | Withdrawn | Trade Secret | Trade | ALT | ALT021 | Residential |  | Trade Secret | 2021
20263-228838-01 | Xcel Energy | 85 | 13781 | IOU | 05465286 | 50 | Solar |  |  | Interconnected | Trade Secret | Trade | WDY | WDY321 | Commercial |  | Trade Secret | 2023 | 2024
20263-228838-01 | Xcel Energy | 85 | 13781 | IOU | 05505893 | 7.6 | Solar |  |  | Interconnected | Trade Secret | Trade | TER | TER081 | Residential | Solar*Rewards | Trade Secret | 2023 | 2023
20263-228838-01 | Xcel Energy | 85 | 13781 | IOU | 06196413 | 8.12 | Solar |  |  | Active Application | Trade Secret | Trade | IDA | IDA064 | Residential | Solar*Rewards | Trade Secret | 2025
20263-228838-01 | Xcel Energy | 85 | 13781 | IOU | 06321915 | 6.387 | Solar |  |  | Active Application | Trade Secret | Trade | IDA | IDA064 | Residential | Solar*Rewards | Trade Secret | 2026
20263-228838-01 | Xcel Energy | 85 | 13781 | IOU | 04304042 | 10.578 | Solar |  | X | Interconnected | Trade Secret | Trade | LOK | LOK081 | Residential | Solar*Rewards | Trade Secret | 2021 | 2021
20263-228838-01 | Xcel Energy | 85 | 13781 | IOU | 03415234 | 8.12 | Solar |  |  | Interconnected | Trade Secret | Trade | HWW | HWW074 | Residential | Solar*Rewards | Trade Secret | 2019 | 2020
20263-228838-01 |  |  |  |  | 03635337 |  | Solar |  |  | Active Application | Trade Secret | Trade | HWW | HWW074 | Residential | Solar*Rewards |  | 2020
20263-228838-01 | Xcel Energy | 85 | 13781 | IOU | 06331002 | 50 |  |  |  | Withdrawn | Trade Secret | Trade | STY | STY065 | Commercial |  | Trade Secret | 2026
20263-228838-01 | Xcel Energy | 85 | 13781 | IOU | 03134859 | 15 | Solar |  |  | Interconnected | Trade Secret | Trade | MOL | MOL066 | Commercial | Made in Minnesota | Trade Secret | 2016 | 2016
20263-228838-01 | Xcel Energy | 85 | 13781 | IOU | 06204325 | 2.277 | Solar |  | X | Interconnected | Trade Secret | Trade | WIL | WIL084 | Residential | Solar*Rewards | Trade Secret | 2025 | 2026
20263-228838-01 | Xcel Energy | 85 | 13781 | IOU | 05450737 | 4.48 | Solar |  |  | Withdrawn | Trade Secret | Trade | WEF | WEF061 | Residential | Solar*Rewards | Trade Secret | 2023
20263-228838-01 | Xcel Energy | 85 | 13781 | IOU | 03130837 | 2 | Solar |  |  | Interconnected | Trade Secret | Trade | RAP | RAP081 | Residential |  | Trade Secret | 2007 | 2007
20263-228838-01 | Xcel Energy | 85 | 13781 | IOU | 03133771 | 3 | Solar |  |  | Interconnected | Trade Secret | Trade | WIL | WIL063 | Residential | Solar*Rewards | Trade Secret | 2013 | 2010
20263-228838-01 | Xcel Energy | 85 | 13781 | IOU | 03133196 | 2.7 | Solar |  |  | Interconnected | Trade Secret | Trade | WIL | WIL063 | Residential | Solar*Rewards | Trade Secret | 2010 | 2010
20263-228838-01 | Xcel Energy | 85 | 13781 | IOU | SRO26263 | 3 | Solar |  |  | Withdrawn | Trade Secret | Trade | WIL | WIL063 | Residential | Solar*Rewards | Trade Secret | 2012
20263-228838-01 | Xcel Energy | 85 | 13781 | IOU | SRO29661 | 5.4 | Solar |  |  | Withdrawn | Trade Secret | Trade | WIL | WIL063 | Residential | Solar*Rewards | Trade Secret | 2013
20263-228838-01 | Xcel Energy | 85 | 13781 | IOU | 04793837 | 2.9 | Solar |  |  | Interconnected | Trade Secret | Trade | UPP | UPP082 | Residential | Solar*Rewards | Trade Secret | 2022 | 2022
20263-228838-01 | Xcel Energy | 85 | 13781 | IOU | 05289203 | 5.933 | Solar |  |  | Interconnected | Trade Secret | Trade | SOU | SOU077 | Residential | Solar*Rewards | Trade Secret | 2022 | 2023
20263-228838-01 | Xcel Energy | 85 | 13781 | IOU | 06287827 | 5.76 | Solar |  |  | Withdrawn | Trade Secret | Trade | LEX | LEX331 | Residential |  | Trade Secret | 2025
20263-228838-01 | Xcel Energy | 85 | 13781 | IOU | 05315199 | 11.39 | Solar |  |  | Interconnected | Trade Secret | Trade | LEX | LEX331 | Residential |  | Trade Secret | 2022 | 2023
20263-228838-01 | Xcel Energy | 85 | 13781 | IOU | 04997762 | 28.84 | Solar |  |  | Withdrawn | Trade Secret | Trade | BYT | BYT072 | Residential |  | Trade Secret | 2022
20263-228838-01 | Xcel Energy | 85 | 13781 | IOU | SRO21902 | 36 | Solar |  |  | Withdrawn | Trade Secret | Trade | HSN | HSN321 | Commercial | Solar*Rewards | Trade Secret | 2012
20263-228838-01 | Xcel Energy | 85 | 13781 | IOU | SRO29864 | 36 | Solar |  |  | Withdrawn | Trade Secret | Trade | HSN | HSN321 | Commercial | Solar*Rewards | Trade Secret | 2013
20263-228838-01 | Xcel Energy | 85 | 13781 | IOU | 05646646 | 13.824 | Solar |  |  | Interconnected | Trade Secret | Trade | DBL | DBL063 | Residential |  | Trade Secret | 2023 | 2024
20263-228838-01 | Xcel Energy | 85 | 13781 | IOU | 03132874 | 1.92 | Solar |  |  | Interconnected | Trade Secret | Trade | WES | WES076 | Residential | Solar*Rewards | Trade Secret | 2018 | 2019
20263-228838-01 | Xcel Energy | 85 | 13781 | IOU | 03134650 | 10.01 | Solar |  |  | Interconnected | Trade Secret | Trade | ESW | ESW081 | Residential | Solar*Rewards | Trade Secret | 2015 | 2016
20263-228838-01 | Xcel Energy | 85 | 13781 | IOU | 06055276 | 8.73 | Solar |  |  | Active Application | Trade Secret | Trade | HSN | HSN322 | Residential |  | Trade Secret | 2025
20263-228838-01 | Xcel Energy | 85 | 13781 | IOU | 04925602 | 8.376 | Solar |  |  | Withdrawn | Trade Secret | Trade | RPO | RPO312 | Residential | Solar*Rewards | Trade Secret | 2022
20263-228838-01 | Xcel Energy | 85 | 13781 | IOU | 06178954 | 7.6 | Solar |  |  | Active Application | Trade Secret | Trade | WWK | WWK321 | Residential | Solar*Rewards | Trade Secret | 2025
20263-228838-01 | Xcel Energy | 85 | 13781 | IOU | 05828766 | 5.052 | Solar |  |  | Interconnected | Trade Secret | Trade | ECK | ECK063 | Residential |  | Trade Secret | 2024 | 2025
20263-228838-01 | Xcel Energy | 85 | 13781 | IOU | 05229336 | 11.7 | Solar |  |  | Active Application | Trade Secret | Trade | OSS | OSS073 | Residential |  | Trade Secret | 2023
20263-228838-01 | Xcel Energy | 85 | 13781 | IOU | 03133000 | 11.39 | Solar |  |  | Interconnected | Trade Secret | Trade | WWK | WWK311 | Residential | Solar*Rewards | Trade Secret | 2018 | 2019
20263-228838-01 | Xcel Energy | 85 | 13781 | IOU | 05580975 | 5.76 | Solar |  |  | Withdrawn | Trade Secret | Trade | SLP | SLP081 | Residential | Solar*Rewards | Trade Secret | 2023
20263-228838-01 | Xcel Energy | 85 | 13781 | IOU | 05598099 | 5.76 | Solar |  |  | Interconnected | Trade Secret | Trade | SLP | SLP081 | Residential |  | Trade Secret | 2023 | 2024
20263-228838-01 | Xcel Energy | 85 | 13781 | IOU | 04794077 | 7.329 | Solar |  |  | Interconnected | Trade Secret | Trade | SOU | SOU065 | Residential | Solar*Rewards | Trade Secret | 2022 | 2022
20263-228838-01 | Xcel Energy | 85 | 13781 | IOU | 03130818 | 2.1 | Solar |  |  | Interconnected | Trade Secret | Trade | MPK | MPK085 | Residential |  | Trade Secret | 2007 | 2007
20263-228838-01 | Xcel Energy | 85 | 13781 | IOU | 03134703 | 6 | Solar |  |  | Interconnected | Trade Secret | Trade | GNL | GNL071 | Residential | Solar*Rewards | Trade Secret | 2015 | 2016
20263-228838-01 | Xcel Energy | 85 | 13781 | IOU | 04438760 | 6.38 | Solar |  |  | Active Application | Trade Secret | Trade | LOW | LOW021 | Residential | Solar*Rewards | Trade Secret | 2021
20263-228838-01 | Xcel Energy | 85 | 13781 | IOU | 04259867 | 9.423 | Solar |  |  | Interconnected | Trade Secret | Trade | RVA | RVA061 | Residential | Solar*Rewards | Trade Secret | 2021 | 2021
20263-228838-01 |  |  |  |  | OID3883001 |  | Solar |  |  | Withdrawn | Trade Secret | Trade | OPK | OPK073 | Residential | Solar*Rewards |  | 2019
20263-228838-01 | Xcel Energy | 85 | 13781 | IOU | OID3883006 | 3.12 | Solar |  |  | Withdrawn | Trade Secret | Trade | OPK | OPK073 | Residential |  | Trade Secret | 2019
20263-228838-01 | Xcel Energy | 85 | 13781 | IOU | 05277590 | 8.027 | Solar |  |  | Interconnected | Trade Secret | Trade | GLK | GLK064 | Residential |  | Trade Secret | 2022 | 2023
20263-228838-01 | Xcel Energy | 85 | 13781 | IOU | 03132659 | 9.94 | Solar |  |  | Interconnected | Trade Secret | Trade | RLK | RLK069 | Residential | Solar*Rewards | Trade Secret | 2018 | 2019
20263-228838-01 |  |  |  |  | 06340069 |  |  |  |  | Active Application | Trade Secret | Trade | TWL | TWL074 | Residential |  |  | 2026
20263-228838-01 | Xcel Energy | 85 | 13781 | IOU | 04615094 | 11.39 | Solar |  |  | Interconnected | Trade Secret | Trade | LLK | LLK071 | Commercial |  | Trade Secret | 2021 | 2022
20263-228838-01 | Xcel Energy | 85 | 13781 | IOU | SRO31661 | 45 | Solar |  |  | Withdrawn | Trade Secret | Trade | DBL | DBL060 | Commercial | Solar*Rewards | Trade Secret | 2013
20263-228838-01 | Xcel Energy | 85 | 13781 | IOU | SRO29717 | 40 | Solar |  |  | Withdrawn | Trade Secret | Trade | DBL | DBL060 | Commercial | Solar*Rewards | Trade Secret | 2013
20263-228838-01 |  |  |  |  | OID2637558 |  | Solar |  |  | Withdrawn | Trade Secret | Trade | SHP | SHP072 | Residential | Solar*Rewards |  | 2016
20263-228838-01 | Xcel Energy | 85 | 13781 | IOU | 03131751 | 11.39 | Solar |  |  | Interconnected | Trade Secret | Trade | MGN | MGN211 | Residential | Solar*Rewards | Trade Secret | 2017 | 2017
20263-228838-01 | Xcel Energy | 85 | 13781 | IOU | OID2918005 | 15.26 | Solar |  |  | Withdrawn | Trade Secret | Trade | MGN | MGN211 | Residential | Solar*Rewards | Trade Secret | 2017
20263-228838-01 | Xcel Energy | 85 | 13781 | IOU | 06340198 | 12.5 | Storage |  |  | Active Application | Trade Secret | Trade | XRD | XRD062 | Residential |  | Trade Secret | 2026
20263-228838-01 | Xcel Energy | 85 | 13781 | IOU | 03131764 | 9.94 | Solar |  |  | Interconnected | Trade Secret | Trade | LIN | LIN031 | Residential | Solar*Rewards | Trade Secret | 2017 | 2017
20263-228838-01 | Xcel Energy | 85 | 13781 | IOU | 03496987 | 5.8 | Solar |  |  | Interconnected | Trade Secret | Trade | WSG | WSG362 | Residential | Solar*Rewards | Trade Secret | 2019 | 2020
20263-228838-01 | Xcel Energy | 85 | 13781 | IOU | 05459767 | 5.76 | Solar |  |  | Interconnected | Trade Secret | Trade | RLK | RLK069 | Residential | Solar*Rewards | Trade Secret | 2023 | 2023
20263-228838-01 | Xcel Energy | 85 | 13781 | IOU | 04135471 | 9.994 | Solar |  |  | Active Application | Trade Secret | Trade | HYL | HYL074 | Residential | Solar*Rewards | Trade Secret | 2020
20263-228838-01 | Xcel Energy | 85 | 13781 | IOU | 04110269 | 9.994 | Solar |  |  | Withdrawn | Trade Secret | Trade | HYL | HYL074 | Residential | Solar*Rewards | Trade Secret | 2020
20263-228838-01 | Xcel Energy | 85 | 13781 | IOU | 03131455 | 19.999 | Solar |  |  | Interconnected | Trade Secret | Trade | RLK | RLK071 | Commercial | Solar*Rewards | Trade Secret | 2017 | 2017
20263-228838-01 | Xcel Energy | 85 | 13781 | IOU | 06321796 | 5.052 | Solar |  |  | Active Application | Trade Secret | Trade | OAD | OAD074 | Residential | Solar*Rewards | Trade Secret | 2026
20263-228838-01 | Xcel Energy | 85 | 13781 | IOU | 05763218 | 6.046 | Solar |  |  | Interconnected | Trade Secret | Trade | APA | APA075 | Residential | Solar*Rewards | Trade Secret | 2024 | 2025
20263-228838-01 | Xcel Energy | 85 | 13781 | IOU | 05409528 | 6.4 | Solar |  |  | Interconnected | Trade Secret | Trade | TWL | TWL078 | Residential | Solar*Rewards | Trade Secret | 2023 | 2023
20263-228838-01 | Xcel Energy | 85 | 13781 | IOU | 03610315 | 39.998 | Solar |  |  | Interconnected | Trade Secret | Trade | SCL | SCL312 | Commercial | Solar*Rewards | Trade Secret | 2020 | 2020
20263-228838-01 | Xcel Energy | 85 | 13781 | IOU | 05522832 | 10.15 | Solar |  |  | Interconnected | Trade Secret | Trade | OSS | OSS062 | Commercial |  | Trade Secret | 2023 | 2024
20263-228838-01 | Xcel Energy | 85 | 13781 | IOU | OID2338095 | 72 | Solar |  |  | Withdrawn | Trade Secret | Trade | HEC | HEC001 | Commercial | Solar*Rewards | Trade Secret | 2015
20263-228838-01 | Xcel Energy | 85 | 13781 | IOU | 06073607 | 8.36 | Solar |  |  | Active Application | Trade Secret | Trade | BRP | BRP063 | Residential | Solar*Rewards | Trade Secret | 2025
20263-228838-01 | Xcel Energy | 85 | 13781 | IOU | 06321935 | 8.361 | Solar |  |  | Active Application | Trade Secret | Trade | BRP | BRP063 | Residential | Solar*Rewards | Trade Secret | 2026
20263-228838-01 | Xcel Energy | 85 | 13781 | IOU | 05582686 | 5.67 | Solar |  |  | Interconnected | Trade Secret | Trade | CDV | CDV072 | Residential |  | Trade Secret | 2023 | 2023
20263-228838-01 | Xcel Energy | 85 | 13781 | IOU | 05711684 | 6.046 | Solar |  |  | Interconnected | Trade Secret | Trade | MOL | MOL071 | Residential | Solar*Rewards | Trade Secret | 2024 | 2024
20263-228838-01 | Xcel Energy | 85 | 13781 | IOU | 03134150 | 5.04 | Solar |  |  | Interconnected | Trade Secret | Trade | WES | WES073 | Residential | Solar*Rewards | Trade Secret | 2014 | 2015
20263-228838-01 | Xcel Energy | 85 | 13781 | IOU | 05203815 | 4.537 | Solar |  |  | Interconnected | Trade Secret | Trade | STY | STY061 | Residential |  | Trade Secret | 2022 | 2024
20263-228838-01 |  |  |  |  | 06236596 |  | Storage |  |  | Active Application | Trade Secret | Trade | RIV | RIV061 | Residential |  |  | 2025
20263-228838-01 | Xcel Energy | 85 | 13781 | IOU | 05983231 | 4.555 | Solar |  |  | Withdrawn | Trade Secret | Trade | RIV | RIV061 | Residential | Solar*Rewards | Trade Secret | 2024
20263-228838-01 | Xcel Energy | 85 | 13781 | IOU | 05996757 | 6.832 | Solar |  |  | Interconnected | Trade Secret | Trade | RIV | RIV061 | Residential | Solar*Rewards | Trade Secret | 2024 | 2025
20263-228838-01 | Xcel Energy | 85 | 13781 | IOU | 05938152 | 4.555 | Solar |  |  | Withdrawn | Trade Secret | Trade | RIV | RIV061 | Residential | Solar*Rewards | Trade Secret | 2024
20263-228838-01 | Xcel Energy | 85 | 13781 | IOU | 05291716 | 10.24 | Solar |  |  | Interconnected | Trade Secret | Trade | HSN | HSN321 | Residential |  | Trade Secret | 2022 | 2023
20263-228838-01 | Xcel Energy | 85 | 13781 | IOU | OID2913249 | 7.625 | Solar |  |  | Withdrawn | Trade Secret | Trade | MEL | MEL082 | Residential | Solar*Rewards | Trade Secret | 2017
20263-228838-01 | Xcel Energy | 85 | 13781 | IOU | 03131586 | 7.63 | Solar |  |  | Interconnected | Trade Secret | Trade | MEL | MEL082 | Residential | Made in Minnesota | Trade Secret | 2017 | 2017
20263-228838-01 | Xcel Energy | 85 | 13781 | IOU | OID2019429 | 18 | Solar |  |  | Withdrawn | Trade Secret | Trade | MST | MST066 | Commercial | Solar*Rewards | Trade Secret | 2014
20263-228838-01 |  |  |  |  | OID2887123 |  | Solar |  |  | Withdrawn | Trade Secret | Trade | SOU | SOU072 | Residential | Solar*Rewards |  | 2016
20263-228838-01 | Xcel Energy | 85 | 13781 | IOU | 05291358 | 4.93 | Solar |  |  | Interconnected | Trade Secret | Trade | AHI | AHI063 | Residential |  | Trade Secret | 2022 | 2023
20263-228838-01 | Xcel Energy | 85 | 13781 | IOU | 03525764 | 39.998 | Solar |  |  | Active Application | Trade Secret | Trade | TWL | TWL072 | Commercial | Solar*Rewards | Trade Secret | 2020
20263-228838-01 | Xcel Energy | 85 | 13781 | IOU | OID3242798 | 19.999 | Solar |  |  | Withdrawn | Trade Secret | Trade | BYT | BYT061 | Commercial | Made in Minnesota | Trade Secret | 2017
20263-228838-01 | Xcel Energy | 85 | 13781 | IOU | OID2412714 | 34.2 | Solar |  |  | Interconnected | Trade Secret | Trade | SLP | SLP082 | Commercial | Made in Minnesota | Trade Secret | 2015 | 2016
20263-228838-01 | Xcel Energy | 85 | 13781 | IOU | 03134753 | 36 | Solar |  |  | Interconnected | Trade Secret | Trade | SLP | SLP082 | Commercial | Made in Minnesota | Trade Secret | 2016 | 2016
20263-228838-01 | Xcel Energy | 85 | 13781 | IOU | 06226489 | 7.6 | Solar |  |  | Interconnected | Trade Secret | Trade | RMT | RMT321 | Residential |  | Trade Secret | 2025 | 2025
20263-228838-01 | Xcel Energy | 85 | 13781 | IOU | 03131737 | 6 | Solar |  |  | Interconnected | Trade Secret | Trade | TER | TER062 | Residential | Solar*Rewards | Trade Secret | 2017 | 2017
20263-228838-01 | Xcel Energy | 85 | 13781 | IOU | SRO29929 | 15 | Solar |  |  | Withdrawn | Trade Secret | Trade | RPL | RPL072 | Commercial | Solar*Rewards | Trade Secret | 2013
20263-228838-01 | Xcel Energy | 85 | 13781 | IOU | 05356656 | 2.61 | Solar |  |  | Interconnected | Trade Secret | Trade | SOU | SOU083 | Residential | Solar*Rewards | Trade Secret | 2023 | 2023
20263-228838-01 | Xcel Energy | 85 | 13781 | IOU | 05514408 | 2.528 | Solar |  |  | Interconnected | Trade Secret | Trade | SLP | SLP081 | Residential |  | Trade Secret | 2023 | 2023
20263-228838-01 | Xcel Energy | 85 | 13781 | IOU | 03132633 | 12 | Solar |  |  | Interconnected | Trade Secret | Trade | DND | DND071 | Residential | Solar*Rewards | Trade Secret | 2018 | 2018
20263-228838-01 | Xcel Energy | 85 | 13781 | IOU | 05853590 | 10.248 | Solar |  |  | Interconnected | Trade Secret | Trade | RRK | RRK063 | Residential | Solar*Rewards | Trade Secret | 2024 | 2024
20263-228838-01 | Xcel Energy | 85 | 13781 | IOU | 06004333 | 11.766 | Solar |  |  | Interconnected | Trade Secret | Trade | WCR | WCR062 | Residential | Solar*Rewards | Trade Secret | 2024 | 2025
20263-228838-01 | Xcel Energy | 85 | 13781 | IOU | 03134662 | 12 | Solar |  |  | Interconnected | Trade Secret | Trade | LAP | LAP311 | Residential | Solar*Rewards | Trade Secret | 2015 | 2016
20263-228838-01 |  |  |  |  | 05411972 |  | Solar |  |  | Active Application | Trade Secret | Trade | IDA | IDA072 | Residential | Solar*Rewards |  | 2023
20263-228838-01 | Xcel Energy | 85 | 13781 | IOU | 03133897 | 10.5 | Solar |  |  | Interconnected | Trade Secret | Trade | NOF | NOF073 | Commercial | Made in Minnesota | Trade Secret | 2014 | 2014
20263-228838-01 | Xcel Energy | 85 | 13781 | IOU | 04463611 | 7.616 | Solar |  |  | Active Application | Trade Secret | Trade | ELP | ELP062 | Residential | Solar*Rewards | Trade Secret | 2021
20263-228838-01 | Xcel Energy | 85 | 13781 | IOU | 04141363 | 7.616 | Solar |  |  | Active Application | Trade Secret | Trade | ELP | ELP062 | Residential | Solar*Rewards | Trade Secret | 2020
20263-228838-01 | Xcel Energy | 85 | 13781 | IOU | 04573568 | 7.616 | Solar |  |  | Interconnected | Trade Secret | Trade | ELP | ELP062 | Residential |  | Trade Secret | 2021 | 2022
20263-228838-01 | Xcel Energy | 85 | 13781 | IOU | 03179942 | 15.232 | Solar |  | X | Interconnected | Trade Secret | Trade | ECK | ECK341 | Residential | Solar*Rewards | Trade Secret | 2019 | 2020
20263-228838-01 | Xcel Energy | 85 | 13781 | IOU | SRO29795 | 5.16 | Solar |  |  | Withdrawn | Trade Secret | Trade | GVW | GVW021 | Residential | Solar*Rewards | Trade Secret | 2013
20263-228838-01 | Xcel Energy | 85 | 13781 | IOU | 03132839 | 7.616 | Solar |  |  | Interconnected | Trade Secret | Trade | AHI | AHI063 | Residential | Made in Minnesota | Trade Secret | 2018 | 2018
20263-228838-01 | Xcel Energy | 85 | 13781 | IOU | OID2696638 | 7.625 | Solar |  |  | Withdrawn | Trade Secret | Trade | AHI | AHI063 | Residential | Made in Minnesota | Trade Secret | 2016
20263-228838-01 | Xcel Energy | 85 | 13781 | IOU | 06095805 | 11.5 | Solar |  | X | Interconnected | Trade Secret | Trade | RLK | RLK073 | Residential | Solar*Rewards | Trade Secret | 2025 | 2025
20263-228838-01 |  |  |  |  | 05229843 |  |  |  |  | Withdrawn | Trade Secret | Trade | OAD | OAD063 | Residential |  |  | 2022
20263-228838-01 | Xcel Energy | 85 | 13781 | IOU | 05617981 | 3.78 | Solar |  |  | Interconnected | Trade Secret | Trade | OAD | OAD063 | Residential |  | Trade Secret | 2023 | 2024
20263-228838-01 | Xcel Energy | 85 | 13781 | IOU | 05250857 | 4.64 | Solar |  |  | Withdrawn | Trade Secret | Trade | OAD | OAD063 | Residential |  | Trade Secret | 2022
20263-228838-01 | Xcel Energy | 85 | 13781 | IOU | 05149865 | 5.76 | Solar |  |  | Interconnected | Trade Secret | Trade | WDY | WDY322 | Residential |  | Trade Secret | 2022 | 2022
20263-228838-01 | Xcel Energy | 85 | 13781 | IOU | 04807023 | 39.999 | Solar |  |  | Interconnected | Trade Secret | Trade | IDA | IDA073 | Commercial | Solar*Rewards | Trade Secret | 2022 | 2022
20263-228838-01 | Xcel Energy | 85 | 13781 | IOU | 05825927 | 7.616 | Solar |  |  | Interconnected | Trade Secret | Trade | TWL | TWL081 | Residential |  | Trade Secret | 2024 | 2024
20263-228838-01 | Xcel Energy | 85 | 13781 | IOU | 03131447 | 9.94 | Solar |  |  | Interconnected | Trade Secret | Trade | AFT | AFT314 | Residential | Made in Minnesota | Trade Secret | 2017 | 2017
20263-228838-01 | Xcel Energy | 85 | 13781 | IOU | 06022027 | 3.839 | Solar |  |  | Interconnected | Trade Secret | Trade | EDA | EDA089 | Residential | Solar*Rewards | Trade Secret | 2024 | 2025
20263-228838-01 | Xcel Energy | 85 | 13781 | IOU | 06081564 | 6.56 | Solar |  |  | Interconnected | Trade Secret | Trade | SAV | SAV069 | Residential | Solar*Rewards | Trade Secret | 2025 | 2025
20263-228838-01 | Xcel Energy | 85 | 13781 | IOU | 06179396 | 4.592 | Solar |  |  | Interconnected | Trade Secret | Trade | KOL | KOL073 | Residential | Solar*Rewards | Trade Secret | 2025 | 2025
20263-228838-01 | Xcel Energy | 85 | 13781 | IOU | 05425267 | 3.48 | Solar |  |  | Interconnected | Trade Secret | Trade | ALD | ALD095 | Residential |  | Trade Secret | 2023 | 2023
20263-228838-01 | Xcel Energy | 85 | 13781 | IOU | 03132118 | 6 | Solar |  |  | Interconnected | Trade Secret | Trade | LAB | LAB312 | Residential | Made in Minnesota | Trade Secret | 2017 | 2018
20263-228838-01 | Xcel Energy | 85 | 13781 | IOU | 05004113 | 34.6 | Solar |  |  | Interconnected | Trade Secret | Trade | GSL | GSL075 | Commercial | Solar*Rewards | Trade Secret | 2022 | 2024
20263-228838-01 | Xcel Energy | 85 | 13781 | IOU | 04387735 | 3.77 | Solar |  |  | Interconnected | Trade Secret | Trade | UPP | UPP063 | Residential | Solar*Rewards | Trade Secret | 2021 | 2021
20263-228838-01 |  |  |  |  | OID3284560 |  | Solar |  |  | Withdrawn | Trade Secret | Trade | MDT | MDT074 | Commercial | Solar*Rewards |  | 2018
20263-228838-01 |  |  |  |  | OID3284561 |  | Solar |  |  | Withdrawn | Trade Secret | Trade | MDT | MDT074 | Commercial | Solar*Rewards |  | 2018
20263-228838-01 | Xcel Energy | 85 | 13781 | IOU | OID3284562 | 19.999 | Solar |  |  | Withdrawn | Trade Secret | Trade | MDT | MDT074 | Commercial | Solar*Rewards | Trade Secret | 2018
20263-228838-01 | Xcel Energy | 85 | 13781 | IOU | 04590565 | 100 | Solar |  |  | Interconnected | Trade Secret | Trade | MPK | MPK065 | Commercial |  | Trade Secret | 2021 | 2022
20263-228838-01 | Xcel Energy | 85 | 13781 | IOU | 03133486 | 30 | Solar |  |  | Interconnected | Trade Secret | Trade | MEL | MEL061 | Commercial | Solar*Rewards | Trade Secret | 2011 | 2012
20263-228838-01 | Xcel Energy | 85 | 13781 | IOU | 03134487 | 5.04 | Solar |  |  | Interconnected | Trade Secret | Trade | STY | STY062 | Residential | Made in Minnesota | Trade Secret | 2015 | 2015
20263-228838-01 | Xcel Energy | 85 | 13781 | IOU | 04382640 | 2.9 | Solar |  |  | Interconnected | Trade Secret | Trade | SOU | SOU069 | Residential | Solar*Rewards | Trade Secret | 2021 | 2021
20263-228838-01 | Xcel Energy | 85 | 13781 | IOU | 06188694 | 5.235 | Solar |  |  | Interconnected | Trade Secret | Trade | SLP | SLP087 | Residential | Solar*Rewards | Trade Secret | 2025 | 2025
20263-228838-01 | Xcel Energy | 85 | 13781 | IOU | 06203413 | 6.453 | Solar |  |  | Active Application | Trade Secret | Trade | CHE | CHE064 | Residential | Solar*Rewards | Trade Secret | 2025
20263-228838-01 | Xcel Energy | 85 | 13781 | IOU | 06169180 | 6.453 | Solar |  |  | Withdrawn | Trade Secret | Trade | CHE | CHE064 | Residential |  | Trade Secret | 2025
20263-228838-01 | Xcel Energy | 85 | 13781 | IOU | 03130321 | 6 | Solar |  |  | Interconnected | Trade Secret | Trade | WES | WES074 | Residential | Solar*Rewards | Trade Secret | 2019 | 2019
20263-228838-01 | Xcel Energy | 85 | 13781 | IOU | 05901047 | 7.616 | Solar |  |  | Interconnected | Trade Secret | Trade | UPP | UPP084 | Residential |  | Trade Secret | 2024 | 2025
20263-228838-01 | Xcel Energy | 85 | 13781 | IOU | 05175782 | 2.9 | Solar |  |  | Interconnected | Trade Secret | Trade | PKL | PKL081 | Residential |  | Trade Secret | 2022 | 2022
20263-228838-01 | Xcel Energy | 85 | 13781 | IOU | 04974207 | 2.61 | Solar |  |  | Withdrawn | Trade Secret | Trade | PKL | PKL081 | Residential | Solar*Rewards | Trade Secret | 2022
20263-228838-01 | Xcel Energy | 85 | 13781 | IOU | 06302232 | 41.795 | Solar |  |  | Active Application | Trade Secret | Trade | SLP | SLP092 | Commercial |  | Trade Secret | 2026
20263-228838-01 | Xcel Energy | 85 | 13781 | IOU | 06125090 | 15 | Solar |  |  | Active Application | Trade Secret | Trade | NWA | NWA021 | Residential |  | Trade Secret | 2025
20263-228838-01 | Xcel Energy | 85 | 13781 | IOU | OID2309594 | 2.4 | Solar |  |  | Withdrawn | Trade Secret | Trade | NWA | NWA021 | Residential | Solar*Rewards | Trade Secret | 2015
20263-228838-01 | Xcel Energy | 85 | 13781 | IOU | 04962082 | 3.747 | Solar |  |  | Interconnected | Trade Secret | Trade | GLK | GLK071 | Residential |  | Trade Secret | 2022 | 2023
20263-228838-01 | Xcel Energy | 85 | 13781 | IOU | 03134239 | 18 | Solar |  |  | Interconnected | Trade Secret | Trade | GPH | GPH061 | Commercial | Solar*Rewards | Trade Secret | 2015 | 2015
20263-228838-01 | Xcel Energy | 85 | 13781 | IOU | 05748469 | 4.592 | Solar |  |  | Interconnected | Trade Secret | Trade | WCR | WCR322 | Residential | Solar*Rewards | Trade Secret | 2024 | 2024
20263-228838-01 | Xcel Energy | 85 | 13781 | IOU | 03133256 | 1.9 | Solar |  |  | Interconnected | Trade Secret | Trade | ALD | ALD072 | Residential | Solar*Rewards | Trade Secret | 2010 | 2011
20263-228838-01 | Xcel Energy | 85 | 13781 | IOU | 05761996 | 3.25 | Solar |  |  | Withdrawn | Trade Secret | Trade | ALD | ALD072 | Residential | Solar*Rewards | Trade Secret | 2024
20263-228838-01 | Xcel Energy | 85 | 13781 | IOU | 05762022 | 3.25 | Solar |  |  | Interconnected | Trade Secret | Trade | ALD | ALD072 | Residential | Solar*Rewards | Trade Secret | 2024 | 2024
20263-228838-01 | Xcel Energy | 85 | 13781 | IOU | 03134846 | 7.63 | Solar |  |  | Interconnected | Trade Secret | Trade | MPK | MPK076 | Residential | Made in Minnesota | Trade Secret | 2016 | 2016
20263-228838-01 | Xcel Energy | 85 | 13781 | IOU | OID2559509 | 7.63 | Solar |  |  | Withdrawn | Trade Secret | Trade | MPK | MPK076 | Residential | Solar*Rewards | Trade Secret | 2016
20263-228838-01 | Xcel Energy | 85 | 13781 | IOU | 04896100 | 6.98 | Solar |  |  | Interconnected | Trade Secret | Trade | WSG | WSG071 | Residential | Solar*Rewards | Trade Secret | 2022 | 2022
20263-228838-01 | Xcel Energy | 85 | 13781 | IOU | 03132322 | 14.94 | Solar |  |  | Interconnected | Trade Secret | Trade | HUG | HUG321 | Residential | Solar*Rewards | Trade Secret | 2018 | 2018
20263-228838-01 | Xcel Energy | 85 | 13781 | IOU | 06018742 | 11.5 | Storage |  |  | Interconnected | Trade Secret | Trade | HUG | HUG321 | Residential |  | Trade Secret | 2024 | 2025
20263-228838-01 | Xcel Energy | 85 | 13781 | IOU | 06012433 | 11.5 | Storage |  |  | Active Application | Trade Secret | Trade | HUG | HUG321 | Residential |  | Trade Secret | 2024
20263-228838-01 | Xcel Energy | 85 | 13781 | IOU | 06270692 | 4.188 | Solar |  | X | Active Application | Trade Secret | Trade | DPN | DPN072 | Residential |  | Trade Secret | 2025
20263-228838-01 | Xcel Energy | 85 | 13781 | IOU | 05175093 | 18.56 | Solar |  |  | Interconnected | Trade Secret | Trade | MOL | MOL079 | Residential |  | Trade Secret | 2022 | 2022
20263-228838-01 | Xcel Energy | 85 | 13781 | IOU | 04423676 | 11.168 | Solar |  |  | Interconnected | Trade Secret | Trade | FRM | FRM071 | Residential | Solar*Rewards | Trade Secret | 2021 | 2021
20263-228838-01 | Xcel Energy | 85 | 13781 | IOU | 03988183 | 4.8 | Solar |  |  | Interconnected | Trade Secret | Trade | MOL | MOL068 | Residential | Solar*Rewards | Trade Secret | 2020 | 2020
20263-228838-01 | Xcel Energy | 85 | 13781 | IOU | 05004400 | 10.15 | Solar |  |  | Interconnected | Trade Secret | Trade | WDY | WDY311 | Residential | Solar*Rewards | Trade Secret | 2022 | 2022
20263-228838-01 | Xcel Energy | 85 | 13781 | IOU | 05334153 | 3.48 | Solar |  |  | Interconnected | Trade Secret | Trade | SOU | SOU082 | Residential |  | Trade Secret | 2022 | 2023
20263-228838-01 | Xcel Energy | 85 | 13781 | IOU | 03130296 | 7.616 | Solar |  |  | Interconnected | Trade Secret | Trade | LLK | LLK072 | Residential | Solar*Rewards | Trade Secret | 2019 | 2020
20263-228838-01 | Xcel Energy | 85 | 13781 | IOU | OID3783440 | 7.625 | Solar |  |  | Withdrawn | Trade Secret | Trade | LLK | LLK072 | Residential | Solar*Rewards | Trade Secret | 2019
20263-228838-01 | Xcel Energy | 85 | 13781 | IOU | 05867864 | 6.046 | Solar |  |  | Active Application | Trade Secret | Trade | WWK | WWK311 | Residential |  | Trade Secret | 2024
20263-228838-01 | Xcel Energy | 85 | 13781 | IOU | 05439736 | 99 | Solar |  |  | Interconnected | Trade Secret | Trade | WIL | WIL072 | Commercial |  | Trade Secret | 2023 | 2024
20263-228838-01 | Xcel Energy | 85 | 13781 | IOU | 06162075 | 9.216 | Solar |  | X | Interconnected | Trade Secret | Trade | LIN | LIN022 | Residential |  | Trade Secret | 2025 | 2026
20263-228838-01 | Xcel Energy | 85 | 13781 | IOU | 06184924 | 7.6 | Solar |  |  | Withdrawn | Trade Secret | Trade | ESW | ESW081 | Residential | Solar*Rewards | Trade Secret | 2025
20263-228838-01 | Xcel Energy | 85 | 13781 | IOU | 06175865 | 7.6 | Solar |  |  | Withdrawn | Trade Secret | Trade | ESW | ESW081 | Residential | Solar*Rewards | Trade Secret | 2025
20263-228838-01 | Xcel Energy | 85 | 13781 | IOU | 06223637 | 7.6 | Solar |  |  | Active Application | Trade Secret | Trade | ESW | ESW081 | Residential |  | Trade Secret | 2025
20263-228838-01 | Xcel Energy | 85 | 13781 | IOU | 04793747 | 3.141 | Solar |  |  | Active Application | Trade Secret | Trade | SLP | SLP082 | Residential | Solar*Rewards | Trade Secret | 2022
20263-228838-01 | Xcel Energy | 85 | 13781 | IOU | 05356900 | 3.141 | Solar |  |  | Active Application | Trade Secret | Trade | SLP | SLP082 | Residential | Solar*Rewards | Trade Secret | 2023
20263-228838-01 | Xcel Energy | 85 | 13781 | IOU | 06076307 | 8.832 | Solar |  |  | Interconnected | Trade Secret | Trade | MOL | MOL068 | Residential | Solar*Rewards | Trade Secret | 2025 | 2025
20263-228838-01 | Xcel Energy | 85 | 13781 | IOU | 03131593 | 9.94 | Solar |  |  | Decommissioned | Trade Secret | Trade | LCR | LCR311 | Residential | Made in Minnesota | Trade Secret | 2017
20263-228838-01 | Xcel Energy | 85 | 13781 | IOU | 03132342 | 3.747 | Solar |  |  | Decommissioned | Trade Secret | Trade | LCR | LCR311 | Residential | Solar*Rewards | Trade Secret | 2018 | 2018
20263-228838-01 | Xcel Energy | 85 | 13781 | IOU | 05390963 | 8.96 | Solar |  |  | Interconnected | Trade Secret | Trade | GLK | GLK074 | Residential | Solar*Rewards | Trade Secret | 2023 | 2023
20263-228838-01 | Xcel Energy | 85 | 13781 | IOU | 05847409 | 5.052 | Solar |  |  | Interconnected | Trade Secret | Trade | MDT | MDT074 | Residential |  | Trade Secret | 2024 | 2024
20263-228838-01 | Xcel Energy | 85 | 13781 | IOU | 06022045 | 6.832 | Solar |  |  | Interconnected | Trade Secret | Trade | GLK | GLK074 | Residential | Solar*Rewards | Trade Secret | 2024 | 2025
20263-228838-01 | Xcel Energy | 85 | 13781 | IOU | OID3799933 | 3.747 | Solar |  |  | Withdrawn | Trade Secret | Trade | DBL | DBL073 | Residential | Solar*Rewards | Trade Secret | 2019
20263-228838-01 | Xcel Energy | 85 | 13781 | IOU | 03157261 | 3.747 | Solar |  |  | Interconnected | Trade Secret | Trade | DBL | DBL073 | Residential | Solar*Rewards | Trade Secret | 2019 | 2020
20263-228838-01 | Xcel Energy | 85 | 13781 | IOU | 03661438 | 8.376 | Solar |  |  | Interconnected | Trade Secret | Trade | ALD | ALD088 | Residential | Solar*Rewards | Trade Secret | 2020 | 2020
20263-228838-01 | Xcel Energy | 85 | 13781 | IOU | 04978579 | 5.052 | Solar |  |  | Interconnected | Trade Secret | Trade | RRK | RRK082 | Residential |  | Trade Secret | 2022 | 2022
20263-228838-01 | Xcel Energy | 85 | 13781 | IOU | 05362825 | 9.28 | Solar |  |  | Interconnected | Trade Secret | Trade | APA | APA068 | Residential | Solar*Rewards | Trade Secret | 2023 | 2024
20263-228838-01 | Xcel Energy | 85 | 13781 | IOU | 03130029 | 2.88 | Solar |  |  | Interconnected | Trade Secret | Trade | LLK | LLK061 | Residential | Solar*Rewards | Trade Secret | 2018 | 2019
20263-228838-01 | Xcel Energy | 85 | 13781 | IOU | 05358662 | 13.24 | Solar |  | X | Withdrawn | Trade Secret | Trade | MPK | MPK083 | Residential | Solar*Rewards | Trade Secret | 2023
20263-228838-01 | Xcel Energy | 85 | 13781 | IOU | 05418257 | 18.12 | Solar |  | X | Interconnected | Trade Secret | Trade | MPK | MPK083 | Residential | Solar*Rewards | Trade Secret | 2023 | 2023
20263-228838-01 | Xcel Energy | 85 | 13781 | IOU | 05458668 | 8.32 | Solar |  |  | Interconnected | Trade Secret | Trade | WCR | WCR322 | Residential | Solar*Rewards | Trade Secret | 2023 | 2023
20263-228838-01 | Xcel Energy | 85 | 13781 | IOU | 03131561 | 33.4 | Solar |  |  | Interconnected | Trade Secret | Trade | APA | APA076 | Commercial | Made in Minnesota | Trade Secret | 2017 | 2017
20263-228838-01 | Xcel Energy | 85 | 13781 | IOU | SRO29871 | 5 | Solar |  |  | Withdrawn | Trade Secret | Trade | SLP | SLP081 | Commercial | Solar*Rewards | Trade Secret | 2013
20263-228838-01 | Xcel Energy | 85 | 13781 | IOU | 03133469 | 2.58 | Solar |  |  | Interconnected | Trade Secret | Trade | MPK | MPK064 | Residential | Solar*Rewards | Trade Secret | 2011 | 2012
20263-228838-01 |  |  |  |  | OID2411956 |  | Solar |  |  | Withdrawn | Trade Secret | Trade | GVW | GVW021 | Commercial | Made in Minnesota |  | 2015
20263-228838-01 | Xcel Energy | 85 | 13781 | IOU | 05240659 | 5.8 | Solar |  |  | Interconnected | Trade Secret | Trade | SLW | SLW061 | Residential |  | Trade Secret | 2022 | 2023
20263-228838-01 | Xcel Energy | 85 | 13781 | IOU | 04793573 | 5.8 | Solar |  |  | Interconnected | Trade Secret | Trade | APA | APA075 | Residential | Solar*Rewards | Trade Secret | 2022 | 2022
20263-228838-01 | Xcel Energy | 85 | 13781 | IOU | 05959402 | 6.046 | Solar |  |  | Active Application | Trade Secret | Trade | IDA | IDA064 | Residential |  | Trade Secret | 2024
20263-228838-01 | Xcel Energy | 85 | 13781 | IOU | 06178678 | 4.162 | Solar |  |  | Active Application | Trade Secret | Trade | SLP | SLP322 | Residential |  | Trade Secret | 2025
20263-228838-01 | Xcel Energy | 85 | 13781 | IOU | 04993226 | 6.98 | Solar |  |  | Interconnected | Trade Secret | Trade | PKL | PKL085 | Residential | Solar*Rewards | Trade Secret | 2022 | 2023
20263-228838-01 | Xcel Energy | 85 | 13781 | IOU | 06226174 | 6.046 | Solar |  |  | Interconnected | Trade Secret | Trade | HWW | HWW072 | Residential |  | Trade Secret | 2025 | 2025
20263-228838-01 | Xcel Energy | 85 | 13781 | IOU | 05354090 | 4.64 | Solar |  |  | Interconnected | Trade Secret | Trade | SLP | SLP073 | Residential |  | Trade Secret | 2023 | 2023
20263-228838-01 | Xcel Energy | 85 | 13781 | IOU | 03134351 | 5 | Solar |  |  | Interconnected | Trade Secret | Trade | LEX | LEX333 | Residential | Made in Minnesota | Trade Secret | 2015 | 2015
20263-228838-01 | Xcel Energy | 85 | 13781 | IOU | 03560342 | 3.48 | Solar |  |  | Interconnected | Trade Secret | Trade | SOU | SOU064 | Residential | Solar*Rewards | Trade Secret | 2020 | 2020
20263-228838-01 | Xcel Energy | 85 | 13781 | IOU | OID3478575 | 11.4 | Solar |  |  | Withdrawn | Trade Secret | Trade | ZUM | ZUM022 | Commercial |  | Trade Secret | 2018
20263-228838-01 | Xcel Energy | 85 | 13781 | IOU | 03129611 | 33.3 | Solar |  |  | Active Application | Trade Secret | Trade | ZUM | ZUM022 | Commercial | Solar*Rewards | Trade Secret | 2018
20263-228838-01 | Xcel Energy | 85 | 13781 | IOU | 04820100 | 8.22 | Solar |  |  | Interconnected | Trade Secret | Trade | WCR | WCR322 | Residential | Solar*Rewards | Trade Secret | 2022 | 2022
20263-228838-01 | Xcel Energy | 85 | 13781 | IOU | 03131989 | 39.998 | Solar |  |  | Interconnected | Trade Secret | Trade | GRC | GRC311 | Commercial | Made in Minnesota | Trade Secret | 2017 | 2018
20263-228838-01 | Xcel Energy | 85 | 13781 | IOU | OID3470369 | 19.999 | Solar |  |  | Withdrawn | Trade Secret | Trade | GRC | GRC311 | Commercial | Solar*Rewards | Trade Secret | 2018
20263-228838-01 | Xcel Energy | 85 | 13781 | IOU | 03131556 | 19.999 | Solar |  |  | Interconnected | Trade Secret | Trade | GRC | GRC311 | Commercial | Solar*Rewards | Trade Secret | 2017 | 2018
20263-228838-01 | Xcel Energy | 85 | 13781 | IOU | 05932431 | 9.869 | Solar |  |  | Interconnected | Trade Secret | Trade | TLK | TLK067 | Residential | Solar*Rewards | Trade Secret | 2024 | 2024
20263-228838-01 | Xcel Energy | 85 | 13781 | IOU | 05975613 | 8.775 | Solar |  |  | Interconnected | Trade Secret | Trade | APA | APA077 | Residential | Solar*Rewards | Trade Secret | 2024 | 2025
20263-228838-01 | Xcel Energy | 85 | 13781 | IOU | 04502855 | 16.054 | Solar |  |  | Interconnected | Trade Secret | Trade | VKG | VKG061 | Residential |  | Trade Secret | 2021 | 2021
20263-228838-01 | Xcel Energy | 85 | 13781 | IOU | 05150080 | 3.85 | Solar |  |  | Interconnected | Trade Secret | Trade | HUG | HUG311 | Residential |  | Trade Secret | 2022 | 2022
20263-228838-01 | Xcel Energy | 85 | 13781 | IOU | 03134990 | 39.76 | Solar |  |  | Interconnected | Trade Secret | Trade | CDV | CDV072 | Commercial | Made in Minnesota | Trade Secret | 2016 | 2017
20263-228838-01 | Xcel Energy | 85 | 13781 | IOU | OID4030014 | 7.616 | Solar |  |  | Withdrawn | Trade Secret | Trade | PKL | PKL085 | Residential | Solar*Rewards | Trade Secret | 2019
20263-228838-01 | Xcel Energy | 85 | 13781 | IOU | 03514519 | 6.96 | Solar |  |  | Interconnected | Trade Secret | Trade | PKL | PKL085 | Residential | Solar*Rewards | Trade Secret | 2019 | 2020
20263-228838-01 | Xcel Energy | 85 | 13781 | IOU | 05356631 | 9.994 | Solar |  |  | Interconnected | Trade Secret | Trade | UPP | UPP082 | Residential | Solar*Rewards | Trade Secret | 2023 | 2023
20263-228838-01 | Xcel Energy | 85 | 13781 | IOU | 04974885 | 11.39 | Solar |  |  | Interconnected | Trade Secret | Trade | MDT | MDT071 | Commercial |  | Trade Secret | 2022 | 2023
20263-228838-01 | Xcel Energy | 85 | 13781 | IOU | 06128138 | 3.747 | Solar |  |  | Interconnected | Trade Secret | Trade | EBL | EBL084 | Residential | Solar*Rewards | Trade Secret | 2025 | 2025
20263-228838-01 |  |  |  |  | OID2019195 |  | Solar |  |  | Withdrawn | Trade Secret | Trade | HYL | HYL062 | Residential | Solar*Rewards |  | 2014
20263-228838-01 | Xcel Energy | 85 | 13781 | IOU | 03133997 | 5 | Solar |  |  | Interconnected | Trade Secret | Trade | HYL | HYL062 | Residential | Solar*Rewards | Trade Secret | 2014 | 2015
20263-228838-01 | Xcel Energy | 85 | 13781 | IOU | 04799130 | 4.886 | Solar |  |  | Withdrawn | Trade Secret | Trade | RIV | RIV063 | Residential | Solar*Rewards | Trade Secret | 2022
20263-228838-01 | Xcel Energy | 85 | 13781 | IOU | 04605145 | 6.282 | Solar |  |  | Interconnected | Trade Secret | Trade | EDP | EDP073 | Residential |  | Trade Secret | 2021 | 2021
20263-228838-01 | Xcel Energy | 85 | 13781 | IOU | 06197792 | 7.329 | Solar |  |  | Interconnected | Trade Secret | Trade | SLP | SLP081 | Residential | Solar*Rewards | Trade Secret | 2025 | 2025
20263-228838-01 | Xcel Energy | 85 | 13781 | IOU | OID2250826 | 9 | Solar |  |  | Withdrawn | Trade Secret | Trade | ALD | ALD084 | Residential | Solar*Rewards | Trade Secret | 2015
20263-228838-01 | Xcel Energy | 85 | 13781 | IOU | 04871975 | 3.747 | Solar |  |  | Interconnected | Trade Secret | Trade | MPK | MPK068 | Residential |  | Trade Secret | 2022 | 2022
20263-228838-01 | Xcel Energy | 85 | 13781 | IOU | 06064494 | 11.007 | Solar |  |  | Interconnected | Trade Secret | Trade | HUG | HUG311 | Residential | Solar*Rewards | Trade Secret | 2025 | 2025
20263-228838-01 | Xcel Energy | 85 | 13781 | IOU | 05208225 | 10.15 | Solar |  |  | Interconnected | Trade Secret | Trade | WIL | WIL062 | Residential |  | Trade Secret | 2022 | 2022
20263-228838-01 | Xcel Energy | 85 | 13781 | IOU | 06220430 | 11.517 | Solar |  |  | Active Application | Trade Secret | Trade | ORO | ORO062 | Residential |  | Trade Secret | 2025
20263-228838-01 | Xcel Energy | 85 | 13781 | IOU | 06014773 | 9.184 | Solar |  |  | Active Application | Trade Secret | Trade | CHE | CHE075 | Residential |  | Trade Secret | 2024
20263-228838-01 | Xcel Energy | 85 | 13781 | IOU | 05971787 | 9.184 | Solar |  |  | Withdrawn | Trade Secret | Trade | CHE | CHE075 | Residential | Solar*Rewards | Trade Secret | 2024
20263-228838-01 | Xcel Energy | 85 | 13781 | IOU | 06100930 | 22.04 | Solar |  |  | Active Application | Trade Secret | Trade | MDT | MDT067 | Commercial |  | Trade Secret | 2025
20263-228838-01 | Xcel Energy | 85 | 13781 | IOU | 05489159 | 5.052 | Solar |  |  | Interconnected | Trade Secret | Trade | WES | WES074 | Residential | Solar*Rewards | Trade Secret | 2023 | 2023
20263-228838-01 | Xcel Energy | 85 | 13781 | IOU | 05965520 | 9.109 | Solar |  |  | Interconnected | Trade Secret | Trade | EDA | EDA075 | Residential |  | Trade Secret | 2024 | 2024
20263-228838-01 | Xcel Energy | 85 | 13781 | IOU | OID2303509 | 6 | Solar |  |  | Withdrawn | Trade Secret | Trade | HUG | HUG321 | Residential | Made in Minnesota | Trade Secret | 2015
20263-228838-01 | Xcel Energy | 85 | 13781 | IOU | 05225202 | 8.027 | Solar |  |  | Interconnected | Trade Secret | Trade | WDY | WDY322 | Residential |  | Trade Secret | 2022 | 2023
20263-228838-01 | Xcel Energy | 85 | 13781 | IOU | 05414264 | 13.027 | Storage |  |  | Interconnected | Trade Secret | Trade | WDY | WDY322 | Residential |  | Trade Secret | 2023 | 2023
20263-228838-01 | Xcel Energy | 85 | 13781 | IOU | 03133713 | 45 | Solar |  |  | Interconnected | Trade Secret | Trade | TER | TER082 | Commercial | Solar*Rewards | Trade Secret | 2013 | 2013
20263-228838-01 | Xcel Energy | 85 | 13781 | IOU | SRO24945 | 42 | Solar |  |  | Withdrawn | Trade Secret | Trade | TER | TER082 | Commercial | Solar*Rewards | Trade Secret | 2012
20263-228838-01 | Xcel Energy | 85 | 13781 | IOU | 05598968 | 4.992 | Solar |  |  | Interconnected | Trade Secret | Trade | TWL | TWL075 | Residential |  | Trade Secret | 2023 | 2023
20263-228838-01 | Xcel Energy | 85 | 13781 | IOU | 03321279 | 24.988 | Solar |  |  | Interconnected | Trade Secret | Trade | WEF | WEF071 | Residential | Solar*Rewards | Trade Secret | 2019 | 2020
20263-228838-01 | Xcel Energy | 85 | 13781 | IOU | 05452474 | 7.04 | Solar |  |  | Withdrawn | Trade Secret | Trade | FAB | FAB073 | Residential | Solar*Rewards | Trade Secret | 2023
20263-228838-01 | Xcel Energy | 85 | 13781 | IOU | 05723604 | 3.465 | Solar |  |  | Interconnected | Trade Secret | Trade | RAM | RAM073 | Residential | Solar*Rewards | Trade Secret | 2024 | 2024
20263-228838-01 | Xcel Energy | 85 | 13781 | IOU | 06050930 | 11.5 | Storage |  |  | Interconnected | Trade Secret | Trade | WIL | WIL085 | Residential |  | Trade Secret | 2025 | 2025
20263-228838-01 | Xcel Energy | 85 | 13781 | IOU | 04570448 | 4.35 | Solar |  |  | Interconnected | Trade Secret | Trade | WIL | WIL085 | Residential |  | Trade Secret | 2021 | 2021
20263-228838-01 | Xcel Energy | 85 | 13781 | IOU | 06322914 | 9.216 | Solar |  |  | Active Application | Trade Secret | Trade | HSN | HSN312 | Residential | Solar*Rewards | Trade Secret | 2026
20263-228838-01 | Xcel Energy | 85 | 13781 | IOU | 04682706 | 5 | Solar |  |  | Withdrawn | Trade Secret | Trade | ZUF | ZUF021 | Residential | Solar*Rewards | Trade Secret | 2021
20263-228838-01 | Xcel Energy | 85 | 13781 | IOU | OID2270578 | 15.26 | Solar |  |  | Withdrawn | Trade Secret | Trade | OAD | OAD074 | Commercial | Solar*Rewards | Trade Secret | 2015
20263-228838-01 | Xcel Energy | 85 | 13781 | IOU | 03130599 | 18 | Solar |  |  | Interconnected | Trade Secret | Trade | OAD | OAD074 | Commercial | Solar*Rewards | Trade Secret | 2016 | 2016
20263-228838-01 | Xcel Energy | 85 | 13781 | IOU | 04246362 | 7.124 | Solar |  |  | Interconnected | Trade Secret | Trade | WSG | WSG063 | Residential | Solar*Rewards | Trade Secret | 2021 | 2021
20263-228838-01 | Xcel Energy | 85 | 13781 | IOU | 05286501 | 14.72 | Solar |  |  | Withdrawn | Trade Secret | Trade | HSN | HSN321 | Residential |  | Trade Secret | 2022
20263-228838-01 | Xcel Energy | 85 | 13781 | IOU | 05411339 | 5.12 | Solar |  |  | Interconnected | Trade Secret | Trade | HSN | HSN321 | Residential | Solar*Rewards | Trade Secret | 2023 | 2023
20263-228838-01 | Xcel Energy | 85 | 13781 | IOU | 05582268 | 5.51 | Solar |  |  | Withdrawn | Trade Secret | Trade | TWL | TWL063 | Residential | Solar*Rewards | Trade Secret | 2023
20263-228838-01 |  |  |  |  | OID3698370 |  | Solar |  |  | Withdrawn | Trade Secret | Trade | WTN | WTN062 | Residential |  |  | 2019
20263-228838-01 | Xcel Energy | 85 | 13781 | IOU | OID3705016 | 12 | Solar |  |  | Withdrawn | Trade Secret | Trade | WTN | WTN062 | Residential | Solar*Rewards | Trade Secret | 2019
20263-228838-01 | Xcel Energy | 85 | 13781 | IOU | 05958644 | 8.4 | Solar |  |  | Interconnected | Trade Secret | Trade | WCR | WCR322 | Residential |  | Trade Secret | 2024 | 2025
20263-228838-01 | Xcel Energy | 85 | 13781 | IOU | 03130372 | 3 | Solar |  |  | Interconnected | Trade Secret | Trade | WRR | WRR075 | Residential |  | Trade Secret | 2017 | 2017
20263-228838-01 | Xcel Energy | 85 | 13781 | IOU | 03135053 | 3.8 | Solar |  |  | Interconnected | Trade Secret | Trade | ALD | ALD084 | Residential | Solar*Rewards | Trade Secret | 2016 | 2017
20263-228838-01 | Xcel Energy | 85 | 13781 | IOU | 03131471 | 19.02 | Solar |  |  | Interconnected | Trade Secret | Trade | YAM | YAM031 | Residential | Solar*Rewards | Trade Secret | 2017 | 2017
20263-228838-01 | Xcel Energy | 85 | 13781 | IOU | 03131700 | 9.94 | Solar |  |  | Interconnected | Trade Secret | Trade | YAM | YAM031 | Residential | Made in Minnesota | Trade Secret | 2017 | 2018
20263-228838-01 | Xcel Energy | 85 | 13781 | IOU | 03129850 | 7.2 | Solar |  |  | Interconnected | Trade Secret | Trade | YAM | YAM031 | Residential | Solar*Rewards | Trade Secret | 2018 | 2019
20263-228838-01 | Xcel Energy | 85 | 13781 | IOU | 04445845 | 11.6 | Solar |  |  | Interconnected | Trade Secret | Trade | WSG | WSG066 | Residential | Solar*Rewards | Trade Secret | 2022 | 2022
20263-228838-01 | Xcel Energy | 85 | 13781 | IOU | 03132475 | 14 | Solar |  |  | Interconnected | Trade Secret | Trade | WRR | WRR051 | Commercial | Solar*Rewards | Trade Secret | 2018 | 2018
20263-228838-01 | Xcel Energy | 85 | 13781 | IOU | 03241700 | 3.19 | Solar |  |  | Interconnected | Trade Secret | Trade | APA | APA067 | Residential | Solar*Rewards | Trade Secret | 2019 | 2020
20263-228838-01 | Xcel Energy | 85 | 13781 | IOU | 06246782 | 50 | Solar |  |  | Active Application | Trade Secret | Trade | MEL | MEL061 | Commercial |  | Trade Secret | 2025
20263-228838-01 | Xcel Energy | 85 | 13781 | IOU | 03133572 | 40 | Solar |  |  | Interconnected | Trade Secret | Trade | DOC | DOC031 | Residential | Solar*Rewards | Trade Secret | 2011 | 2012
20263-228838-01 | Xcel Energy | 85 | 13781 | IOU | 03133783 | 10 | Solar |  |  | Interconnected | Trade Secret | Trade | DOC | DOC031 | Residential | Solar*Rewards | Trade Secret | 2013 | 2012
20263-228838-01 | Xcel Energy | 85 | 13781 | IOU | 06188900 | 7.6 | Solar |  |  | Interconnected | Trade Secret | Trade | APA | APA072 | Residential | Solar*Rewards | Trade Secret | 2025 | 2025
20263-228838-01 | Xcel Energy | 85 | 13781 | IOU | 03129641 | 33.3 | Solar |  |  | Interconnected | Trade Secret | Trade | AHI | AHI021 | Commercial | Solar*Rewards | Trade Secret | 2018 | 2019
20263-228838-01 | Xcel Energy | 85 | 13781 | IOU | OID3613050 | 39.998 | Solar |  |  | Withdrawn | Trade Secret | Trade | AHI | AHI021 | Commercial | Solar*Rewards | Trade Secret | 2018
20263-228838-01 | Xcel Energy | 85 | 13781 | IOU | 05356909 | 3.747 | Solar |  |  | Interconnected | Trade Secret | Trade | SLP | SLP081 | Residential | Solar*Rewards | Trade Secret | 2023 | 2023
20263-228838-01 | Xcel Energy | 85 | 13781 | IOU | 06156481 | 11.904 | Solar |  |  | Active Application | Trade Secret | Trade | BUR | BUR032 | Residential | Solar*Rewards | Trade Secret | 2025
20263-228838-01 | Xcel Energy | 85 | 13781 | IOU | 05184115 | 99.99 | Solar |  |  | Interconnected | Trade Secret | Trade | WES | WES074 | Commercial |  | Trade Secret | 2022 | 2023
20263-228838-01 | Xcel Energy | 85 | 13781 | IOU | 04005146 | 9.994 | Solar |  |  | Interconnected | Trade Secret | Trade | WWK | WWK311 | Residential | Solar*Rewards | Trade Secret | 2020 | 2020
20263-228838-01 | Xcel Energy | 85 | 13781 | IOU | 03755029 | 9.772 | Solar |  |  | Active Application | Trade Secret | Trade | WWK | WWK311 | Residential | Solar*Rewards | Trade Secret | 2020
20263-228838-01 | Xcel Energy | 85 | 13781 | IOU | 05278291 | 5.76 | Solar |  |  | Interconnected | Trade Secret | Trade | CGR | CGR064 | Residential |  | Trade Secret | 2022 | 2023
20263-228838-01 | Xcel Energy | 85 | 13781 | IOU | 04421142 | 6.96 | Solar |  |  | Interconnected | Trade Secret | Trade | KOL | KOL073 | Residential | Solar*Rewards | Trade Secret | 2021 | 2021
20263-228838-01 | Xcel Energy | 85 | 13781 | IOU | 05971050 | 5.248 | Solar |  |  | Interconnected | Trade Secret | Trade | WSG | WSG076 | Residential | Solar*Rewards | Trade Secret | 2024 | 2024
20263-228838-01 | Xcel Energy | 85 | 13781 | IOU | 05988320 | 5.933 | Solar |  |  | Interconnected | Trade Secret | Trade | DND | DND071 | Residential | Solar*Rewards | Trade Secret | 2024 | 2025
20263-228838-01 | Xcel Energy | 85 | 13781 | IOU | 05623173 | 6.4 | Solar |  |  | Interconnected | Trade Secret | Trade | FSL | FSL312 | Residential |  | Trade Secret | 2023 | 2024
20263-228838-01 | Xcel Energy | 85 | 13781 | IOU | 05984145 | 4.875 | Solar |  |  | Interconnected | Trade Secret | Trade | SOU | SOU087 | Residential |  | Trade Secret | 2024 | 2025
20263-228838-01 | Xcel Energy | 85 | 13781 | IOU | 03166130 | 500 | Solar |  |  | Interconnected | Trade Secret | Trade | LEX | LEX061 | Commercial |  | Trade Secret | 2019 | 2020
20263-228838-01 | Xcel Energy | 85 | 13781 | IOU | OID3809862 | 500 | Solar |  |  | Withdrawn | Trade Secret | Trade | LEX | LEX061 | Commercial |  | Trade Secret | 2019
20263-228838-01 | Xcel Energy | 85 | 13781 | IOU | 06013537 | 3.8 | Solar |  |  | Interconnected | Trade Secret | Trade | WRR | WRR064 | Residential | Solar*Rewards | Trade Secret | 2024 | 2025
20263-228838-01 | Xcel Energy | 85 | 13781 | IOU | 05396048 | 5.51 | Solar |  |  | Interconnected | Trade Secret | Trade | OAD | OAD073 | Residential |  | Trade Secret | 2023 | 2023
20263-228838-01 | Xcel Energy | 85 | 13781 | IOU | 04682902 | 149.999 | Solar |  |  | Interconnected | Trade Secret | Trade | AHI | AHI024 | Commercial |  | Trade Secret | 2021 | 2023
20263-228838-01 | Xcel Energy | 85 | 13781 | IOU | OID2019156 | 6 | Solar |  |  | Withdrawn | Trade Secret | Trade | EDP | EDP073 | Residential | Solar*Rewards | Trade Secret | 2014
20263-228838-01 | Xcel Energy | 85 | 13781 | IOU | 03133974 | 6 | Solar |  |  | Interconnected | Trade Secret | Trade | EDP | EDP073 | Residential | Solar*Rewards | Trade Secret | 2014 | 2014
20263-228838-01 | Xcel Energy | 85 | 13781 | IOU | 05837286 | 7.872 | Solar |  |  | Interconnected | Trade Secret | Trade | MHW | MHW311 | Residential | Solar*Rewards | Trade Secret | 2024 | 2024
20263-228838-01 | Xcel Energy | 85 | 13781 | IOU | 04789706 | 7.616 | Solar |  |  | Withdrawn | Trade Secret | Trade | MHW | MHW311 | Residential |  | Trade Secret | 2022
20263-228838-01 | Xcel Energy | 85 | 13781 | IOU | 03130147 | 3.84 | Solar |  |  | Interconnected | Trade Secret | Trade | TWL | TWL066 | Residential | Solar*Rewards | Trade Secret | 2018 | 2019
20263-228838-01 | Xcel Energy | 85 | 13781 | IOU | 06238242 | 9.772 | Solar |  | X | Active Application | Trade Secret | Trade | IDA | IDA071 | Residential |  | Trade Secret | 2025
20263-228838-01 | Xcel Energy | 85 | 13781 | IOU | 03131886 | 43.53 | Solar |  |  | Interconnected | Trade Secret | Trade | WDY | WDY312 | Commercial | Made in Minnesota | Trade Secret | 2017 | 2017
20263-228838-01 | Xcel Energy | 85 | 13781 | IOU | 03836336 | 11.39 | Solar |  |  | Interconnected | Trade Secret | Trade | PBE | PBE061 | Residential | Solar*Rewards | Trade Secret | 2020 | 2020
20263-228838-01 | Xcel Energy | 85 | 13781 | IOU | 06139467 | 7.6 | Solar |  |  | Interconnected | Trade Secret | Trade | FSL | FSL311 | Residential | Solar*Rewards | Trade Secret | 2025 | 2025
20263-228838-01 | Xcel Energy | 85 | 13781 | IOU | 06123999 | 7.6 | Solar |  |  | Withdrawn | Trade Secret | Trade | FSL | FSL311 | Residential | Solar*Rewards | Trade Secret | 2025
20263-228838-01 | Xcel Energy | 85 | 13781 | IOU | 06227414 | 5.235 | Solar |  |  | Interconnected | Trade Secret | Trade | EDA | EDA071 | Residential |  | Trade Secret | 2025 | 2025
20263-228838-01 | Xcel Energy | 85 | 13781 | IOU | 03130390 | 3.8 | Solar |  |  | Interconnected | Trade Secret | Trade | WIL | WIL098 | Residential | Solar*Rewards | Trade Secret | 2018 | 2018
20263-228838-01 | Xcel Energy | 85 | 13781 | IOU | 03131735 | 5 | Solar |  |  | Interconnected | Trade Secret | Trade | CSR | CSR001 | Residential | Made in Minnesota | Trade Secret | 2017 | 2018
20263-228838-01 | Xcel Energy | 85 | 13781 | IOU | OID3325693 | 7.63 | Solar |  |  | Withdrawn | Trade Secret | Trade | SLP | SLP071 | Residential |  | Trade Secret | 2018
20263-228838-01 | Xcel Energy | 85 | 13781 | IOU | 03133489 | 3 | Solar |  |  | Interconnected | Trade Secret | Trade | SLP | SLP071 | Residential | Solar*Rewards | Trade Secret | 2011 | 2012
20263-228838-01 | Xcel Energy | 85 | 13781 | IOU | 03130408 | 6 | Solar |  |  | Active Application | Trade Secret | Trade | SLP | SLP071 | Residential |  | Trade Secret | 2018
20263-228838-01 | Xcel Energy | 85 | 13781 | IOU | 04793818 | 7.616 | Solar |  |  | Interconnected | Trade Secret | Trade | HYL | HYL061 | Residential | Solar*Rewards | Trade Secret | 2022 | 2022
20263-228838-01 | Xcel Energy | 85 | 13781 | IOU | 03132334 | 3.747 | Solar |  |  | Interconnected | Trade Secret | Trade | RLK | RLK066 | Residential | Solar*Rewards | Trade Secret | 2018 | 2018
20263-228838-01 | Xcel Energy | 85 | 13781 | IOU | 06027143 | 5.052 | Solar |  |  | Interconnected | Trade Secret | Trade | MPK | MPK065 | Residential |  | Trade Secret | 2024 | 2025
20263-228838-01 | Xcel Energy | 85 | 13781 | IOU | 03132407 | 4.48 | Solar |  |  | Interconnected | Trade Secret | Trade | SLP | SLP092 | Residential | Solar*Rewards | Trade Secret | 2018 | 2018
20263-228838-01 | Xcel Energy | 85 | 13781 | IOU | 03134007 | 6.96 | Solar |  |  | Interconnected | Trade Secret | Trade | APA | APA064 | Residential | Solar*Rewards | Trade Secret | 2014 | 2014
20263-228838-01 | Xcel Energy | 85 | 13781 | IOU | 05899091 | 6.631 | Solar |  |  | Interconnected | Trade Secret | Trade | APA | APA064 | Residential |  | Trade Secret | 2024 | 2024
20263-228838-01 | Xcel Energy | 85 | 13781 | IOU | 03131904 | 7.63 | Solar |  |  | Interconnected | Trade Secret | Trade | RLK | RLK069 | Residential | Made in Minnesota | Trade Secret | 2017 | 2017
20263-228838-01 | Xcel Energy | 85 | 13781 | IOU | OID2538752 | 10.01 | Solar |  |  | Withdrawn | Trade Secret | Trade | RLK | RLK069 | Residential | Solar*Rewards | Trade Secret | 2016
20263-228838-01 | Xcel Energy | 85 | 13781 | IOU | 04399028 | 15.232 | Solar |  |  | Interconnected | Trade Secret | Trade | TWL | TWL073 | Residential | Solar*Rewards | Trade Secret | 2021 | 2021
20263-228838-01 | Xcel Energy | 85 | 13781 | IOU | 04026299 | 5 | Solar |  |  | Active Application | Trade Secret | Trade | PKL | PKL074 | Residential | Solar*Rewards | Trade Secret | 2020
20263-228838-01 | Xcel Energy | 85 | 13781 | IOU | 06164570 | 4.592 | Solar |  |  | Interconnected | Trade Secret | Trade | SOU | SOU064 | Residential | Solar*Rewards | Trade Secret | 2025 | 2025
20263-228838-01 | Xcel Energy | 85 | 13781 | IOU | 05002835 | 3.9 | Solar |  |  | Active Application | Trade Secret | Trade | ALD | ALD082 | Residential | Solar*Rewards | Trade Secret | 2022
20263-228838-01 | Xcel Energy | 85 | 13781 | IOU | 05853415 | 3.9 | Solar |  |  | Interconnected | Trade Secret | Trade | ALD | ALD082 | Residential | Solar*Rewards | Trade Secret | 2024 | 2025
20263-228838-01 | Xcel Energy | 85 | 13781 | IOU | 05769791 | 6.387 | Solar |  |  | Withdrawn | Trade Secret | Trade | RIV | RIV063 | Residential |  | Trade Secret | 2024
20263-228838-01 | Xcel Energy | 85 | 13781 | IOU | 04441901 | 15.356 | Solar |  |  | Interconnected | Trade Secret | Trade | MOL | MOL073 | Residential |  | Trade Secret | 2021 | 2021
20263-228838-01 | Xcel Energy | 85 | 13781 | IOU | 05713946 | 7.872 | Solar |  |  | Interconnected | Trade Secret | Trade | CGR | CGR064 | Residential | Solar*Rewards | Trade Secret | 2024 | 2024
20263-228838-01 | Xcel Energy | 85 | 13781 | IOU | 06270131 | 7.678 | Solar |  |  | Active Application | Trade Secret | Trade | RPL | RPL074 | Residential |  | Trade Secret | 2025
20263-228838-01 | Xcel Energy | 85 | 13781 | IOU | 03134590 | 3 | Solar |  |  | Interconnected | Trade Secret | Trade | SOU | SOU061 | Residential | Solar*Rewards | Trade Secret | 2015 | 2015
20263-228838-01 | Xcel Energy | 85 | 13781 | IOU | 04862486 | 7.124 | Solar |  |  | Interconnected | Trade Secret | Trade | DND | DND071 | Residential | Solar*Rewards | Trade Secret | 2022 | 2022
20263-228838-01 | Xcel Energy | 85 | 13781 | IOU | 05573696 | 8.41 | Solar |  |  | Active Application | Trade Secret | Trade | CGR | CGR063 | Residential |  | Trade Secret | 2023
20263-228838-01 | Xcel Energy | 85 | 13781 | IOU | 06204013 | 11.5 | Solar |  | X | Interconnected | Trade Secret | Trade | ALD | ALD088 | Residential |  | Trade Secret | 2025 | 2025
20263-228838-01 | Xcel Energy | 85 | 13781 | IOU | 03131304 | 9.995 | Solar |  |  | Interconnected | Trade Secret | Trade | MST | MST069 | Commercial | Made in Minnesota | Trade Secret | 2016 | 2017
20263-228838-01 | Xcel Energy | 85 | 13781 | IOU | 06249750 | 17.664 | Solar |  |  | Active Application | Trade Secret | Trade | RRK | RRK063 | Residential |  | Trade Secret | 2025
20263-228838-01 | Xcel Energy | 85 | 13781 | IOU | 04053050 | 7.616 | Solar |  |  | Interconnected | Trade Secret | Trade | MPK | MPK074 | Residential | Solar*Rewards | Trade Secret | 2020 | 2020
20263-228838-01 | Xcel Energy | 85 | 13781 | IOU | 04160018 | 16.82 | Solar |  |  | Interconnected | Trade Secret | Trade | HUG | HUG321 | Residential | Solar*Rewards | Trade Secret | 2021 | 2021
20263-228838-01 | Xcel Energy | 85 | 13781 | IOU | 04759872 | 15.232 | Solar |  |  | Interconnected | Trade Secret | Trade | CRL | CRL065 | Residential |  | Trade Secret | 2021 | 2022
20263-228838-01 | Xcel Energy | 85 | 13781 | IOU | 05246309 | 5.052 | Solar |  |  | Interconnected | Trade Secret | Trade | ECK | ECK322 | Residential |  | Trade Secret | 2022 | 2023
20263-228838-01 | Xcel Energy | 85 | 13781 | IOU | 06223609 | 7.329 | Solar |  |  | Active Application | Trade Secret | Trade | IDA | IDA064 | Residential |  | Trade Secret | 2025
20263-228838-01 | Xcel Energy | 85 | 13781 | IOU | 03131760 | 3 | Solar |  |  | Interconnected | Trade Secret | Trade | WES | WES074 | Residential | Made in Minnesota | Trade Secret | 2017 | 2017
20263-228838-01 | Xcel Energy | 85 | 13781 | IOU | 03130730 | 2000 | Natural Gas |  |  | Interconnected | Trade Secret | Trade | GVW | GVW023 | Commercial |  | Trade Secret | 2006 | 2006
20263-228838-01 | Xcel Energy | 85 | 13781 | IOU | 06084593 | 5.693 | Solar |  |  | Withdrawn | Trade Secret | Trade | DBL | DBL063 | Residential | Solar*Rewards | Trade Secret | 2025
20263-228838-01 | Xcel Energy | 85 | 13781 | IOU | 05795096 | 14.7 | Solar |  |  | Withdrawn | Trade Secret | Trade | LAB | LAB312 | Residential | Solar*Rewards | Trade Secret | 2024
20263-228838-01 | Xcel Energy | 85 | 13781 | IOU | OID2447792 | 7.63 | Solar |  |  | Withdrawn | Trade Secret | Trade | MHW | MHW311 | Residential | Solar*Rewards | Trade Secret | 2015
20263-228838-01 | Xcel Energy | 85 | 13781 | IOU | 06227420 | 3.839 | Solar |  |  | Interconnected | Trade Secret | Trade | OSS | OSS076 | Residential |  | Trade Secret | 2025 | 2025
20263-228838-01 | Xcel Energy | 85 | 13781 | IOU | 06208804 | 6.282 | Solar |  |  | Withdrawn | Trade Secret | Trade | SOU | SOU073 | Residential | Solar*Rewards | Trade Secret | 2025
20263-228838-01 | Xcel Energy | 85 | 13781 | IOU | 06322052 | 6.282 | Solar |  |  | Active Application | Trade Secret | Trade | SOU | SOU073 | Residential | Solar*Rewards | Trade Secret | 2026
20263-228838-01 | Xcel Energy | 85 | 13781 | IOU | 06253594 | 9.423 | Solar |  |  | Active Application | Trade Secret | Trade | MEL | MEL065 | Residential |  | Trade Secret | 2025
20263-228838-01 | Xcel Energy | 85 | 13781 | IOU | 05438344 | 9.994 | Solar |  |  | Interconnected | Trade Secret | Trade | HUG | HUG321 | Residential | Solar*Rewards | Trade Secret | 2023 | 2024
20263-228838-01 | Xcel Energy | 85 | 13781 | IOU | 05475421 | 13.056 | Solar |  |  | Interconnected | Trade Secret | Trade | LLK | LLK071 | Residential |  | Trade Secret | 2023 | 2023
20263-228838-01 | Xcel Energy | 85 | 13781 | IOU | 04880887 | 5.22 | Solar |  |  | Interconnected | Trade Secret | Trade | SOU | SOU069 | Residential |  | Trade Secret | 2022 | 2022
20263-228838-01 | Xcel Energy | 85 | 13781 | IOU | 05649144 | 7.875 | Solar |  |  | Interconnected | Trade Secret | Trade | ALD | ALD095 | Residential |  | Trade Secret | 2023 | 2024
20263-228838-01 | Xcel Energy | 85 | 13781 | IOU | 05597359 | 4.725 | Solar |  |  | Withdrawn | Trade Secret | Trade | ALD | ALD095 | Residential | Solar*Rewards | Trade Secret | 2023
20263-228838-01 | Xcel Energy | 85 | 13781 | IOU | 03876398 | 5.22 | Solar |  |  | Interconnected | Trade Secret | Trade | SOU | SOU069 | Residential | Solar*Rewards | Trade Secret | 2020 | 2020
20263-228838-01 | Xcel Energy | 85 | 13781 | IOU | 04289809 | 6 | Solar |  |  | Interconnected | Trade Secret | Trade | BEL | BEL062 | Residential | Solar*Rewards | Trade Secret | 2021 | 2022
20263-228838-01 | Xcel Energy | 85 | 13781 | IOU | 06114792 | 6.453 | Solar |  |  | Interconnected | Trade Secret | Trade | WCR | WCR322 | Residential |  | Trade Secret | 2025 | 2025
20263-228838-01 | Xcel Energy | 85 | 13781 | IOU | 05850728 | 8.73 | Solar |  |  | Interconnected | Trade Secret | Trade | HOL | HOL061 | Residential | Solar*Rewards | Trade Secret | 2024 | 2024
20263-228838-01 | Xcel Energy | 85 | 13781 | IOU | 03133312 | 15 | Solar |  |  | Interconnected | Trade Secret | Trade | VMR | VMR063 | Commercial | Solar*Rewards | Trade Secret | 2010 | 2012
20263-228838-01 | Xcel Energy | 85 | 13781 | IOU | 06212342 | 4.537 | Solar |  |  | Active Application | Trade Secret | Trade | HWW | HWW073 | Residential |  | Trade Secret | 2025
20263-228838-01 | Xcel Energy | 85 | 13781 | IOU | 04795589 | 7.54 | Solar |  |  | Withdrawn | Trade Secret | Trade | GLK | GLK065 | Residential | Solar*Rewards | Trade Secret | 2022
20263-228838-01 | Xcel Energy | 85 | 13781 | IOU | SRO19146 | 34.2 | Solar |  |  | Withdrawn | Trade Secret | Trade |  |  | Residential | Solar*Rewards | Trade Secret | 2011
20263-228838-01 | Xcel Energy | 85 | 13781 | IOU | 03133657 | 5 | Solar |  |  | Interconnected | Trade Secret | Trade | TLK | TLK067 | Residential | Solar*Rewards | Trade Secret | 2012 | 2012
20263-228838-01 | Xcel Energy | 85 | 13781 | IOU | 05727072 | 6.56 | Solar |  |  | Active Application | Trade Secret | Trade | CDV | CDV072 | Residential | Solar*Rewards | Trade Secret | 2024
20263-228838-01 | Xcel Energy | 85 | 13781 | IOU | 04917012 | 10.44 | Solar |  |  | Interconnected | Trade Secret | Trade | LEX | LEX333 | Residential |  | Trade Secret | 2022 | 2022
20263-228838-01 | Xcel Energy | 85 | 13781 | IOU | 06166924 | 7.616 | Solar |  |  | Active Application | Trade Secret | Trade | TWL | TWL081 | Residential |  | Trade Secret | 2025
20263-228838-01 | Xcel Energy | 85 | 13781 | IOU | 04166269 | 3.747 | Solar |  |  | Interconnected | Trade Secret | Trade | WES | WES075 | Residential |  | Trade Secret | 2020 | 2021
20263-228838-01 | Xcel Energy | 85 | 13781 | IOU | 03257256 | 7.616 | Solar |  |  | Interconnected | Trade Secret | Trade | LCR | LCR311 | Residential |  | Trade Secret | 2019 | 2020
20263-228838-01 | Xcel Energy | 85 | 13781 | IOU | 03132389 | 7.625 | Solar |  |  | Interconnected | Trade Secret | Trade | LAP | LAP311 | Residential | Solar*Rewards | Trade Secret | 2018 | 2019
20263-228838-01 | Xcel Energy | 85 | 13781 | IOU | 06302837 | 4.992 | Solar |  |  | Active Application | Trade Secret | Trade | WAV | WAV021 | Residential |  | Trade Secret | 2025
20263-228838-01 | Xcel Energy | 85 | 13781 | IOU | 03135049 | 7.63 | Solar |  |  | Interconnected | Trade Secret | Trade | NOF | NOF061 | Commercial | Solar*Rewards | Trade Secret | 2016 | 2016
20263-228838-01 | Xcel Energy | 85 | 13781 | IOU | 03495536 | 9.994 | Solar |  |  | Interconnected | Trade Secret | Trade | SOU | SOU072 | Residential | Solar*Rewards | Trade Secret | 2019 | 2020
20263-228838-01 | Xcel Energy | 85 | 13781 | IOU | 03132393 | 9.94 | Solar |  |  | Interconnected | Trade Secret | Trade | LAC | LAC062 | Residential | Solar*Rewards | Trade Secret | 2018 | 2018
20263-228838-01 | Xcel Energy | 85 | 13781 | IOU | 05408012 | 6.4 | Solar |  |  | Withdrawn | Trade Secret | Trade | TER | TER062 | Residential |  | Trade Secret | 2023
20263-228838-01 | Xcel Energy | 85 | 13781 | IOU | 05467296 | 3 | Solar |  |  | Active Application | Trade Secret | Trade | TER | TER062 | Residential |  | Trade Secret | 2023
20263-228838-01 | Xcel Energy | 85 | 13781 | IOU | 06188335 | 29.64 | Solar |  |  | Active Application | Trade Secret | Trade | MPK | MPK083 | Commercial |  | Trade Secret | 2025
20263-228838-01 | Xcel Energy | 85 | 13781 | IOU | 03132355 | 15.994 | Solar |  |  | Interconnected | Trade Secret | Trade | HUG | HUG321 | Residential | Solar*Rewards | Trade Secret | 2018 | 2018
20263-228838-01 | Xcel Energy | 85 | 13781 | IOU | 04414573 | 6.38 | Solar |  |  | Interconnected | Trade Secret | Trade | HAS | HAS021 | Residential | Solar*Rewards | Trade Secret | 2021 | 2021
20263-228838-01 | Xcel Energy | 85 | 13781 | IOU | OID4021043 | 25 | Solar |  |  | Withdrawn | Trade Secret | Trade | BTF | BTF021 | Commercial | Solar*Rewards | Trade Secret | 2019
20263-228838-01 | Xcel Energy | 85 | 13781 | IOU | 03476855 | 25 | Solar |  |  | Interconnected | Trade Secret | Trade | BTF | BTF021 | Commercial | Solar*Rewards | Trade Secret | 2019 | 2020
20263-228838-01 | Xcel Energy | 85 | 13781 | IOU | 05559675 | 5.985 | Solar |  |  | Interconnected | Trade Secret | Trade | REW | REW032 | Residential | Solar*Rewards | Trade Secret | 2023 | 2023
20263-228838-01 | Xcel Energy | 85 | 13781 | IOU | 03131262 | 9.94 | Solar |  |  | Interconnected | Trade Secret | Trade | HUG | HUG321 | Residential | Solar*Rewards | Trade Secret | 2016 | 2017
20263-228838-01 | Xcel Energy | 85 | 13781 | IOU | 06035190 | 11.5 | Storage |  |  | Interconnected | Trade Secret | Trade | HUG | HUG321 | Residential |  | Trade Secret | 2025 | 2025
20263-228838-01 | Xcel Energy | 85 | 13781 | IOU | 03133457 | 3 | Solar |  |  | Interconnected | Trade Secret | Trade | WES | WES074 | Residential | Solar*Rewards | Trade Secret | 2011 | 2011
20263-228838-01 | Xcel Energy | 85 | 13781 | IOU | 05945849 | 4.175 | Solar |  |  | Withdrawn | Trade Secret | Trade | TER | TER063 | Residential | Solar*Rewards | Trade Secret | 2024
20263-228838-01 | Xcel Energy | 85 | 13781 | IOU | 05947437 | 4.175 | Solar |  |  | Interconnected | Trade Secret | Trade | TER | TER063 | Residential | Solar*Rewards | Trade Secret | 2024 | 2024
20263-228838-01 | Xcel Energy | 85 | 13781 | IOU | 05810379 | 3.416 | Solar |  |  | Withdrawn | Trade Secret | Trade | TER | TER063 | Residential | Solar*Rewards | Trade Secret | 2024
20263-228838-01 | Xcel Energy | 85 | 13781 | IOU | 03129984 | 120 | Solar |  |  | Interconnected | Trade Secret | Trade | WSG | WSG361 | Commercial |  | Trade Secret | 2018 | 2019
20263-228838-01 | Xcel Energy | 85 | 13781 | IOU | 04318758 | 5.8 | Solar |  |  | Interconnected | Trade Secret | Trade | ALD | ALD088 | Residential | Solar*Rewards | Trade Secret | 2021 | 2021
20263-228838-01 | Xcel Energy | 85 | 13781 | IOU | 05346198 | 2.32 | Solar |  |  | Interconnected | Trade Secret | Trade | MEL | MEL088 | Residential |  | Trade Secret | 2022 | 2023
20263-228838-01 | Xcel Energy | 85 | 13781 | IOU | 04617832 | 7.54 | Solar |  |  | Interconnected | Trade Secret | Trade | VMR | VMR062 | Residential |  | Trade Secret | 2021 | 2021
20263-228838-01 | Xcel Energy | 85 | 13781 | IOU | 04229179 | 4.64 | Solar |  |  | Interconnected | Trade Secret | Trade | WIL | WIL061 | Residential | Solar*Rewards | Trade Secret | 2021 | 2021
20263-228838-01 | Xcel Energy | 85 | 13781 | IOU | 04971549 | 6.4 | Solar |  |  | Interconnected | Trade Secret | Trade | WWK | WWK321 | Residential | Solar*Rewards | Trade Secret | 2022 | 2023
20263-228838-01 | Xcel Energy | 85 | 13781 | IOU | 05974468 | 14.3 | Solar |  |  | Withdrawn | Trade Secret | Trade | WEH | WEH021 | Residential |  | Trade Secret | 2024
20263-228838-01 | Xcel Energy | 85 | 13781 | IOU | 03130891 | 750 | Other |  |  | Interconnected | Trade Secret | Trade | FIC | FIC031 | Commercial |  | Trade Secret | 2008 | 2009
20263-228838-01 | Xcel Energy | 85 | 13781 | IOU | 05698059 | 3.774 | Solar |  |  | Interconnected | Trade Secret | Trade | PKL | PKL066 | Residential |  | Trade Secret | 2024 | 2024
20263-228838-01 | Xcel Energy | 85 | 13781 | IOU | 03131302 | 3.8 | Solar |  |  | Interconnected | Trade Secret | Trade | SCA | SCA021 | Residential | Solar*Rewards | Trade Secret | 2016 | 2017
20263-228838-01 | Xcel Energy | 85 | 13781 | IOU | 05559848 | 5.67 | Solar |  |  | Interconnected | Trade Secret | Trade | HUG | HUG322 | Residential |  | Trade Secret | 2023 | 2023
20263-228838-01 | Xcel Energy | 85 | 13781 | IOU | 04974646 | 5.364 | Solar |  |  | Interconnected | Trade Secret | Trade | TWL | TWL071 | Residential |  | Trade Secret | 2022 | 2022
20263-228838-01 |  |  |  |  | OID2067161 |  | Solar |  |  | Withdrawn | Trade Secret | Trade | SAV | SAV069 | Residential | Solar*Rewards |  | 2014
20263-228838-01 | Xcel Energy | 85 | 13781 | IOU | OID2067162 | 6 | Solar |  |  | Withdrawn | Trade Secret | Trade | SAV | SAV069 | Residential | Solar*Rewards | Trade Secret | 2014
20263-228838-01 | Xcel Energy | 85 | 13781 | IOU | 03958981 | 9.994 | Solar |  |  | Interconnected | Trade Secret | Trade | SAV | SAV069 | Residential | Solar*Rewards | Trade Secret | 2020 | 2020
20263-228838-01 | Xcel Energy | 85 | 13781 | IOU | 03509566 | 5 | Solar |  |  | Interconnected | Trade Secret | Trade | WIL | WIL063 | Residential | Solar*Rewards | Trade Secret | 2019 | 2020
20263-228838-01 | Xcel Energy | 85 | 13781 | IOU | OID4026540 | 3.747 | Solar |  |  | Withdrawn | Trade Secret | Trade |  |  | Residential | Solar*Rewards | Trade Secret | 2019
20263-228838-01 | Xcel Energy | 85 | 13781 | IOU | 04860899 | 3.747 | Solar |  |  | Interconnected | Trade Secret | Trade | WES | WES061 | Residential |  | Trade Secret | 2022 | 2022
20263-228838-01 | Xcel Energy | 85 | 13781 | IOU | 03129821 | 39.998 | Solar |  |  | Interconnected | Trade Secret | Trade | BRP | BRP062 | Commercial |  | Trade Secret | 2018 | 2019
20263-228838-01 | Xcel Energy | 85 | 13781 | IOU | 05488452 | 4.537 | Solar |  |  | Active Application | Trade Secret | Trade | SOU | SOU082 | Residential | Solar*Rewards | Trade Secret | 2023
20263-228838-01 | Xcel Energy | 85 | 13781 | IOU | 05445503 | 160 | Solar |  |  | Interconnected | Trade Secret | Trade | RLK | RLK079 | Commercial |  | Trade Secret | 2023 | 2024
20263-228838-01 | Xcel Energy | 85 | 13781 | IOU | 06249422 | 5.76 | Solar |  |  | Active Application | Trade Secret | Trade | TWL | TWL063 | Residential |  | Trade Secret | 2025
20263-228838-01 | Xcel Energy | 85 | 13781 | IOU | SRO21891 | 15.265 | Solar |  |  | Withdrawn | Trade Secret | Trade | GVW | GVW021 | Commercial | Solar*Rewards | Trade Secret | 2012
20263-228838-01 | Xcel Energy | 85 | 13781 | IOU | 05755832 | 8.832 | Solar |  |  | Interconnected | Trade Secret | Trade | ECK | ECK061 | Residential |  | Trade Secret | 2024 | 2024
20263-228838-01 | Xcel Energy | 85 | 13781 | IOU | 05217220 | 7.68 | Solar |  |  | Interconnected | Trade Secret | Trade | CTR | CTR021 | Residential |  | Trade Secret | 2022 | 2022
20263-228838-01 | Xcel Energy | 85 | 13781 | IOU | 03133356 | 5.13 | Solar |  |  | Interconnected | Trade Secret | Trade | GVW | GVW032 | Commercial | Solar*Rewards | Trade Secret | 2011 | 2012
20263-228838-01 | Xcel Energy | 85 | 13781 | IOU | 06217579 | 4.935 | Solar |  |  | Interconnected | Trade Secret | Trade | MOL | MOL068 | Residential |  | Trade Secret | 2025 | 2025
20263-228838-01 | Xcel Energy | 85 | 13781 | IOU | 04254341 | 210 | Solar |  |  | Active Application | Trade Secret | Trade | MPK | MPK075 | Commercial |  | Trade Secret | 2020
20263-228838-01 | Xcel Energy | 85 | 13781 | IOU | 03739357 | 7.616 | Solar |  |  | Interconnected | Trade Secret | Trade | IDA | IDA072 | Residential | Solar*Rewards | Trade Secret | 2020 | 2020
20263-228838-01 | Xcel Energy | 85 | 13781 | IOU | 03134119 | 7 | Solar |  |  | Interconnected | Trade Secret | Trade | IDA | IDA064 | Residential | Made in Minnesota | Trade Secret | 2014 | 2014
20263-228838-01 | Xcel Energy | 85 | 13781 | IOU | 06018255 | 18.332 | Solar |  | X | Interconnected | Trade Secret | Trade | APA | APA077 | Residential | Solar*Rewards | Trade Secret | 2024 | 2025
20263-228838-01 | Xcel Energy | 85 | 13781 | IOU | 05562335 | 22.6 | Solar |  | X | Interconnected | Trade Secret | Trade | GRC | GRC312 | Residential | Solar*Rewards | Trade Secret | 2023 | 2024
20263-228838-01 | Xcel Energy | 85 | 13781 | IOU | 06245089 | 6.282 | Solar |  |  | Active Application | Trade Secret | Trade | SLP | SLP085 | Residential |  | Trade Secret | 2025
20263-228838-01 | Xcel Energy | 85 | 13781 | IOU | OID3626053 | 11.425 | Solar |  | X | Withdrawn | Trade Secret | Trade | ALD | ALD072 | Residential | Solar*Rewards | Trade Secret | 2018
20263-228838-01 | Xcel Energy | 85 | 13781 | IOU | 04186181 | 11.39 | Solar |  |  | Interconnected | Trade Secret | Trade | ALD | ALD072 | Residential | Solar*Rewards | Trade Secret | 2020 | 2021
20263-228838-01 | Xcel Energy | 85 | 13781 | IOU | 04879415 | 6.09 | Solar |  |  | Active Application | Trade Secret | Trade | TWL | TWL081 | Residential | Solar*Rewards | Trade Secret | 2022
20263-228838-01 | Xcel Energy | 85 | 13781 | IOU | 05488240 | 5.933 | Solar |  |  | Active Application | Trade Secret | Trade | SOU | SOU082 | Residential | Solar*Rewards | Trade Secret | 2023
20263-228838-01 | Xcel Energy | 85 | 13781 | IOU | 03133002 | 7.616 | Solar |  |  | Interconnected | Trade Secret | Trade | WIL | WIL062 | Residential | Solar*Rewards | Trade Secret | 2018 | 2019
20263-228838-01 | Xcel Energy | 85 | 13781 | IOU | 05446169 | 6.631 | Solar |  |  | Interconnected | Trade Secret | Trade | LEX | LEX071 | Residential | Solar*Rewards | Trade Secret | 2023 | 2023
20263-228838-01 | Xcel Energy | 85 | 13781 | IOU | 05274955 | 6.631 | Solar |  |  | Withdrawn | Trade Secret | Trade | LEX | LEX071 | Residential |  | Trade Secret | 2022
20263-228838-01 | Xcel Energy | 85 | 13781 | IOU | 06116313 | 5.584 | Solar |  |  | Interconnected | Trade Secret | Trade | DPN | DPN061 | Residential | Solar*Rewards | Trade Secret | 2025 | 2025
20263-228838-01 | Xcel Energy | 85 | 13781 | IOU | 05948500 | 14.7 | Solar |  |  | Interconnected | Trade Secret | Trade | SLP | SLP082 | Residential | Solar*Rewards | Trade Secret | 2024 | 2024
20263-228838-01 | Xcel Energy | 85 | 13781 | IOU | 03131126 | 23 | Other |  |  | Interconnected | Trade Secret | Trade | MTR | MTR021 | Commercial |  | Trade Secret | 2012 | 2012
20263-228838-01 | Xcel Energy | 85 | 13781 | IOU | 04243109 | 12.215 | Solar |  |  | Interconnected | Trade Secret | Trade | MPK | MPK087 | Commercial | Solar*Rewards | Trade Secret | 2021 | 2021
20263-228838-01 | Xcel Energy | 85 | 13781 | IOU | 05817479 | 5.052 | Solar |  |  | Interconnected | Trade Secret | Trade | MOL | MOL076 | Residential |  | Trade Secret | 2024 | 2025
20263-228838-01 | Xcel Energy | 85 | 13781 | IOU | 06022076 | 7.329 | Solar |  |  | Interconnected | Trade Secret | Trade | TWL | TWL075 | Residential | Solar*Rewards | Trade Secret | 2024 | 2025
20263-228838-01 | Xcel Energy | 85 | 13781 | IOU | 05777176 | 2.6 | Solar |  |  | Interconnected | Trade Secret | Trade | HYL | HYL073 | Residential | Solar*Rewards | Trade Secret | 2024 | 2024
20263-228838-01 | Xcel Energy | 85 | 13781 | IOU | 06231279 | 3.484 | Solar |  |  | Active Application | Trade Secret | Trade | RPL | RPL061 | Residential |  | Trade Secret | 2025
20263-228838-01 | Xcel Energy | 85 | 13781 | IOU | 03133260 | 3.04 | Solar |  |  | Interconnected | Trade Secret | Trade | MPK | MPK068 | Residential | Solar*Rewards | Trade Secret | 2010 | 2010
20263-228838-01 |  |  |  |  | 06236652 |  | Storage |  |  | Active Application | Trade Secret | Trade | MPK | MPK068 | Residential |  |  | 2025
20263-228838-01 | Xcel Energy | 85 | 13781 | IOU | 05433085 | 4.55 | Solar |  |  | Interconnected | Trade Secret | Trade | MPK | MPK068 | Residential | Solar*Rewards | Trade Secret | 2023 | 2023
20263-228838-01 | Xcel Energy | 85 | 13781 | IOU | 03131713 | 9.94 | Solar |  |  | Interconnected | Trade Secret | Trade | CTF | CTF021 | Residential | Made in Minnesota | Trade Secret | 2017 | 2018
20263-228838-01 | Xcel Energy | 85 | 13781 | IOU | 05551476 | 6.4 | Solar |  |  | Interconnected | Trade Secret | Trade | ECK | ECK061 | Residential | Solar*Rewards | Trade Secret | 2023 | 2023
20263-228838-01 | Xcel Energy | 85 | 13781 | IOU | 03129809 | 11.241 | Solar |  |  | Interconnected | Trade Secret | Trade | PRR | PRR063 | Commercial | Solar*Rewards | Trade Secret | 2017 | 2018
20263-228838-01 | Xcel Energy | 85 | 13781 | IOU | 03130006 | 3.12 | Solar |  |  | Interconnected | Trade Secret | Trade | RLK | RLK069 | Residential | Solar*Rewards | Trade Secret | 2018 | 2019
20263-228838-01 | Xcel Energy | 85 | 13781 | IOU | 05814774 | 4.188 | Solar |  |  | Interconnected | Trade Secret | Trade | RLK | RLK069 | Residential |  | Trade Secret | 2024 | 2024
20263-228838-01 | Xcel Energy | 85 | 13781 | IOU | 05829906 | 280 | Solar |  |  | Interconnected | Trade Secret | Trade | OAD | OAD075 | Commercial |  | Trade Secret | 2024 | 2024
20263-228838-01 | Xcel Energy | 85 | 13781 | IOU | 05421506 | 4.06 | Solar |  |  | Interconnected | Trade Secret | Trade | HWW | HWW072 | Residential | Solar*Rewards | Trade Secret | 2023 | 2023
20263-228838-01 | Xcel Energy | 85 | 13781 | IOU | 03130598 | 6 | Solar |  |  | Interconnected | Trade Secret | Trade | RPL | RPL064 | Residential | Made in Minnesota | Trade Secret | 2016 | 2016
20263-228838-01 | Xcel Energy | 85 | 13781 | IOU | 03131614 | 7.095 | Solar |  |  | Interconnected | Trade Secret | Trade | RAM | RAM062 | Residential | Made in Minnesota | Trade Secret | 2017 | 2018
20263-228838-01 | Xcel Energy | 85 | 13781 | IOU | 03134039 | 8.16 | Solar |  |  | Interconnected | Trade Secret | Trade | RAM | RAM062 | Residential | Solar*Rewards | Trade Secret | 2014 | 2015
20263-228838-01 | Xcel Energy | 85 | 13781 | IOU | 06018456 | 38.595 | Storage |  |  | Interconnected | Trade Secret | Trade | RAM | RAM062 | Residential |  | Trade Secret | 2024 | 2025
20263-228838-01 | Xcel Energy | 85 | 13781 | IOU | 03647134 | 3.19 | Solar |  |  | Interconnected | Trade Secret | Trade | DBL | DBL065 | Residential | Solar*Rewards | Trade Secret | 2020 | 2020
20263-228838-01 | Xcel Energy | 85 | 13781 | IOU | 05844828 | 3.747 | Solar |  |  | Interconnected | Trade Secret | Trade | UPP | UPP084 | Residential |  | Trade Secret | 2024 | 2024
20263-228838-01 | Xcel Energy | 85 | 13781 | IOU | 05835842 | 12.6 | Solar |  |  | Interconnected | Trade Secret | Trade | PKL | PKL085 | Residential | Solar*Rewards | Trade Secret | 2024 | 2024
20263-228838-01 |  |  |  |  | OID2266671 |  | Solar |  |  | Withdrawn | Trade Secret | Trade | ECK | ECK341 | Residential | Solar*Rewards |  | 2015
20263-228838-01 | Xcel Energy | 85 | 13781 | IOU | 03131530 | 3 | Solar |  |  | Interconnected | Trade Secret | Trade | RPL | RPL061 | Residential | Made in Minnesota | Trade Secret | 2017 | 2017
20263-228838-01 | Xcel Energy | 85 | 13781 | IOU | 03804226 | 6.282 | Solar |  |  | Interconnected | Trade Secret | Trade | SOU | SOU079 | Residential | Solar*Rewards | Trade Secret | 2020 | 2020
20263-228838-01 | Xcel Energy | 85 | 13781 | IOU | 05823910 | 9.994 | Solar |  |  | Interconnected | Trade Secret | Trade | CNC | CNC071 | Residential |  | Trade Secret | 2024 | 2025
20263-228838-01 | Xcel Energy | 85 | 13781 | IOU | 05711731 | 6.615 | Solar |  |  | Interconnected | Trade Secret | Trade | AFT | AFT315 | Residential | Solar*Rewards | Trade Secret | 2024 | 2024
20263-228838-01 | Xcel Energy | 85 | 13781 | IOU | 05601621 | 6.615 | Solar |  | X | Withdrawn | Trade Secret | Trade | AFT | AFT315 | Residential | Solar*Rewards | Trade Secret | 2023
20263-228838-01 | Xcel Energy | 85 | 13781 | IOU | 06018027 | 11.615 | Storage |  |  | Withdrawn | Trade Secret | Trade | AFT | AFT315 | Residential |  | Trade Secret | 2024
20263-228838-01 | Xcel Energy | 85 | 13781 | IOU | 04438772 | 5.22 | Solar |  |  | Interconnected | Trade Secret | Trade | SOU | SOU073 | Residential | Solar*Rewards | Trade Secret | 2021 | 2021
20263-228838-01 | Xcel Energy | 85 | 13781 | IOU | 05367702 | 14.309 | Solar |  |  | Interconnected | Trade Secret | Trade | GSL | GSL061 | Residential | Solar*Rewards | Trade Secret | 2023 | 2023
20263-228838-01 | Xcel Energy | 85 | 13781 | IOU | 05864034 | 4.64 | Solar |  |  | Interconnected | Trade Secret | Trade | SOU | SOU069 | Residential | Solar*Rewards | Trade Secret | 2024 | 2024
20263-228838-01 | Xcel Energy | 85 | 13781 | IOU | OID2920427 | 19.999 | Solar |  |  | Withdrawn | Trade Secret | Trade | APA | APA077 | Commercial | Solar*Rewards | Trade Secret | 2017
20263-228838-01 | Xcel Energy | 85 | 13781 | IOU | 04809027 | 3.836 | Solar |  |  | Interconnected | Trade Secret | Trade | CHE | CHE076 | Residential | Solar*Rewards | Trade Secret | 2022 | 2022
20263-228838-01 | Xcel Energy | 85 | 13781 | IOU | 03133988 | 7.63 | Solar |  |  | Interconnected | Trade Secret | Trade | REW | REW023 | Residential | Solar*Rewards | Trade Secret | 2014 | 2015
20263-228838-01 | Xcel Energy | 85 | 13781 | IOU | 05806687 | 50 | Solar |  |  | Interconnected | Trade Secret | Trade | SOU | SOU086 | Commercial |  | Trade Secret | 2024 | 2024
20263-228838-01 | Xcel Energy | 85 | 13781 | IOU | 03134072 | 36 | Solar |  |  | Interconnected | Trade Secret | Trade | DPN | DPN072 | Commercial | Made in Minnesota | Trade Secret | 2014 | 2014
20263-228838-01 |  |  |  |  | OID3723447 |  | Solar |  |  | Withdrawn | Trade Secret | Trade | LOW | LOW021 | Residential | Solar*Rewards |  | 2019
20263-228838-01 | Xcel Energy | 85 | 13781 | IOU | OID3723448 | 12 | Solar |  |  | Withdrawn | Trade Secret | Trade | LOW | LOW021 | Residential | Solar*Rewards | Trade Secret | 2019
20263-228838-01 | Xcel Energy | 85 | 13781 | IOU | 03322413 | 12 | Solar |  |  | Interconnected | Trade Secret | Trade | LOW | LOW021 | Residential | Solar*Rewards | Trade Secret | 2019 | 2021
20263-228838-01 | Xcel Energy | 85 | 13781 | IOU | 05568573 | 4 | Solar |  |  | Active Application | Trade Secret | Trade | SOU | SOU083 | Residential |  | Trade Secret | 2023
20263-228838-01 | Xcel Energy | 85 | 13781 | IOU | 03134136 | 9 | Solar |  |  | Interconnected | Trade Secret | Trade | PAT | PAT312 | Residential | Made in Minnesota | Trade Secret | 2014 | 2014
20263-228838-01 | Xcel Energy | 85 | 13781 | IOU | 04354110 | 6 | Solar |  |  | Interconnected | Trade Secret | Trade | REW | REW021 | Residential |  | Trade Secret | 2021 | 2021
20263-228838-01 | Xcel Energy | 85 | 13781 | IOU | 05239044 | 5.8 | Solar |  |  | Withdrawn | Trade Secret | Trade | NOF | NOF061 | Residential |  | Trade Secret | 2022
20263-228838-01 | Xcel Energy | 85 | 13781 | IOU | 05365877 | 5.8 | Solar |  |  | Active Application | Trade Secret | Trade | NOF | NOF061 | Residential | Solar*Rewards | Trade Secret | 2023
20263-228838-01 | Xcel Energy | 85 | 13781 | IOU | 05239454 | 5.8 | Solar |  |  | Active Application | Trade Secret | Trade | NOF | NOF061 | Residential | Solar*Rewards | Trade Secret | 2022
20263-228838-01 | Xcel Energy | 85 | 13781 | IOU | 03133573 | 4.73 | Solar |  |  | Interconnected | Trade Secret | Trade | RAM | RAM077 | Residential | Solar*Rewards | Trade Secret | 2011 | 2012
20263-228838-01 | Xcel Energy | 85 | 13781 | IOU | 03134798 | 10.01 | Solar |  |  | Interconnected | Trade Secret | Trade | OPK | OPK073 | Residential | Solar*Rewards | Trade Secret | 2016 | 2016
20263-228838-01 | Xcel Energy | 85 | 13781 | IOU | 03131658 | 9.5 | Solar |  |  | Interconnected | Trade Secret | Trade | WAB | WAB021 | Residential | Made in Minnesota | Trade Secret | 2017 | 2017
20263-228838-01 | Xcel Energy | 85 | 13781 | IOU | 04107997 | 5.22 | Solar |  |  | Interconnected | Trade Secret | Trade | WDY | WDY312 | Residential | Solar*Rewards | Trade Secret | 2020 | 2021
20263-228838-01 | Xcel Energy | 85 | 13781 | IOU | 06242383 | 7.6 | Solar |  |  | Active Application | Trade Secret | Trade | SAK | SAK321 | Residential |  | Trade Secret | 2025
20263-228838-01 | Xcel Energy | 85 | 13781 | IOU | 06178600 | 3.774 | Solar |  |  | Active Application | Trade Secret | Trade | BRP | BRP073 | Residential | Solar*Rewards | Trade Secret | 2025
20263-228838-01 | Xcel Energy | 85 | 13781 | IOU | 05500309 | 3.19 | Solar |  |  | Withdrawn | Trade Secret | Trade | BRP | BRP073 | Residential |  | Trade Secret | 2023
20263-228838-01 | Xcel Energy | 85 | 13781 | IOU | 06136264 | 440 | Solar |  |  | Active Application | Trade Secret | Trade | RVA | RVA062 | Commercial |  | Trade Secret | 2025
20263-228838-01 | Xcel Energy | 85 | 13781 | IOU | 06155456 | 5.052 | Solar |  |  | Interconnected | Trade Secret | Trade | CTR | CTR031 | Residential | Solar*Rewards | Trade Secret | 2025 | 2025
20263-228838-01 | Xcel Energy | 85 | 13781 | IOU | 03133423 | 6 | Solar |  |  | Interconnected | Trade Secret | Trade | SLP | SLP092 | Residential | Solar*Rewards | Trade Secret | 2011 | 2011
20263-228838-01 | Xcel Energy | 85 | 13781 | IOU | 03134729 | 5 | Solar |  |  | Interconnected | Trade Secret | Trade | TER | TER083 | Residential | Solar*Rewards | Trade Secret | 2015 | 2016
20263-228838-01 | Xcel Energy | 85 | 13781 | IOU | 04068394 | 5.51 | Solar |  |  | Interconnected | Trade Secret | Trade | WES | WES074 | Residential | Solar*Rewards | Trade Secret | 2020 | 2020
20263-228838-01 | Xcel Energy | 85 | 13781 | IOU | 03135137 | 5 | Solar |  |  | Interconnected | Trade Secret | Trade | WES | WES064 | Commercial | Solar*Rewards | Trade Secret | 2016 | 2017
20263-228838-01 | Xcel Energy | 85 | 13781 | IOU | 04395441 | 13.05 | Solar |  |  | Interconnected | Trade Secret | Trade | CGR | CGR063 | Residential | Solar*Rewards | Trade Secret | 2021 | 2021
20263-228838-01 | Xcel Energy | 85 | 13781 | IOU | 05357164 | 6.046 | Solar |  |  | Interconnected | Trade Secret | Trade | CHE | CHE075 | Residential | Solar*Rewards | Trade Secret | 2023 | 2023
20263-228838-01 | Xcel Energy | 85 | 13781 | IOU | 03360394 | 7.616 | Solar |  |  | Interconnected | Trade Secret | Trade | DND | DND071 | Residential | Solar*Rewards | Trade Secret | 2019 | 2020
20263-228838-01 | Xcel Energy | 85 | 13781 | IOU | 05959383 | 5.052 | Solar |  |  | Withdrawn | Trade Secret | Trade | IDA | IDA061 | Residential |  | Trade Secret | 2024
20263-228838-01 | Xcel Energy | 85 | 13781 | IOU | 06006423 | 4.555 | Solar |  |  | Withdrawn | Trade Secret | Trade | IDA | IDA061 | Residential | Solar*Rewards | Trade Secret | 2024
20263-228838-01 | Xcel Energy | 85 | 13781 | IOU | 03131899 | 9.94 | Solar |  |  | Interconnected | Trade Secret | Trade | RMT | RMT321 | Residential | Made in Minnesota | Trade Secret | 2017 | 2017
20263-228838-01 | Xcel Energy | 85 | 13781 | IOU | 04420816 | 3.747 | Solar |  |  | Interconnected | Trade Secret | Trade | UPP | UPP066 | Residential | Solar*Rewards | Trade Secret | 2021 | 2021
20263-228838-01 | Xcel Energy | 85 | 13781 | IOU | 05558778 | 12.956 | Solar |  |  | Interconnected | Trade Secret | Trade | STY | STY065 | Residential |  | Trade Secret | 2023 | 2023
20263-228838-01 | Xcel Energy | 85 | 13781 | IOU | OID3944449 | 7.616 | Solar |  |  | Interconnected | Trade Secret | Trade | NOF | NOF071 | Residential | Solar*Rewards | Trade Secret | 2019 | 2020
20263-228838-01 |  |  |  |  | OID3944448 |  | Solar |  |  | Withdrawn | Trade Secret | Trade | NOF | NOF071 | Residential | Solar*Rewards |  | 2019
20263-228838-01 | Xcel Energy | 85 | 13781 | IOU | 03134514 | 40 | Solar |  |  | Interconnected | Trade Secret | Trade | WSG | WSG074 | Commercial | Made in Minnesota | Trade Secret | 2015 | 2015
20263-228838-01 | Xcel Energy | 85 | 13781 | IOU | SRO29611 | 34.2 | Solar |  |  | Withdrawn | Trade Secret | Trade | WSG | WSG074 | Commercial | Solar*Rewards | Trade Secret | 2013
20263-228838-01 | Xcel Energy | 85 | 13781 | IOU | OID2090193 | 18 | Solar |  |  | Withdrawn | Trade Secret | Trade | WSG | WSG074 | Commercial | Solar*Rewards | Trade Secret | 2014
20263-228838-01 | Xcel Energy | 85 | 13781 | IOU | OID2088316 | 18 | Solar |  |  | Withdrawn | Trade Secret | Trade | WSG | WSG074 | Commercial | Solar*Rewards | Trade Secret | 2014
20263-228838-01 | Xcel Energy | 85 | 13781 | IOU | 06012182 | 5.052 | Solar |  |  | Interconnected | Trade Secret | Trade | SAR | SAR021 | Residential | Solar*Rewards | Trade Secret | 2024 | 2025
20263-228838-01 | Xcel Energy | 85 | 13781 | IOU | 04852739 | 3.747 | Solar |  |  | Interconnected | Trade Secret | Trade | APA | APA075 | Residential |  | Trade Secret | 2022 | 2023
20263-228838-01 | Xcel Energy | 85 | 13781 | IOU | 05287693 | 5.76 | Solar |  |  | Interconnected | Trade Secret | Trade | APA | APA075 | Residential |  | Trade Secret | 2022 | 2023
20263-228838-01 | Xcel Energy | 85 | 13781 | IOU | 04044699 | 4.8 | Solar |  |  | Interconnected | Trade Secret | Trade | GRC | GRC062 | Residential | Solar*Rewards | Trade Secret | 2020 | 2021
20263-228838-01 | Xcel Energy | 85 | 13781 | IOU | OID2272051 | 10 | Solar |  |  | Withdrawn | Trade Secret | Trade | KAN | KAN031 | Residential | Made in Minnesota | Trade Secret | 2015
20263-228838-01 | Xcel Energy | 85 | 13781 | IOU | 03134335 | 10 | Solar |  |  | Interconnected | Trade Secret | Trade | KAN | KAN031 | Residential | Made in Minnesota | Trade Secret | 2015 | 2015
20263-228838-01 | Xcel Energy | 85 | 13781 | IOU | 04926138 | 9.994 | Solar |  |  | Active Application | Trade Secret | Trade | APA | APA073 | Residential |  | Trade Secret | 2022
20263-228838-01 | Xcel Energy | 85 | 13781 | IOU | 05416354 | 7.83 | Solar |  |  | Interconnected | Trade Secret | Trade | WCR | WCR322 | Residential |  | Trade Secret | 2023 | 2023
20263-228838-01 | Xcel Energy | 85 | 13781 | IOU | 06018127 | 18.745 | Solar |  | X | Interconnected | Trade Secret | Trade | RPL | RPL063 | Residential |  | Trade Secret | 2024 | 2025
20263-228838-01 | Xcel Energy | 85 | 13781 | IOU | 05487023 | 5.67 | Solar |  |  | Withdrawn | Trade Secret | Trade | RPL | RPL063 | Residential | Solar*Rewards | Trade Secret | 2023
20263-228838-01 | Xcel Energy | 85 | 13781 | IOU | 06017907 | 5.67 | Solar |  |  | Withdrawn | Trade Secret | Trade | RPL | RPL063 | Residential | Solar*Rewards | Trade Secret | 2024
20263-228838-01 | Xcel Energy | 85 | 13781 | IOU | 04407723 | 5.8 | Solar |  | X | Interconnected | Trade Secret | Trade | LAB | LAB311 | Residential | Solar*Rewards | Trade Secret | 2021 | 2021
20263-228838-01 | Xcel Energy | 85 | 13781 | IOU | 03133566 | 6.665 | Solar |  |  | Interconnected | Trade Secret | Trade | WES | WES073 | Residential | Solar*Rewards | Trade Secret | 2011 | 2012
20263-228838-01 | Xcel Energy | 85 | 13781 | IOU | 04836030 | 3.84 | Storage |  |  | Interconnected | Trade Secret | Trade | WES | WES073 | Residential |  | Trade Secret | 2022 | 2022
20263-228838-01 | Xcel Energy | 85 | 13781 | IOU | 05173005 | 16.665 | Storage |  |  | Interconnected | Trade Secret | Trade | WES | WES073 | Residential |  | Trade Secret | 2022 | 2022
20263-228838-01 | Xcel Energy | 85 | 13781 | IOU | 06110940 | 6.56 | Solar |  |  | Interconnected | Trade Secret | Trade | TLK | TLK061 | Residential | Solar*Rewards | Trade Secret | 2025 | 2025
20263-228838-01 | Xcel Energy | 85 | 13781 | IOU | 05357174 | 9.074 | Solar |  |  | Interconnected | Trade Secret | Trade | LLK | LLK061 | Residential | Solar*Rewards | Trade Secret | 2023 | 2023
20263-228838-01 | Xcel Energy | 85 | 13781 | IOU | 05170356 | 10.819 | Solar |  |  | Interconnected | Trade Secret | Trade | GNL | GNL062 | Residential |  | Trade Secret | 2022 | 2024
20263-228838-01 | Xcel Energy | 85 | 13781 | IOU | 06186095 | 4.645 | Solar |  |  | Active Application | Trade Secret | Trade | WCR | WCR063 | Residential |  | Trade Secret | 2025
20263-228838-01 | Xcel Energy | 85 | 13781 | IOU | 04382283 | 7.54 | Solar |  |  | Interconnected | Trade Secret | Trade | CEL | CEL066 | Residential | Solar*Rewards | Trade Secret | 2021 | 2021
20263-228838-01 | Xcel Energy | 85 | 13781 | IOU | 05429378 | 7.678 | Solar |  |  | Interconnected | Trade Secret | Trade | WDY | WDY311 | Residential | Solar*Rewards | Trade Secret | 2023 | 2024
20263-228838-01 | Xcel Energy | 85 | 13781 | IOU | 05234445 | 7.616 | Solar |  |  | Interconnected | Trade Secret | Trade | ECK | ECK342 | Residential |  | Trade Secret | 2022 | 2022
20263-228838-01 | Xcel Energy | 85 | 13781 | IOU | 04427582 | 4.64 | Solar |  |  | Interconnected | Trade Secret | Trade | MND | MND071 | Residential | Solar*Rewards | Trade Secret | 2021 | 2021
20263-228838-01 | Xcel Energy | 85 | 13781 | IOU | 04794206 | 39.6 | Solar |  |  | Interconnected | Trade Secret | Trade | SMT | SMT082 | Commercial | Solar*Rewards | Trade Secret | 2022 | 2022
20263-228838-01 | Xcel Energy | 85 | 13781 | IOU | 05452425 | 10.44 | Solar |  |  | Interconnected | Trade Secret | Trade | AHI | AHI063 | Residential |  | Trade Secret | 2023 | 2023
20263-228838-01 | Xcel Energy | 85 | 13781 | IOU | 05987190 | 9.489 | Solar |  |  | Interconnected | Trade Secret | Trade | LIN | LIN022 | Residential | Solar*Rewards | Trade Secret | 2024 | 2025
20263-228838-01 |  |  |  |  | OID2630933 |  | Solar |  |  | Withdrawn | Trade Secret | Trade | AFT | AFT322 | Residential | Solar*Rewards |  | 2016
20263-228838-01 | Xcel Energy | 85 | 13781 | IOU | 03135019 | 9.8 | Solar |  |  | Interconnected | Trade Secret | Trade | AFT | AFT322 | Residential | Solar*Rewards | Trade Secret | 2016 | 2016
20263-228838-01 |  |  |  |  | 04528037 |  | Solar |  |  | Active Application | Trade Secret | Trade | AFT | AFT322 | Residential | Solar*Rewards |  | 2021
20263-228838-01 | Xcel Energy | 85 | 13781 | IOU | 06225417 | 5.806 | Solar |  |  | Interconnected | Trade Secret | Trade | WCR | WCR063 | Residential |  | Trade Secret | 2025 | 2026
20263-228838-01 | Xcel Energy | 85 | 13781 | IOU | 04793638 | 15.232 | Solar |  |  | Interconnected | Trade Secret | Trade | IDA | IDA064 | Residential | Solar*Rewards | Trade Secret | 2022 | 2022
20263-228838-01 | Xcel Energy | 85 | 13781 | IOU | 03135107 | 6 | Solar |  |  | Interconnected | Trade Secret | Trade | OPK | OPK073 | Residential | Solar*Rewards | Trade Secret | 2016 | 2016
20263-228838-01 | Xcel Energy | 85 | 13781 | IOU | OID3908480 | 3.747 | Solar |  |  | Withdrawn | Trade Secret | Trade | MST | MST066 | Residential | Solar*Rewards | Trade Secret | 2019
20263-228838-01 | Xcel Energy | 85 | 13781 | IOU | OID3617879 | 7.625 | Solar |  | X | Withdrawn | Trade Secret | Trade | CEL | CEL064 | Residential | Solar*Rewards | Trade Secret | 2018
20263-228838-01 |  |  |  |  | OID3617878 |  | Solar |  |  | Withdrawn | Trade Secret | Trade | CEL | CEL064 | Residential | Solar*Rewards |  | 2018
20263-228838-01 | Xcel Energy | 85 | 13781 | IOU | 03129628 | 7.63 | Solar |  |  | Interconnected | Trade Secret | Trade | CEL | CEL064 | Residential | Solar*Rewards | Trade Secret | 2018 | 2019
20263-228838-01 | Xcel Energy | 85 | 13781 | IOU | 04057375 | 99.95 | Solar |  |  | Interconnected | Trade Secret | Trade | MEL | MEL068 | Commercial |  | Trade Secret | 2020 | 2021
20263-228838-01 | Xcel Energy | 85 | 13781 | IOU | 04057231 | 100 | Solar |  |  | Active Application | Trade Secret | Trade | MEL | MEL068 | Commercial | Solar*Rewards | Trade Secret | 2020
20263-228838-01 | Xcel Energy | 85 | 13781 | IOU | 03133316 | 13.8 | Solar |  |  | Interconnected | Trade Secret | Trade | HUG | HUG321 | Commercial | Solar*Rewards | Trade Secret | 2010 | 2011
20263-228838-01 | Xcel Energy | 85 | 13781 | IOU | 03503925 | 3.6 | Solar |  |  | Interconnected | Trade Secret | Trade | MPK | MPK071 | Residential | Solar*Rewards | Trade Secret | 2019 | 2020
20263-228838-01 | Xcel Energy | 85 | 13781 | IOU | 04967375 | 8.41 | Solar |  |  | Withdrawn | Trade Secret | Trade | NOF | NOF061 | Residential |  | Trade Secret | 2022
20263-228838-01 | Xcel Energy | 85 | 13781 | IOU | 03133193 | 9.995 | Solar |  |  | Interconnected | Trade Secret | Trade | RPL | RPL061 | Residential | Solar*Rewards | Trade Secret | 2010 | 2010
20263-228838-01 | Xcel Energy | 85 | 13781 | IOU | 03133642 | 9.995 | Solar |  |  | Interconnected | Trade Secret | Trade | RPL | RPL061 | Residential | Solar*Rewards | Trade Secret | 2012 | 2010
20263-228838-01 | Xcel Energy | 85 | 13781 | IOU | 06277909 | 33 | Storage |  |  | Active Application | Trade Secret | Trade | RPL | RPL061 | Residential |  | Trade Secret | 2025
20263-228838-01 | Xcel Energy | 85 | 13781 | IOU | 03999613 | 5 | Solar |  |  | Interconnected | Trade Secret | Trade | DBL | DBL081 | Residential | Solar*Rewards | Trade Secret | 2020 | 2021
20263-228838-01 | Xcel Energy | 85 | 13781 | IOU | 03130841 | 1 | Solar |  |  | Interconnected | Trade Secret | Trade | BRO | BRO021 | Commercial |  | Trade Secret | 1996 | 1996
20263-228838-01 | Xcel Energy | 85 | 13781 | IOU | 05579258 | 2.835 | Solar |  |  | Active Application | Trade Secret | Trade | OAD | OAD061 | Residential | Solar*Rewards | Trade Secret | 2023
20263-228838-01 | Xcel Energy | 85 | 13781 | IOU | 05712151 | 2.835 | Solar |  |  | Interconnected | Trade Secret | Trade | OAD | OAD061 | Residential | Solar*Rewards | Trade Secret | 2024 | 2024
20263-228838-01 | Xcel Energy | 85 | 13781 | IOU | 04091337 | 6 | Solar |  |  | Active Application | Trade Secret | Trade | KAN | KAN022 | Residential | Solar*Rewards | Trade Secret | 2020
20263-228838-01 | Xcel Energy | 85 | 13781 | IOU | 03130520 | 11.39 | Solar |  |  | Interconnected | Trade Secret | Trade | LAB | LAB312 | Residential | Solar*Rewards | Trade Secret | 2018 | 2019
20263-228838-01 | Xcel Energy | 85 | 13781 | IOU | 06226175 | 8.027 | Solar |  |  | Interconnected | Trade Secret | Trade | RAM | RAM064 | Residential |  | Trade Secret | 2025 | 2025
20263-228838-01 | Xcel Energy | 85 | 13781 | IOU | 04431687 | 6.028 | Solar |  |  | Interconnected | Trade Secret | Trade | AFT | AFT322 | Residential |  | Trade Secret | 2021 | 2021
20263-228838-01 | Xcel Energy | 85 | 13781 | IOU | 05466569 | 2.205 | Solar |  |  | Withdrawn | Trade Secret | Trade | SLP | SLP082 | Residential | Solar*Rewards | Trade Secret | 2023
20263-228838-01 | Xcel Energy | 85 | 13781 | IOU | 05476134 | 4.41 | Solar |  |  | Interconnected | Trade Secret | Trade | SLP | SLP082 | Residential |  | Trade Secret | 2023 | 2023
20263-228838-01 | Xcel Energy | 85 | 13781 | IOU | 04455847 | 5.22 | Solar |  |  | Active Application | Trade Secret | Trade | WES | WES076 | Residential | Solar*Rewards | Trade Secret | 2021
20263-228838-01 | Xcel Energy | 85 | 13781 | IOU | 04535263 | 5.22 | Solar |  |  | Interconnected | Trade Secret | Trade | WES | WES076 | Residential |  | Trade Secret | 2021 | 2021
20263-228838-01 | Xcel Energy | 85 | 13781 | IOU | 04053022 | 4.64 | Solar |  |  | Interconnected | Trade Secret | Trade | SOU | SOU076 | Residential | Solar*Rewards | Trade Secret | 2020 | 2021
20263-228838-01 | Xcel Energy | 85 | 13781 | IOU | 03408928 | 19.72 | Solar |  |  | Interconnected | Trade Secret | Trade | WCS | WCS064 | Commercial | Solar*Rewards | Trade Secret | 2019 | 2020
20263-228838-01 |  |  |  |  | OID3787290 |  | Solar |  |  | Withdrawn | Trade Secret | Trade | CTR | CTR021 | Residential | Solar*Rewards |  | 2019
20263-228838-01 | Xcel Energy | 85 | 13781 | IOU | OID3787291 | 6 | Solar |  |  | Withdrawn | Trade Secret | Trade | CTR | CTR021 | Residential | Solar*Rewards | Trade Secret | 2019
20263-228838-01 | Xcel Energy | 85 | 13781 | IOU | 03134058 | 6 | Solar |  |  | Interconnected | Trade Secret | Trade | CTR | CTR021 | Residential | Solar*Rewards | Trade Secret | 2014 | 2014
20263-228838-01 | Xcel Energy | 85 | 13781 | IOU | 06149941 | 15.244 | Solar |  |  | Interconnected | Trade Secret | Trade | WCR | WCR311 | Commercial |  | Trade Secret | 2025 | 2025
20263-228838-01 | Xcel Energy | 85 | 13781 | IOU | 03501667 | 4.35 | Solar |  |  | Interconnected | Trade Secret | Trade | SLP | SLP092 | Residential | Solar*Rewards | Trade Secret | 2019 | 2020
20263-228838-01 | Xcel Energy | 85 | 13781 | IOU | OID2806782 | 5.4 | Solar |  |  | Withdrawn | Trade Secret | Trade | BRP | BRP071 | Residential |  | Trade Secret | 2016
20263-228838-01 | Xcel Energy | 85 | 13781 | IOU | 06144869 | 7.591 | Solar |  |  | Interconnected | Trade Secret | Trade | SOU | SOU072 | Residential | Solar*Rewards | Trade Secret | 2025 | 2025
20263-228838-01 | Xcel Energy | 85 | 13781 | IOU | 03750893 | 34.17 | Solar |  |  | Interconnected | Trade Secret | Trade | HWW | HWW063 | Commercial | Solar*Rewards | Trade Secret | 2020 | 2021
20263-228838-01 |  |  |  |  | 04909820 |  | Solar |  |  | Active Application | Trade Secret | Trade | DAS | DAS061 | Commercial | Solar*Rewards |  | 2022
20263-228838-01 | Xcel Energy | 85 | 13781 | IOU | 04838857 | 14.2 | Solar |  |  | Interconnected | Trade Secret | Trade | DAS | DAS061 | Commercial |  | Trade Secret | 2022 | 2023
20263-228838-01 | Xcel Energy | 85 | 13781 | IOU | 03133848 | 3.8 | Solar |  |  | Interconnected | Trade Secret | Trade | EDP | EDP073 | Residential | Made in Minnesota | Trade Secret | 2014 | 2015
20263-228838-01 | Xcel Energy | 85 | 13781 | IOU | 04793664 | 7.616 | Solar |  |  | Interconnected | Trade Secret | Trade | HYL | HYL071 | Residential | Solar*Rewards | Trade Secret | 2022 | 2022
20263-228838-01 | Xcel Energy | 85 | 13781 | IOU | 06066005 | 2.792 | Solar |  |  | Interconnected | Trade Secret | Trade | HWW | HWW062 | Residential | Solar*Rewards | Trade Secret | 2025 | 2025
20263-228838-01 | Xcel Energy | 85 | 13781 | IOU | 04048324 | 3.747 | Solar |  |  | Interconnected | Trade Secret | Trade | MOL | MOL076 | Residential | Solar*Rewards | Trade Secret | 2020 | 2021
20263-228838-01 | Xcel Energy | 85 | 13781 | IOU | 06094408 | 9.109 | Solar |  |  | Active Application | Trade Secret | Trade | ECK | ECK342 | Residential |  | Trade Secret | 2025
20263-228838-01 | Xcel Energy | 85 | 13781 | IOU | 06087433 | 9.109 | Solar |  |  | Interconnected | Trade Secret | Trade | ECK | ECK342 | Residential |  | Trade Secret | 2025 | 2025
20263-228838-01 | Xcel Energy | 85 | 13781 | IOU | 04793480 | 15.232 | Solar |  |  | Interconnected | Trade Secret | Trade | LLK | LLK061 | Residential | Solar*Rewards | Trade Secret | 2022 | 2022
20263-228838-01 | Xcel Energy | 85 | 13781 | IOU | 04829334 | 7.25 | Solar |  |  | Interconnected | Trade Secret | Trade | IDA | IDA072 | Residential | Solar*Rewards | Trade Secret | 2022 | 2022
20263-228838-01 | Xcel Energy | 85 | 13781 | IOU | 03130045 | 5 | Solar |  |  | Interconnected | Trade Secret | Trade | CTF | CTF021 | Commercial | Solar*Rewards | Trade Secret | 2018 | 2019
20263-228838-01 | Xcel Energy | 85 | 13781 | IOU | 04580642 | 133.3 | Solar |  |  | Interconnected | Trade Secret | Trade | WIL | WIL088 | Commercial |  | Trade Secret | 2021 | 2022
20263-228838-01 | Xcel Energy | 85 | 13781 | IOU | 06121553 | 9.869 | Solar |  |  | Interconnected | Trade Secret | Trade | WDY | WDY321 | Residential | Solar*Rewards | Trade Secret | 2025 | 2025
20263-228838-01 | Xcel Energy | 85 | 13781 | IOU | 05614739 | 11.52 | Solar |  |  | Interconnected | Trade Secret | Trade | EDA | EDA067 | Residential |  | Trade Secret | 2023 | 2024
20263-228838-01 | Xcel Energy | 85 | 13781 | IOU | 05372706 | 5.76 | Solar |  |  | Interconnected | Trade Secret | Trade | HUG | HUG321 | Residential | Solar*Rewards | Trade Secret | 2023 | 2023
20263-228838-01 | Xcel Energy | 85 | 13781 | IOU | 04793531 | 5.22 | Solar |  |  | Interconnected | Trade Secret | Trade | WTB | WTB021 | Residential | Solar*Rewards | Trade Secret | 2022 | 2022
20263-228838-01 | Xcel Energy | 85 | 13781 | IOU | 06096694 | 9.6 | Solar |  |  | Interconnected | Trade Secret | Trade | CEL | CEL062 | Residential | Solar*Rewards | Trade Secret | 2025 | 2025
20263-228838-01 | Xcel Energy | 85 | 13781 | IOU | 03989042 | 4.188 | Solar |  |  | Interconnected | Trade Secret | Trade | SOU | SOU069 | Residential | Solar*Rewards | Trade Secret | 2020 | 2020
20263-228838-01 | Xcel Energy | 85 | 13781 | IOU | 04382046 | 5.054 | Solar |  |  | Interconnected | Trade Secret | Trade | TWL | TWL066 | Residential |  | Trade Secret | 2021 | 2022
20263-228838-01 | Xcel Energy | 85 | 13781 | IOU | 03132923 | 8.12 | Solar |  |  | Interconnected | Trade Secret | Trade | RPL | RPL063 | Residential | Solar*Rewards | Trade Secret | 2018 | 2019
20263-228838-01 | Xcel Energy | 85 | 13781 | IOU | 03131275 | 5 | Solar |  |  | Interconnected | Trade Secret | Trade | MPK | MPK085 | Commercial | Solar*Rewards | Trade Secret | 2016 | 2017
20263-228838-01 | Xcel Energy | 85 | 13781 | IOU | 04836013 | 5.48 | Solar |  |  | Interconnected | Trade Secret | Trade | WCR | WCR322 | Residential | Solar*Rewards | Trade Secret | 2022 | 2022
20263-228838-01 | Xcel Energy | 85 | 13781 | IOU | 06073636 | 3.037 | Solar |  |  | Withdrawn | Trade Secret | Trade | RIV | RIV073 | Residential | Solar*Rewards | Trade Secret | 2025
20263-228838-01 | Xcel Energy | 85 | 13781 | IOU | 06073706 | 3.037 | Solar |  |  | Interconnected | Trade Secret | Trade | RIV | RIV073 | Residential | Solar*Rewards | Trade Secret | 2025 | 2025
20263-228838-01 | Xcel Energy | 85 | 13781 | IOU | 05863509 | 39.88 | Solar |  |  | Withdrawn | Trade Secret | Trade | WAS | WAS092 | Residential | Solar*Rewards | Trade Secret | 2024
20263-228838-01 | Xcel Energy | 85 | 13781 | IOU | 05934115 | 39.52 | Solar |  |  | Withdrawn | Trade Secret | Trade | WAS | WAS092 | Residential |  | Trade Secret | 2024
20263-228838-01 | Xcel Energy | 85 | 13781 | IOU | 05232199 | 6.98 | Solar |  |  | Interconnected | Trade Secret | Trade | DBL | DBL060 | Residential |  | Trade Secret | 2022 | 2022
20263-228838-01 | Xcel Energy | 85 | 13781 | IOU | 05771500 | 7.329 | Solar |  |  | Interconnected | Trade Secret | Trade | WEF | WEF071 | Residential | Solar*Rewards | Trade Secret | 2024 | 2024
20263-228838-01 | Xcel Energy | 85 | 13781 | IOU | 03133077 | 24 | Solar |  |  | Interconnected | Trade Secret | Trade | ECK | ECK342 | Commercial | Solar*Rewards | Trade Secret | 2013 | 2014
20263-228838-01 | Xcel Energy | 85 | 13781 | IOU | SRO25933 | 34.2 | Solar |  |  | Withdrawn | Trade Secret | Trade | ECK | ECK342 | Commercial | Solar*Rewards | Trade Secret | 2012
20263-228838-01 | Xcel Energy | 85 | 13781 | IOU | 06162345 | 4.064 | Solar |  |  | Interconnected | Trade Secret | Trade | AFT | AFT322 | Residential | Solar*Rewards | Trade Secret | 2025 | 2025
20263-228838-01 | Xcel Energy | 85 | 13781 | IOU | 05424269 | 2.61 | Solar |  |  | Interconnected | Trade Secret | Trade | TWL | TWL065 | Residential |  | Trade Secret | 2023 | 2023
20263-228838-01 | Xcel Energy | 85 | 13781 | IOU | 05626209 | 4.48 | Solar |  |  | Interconnected | Trade Secret | Trade | SAV | SAV073 | Residential |  | Trade Secret | 2023 | 2024
20263-228838-01 | Xcel Energy | 85 | 13781 | IOU | 06260737 | 11.032 | Solar |  |  | Interconnected | Trade Secret | Trade | TWL | TWL072 | Residential |  | Trade Secret | 2025 | 2026
20263-228838-01 | Xcel Energy | 85 | 13781 | IOU | OID2806781 | 8.1 | Solar |  |  | Withdrawn | Trade Secret | Trade | SOU | SOU060 | Residential | Solar*Rewards | Trade Secret | 2016
20263-228838-01 | Xcel Energy | 85 | 13781 | IOU | 04597157 | 7.616 | Solar |  |  | Interconnected | Trade Secret | Trade | APA | APA064 | Residential |  | Trade Secret | 2021 | 2023
20263-228838-01 | Xcel Energy | 85 | 13781 | IOU | 04822263 | 5.052 | Solar |  |  | Withdrawn | Trade Secret | Trade | APA | APA064 | Residential | Solar*Rewards | Trade Secret | 2022
20263-228838-01 | Xcel Energy | 85 | 13781 | IOU | 04401679 | 7.616 | Solar |  |  | Interconnected | Trade Secret | Trade | RAM | RAM062 | Residential | Solar*Rewards | Trade Secret | 2021 | 2021
20263-228838-01 | Xcel Energy | 85 | 13781 | IOU | 04888129 | 6.282 | Solar |  |  | Withdrawn | Trade Secret | Trade | MDT | MDT074 | Residential | Solar*Rewards | Trade Secret | 2022
20263-228838-01 | Xcel Energy | 85 | 13781 | IOU | 05713632 | 5.904 | Solar |  |  | Interconnected | Trade Secret | Trade | MDT | MDT074 | Residential | Solar*Rewards | Trade Secret | 2024 | 2025
20263-228838-01 | Xcel Energy | 85 | 13781 | IOU | 06266161 | 3.84 | Solar |  |  | Active Application | Trade Secret | Trade | APA | APA067 | Residential |  | Trade Secret | 2025
20263-228838-01 | Xcel Energy | 85 | 13781 | IOU | OID3553009 | 39.998 | Solar |  |  | Withdrawn | Trade Secret | Trade | DBL | DBL069 | Commercial | Solar*Rewards | Trade Secret | 2018
20263-228838-01 | Xcel Energy | 85 | 13781 | IOU | 05467586 | 200 | Solar |  |  | Withdrawn | Trade Secret | Trade | PRR | PRR061 | Commercial |  | Trade Secret | 2023
20263-228838-01 | Xcel Energy | 85 | 13781 | IOU | 05468489 | 200 | Solar |  |  | Withdrawn | Trade Secret | Trade | PRR | PRR061 | Commercial |  | Trade Secret | 2023
20263-228838-01 | Xcel Energy | 85 | 13781 | IOU | 05470407 | 99.999 | Solar |  |  | Withdrawn | Trade Secret | Trade | PRR | PRR061 | Commercial |  | Trade Secret | 2023
20263-228838-01 | Xcel Energy | 85 | 13781 | IOU | 05616883 | 0.007 | Solar |  |  | Interconnected | Trade Secret | Trade | NOF | NOF073 | Residential |  | Trade Secret | 2023 | 2024
20263-228838-01 | Xcel Energy | 85 | 13781 | IOU | 03134053 | 5.04 | Solar |  |  | Interconnected | Trade Secret | Trade | SOU | SOU082 | Residential | Solar*Rewards | Trade Secret | 2014 | 2014
20263-228838-01 | Xcel Energy | 85 | 13781 | IOU | 06137737 | 8.419 | Solar |  |  | Interconnected | Trade Secret | Trade | SOU | SOU082 | Residential |  | Trade Secret | 2025 | 2025
20263-228838-01 | Xcel Energy | 85 | 13781 | IOU | 06108660 | 8.419 | Solar |  |  | Withdrawn | Trade Secret | Trade | SOU | SOU082 | Residential | Solar*Rewards | Trade Secret | 2025
20263-228838-01 | Xcel Energy | 85 | 13781 | IOU | OID2022716 | 5.04 | Solar |  |  | Withdrawn | Trade Secret | Trade | SOU | SOU082 | Residential | Solar*Rewards | Trade Secret | 2014
20263-228838-01 | Xcel Energy | 85 | 13781 | IOU | 05819819 | 6.282 | Solar |  |  | Interconnected | Trade Secret | Trade | RMT | RMT321 | Residential | Solar*Rewards | Trade Secret | 2024 | 2024
20263-228838-01 | Xcel Energy | 85 | 13781 | IOU | 04956394 | 13.05 | Solar |  |  | Interconnected | Trade Secret | Trade | LAB | LAB312 | Residential | Solar*Rewards | Trade Secret | 2022 | 2023
20263-228838-01 | Xcel Energy | 85 | 13781 | IOU | 03130879 | 2.68 | Solar |  |  | Interconnected | Trade Secret | Trade | LEX | LEX331 | Residential |  | Trade Secret | 2008 | 2008
20263-228838-01 | Xcel Energy | 85 | 13781 | IOU | 04102859 | 9.28 | Solar |  |  | Interconnected | Trade Secret | Trade | SLP | SLP073 | Residential | Solar*Rewards | Trade Secret | 2020 | 2021
20263-228838-01 | Xcel Energy | 85 | 13781 | IOU | 03132219 | 18 | Solar |  |  | Interconnected | Trade Secret | Trade | APA | APA077 | Commercial | Solar*Rewards | Trade Secret | 2018 | 2019
20263-228838-01 | Xcel Energy | 85 | 13781 | IOU | OID2920434 | 19.999 | Solar |  |  | Withdrawn | Trade Secret | Trade | APA | APA077 | Commercial | Solar*Rewards | Trade Secret | 2017
20263-228838-01 | Xcel Energy | 85 | 13781 | IOU | 05943242 | 2.9 | Solar |  |  | Interconnected | Trade Secret | Trade | SOU | SOU060 | Residential | Solar*Rewards | Trade Secret | 2024 | 2024
20263-228838-01 | Xcel Energy | 85 | 13781 | IOU | 04082532 | 7.616 | Solar |  |  | Interconnected | Trade Secret | Trade | SLP | SLP082 | Residential | Solar*Rewards | Trade Secret | 2020 | 2020
20263-228838-01 | Xcel Energy | 85 | 13781 | IOU | 03632316 | 7.2 | Solar |  |  | Interconnected | Trade Secret | Trade | APA | APA067 | Residential | Solar*Rewards | Trade Secret | 2020 | 2020
20263-228838-01 | Xcel Energy | 85 | 13781 | IOU | 05410262 | 13.744 | Solar |  |  | Interconnected | Trade Secret | Trade | WSG | WSG063 | Residential | Solar*Rewards | Trade Secret | 2023 | 2023
20263-228838-01 | Xcel Energy | 85 | 13781 | IOU | 05579186 | 9.135 | Solar |  |  | Interconnected | Trade Secret | Trade | SOU | SOU064 | Residential | Solar*Rewards | Trade Secret | 2023 | 2023
20263-228838-01 | Xcel Energy | 85 | 13781 | IOU | 03626008 | 33.3 | Solar |  |  | Interconnected | Trade Secret | Trade | GVW | GVW022 | Commercial | Solar*Rewards | Trade Secret | 2020 | 2021
20263-228838-01 | Xcel Energy | 85 | 13781 | IOU | 05459323 | 6.38 | Solar |  |  | Interconnected | Trade Secret | Trade | AVN | AVN021 | Commercial |  | Trade Secret | 2023 | 2023
20263-228838-01 | Xcel Energy | 85 | 13781 | IOU | 05821589 | 200 | Solar |  |  | Interconnected | Trade Secret | Trade | SHP | SHP062 | Commercial |  | Trade Secret | 2024 | 2025
20263-228838-01 | Xcel Energy | 85 | 13781 | IOU | 05768314 | 9.765 | Solar |  |  | Interconnected | Trade Secret | Trade | CGR | CGR061 | Residential | Solar*Rewards | Trade Secret | 2024 | 2024
20263-228838-01 | Xcel Energy | 85 | 13781 | IOU | 05273099 | 7.25 | Solar |  |  | Interconnected | Trade Secret | Trade | SLP | SLP083 | Residential |  | Trade Secret | 2022 | 2023
20263-228838-01 | Xcel Energy | 85 | 13781 | IOU | 03134912 | 6 | Solar |  |  | Interconnected | Trade Secret | Trade | OPK | OPK077 | Residential | Made in Minnesota | Trade Secret | 2016 | 2016
20263-228838-01 | Xcel Energy | 85 | 13781 | IOU | 04603198 | 7.54 | Solar |  |  | Interconnected | Trade Secret | Trade | WCS | WCS071 | Commercial |  | Trade Secret | 2021 | 2021
20263-228838-01 | Xcel Energy | 85 | 13781 | IOU | 05996986 | 6.967 | Solar |  |  | Active Application | Trade Secret | Trade | RLK | RLK066 | Residential | Solar*Rewards | Trade Secret | 2024
20263-228838-01 | Xcel Energy | 85 | 13781 | IOU | 04025751 | 5 | Solar |  |  | Interconnected | Trade Secret | Trade | DPN | DPN072 | Residential | Solar*Rewards | Trade Secret | 2020 | 2021
20263-228838-01 | Xcel Energy | 85 | 13781 | IOU | 05403557 | 17.799 | Solar |  |  | Interconnected | Trade Secret | Trade | RPO | RPO312 | Residential |  | Trade Secret | 2023 | 2023
20263-228838-01 | Xcel Energy | 85 | 13781 | IOU | 05638425 | 99.999 | Solar |  |  | Interconnected | Trade Secret | Trade | SAV | SAV073 | Commercial |  | Trade Secret | 2023 | 2024
20263-228838-01 | Xcel Energy | 85 | 13781 | IOU | 05796223 | 3.774 | Solar |  |  | Interconnected | Trade Secret | Trade | UPP | UPP082 | Residential |  | Trade Secret | 2024 | 2025
20263-228838-01 | Xcel Energy | 85 | 13781 | IOU | 06191044 | 8.725 | Solar |  |  | Interconnected | Trade Secret | Trade | ECK | ECK341 | Residential | Solar*Rewards | Trade Secret | 2025 | 2025
20263-228838-01 |  |  |  |  | OID3643746 |  | Solar |  |  | Withdrawn | Trade Secret | Trade | MND | MND062 | Residential |  |  | 2018
20263-228838-01 | Xcel Energy | 85 | 13781 | IOU | 05679195 | 35.44 | Solar |  |  | Withdrawn | Trade Secret | Trade | MND | MND062 | Residential |  | Trade Secret | 2023
20263-228838-01 | Xcel Energy | 85 | 13781 | IOU | 05711727 | 35.44 | Solar |  |  | Interconnected | Trade Secret | Trade | MND | MND062 | Residential | Solar*Rewards | Trade Secret | 2024 | 2024
20263-228838-01 | Xcel Energy | 85 | 13781 | IOU | 04350737 | 7.616 | Solar |  |  | Interconnected | Trade Secret | Trade | MPK | MPK082 | Residential | Solar*Rewards | Trade Secret | 2021 | 2021
20263-228838-01 | Xcel Energy | 85 | 13781 | IOU | 06186866 | 3.416 | Solar |  |  | Active Application | Trade Secret | Trade | SOU | SOU087 | Residential |  | Trade Secret | 2025
20263-228838-01 | Xcel Energy | 85 | 13781 | IOU | 04078585 | 5 | Solar |  |  | Interconnected | Trade Secret | Trade | ALB | ALB022 | Residential |  | Trade Secret | 2020 | 2021
20263-228838-01 | Xcel Energy | 85 | 13781 | IOU | 04078402 | 5 | Solar |  |  | Active Application | Trade Secret | Trade | ALB | ALB022 | Residential |  | Trade Secret | 2020
20263-228838-01 |  |  |  |  | 05027285 |  |  |  |  | Active Application | Trade Secret | Trade | MOL | MOL071 | Residential |  |  | 2022
20263-228838-01 | Xcel Energy | 85 | 13781 | IOU | 05126275 | 3.747 | Solar |  |  | Interconnected | Trade Secret | Trade | MOL | MOL071 | Residential |  | Trade Secret | 2022 | 2022
20263-228838-01 | Xcel Energy | 85 | 13781 | IOU | 06201530 | 6.073 | Solar |  |  | Interconnected | Trade Secret | Trade | RRK | RRK063 | Residential | Solar*Rewards | Trade Secret | 2025 | 2025
20263-228838-01 | Xcel Energy | 85 | 13781 | IOU | 06184674 | 4.064 | Solar |  |  | Interconnected | Trade Secret | Trade | ECK | ECK342 | Residential | Solar*Rewards | Trade Secret | 2025 | 2025
20263-228838-01 | Xcel Energy | 85 | 13781 | IOU | 04829193 | 19.72 | Solar |  |  | Interconnected | Trade Secret | Trade | CGR | CGR071 | Residential |  | Trade Secret | 2022 | 2022
20263-228838-01 | Xcel Energy | 85 | 13781 | IOU | 05857597 | 7.6 | Solar |  |  | Interconnected | Trade Secret | Trade | MEL | MEL069 | Residential | Solar*Rewards | Trade Secret | 2024 | 2024
20263-228838-01 | Xcel Energy | 85 | 13781 | IOU | 03774476 | 5 | Solar |  |  | Active Application | Trade Secret | Trade | SCL | SCL322 | Residential | Solar*Rewards | Trade Secret | 2020
20263-228838-01 | Xcel Energy | 85 | 13781 | IOU | 06321925 | 6.84 | Solar |  |  | Active Application | Trade Secret | Trade | SOU | SOU084 | Residential | Solar*Rewards | Trade Secret | 2026
20263-228838-01 | Xcel Energy | 85 | 13781 | IOU | 06059782 | 7.98 | Solar |  |  | Active Application | Trade Secret | Trade | SOU | SOU084 | Residential | Solar*Rewards | Trade Secret | 2025
20263-228838-01 | Xcel Energy | 85 | 13781 | IOU | 05849626 | 6.38 | Solar |  |  | Interconnected | Trade Secret | Trade | WRR | WRR064 | Residential | Solar*Rewards | Trade Secret | 2024 | 2024
20263-228838-01 | Xcel Energy | 85 | 13781 | IOU | 03133595 | 10 | Solar |  |  | Interconnected | Trade Secret | Trade | UPP | UPP005 | Commercial | Solar*Rewards | Trade Secret | 2011 | 2012
20263-228838-01 | Xcel Energy | 85 | 13781 | IOU | 06199177 | 10.01 | Solar |  |  | Active Application | Trade Secret | Trade | UPP | UPP005 | Commercial |  | Trade Secret | 2025
20263-228838-01 |  |  |  |  | 05371984 |  |  |  |  | Active Application | Trade Secret | Trade | UPP | UPP005 | Commercial |  |  | 2023
20263-228838-01 | Xcel Energy | 85 | 13781 | IOU | 03130978 | 0.78 | Solar |  |  | Interconnected | Trade Secret | Trade | UPP | UPP005 | Commercial |  | Trade Secret | 2009 | 2009
20263-228838-01 | Xcel Energy | 85 | 13781 | IOU | SRO19037 | 10 | Solar |  |  | Withdrawn | Trade Secret | Trade | UPP | UPP005 | Commercial | Solar*Rewards | Trade Secret | 2011
20263-228838-01 | Xcel Energy | 85 | 13781 | IOU | 03130685 | 9 | Solar |  |  | Interconnected | Trade Secret | Trade | UPP | UPP005 | Commercial |  | Trade Secret | 2003 | 2001
20263-228838-01 | Xcel Energy | 85 | 13781 | IOU | 05835061 | 5.76 | Solar |  |  | Interconnected | Trade Secret | Trade | MPK | MPK084 | Residential | Solar*Rewards | Trade Secret | 2024 | 2025
20263-228838-01 | Xcel Energy | 85 | 13781 | IOU | 03134034 | 10 | Solar |  |  | Interconnected | Trade Secret | Trade | BYT | BYT061 | Residential | Solar*Rewards | Trade Secret | 2014 | 2014
20263-228838-01 | Xcel Energy | 85 | 13781 | IOU | 03130380 | 6 | Solar |  |  | Interconnected | Trade Secret | Trade | YLM | YLM212 | Residential |  | Trade Secret | 2017 | 2018
20263-228838-01 |  |  |  |  | OID2806593 |  | Wind |  |  | Withdrawn | Trade Secret | Trade | YLM | YLM212 | Residential |  |  | 2015
20263-228838-01 | Xcel Energy | 85 | 13781 | IOU | 03129766 | 30 | Wind |  |  | Interconnected | Trade Secret | Trade | YLM | YLM212 | Residential |  | Trade Secret | 2014 | 2015
20263-228838-01 | Xcel Energy | 85 | 13781 | IOU | 06130494 | 7.6 | Solar |  |  | Active Application | Trade Secret | Trade | HUG | HUG312 | Residential | Solar*Rewards | Trade Secret | 2025
20263-228838-01 | Xcel Energy | 85 | 13781 | IOU | 05536002 | 18 | Solar |  |  | Interconnected | Trade Secret | Trade | HWW | HWW062 | Commercial |  | Trade Secret | 2023 | 2024
20263-228838-01 | Xcel Energy | 85 | 13781 | IOU | 06138642 | 7.6 | Solar |  |  | Interconnected | Trade Secret | Trade | HUG | HUG321 | Residential | Solar*Rewards | Trade Secret | 2025 | 2025
20263-228838-01 | Xcel Energy | 85 | 13781 | IOU | 03133795 | 3.87 | Solar |  |  | Interconnected | Trade Secret | Trade | SCA | SCA021 | Residential | Solar*Rewards | Trade Secret | 2013 | 2013
20263-228838-01 | Xcel Energy | 85 | 13781 | IOU | SRO27840 | 3.44 | Solar |  |  | Withdrawn | Trade Secret | Trade | SCA | SCA021 | Residential | Solar*Rewards | Trade Secret | 2012
20263-228838-01 | Xcel Energy | 85 | 13781 | IOU | 06206442 | 6.282 | Solar |  |  | Withdrawn | Trade Secret | Trade | STY | STY072 | Residential | Solar*Rewards | Trade Secret | 2025
20263-228838-01 | Xcel Energy | 85 | 13781 | IOU | 06219168 | 6.282 | Solar |  |  | Interconnected | Trade Secret | Trade | STY | STY072 | Residential |  | Trade Secret | 2025 | 2025
20263-228838-01 | Xcel Energy | 85 | 13781 | IOU | 03131462 | 7.625 | Solar |  |  | Interconnected | Trade Secret | Trade | BCR | BCR082 | Residential | Made in Minnesota | Trade Secret | 2017 | 2017
20263-228838-01 | Xcel Energy | 85 | 13781 | IOU | 05981090 | 12.146 | Solar |  |  | Interconnected | Trade Secret | Trade | WCR | WCR322 | Residential | Solar*Rewards | Trade Secret | 2024 | 2025
20263-228838-01 | Xcel Energy | 85 | 13781 | IOU | 06018135 | 11.5 | Storage |  |  | Active Application | Trade Secret | Trade | WCR | WCR322 | Residential |  | Trade Secret | 2024
20263-228838-01 | Xcel Energy | 85 | 13781 | IOU | 05848785 | 6.046 | Solar |  |  | Interconnected | Trade Secret | Trade | DBL | DBL063 | Residential |  | Trade Secret | 2024 | 2025
20263-228838-01 | Xcel Energy | 85 | 13781 | IOU | 03131319 | 7.625 | Solar |  |  | Interconnected | Trade Secret | Trade | SLP | SLP082 | Residential | Solar*Rewards | Trade Secret | 2017 | 2017
20263-228838-01 | Xcel Energy | 85 | 13781 | IOU | 04485709 | 5.054 | Solar |  |  | Active Application | Trade Secret | Trade | GSL | GSL341 | Residential | Solar*Rewards | Trade Secret | 2021
20263-228838-01 | Xcel Energy | 85 | 13781 | IOU | 04509153 | 5.054 | Solar |  |  | Interconnected | Trade Secret | Trade | GSL | GSL341 | Residential |  | Trade Secret | 2021 | 2021
20263-228838-01 | Xcel Energy | 85 | 13781 | IOU | 03730603 | 10.47 | Solar |  |  | Interconnected | Trade Secret | Trade | VMR | VMR062 | Residential | Solar*Rewards | Trade Secret | 2020 | 2020
20263-228838-01 | Xcel Energy | 85 | 13781 | IOU | 04803869 | 5 | Storage |  |  | Active Application | Trade Secret | Trade | VMR | VMR062 | Residential |  | Trade Secret | 2022
20263-228838-01 | Xcel Energy | 85 | 13781 | IOU | 03131358 | 3.36 | Solar |  |  | Interconnected | Trade Secret | Trade | APA | APA074 | Residential | Solar*Rewards | Trade Secret | 2017 | 2017
20263-228838-01 | Xcel Energy | 85 | 13781 | IOU | 04242865 | 7.7 | Solar |  |  | Interconnected | Trade Secret | Trade | DHL | DHL061 | Residential | Solar*Rewards | Trade Secret | 2021 | 2021
20263-228838-01 | Xcel Energy | 85 | 13781 | IOU | 05500690 | 6.952 | Solar |  |  | Interconnected | Trade Secret | Trade | WCS | WCS071 | Residential | Solar*Rewards | Trade Secret | 2023 | 2023
20263-228838-01 | Xcel Energy | 85 | 13781 | IOU | 05031971 | 7.678 | Solar |  |  | Interconnected | Trade Secret | Trade | RAM | RAM062 | Residential | Solar*Rewards | Trade Secret | 2022 | 2023
20263-228838-01 | Xcel Energy | 85 | 13781 | IOU | 05846653 | 6.912 | Solar |  |  | Interconnected | Trade Secret | Trade | YAM | YAM021 | Commercial |  | Trade Secret | 2024 | 2025
20263-228838-01 | Xcel Energy | 85 | 13781 | IOU | 04982996 | 4.95 | Solar |  |  | Withdrawn | Trade Secret | Trade | HWW | HWW074 | Residential | Solar*Rewards | Trade Secret | 2022
20263-228838-01 | Xcel Energy | 85 | 13781 | IOU | 05005350 | 4.64 | Solar |  |  | Interconnected | Trade Secret | Trade | HWW | HWW074 | Residential |  | Trade Secret | 2022 | 2022
20263-228838-01 | Xcel Energy | 85 | 13781 | IOU | 06322370 | 4.886 | Solar |  |  | Active Application | Trade Secret | Trade | GSL | GSL341 | Residential | Solar*Rewards | Trade Secret | 2026
20263-228838-01 | Xcel Energy | 85 | 13781 | IOU | 05478019 | 13.05 | Solar |  |  | Interconnected | Trade Secret | Trade | FRM | FRM071 | Residential |  | Trade Secret | 2023 | 2023
20263-228838-01 | Xcel Energy | 85 | 13781 | IOU | 04110031 | 7.616 | Solar |  |  | Interconnected | Trade Secret | Trade | RPO | RPO311 | Residential | Solar*Rewards | Trade Secret | 2020 | 2021
20263-228838-01 | Xcel Energy | 85 | 13781 | IOU | 05443712 | 6.09 | Solar |  |  | Interconnected | Trade Secret | Trade | LOK | LOK093 | Residential |  | Trade Secret | 2023 | 2023
20263-228838-01 | Xcel Energy | 85 | 13781 | IOU | 03632070 | 12.18 | Solar |  |  | Active Application | Trade Secret | Trade | VMR | VMR062 | Residential | Solar*Rewards | Trade Secret | 2020
20263-228838-01 | Xcel Energy | 85 | 13781 | IOU | 03132590 | 9.52 | Solar |  |  | Interconnected | Trade Secret | Trade | WCR | WCR322 | Residential | Solar*Rewards | Trade Secret | 2018 | 2018
20263-228838-01 | Xcel Energy | 85 | 13781 | IOU | 03132307 | 10 | Solar |  |  | Interconnected | Trade Secret | Trade | SMT | SMT072 | Residential | Solar*Rewards | Trade Secret | 2018 | 2018
20263-228838-01 | Xcel Energy | 85 | 13781 | IOU | OID2580005 | 27 | Solar |  |  | Withdrawn | Trade Secret | Trade | MST | MST076 | Commercial | Made in Minnesota | Trade Secret | 2016
20263-228838-01 | Xcel Energy | 85 | 13781 | IOU | 03134884 | 36 | Solar |  |  | Interconnected | Trade Secret | Trade | MST | MST076 | Commercial | Made in Minnesota | Trade Secret | 2016 | 2017
20263-228838-01 | Xcel Energy | 85 | 13781 | IOU | 05230215 | 6.175 | Solar |  |  | Interconnected | Trade Secret | Trade | MEL | MEL087 | Residential |  | Trade Secret | 2022 | 2023
20263-228838-01 | Xcel Energy | 85 | 13781 | IOU | OID3284629 | 19.999 | Solar |  |  | Withdrawn | Trade Secret | Trade | MST | MST071 | Commercial | Solar*Rewards | Trade Secret | 2018
20263-228838-01 | Xcel Energy | 85 | 13781 | IOU | OID3472944 | 39.998 | Solar |  |  | Withdrawn | Trade Secret | Trade | MST | MST071 | Commercial | Solar*Rewards | Trade Secret | 2018
20263-228838-01 | Xcel Energy | 85 | 13781 | IOU | 03340572 | 7.616 | Solar |  |  | Interconnected | Trade Secret | Trade | WTB | WTB021 | Residential | Solar*Rewards | Trade Secret | 2019 | 2020
20263-228838-01 | Xcel Energy | 85 | 13781 | IOU | 03134643 | 8.16 | Solar |  |  | Interconnected | Trade Secret | Trade | BCR | BCR062 | Residential | Made in Minnesota | Trade Secret | 2015 | 2016
20263-228838-01 | Xcel Energy | 85 | 13781 | IOU | OID3667881 | 39.98 | Solar |  |  | Withdrawn | Trade Secret | Trade | MRN | MRN021 | Commercial | Solar*Rewards | Trade Secret | 2018
20263-228838-01 |  |  |  |  | OID3731296 |  | Solar |  |  | Withdrawn | Trade Secret | Trade | MRN | MRN021 | Commercial | Solar*Rewards |  | 2019
20263-228838-01 | Xcel Energy | 85 | 13781 | IOU | 04428476 | 10.47 | Solar |  |  | Interconnected | Trade Secret | Trade | LOK | LOK093 | Residential | Solar*Rewards | Trade Secret | 2021 | 2021
20263-228838-01 | Xcel Energy | 85 | 13781 | IOU | 06229464 | 7.6 | Solar |  |  | Active Application | Trade Secret | Trade | RMT | RMT321 | Residential |  | Trade Secret | 2025
20263-228838-01 | Xcel Energy | 85 | 13781 | IOU | 05552339 | 8.19 | Solar |  |  | Interconnected | Trade Secret | Trade | MEL | MEL074 | Residential | Solar*Rewards | Trade Secret | 2023 | 2023
20263-228838-01 | Xcel Energy | 85 | 13781 | IOU | 05125108 | 12.47 | Solar |  |  | Interconnected | Trade Secret | Trade | HUG | HUG321 | Residential | Solar*Rewards | Trade Secret | 2022 | 2023
20263-228838-01 | Xcel Energy | 85 | 13781 | IOU | 05711927 | 8.41 | Solar |  |  | Interconnected | Trade Secret | Trade | AHI | AHI025 | Residential | Solar*Rewards | Trade Secret | 2024 | 2024
20263-228838-01 | Xcel Energy | 85 | 13781 | IOU | 05402041 | 11.375 | Solar |  |  | Interconnected | Trade Secret | Trade | AHI | AHI025 | Residential |  | Trade Secret | 2023 | 2023
20263-228838-01 | Xcel Energy | 85 | 13781 | IOU | 05333942 | 8.96 | Solar |  |  | Interconnected | Trade Secret | Trade | LEX | LEX332 | Residential |  | Trade Secret | 2022 | 2023
20263-228838-01 | Xcel Energy | 85 | 13781 | IOU | 03135103 | 7.63 | Solar |  |  | Interconnected | Trade Secret | Trade | SOU | SOU077 | Residential | Solar*Rewards | Trade Secret | 2016 | 2016
20263-228838-01 | Xcel Energy | 85 | 13781 | IOU | 04908573 | 8.376 | Solar |  | X | Interconnected | Trade Secret | Trade | HSN | HSN322 | Residential | Solar*Rewards | Trade Secret | 2022 | 2022
20263-228838-01 | Xcel Energy | 85 | 13781 | IOU | 05982708 | 3.84 | Solar |  |  | Interconnected | Trade Secret | Trade | ESW | ESW081 | Residential | Solar*Rewards | Trade Secret | 2024 | 2025
20263-228838-01 | Xcel Energy | 85 | 13781 | IOU | 05978153 | 3.84 | Solar |  |  | Withdrawn | Trade Secret | Trade | ESW | ESW081 | Residential | Solar*Rewards | Trade Secret | 2024
20263-228838-01 | Xcel Energy | 85 | 13781 | IOU | 05356682 | 17.3 | Solar |  |  | Interconnected | Trade Secret | Trade | SHP | SHP071 | Commercial | Solar*Rewards | Trade Secret | 2023 | 2024
20263-228838-01 | Xcel Energy | 85 | 13781 | IOU | 06118230 | 5.235 | Solar |  |  | Interconnected | Trade Secret | Trade | SOU | SOU087 | Residential | Solar*Rewards | Trade Secret | 2025 | 2025
20263-228838-01 | Xcel Energy | 85 | 13781 | IOU | 05417630 | 1000 | Solar |  |  | Interconnected | Montevideo | Trade | FIC | FIC031 | Community Solar Garden | Solar*Rewards Community | Trade Secret | 2023 | 2025
20263-228838-01 | Xcel Energy | 85 | 13781 | IOU | 04284321 | 975 | Solar |  |  | Interconnected | Clear Lake | Trade | SDX | SDX311 | Community Solar Garden | Solar*Rewards Community | Trade Secret | 2023 | 2025
20263-228838-01 | Xcel Energy | 85 | 13781 | IOU | 03878512 | 975 | Solar |  |  | Interconnected | Paynesville | Trade | PAT | PAT312 | LMI | Solar*Rewards Community | Trade Secret | 2024 | 2026
20263-228838-01 | Xcel Energy | 85 | 13781 | IOU | 05791660 | 6.387 | Solar |  |  | Interconnected | Trade Secret | Trade | OAD | OAD074 | Residential | Solar*Rewards | Trade Secret | 2024 | 2024
20263-228838-01 | Xcel Energy | 85 | 13781 | IOU | 06219595 | 6.403 | Solar |  |  | Active Application | Trade Secret | Trade | RPO | RPO311 | Residential |  | Trade Secret | 2025
20263-228838-01 | Xcel Energy | 85 | 13781 | IOU | 06164617 | 9.869 | Solar |  |  | Interconnected | Trade Secret | Trade | CGR | CGR071 | Residential | Solar*Rewards | Trade Secret | 2025 | 2025
20263-228838-01 | Xcel Energy | 85 | 13781 | IOU | 05978718 | 4.86 | Solar |  |  | Interconnected | Trade Secret | Trade | OAD | OAD074 | Commercial | Solar*Rewards | Trade Secret | 2025 | 2025
20263-228838-01 | Xcel Energy | 85 | 13781 | IOU | 05978845 | 4.86 | Solar |  |  | Interconnected | Trade Secret | Trade | OAD | OAD074 | Commercial | Solar*Rewards | Trade Secret | 2025 | 2025
20263-228838-01 | Xcel Energy | 85 | 13781 | IOU | 05520393 | 450 | Solar |  |  | Active Application | Trade Secret | Trade | TER | TER066 | LMI | Solar*Rewards Community | Trade Secret | 2023
20263-228838-01 | Xcel Energy | 85 | 13781 | IOU | 05561429 | 1000 | Solar |  |  | Active Application | Trade Secret | Trade | BTF | BTF001 | LMI | Solar*Rewards Community | Trade Secret | 2023
20263-228838-01 | Xcel Energy | 85 | 13781 | IOU | 06035397 | 5.7 | Solar |  |  | Withdrawn | Trade Secret | Trade |  |  | Residential | Other | Trade Secret | 2024
20263-228838-01 |  |  |  |  | 06212041 |  | Solar |  |  | Withdrawn | Trade Secret | Trade |  |  | Residential | Solar*Rewards |  | 2025
20263-228838-01 | Xcel Energy | 85 | 13781 | IOU | 03127717 | 1000 | Solar |  |  | Interconnected | Scandia | Trade | SCA | SCA021 | Community Solar Garden | Solar*Rewards Community | Trade Secret | 2015 | 2018
20263-228838-01 | Xcel Energy | 85 | 13781 | IOU | SRC039959 | 1000 | Solar |  |  | Withdrawn | Trade Secret | Trade | WAS | WAS092 | Community Solar Garden | Solar*Rewards Community | Trade Secret | 2015
20263-228838-01 |  |  |  |  | SRO28732 |  | Solar |  |  | Withdrawn | Trade Secret | Trade |  |  |  | Other |  | 2013
20263-228838-01 |  |  |  |  | 04418586 |  | Solar |  |  | Active Application | Trade Secret | Trade |  |  | Residential | Solar*Rewards |  | 2021
20263-228838-01 |  |  |  |  | 05203053 |  |  |  |  | Active Application | Trade Secret | Trade |  |  | Residential |  |  | 2022
20263-228838-01 |  |  |  |  | 05538352 |  | Solar |  |  | Active Application | Trade Secret | Trade |  |  | Residential | Solar*Rewards |  | 2023
20263-228838-01 | Xcel Energy | 85 | 13781 | IOU | 05975604 | 5000 | Solar |  |  | Withdrawn | Trade Secret | Trade |  |  | Commercial | Other | Trade Secret | 2024
20263-228838-01 | Xcel Energy | 85 | 13781 | IOU | SRC038341 | 1000 | Solar |  |  | Withdrawn | Trade Secret | Trade | PAT | PAT313 | Community Solar Garden | Solar*Rewards Community | Trade Secret | 2014
20263-228838-01 | Xcel Energy | 85 | 13781 | IOU | SRC038972 | 500 | Solar |  |  | Withdrawn | Trade Secret | Trade | LAP | LAP311 | Community Solar Garden | Solar*Rewards Community | Trade Secret | 2015
20263-228838-01 | Xcel Energy | 85 | 13781 | IOU | 03128446 | 1000 | Solar |  |  | Interconnected | Taylors Falls | Trade | LCR | LCR311 | Community Solar Garden | Solar*Rewards Community | Trade Secret | 2015 | 2017
20263-228838-01 | Xcel Energy | 85 | 13781 | IOU | 03149040 | 1000 | Solar |  |  | Withdrawn | Trade Secret | Trade | CHI | CHI311 | Community Solar Garden | Solar*Rewards Community | Trade Secret | 2019
20263-228838-01 |  |  |  |  | 05799778 |  | Solar |  |  | Active Application | Trade Secret | Trade |  |  | Residential |  |  | 2024
20263-228838-01 |  |  |  |  | 04611604 |  |  |  |  | Active Application | Trade Secret | Trade |  |  | Residential |  |  | 2021
20263-228838-01 |  |  |  |  | 06111741 |  |  |  |  | Active Application | Trade Secret | Trade |  |  | Residential |  |  | 2025
20263-228838-01 | Xcel Energy | 85 | 13781 | IOU | 03129914 | 7.616 | Solar |  |  | Withdrawn | Trade Secret | Trade | WIL | WIL076 | Residential | Solar*Rewards | Trade Secret | 2018
20263-228838-01 | Xcel Energy | 85 | 13781 | IOU | SRC040760 | 1000 | Solar |  |  | Withdrawn | Trade Secret | Trade | SCL | SCL322 | Community Solar Garden | Solar*Rewards Community | Trade Secret | 2015
20263-228838-01 |  |  |  |  | 06246111 |  |  |  |  | Active Application | Trade Secret | Trade |  |  | Residential |  |  | 2025
20263-228838-01 | Xcel Energy | 85 | 13781 | IOU | SRC040889 | 1000 | Solar |  |  | Withdrawn | Trade Secret | Trade |  |  | Community Solar Garden | Solar*Rewards Community | Trade Secret | 2015
20263-228838-01 | Xcel Energy | 85 | 13781 | IOU | SRC042607 | 950 | Solar |  |  | Withdrawn | Trade Secret | Trade | MTV | MTV022 | Community Solar Garden | Solar*Rewards Community | Trade Secret | 2015
20263-228838-01 | Xcel Energy | 85 | 13781 | IOU | SRC040401 | 1000 | Solar |  |  | Withdrawn | Trade Secret | Trade | CGR | CGR061 | Community Solar Garden | Solar*Rewards Community | Trade Secret | 2015
20263-228838-01 | Xcel Energy | 85 | 13781 | IOU | 03130876 | 0.26 | Solar |  |  | Interconnected | Trade Secret | Trade | FST | FST031 | Residential |  | Trade Secret | 2008 | 2008
20263-228838-01 | Xcel Energy | 85 | 13781 | IOU | SRC040933 | 1000 | Solar |  |  | Withdrawn | Trade Secret | Trade | ORO | ORO061 | Community Solar Garden | Solar*Rewards Community | Trade Secret | 2015
20263-228838-01 | Xcel Energy | 85 | 13781 | IOU | 03128546 | 1000 | Solar |  |  | Interconnected | Glenwood | Trade | GLD | GLD021 | Community Solar Garden | Solar*Rewards Community | Trade Secret | 2016 | 2018
20263-228838-01 |  |  |  |  | 06149788 |  |  |  |  | Withdrawn | Trade Secret | Trade |  |  | Residential |  |  | 2025
20263-228838-01 | Xcel Energy | 85 | 13781 | IOU | SRC052706 | 1000 | Solar |  |  | Withdrawn | Trade Secret | Trade |  |  | Community Solar Garden | Solar*Rewards Community | Trade Secret | 2016
20263-228838-01 | Xcel Energy | 85 | 13781 | IOU | SRC063505 | 1000 | Solar |  |  | Withdrawn | Trade Secret | Trade |  |  | Community Solar Garden | Solar*Rewards Community | Trade Secret | 2017
20263-228838-01 |  |  |  |  | 03878328 |  | Solar |  |  | Active Application | Trade Secret | Trade |  |  | Residential | Solar*Rewards |  | 2020
20263-228838-01 |  |  |  |  | 06003369 |  | Solar |  |  | Active Application | Trade Secret | Trade |  |  | Residential | Solar*Rewards |  | 2024
20263-228838-01 | Xcel Energy | 85 | 13781 | IOU | 03125972 | 1000 | Solar |  |  | Interconnected | Zumbro Falls | Trade | ZUF | ZUF021 | Community Solar Garden | Solar*Rewards Community | Trade Secret | 2015 | 2018
20263-228838-01 |  |  |  |  | 04138378 |  | Solar |  |  | Active Application | Trade Secret | Trade |  |  | Residential | Solar*Rewards |  | 2020
20263-228838-01 | Xcel Energy | 85 | 13781 | IOU | SRC040067 | 1000 | Solar |  |  | Withdrawn | Trade Secret | Trade |  |  | Community Solar Garden | Solar*Rewards Community | Trade Secret | 2015
20263-228838-01 |  |  |  |  | 05725165 |  | Solar |  |  | Active Application | Trade Secret | Trade |  |  | Residential | Solar*Rewards |  | 2024
20263-228838-01 | Xcel Energy | 85 | 13781 | IOU | SRC038699 | 1000 | Solar |  |  | Withdrawn | Trade Secret | Trade | LNS | LNS033 | Community Solar Garden | Solar*Rewards Community | Trade Secret | 2014
20263-228838-01 | Xcel Energy | 85 | 13781 | IOU | SRC040039 | 1000 | Solar |  |  | Withdrawn | Trade Secret | Trade |  |  | Community Solar Garden | Solar*Rewards Community | Trade Secret | 2015
20263-228838-01 | Xcel Energy | 85 | 13781 | IOU | SRC042143 | 1000 | Solar |  |  | Withdrawn | Trade Secret | Trade | LAF | LAF001 | Community Solar Garden | Solar*Rewards Community | Trade Secret | 2015
20263-228838-01 | Xcel Energy | 85 | 13781 | IOU | SRC049580 | 1000 | Solar |  |  | Withdrawn | Trade Secret | Trade | GAY | GAY002 | Community Solar Garden | Solar*Rewards Community | Trade Secret | 2016
20263-228838-01 | Xcel Energy | 85 | 13781 | IOU | 03126958 | 875 | Solar |  |  | Interconnected | Cottage Grove | Trade | CHE | CHE075 | Community Solar Garden | Solar*Rewards Community | Trade Secret | 2015 | 2018
20263-228838-01 | Xcel Energy | 85 | 13781 | IOU | 03128538 | 1000 | Solar |  |  | Interconnected | Scandia | Trade | SCA | SCA021 | Community Solar Garden | Solar*Rewards Community | Trade Secret | 2015 | 2017
20263-228838-01 | Xcel Energy | 85 | 13781 | IOU | 03126719 | 1000 | Solar |  |  | Interconnected | Taylors Falls | Trade | LCR | LCR311 | Community Solar Garden | Solar*Rewards Community | Trade Secret | 2015 | 2018
20263-228838-01 |  |  |  |  | 04575019 |  |  |  |  | Active Application | Trade Secret | Trade |  |  | Residential |  |  | 2021
20263-228838-01 |  |  |  |  | 04980213 |  | Solar |  |  | Active Application | Trade Secret | Trade |  |  | Residential | Solar*Rewards |  | 2022
20263-228838-01 |  |  |  |  | 05202559 |  |  |  |  | Active Application | Trade Secret | Trade |  |  | Residential |  |  | 2022
20263-228838-01 | Xcel Energy | 85 | 13781 | IOU | 05526592 | 1000 | Solar |  |  | Withdrawn | Trade Secret | Trade | SCH | SCH211 | Community Solar Garden | Solar*Rewards Community | Trade Secret | 2023
20263-228838-01 |  |  |  |  | 06026498 |  | Solar |  |  | Withdrawn | Trade Secret | Trade |  |  | Residential | Solar*Rewards |  | 2024
20263-228838-01 |  |  |  |  | 05974087 |  | Solar |  |  | Withdrawn | Trade Secret | Trade |  |  | Residential | Solar*Rewards |  | 2024
20263-228838-01 |  |  |  |  | 05751462 |  | Solar |  |  | Active Application | Trade Secret | Trade |  |  | Residential | Solar*Rewards |  | 2024
20263-228838-01 |  |  |  |  | 05947229 |  |  |  |  | Withdrawn | Trade Secret | Trade |  |  | Residential |  |  | 2024
20263-228838-01 | Xcel Energy | 85 | 13781 | IOU | SRC068976 | 1000 | Solar |  |  | Withdrawn | Trade Secret | Trade |  |  | Community Solar Garden | Solar*Rewards Community | Trade Secret | 2018
20263-228838-01 | Xcel Energy | 85 | 13781 | IOU | SRC040956 | 1000 | Solar |  |  | Withdrawn | Trade Secret | Trade | WYO | WYO022 | Community Solar Garden | Solar*Rewards Community | Trade Secret | 2015
20263-228838-01 | Xcel Energy | 85 | 13781 | IOU | SRC052794 | 1000 | Solar |  |  | Withdrawn | Trade Secret | Trade |  |  | Community Solar Garden | Solar*Rewards Community | Trade Secret | 2017
20263-228838-01 | Xcel Energy | 85 | 13781 | IOU | SRC039281 | 1000 | Solar |  |  | Withdrawn | Trade Secret | Trade | MEI | MEI021 | Community Solar Garden | Solar*Rewards Community | Trade Secret | 2015
20263-228838-01 | Xcel Energy | 85 | 13781 | IOU | 03125892 | 10000 | Solar |  |  | Interconnected | Trade Secret | Trade | WAS | WAS081 | Utility |  | Trade Secret | 2016 | 2017
20263-228838-01 |  |  |  |  | 04428258 |  |  |  |  | Active Application | Trade Secret | Trade |  |  | Residential |  |  | 2021
20263-228838-01 | Xcel Energy | 85 | 13781 | IOU | 05689968 | 5000 | Solar |  |  | Active Application | Trade Secret | Trade |  |  | Community Solar Garden | Solar*Rewards Community | Trade Secret | 2024
20263-228838-01 | Xcel Energy | 85 | 13781 | IOU | 03121432 | 1000 | Solar |  |  | Interconnected | Tracy | Trade | TSS | TSS061 | Community Solar Garden | Solar*Rewards Community | Trade Secret | 2015 | 2018
20263-228838-01 | Xcel Energy | 85 | 13781 | IOU | SRC039303 | 1000 | Solar |  |  | Withdrawn | Trade Secret | Trade |  |  | Community Solar Garden | Solar*Rewards Community | Trade Secret | 2015
20263-228838-01 | Xcel Energy | 85 | 13781 | IOU | 03128509 | 1000 | Solar |  |  | Interconnected | Plato | Trade | PLA | PLA022 | Community Solar Garden | Solar*Rewards Community | Trade Secret | 2015 | 2020
20263-228838-01 |  |  |  |  | SRO29521 |  | Solar |  |  | Withdrawn | Trade Secret | Trade |  |  |  | Other |  | 2013
20263-228838-01 | Xcel Energy | 85 | 13781 | IOU | SRC039894 | 1000 | Solar |  |  | Withdrawn | Trade Secret | Trade | WAT | WAT081 | Community Solar Garden | Solar*Rewards Community | Trade Secret | 2015
20263-228838-01 | Xcel Energy | 85 | 13781 | IOU | SRC041640 | 972 | Solar |  |  | Withdrawn | Trade Secret | Trade | COK | COK061 | Community Solar Garden | Solar*Rewards Community | Trade Secret | 2015
20263-228838-01 | Xcel Energy | 85 | 13781 | IOU | SRC042755 | 1000 | Solar |  |  | Withdrawn | Trade Secret | Trade | WTN | WTN062 | Community Solar Garden | Solar*Rewards Community | Trade Secret | 2015
20263-228838-01 | Xcel Energy | 85 | 13781 | IOU | SRC042642 | 950 | Solar |  |  | Withdrawn | Trade Secret | Trade | DGC | DGC061 | Community Solar Garden | Solar*Rewards Community | Trade Secret | 2015
20263-228838-01 | Xcel Energy | 85 | 13781 | IOU | 03123397 | 1000 | Solar |  |  | Interconnected | Atwater | Trade | ATW | ATW061 | Community Solar Garden | Solar*Rewards Community | Trade Secret | 2017 | 2020
20263-228838-01 | Xcel Energy | 85 | 13781 | IOU | 03503187 | 1000 | Solar |  |  | Active Application | Trade Secret | Trade | AVR | AVR081 | LMI | Solar*Rewards Community | Trade Secret | 2024
20263-228838-01 | Xcel Energy | 85 | 13781 | IOU | 05433083 | 1000 | Solar |  |  | Withdrawn | Trade Secret | Trade | BTF | BTF001 | Community Solar Garden | Solar*Rewards Community | Trade Secret | 2023
20263-228838-01 |  |  |  |  | 03668160 |  |  |  |  | Active Application | Trade Secret | Trade |  |  | Residential |  |  | 2020
20263-228838-01 | Xcel Energy | 85 | 13781 | IOU | SRC039284 | 1000 | Solar |  |  | Withdrawn | Trade Secret | Trade | MEI | MEI021 | Community Solar Garden | Solar*Rewards Community | Trade Secret | 2015
20263-228838-01 | Xcel Energy | 85 | 13781 | IOU | 03125913 | 1000 | Solar |  |  | Interconnected | Foley | Trade | MHW | MHW311 | Community Solar Garden | Solar*Rewards Community | Trade Secret | 2018 | 2021
20263-228838-01 |  |  |  |  | 05766527 |  | Solar |  |  | Active Application | Trade Secret | Trade |  |  | Residential | Solar*Rewards |  | 2024
20263-228838-01 |  |  |  |  | 04466917 |  | Solar |  |  | Active Application | Trade Secret | Trade |  |  | Residential | Solar*Rewards |  | 2021
20263-228838-01 |  |  |  |  | 04051420 |  | Solar |  |  | Active Application | Trade Secret | Trade |  |  | Residential | Solar*Rewards |  | 2020
20263-228838-01 |  |  |  |  | SRC049587 |  | Solar |  |  | Withdrawn | Trade Secret | Trade |  |  | Community Solar Garden | Solar*Rewards Community |  | 2016
20263-228838-01 | Xcel Energy | 85 | 13781 | IOU | SRC038430 | 984 | Solar |  |  | Withdrawn | Trade Secret | Trade | SCL | SCL322 | Community Solar Garden | Solar*Rewards Community | Trade Secret | 2014
20263-228838-01 | Xcel Energy | 85 | 13781 | IOU | SRC069524 | 1000 | Solar |  |  | Withdrawn | Trade Secret | Trade | MHW | MHW311 | Community Solar Garden | Solar*Rewards Community | Trade Secret | 2018
20263-228838-01 | Xcel Energy | 85 | 13781 | IOU | 03128556 | 1000 | Solar |  |  | Interconnected | Richmond | Trade | RCH | RCH061 | Community Solar Garden | Solar*Rewards Community | Trade Secret | 2015 | 2017
20263-228838-01 |  |  |  |  | 06055711 |  |  |  |  | Active Application | Trade Secret | Trade |  |  | Residential |  |  | 2025
20263-228838-01 | Xcel Energy | 85 | 13781 | IOU | SRC040482 | 1000 | Solar |  |  | Withdrawn | Trade Secret | Trade | DOC | DOC031 | Community Solar Garden | Solar*Rewards Community | Trade Secret | 2015
20263-228838-01 | Xcel Energy | 85 | 13781 | IOU | 03127496 | 1000 | Solar |  |  | Interconnected | Scandia | Trade | HUG | HUG321 | Community Solar Garden | Solar*Rewards Community | Trade Secret | 2017 | 2020
20263-228838-01 |  |  |  |  | 06293958 |  |  |  |  | Active Application | Trade Secret | Trade |  |  | Residential |  |  | 2025
20263-228838-01 |  |  |  |  | 06264506 |  |  |  |  | Active Application | Trade Secret | Trade |  |  | Residential |  |  | 2025
20263-228838-01 | Xcel Energy | 85 | 13781 | IOU | SRC038436 | 1000 | Solar |  |  | Withdrawn | Trade Secret | Trade | NOF | NOF071 | Community Solar Garden | Solar*Rewards Community | Trade Secret | 2014
20263-228838-01 |  |  |  |  | 04066751 |  | Solar |  |  | Withdrawn | Trade Secret | Trade |  |  | Residential | Solar*Rewards |  | 2020
20263-228838-01 |  |  |  |  | 06325170 |  | Solar |  |  | Active Application | Trade Secret | Trade |  |  | Residential | Solar*Rewards |  | 2026
20263-228838-01 | Xcel Energy | 85 | 13781 | IOU | SRC040751 | 950 | Solar |  |  | Withdrawn | Trade Secret | Trade |  |  | Community Solar Garden | Solar*Rewards Community | Trade Secret | 2015
20263-228838-01 | Xcel Energy | 85 | 13781 | IOU | SRC040716 | 950 | Solar |  |  | Withdrawn | Trade Secret | Trade |  |  | Community Solar Garden | Solar*Rewards Community | Trade Secret | 2015
20263-228838-01 | Xcel Energy | 85 | 13781 | IOU | 05756393 | 4990 | Solar |  |  | Withdrawn | Trade Secret | Trade |  |  | Commercial | Other | Trade Secret | 2024
20263-228838-01 | Xcel Energy | 85 | 13781 | IOU | SRC052819 | 1000 | Solar |  |  | Withdrawn | Trade Secret | Trade |  |  | Community Solar Garden | Solar*Rewards Community | Trade Secret | 2017
20263-228838-01 | Xcel Energy | 85 | 13781 | IOU | SRC042147 | 1000 | Solar |  |  | Withdrawn | Trade Secret | Trade | ORO | ORO061 | Community Solar Garden | Solar*Rewards Community | Trade Secret | 2015
20263-228838-01 | Xcel Energy | 85 | 13781 | IOU | SRC042481 | 950 | Solar |  |  | Withdrawn | Trade Secret | Trade | BUR | BUR032 | Community Solar Garden | Solar*Rewards Community | Trade Secret | 2015
20263-228838-01 | Xcel Energy | 85 | 13781 | IOU | 03126974 | 1000 | Solar |  |  | Interconnected | Clear Lake | Trade | SCL | SCL322 | Community Solar Garden | Solar*Rewards Community | Trade Secret | 2015 | 2018
20263-228838-01 |  |  |  |  | 03987277 |  |  |  |  | Active Application | Trade Secret | Trade |  |  | Residential |  |  | 2020
20263-228838-01 | Xcel Energy | 85 | 13781 | IOU | 04258258 | 1000 | Solar |  |  | Active Application | Trade Secret | Trade |  |  | Community Solar Garden | Solar*Rewards Community | Trade Secret | 2020
20263-228838-01 |  |  |  |  | SRO29439 |  | Solar |  |  | Withdrawn | Trade Secret | Trade |  |  |  | Other |  | 2013
20263-228838-01 |  |  |  |  | 05764506 |  |  |  |  | Active Application | Trade Secret | Trade |  |  | Residential |  |  | 2024
20263-228838-01 |  |  |  |  | 05800015 |  | Solar |  |  | Active Application | Trade Secret | Trade |  |  | Residential |  |  | 2024
20263-228838-01 |  |  |  |  | 04463544 |  | Solar |  |  | Active Application | Trade Secret | Trade |  |  | Residential | Solar*Rewards |  | 2021
20263-228838-01 | Xcel Energy | 85 | 13781 | IOU | 03390086 | 6 | Solar |  |  | Active Application | Trade Secret | Trade | BLC | BLC062 | Residential | Solar*Rewards | Trade Secret | 2019
20263-228838-01 |  |  |  |  | 05770841 |  | Solar |  |  | Active Application | Trade Secret | Trade |  |  | Residential | Solar*Rewards |  | 2024
20263-228838-01 | Xcel Energy | 85 | 13781 | IOU | SRC039305 | 1000 | Solar |  |  | Withdrawn | Trade Secret | Trade |  |  | Community Solar Garden | Solar*Rewards Community | Trade Secret | 2015
20263-228838-01 | Xcel Energy | 85 | 13781 | IOU | SRC042555 | 950 | Solar |  |  | Withdrawn | Trade Secret | Trade | SMT | SMT072 | Community Solar Garden | Solar*Rewards Community | Trade Secret | 2015
20263-228838-01 | Xcel Energy | 85 | 13781 | IOU | SRC042585 | 1000 | Solar |  |  | Withdrawn | Trade Secret | Trade | NOF | NOF061 | Community Solar Garden | Solar*Rewards Community | Trade Secret | 2015
20263-228838-01 | Xcel Energy | 85 | 13781 | IOU | 03121350 | 1000 | Solar |  |  | Interconnected | Woodbury | Trade | RRK | RRK064 | Community Solar Garden | Solar*Rewards Community | Trade Secret | 2015 | 2020
20263-228838-01 |  |  |  |  | 05764184 |  |  |  |  | Active Application | Trade Secret | Trade |  |  | Residential |  |  | 2024
20263-228838-01 | Xcel Energy | 85 | 13781 | IOU | 05400563 | 1000 | Solar |  |  | Withdrawn | Trade Secret | Trade | GLD | GLD021 | Community Solar Garden | Solar*Rewards Community | Trade Secret | 2023
20263-228838-01 | Xcel Energy | 85 | 13781 | IOU | 05531829 | 1000 | Solar |  |  | Withdrawn | Trade Secret | Trade | WAS | WAS091 | Community Solar Garden | Solar*Rewards Community | Trade Secret | 2023
20263-228838-01 | Xcel Energy | 85 | 13781 | IOU | 04992707 | 1000 | Solar |  |  | Active Application | Trade Secret | Trade |  |  | Community Solar Garden | Solar*Rewards Community | Trade Secret | 2022
20263-228838-01 |  |  |  |  | 05343923 |  | Solar |  |  | Active Application | Trade Secret | Trade |  |  | Residential | Solar*Rewards |  | 2022
20263-228838-01 | Xcel Energy | 85 | 13781 | IOU | SRC068439 | 1000 | Solar |  |  | Withdrawn | Trade Secret | Trade | SWN | SWN022 | Community Solar Garden | Solar*Rewards Community | Trade Secret | 2018
20263-228838-01 | Xcel Energy | 85 | 13781 | IOU | SRC040801 | 1000 | Solar |  |  | Withdrawn | Trade Secret | Trade | HUG | HUG321 | Community Solar Garden | Solar*Rewards Community | Trade Secret | 2015
20263-228838-01 | Xcel Energy | 85 | 13781 | IOU | SRC040964 | 1000 | Solar |  |  | Withdrawn | Trade Secret | Trade | HSN | HSN321 | Community Solar Garden | Solar*Rewards Community | Trade Secret | 2015
20263-228838-01 |  |  |  |  | SRO29437 |  | Solar |  |  | Withdrawn | Trade Secret | Trade |  |  |  | Other |  | 2013
20263-228838-01 | Xcel Energy | 85 | 13781 | IOU | 03260804 | 4.08 | Solar |  |  | Active Application | Trade Secret | Trade |  |  | Residential | Solar*Rewards | Trade Secret | 2019
20263-228838-01 |  |  |  |  | 04914358 |  | Solar |  |  | Active Application | Trade Secret | Trade |  |  | Residential | Solar*Rewards |  | 2022
20263-228838-01 | Xcel Energy | 85 | 13781 | IOU | 03128295 | 6500 | Solar |  |  | Interconnected | Trade Secret | Trade | CHI | CHI311 | Utility |  | Trade Secret | 2016 | 2016
20263-228838-01 |  |  |  |  | 05672331 |  | Solar |  |  | Active Application | Trade Secret | Trade |  |  | Residential | Solar*Rewards |  | 2023
20263-228838-01 | Xcel Energy | 85 | 13781 | IOU | SRC071111 | 1000 | Solar |  |  | Withdrawn | Trade Secret | Trade |  |  | Community Solar Garden | Solar*Rewards Community | Trade Secret | 2019
20263-228838-01 | Xcel Energy | 85 | 13781 | IOU | SRC050639 | 1000 | Solar |  |  | Withdrawn | Trade Secret | Trade | NER | NER021 | Community Solar Garden | Solar*Rewards Community | Trade Secret | 2016
20263-228838-01 |  |  |  |  | 05985506 |  | Solar |  |  | Active Application | Trade Secret | Trade |  |  | Residential | Solar*Rewards |  | 2024
20263-228838-01 | Xcel Energy | 85 | 13781 | IOU | SRC038598 | 1000 | Solar |  |  | Withdrawn | Trade Secret | Trade | CTF | CTF021 | Community Solar Garden | Solar*Rewards Community | Trade Secret | 2014
20263-228838-01 |  |  |  |  | 06127239 |  | Solar |  |  | Active Application | Trade Secret | Trade |  |  | Residential | Solar*Rewards |  | 2025
20263-228838-01 | Xcel Energy | 85 | 13781 | IOU | SRC041076 | 1000 | Solar |  |  | Withdrawn | Trade Secret | Trade | CHI | CHI311 | Community Solar Garden | Solar*Rewards Community | Trade Secret | 2015
20263-228838-01 | Xcel Energy | 85 | 13781 | IOU | SRC038968 | 1000 | Solar |  |  | Withdrawn | Trade Secret | Trade | LAP | LAP311 | Community Solar Garden | Solar*Rewards Community | Trade Secret | 2015
20263-228838-01 | Xcel Energy | 85 | 13781 | IOU | 03127852 | 1000 | Solar |  |  | Interconnected | Clear Lake | Trade | SDX | SDX311 | Community Solar Garden | Solar*Rewards Community | Trade Secret | 2014 | 2018
20263-228838-01 | Xcel Energy | 85 | 13781 | IOU | 03128415 | 1000 | Solar |  |  | Interconnected | Taylors Falls | Trade | LCR | LCR311 | Community Solar Garden | Solar*Rewards Community | Trade Secret | 2015 | 2017
20263-228838-01 |  |  |  |  | SRO28733 |  | Solar |  |  | Withdrawn | Trade Secret | Trade |  |  |  | Other |  | 2013
20263-228838-01 | Xcel Energy | 85 | 13781 | IOU | 03124747 | 1000 | Solar |  |  | Interconnected | Cold Spring | Trade | WAK | WAK321 | Community Solar Garden | Solar*Rewards Community | Trade Secret | 2015 | 2017
20263-228838-01 | Xcel Energy | 85 | 13781 | IOU | 05612262 | 1000 | Solar |  |  | Withdrawn | Trade Secret | Trade | WWK | WWK311 | Community Solar Garden | Solar*Rewards Community | Trade Secret | 2023
20263-228838-01 | Xcel Energy | 85 | 13781 | IOU | 05600431 | 990 | Solar |  |  | Withdrawn | Trade Secret | Trade | HUG | HUG321 | Community Solar Garden | Solar*Rewards Community | Trade Secret | 2023
20263-228838-01 | Xcel Energy | 85 | 13781 | IOU | 03503921 | 1000 | Solar |  |  | Withdrawn | Trade Secret | Trade | PAT | PAT312 | Community Solar Garden | Solar*Rewards Community | Trade Secret | 2020
20263-228838-01 | Xcel Energy | 85 | 13781 | IOU | SRC052762 | 1000 | Solar |  |  | Withdrawn | Trade Secret | Trade | HSN | HSN312 | Community Solar Garden | Solar*Rewards Community | Trade Secret | 2017
20263-228838-01 |  |  |  |  | 05449581 |  |  |  |  | Active Application | Trade Secret | Trade |  |  | Residential |  |  | 2023
20263-228838-01 | Xcel Energy | 85 | 13781 | IOU | SRC040831 | 1000 | Solar |  |  | Withdrawn | Trade Secret | Trade | SOH | SOH001 | Community Solar Garden | Solar*Rewards Community | Trade Secret | 2015
20263-228838-01 | Xcel Energy | 85 | 13781 | IOU | 03127481 | 1000 | Solar |  |  | Interconnected | Dodge Center | Trade | DOC | DOC211 | Community Solar Garden | Solar*Rewards Community | Trade Secret | 2018 | 2020
20263-228838-01 | Xcel Energy | 85 | 13781 | IOU | SRC040648 | 1000 | Solar |  |  | Withdrawn | Trade Secret | Trade | CGR | CGR063 | Community Solar Garden | Solar*Rewards Community | Trade Secret | 2015
20263-228838-01 | Xcel Energy | 85 | 13781 | IOU | SRC042596 | 950 | Solar |  |  | Withdrawn | Trade Secret | Trade | MRN | MRN021 | Community Solar Garden | Solar*Rewards Community | Trade Secret | 2015
20263-228838-01 | Xcel Energy | 85 | 13781 | IOU | SRC038795 | 1000 | Solar |  |  | Withdrawn | Trade Secret | Trade |  |  | Community Solar Garden | Solar*Rewards Community | Trade Secret | 2015
20263-228838-01 | Xcel Energy | 85 | 13781 | IOU | 03128520 | 1000 | Solar |  |  | Interconnected | Northfield | Trade | DND | DND072 | Community Solar Garden | Solar*Rewards Community | Trade Secret | 2015 | 2018
20263-228838-01 | Xcel Energy | 85 | 13781 | IOU | SRO12678 | 3 | Solar |  |  | Withdrawn | Trade Secret | Trade |  |  |  | Solar*Rewards | Trade Secret | 2010
20263-228838-01 |  |  |  |  | 04528975 |  | Solar |  |  | Active Application | Trade Secret | Trade |  |  | Residential | Solar*Rewards |  | 2021
20263-228838-01 | Xcel Energy | 85 | 13781 | IOU | 03128629 | 1000 | Solar |  |  | Interconnected | Villard | Trade | VIL | VIL021 | Community Solar Garden | Solar*Rewards Community | Trade Secret | 2018 | 2020
20263-228838-01 |  |  |  |  | OID2806213 |  | Wind |  |  | Withdrawn | Trade Secret | Trade | [5 empty] | 2007
20263-228838-01 | Xcel Energy | 85 | 13781 | IOU | 03131993 | 6 | Solar |  |  | Interconnected | Trade Secret | Trade | UPP | UPP085 | Residential | Solar*Rewards | Trade Secret | 2017 | 2018
20263-228838-01 | Xcel Energy | 85 | 13781 | IOU | 03131452 | 36 | Solar |  |  | Interconnected | Trade Secret | Trade | WEB | WEB021 | Commercial |  | Trade Secret | 2017 | 2017
20263-228838-01 | Xcel Energy | 85 | 13781 | IOU | 03131451 | 18 | Solar |  |  | Interconnected | Trade Secret | Trade | WEB | WEB021 | Commercial | Solar*Rewards | Trade Secret | 2017 | 2017
20263-228838-01 | Xcel Energy | 85 | 13781 | IOU | 06235393 | 7.6 | Solar |  |  | Interconnected | Trade Secret | Trade | WWK | WWK321 | Residential |  | Trade Secret | 2025 | 2025
20263-228838-01 | Xcel Energy | 85 | 13781 | IOU | 06198727 | 5.76 | Solar |  |  | Interconnected | Trade Secret | Trade | WRR | WRR075 | Residential |  | Trade Secret | 2025 | 2025
20263-228838-01 | Xcel Energy | 85 | 13781 | IOU | 03740639 | 166.5 | Solar |  |  | Interconnected | Trade Secret | Trade | EDA | EDA078 | Commercial |  | Trade Secret | 2020 | 2020
20263-228838-01 | Xcel Energy | 85 | 13781 | IOU | 03294045 | 30 | Solar |  |  | Interconnected | Trade Secret | Trade | EDA | EDA078 | Commercial | Solar*Rewards | Trade Secret | 2019 | 2020
20263-228838-01 | Xcel Energy | 85 | 13781 | IOU | OID3628996 | 30 | Solar |  |  | Withdrawn | Trade Secret | Trade | EDA | EDA078 | Commercial | Solar*Rewards | Trade Secret | 2018
20263-228838-01 | Xcel Energy | 85 | 13781 | IOU | 03131439 | 6 | Solar |  |  | Interconnected | Trade Secret | Trade | MEL | MEL061 | Residential | Solar*Rewards | Trade Secret | 2017 | 2019
20263-228838-01 | Xcel Energy | 85 | 13781 | IOU | 05253220 | 5.904 | Solar |  |  | Interconnected | Trade Secret | Trade | RPO | RPO311 | Residential |  | Trade Secret | 2022 | 2023
20263-228838-01 | Xcel Energy | 85 | 13781 | IOU | 04950169 | 11.39 | Solar |  |  | Active Application | Trade Secret | Trade | CHI | CHI311 | Residential | Solar*Rewards | Trade Secret | 2022
20263-228838-01 | Xcel Energy | 85 | 13781 | IOU | 05882051 | 7.616 | Solar |  |  | Interconnected | Trade Secret | Trade | WDY | WDY312 | Residential |  | Trade Secret | 2024 | 2025
20263-228838-01 | Xcel Energy | 85 | 13781 | IOU | OID3368910 | 9.94 | Solar |  |  | Withdrawn | Trade Secret | Trade | ALK | ALK067 | Residential | Solar*Rewards | Trade Secret | 2018
20263-228838-01 | Xcel Energy | 85 | 13781 | IOU | 03132579 | 2.962 | Solar |  |  | Interconnected | Trade Secret | Trade | HSN | HSN321 | Residential | Solar*Rewards | Trade Secret | 2018 | 2018
20263-228838-01 | Xcel Energy | 85 | 13781 | IOU | 04101055 | 58.04 | Solar |  |  | Active Application | Trade Secret | Trade | RIV | RIV062 | Commercial | Solar*Rewards | Trade Secret | 2020
20263-228838-01 | Xcel Energy | 85 | 13781 | IOU | 04117823 | 38.02 | Solar |  |  | Interconnected | Trade Secret | Trade | RIV | RIV062 | Commercial | Solar*Rewards | Trade Secret | 2020 | 2021
20263-228838-01 | Xcel Energy | 85 | 13781 | IOU | OID4039803 | 38.02 | Solar |  |  | Withdrawn | Trade Secret | Trade | RIV | RIV062 | Residential | Solar*Rewards | Trade Secret | 2019
20263-228838-01 | Xcel Energy | 85 | 13781 | IOU | 06321825 | 7.616 | Solar |  |  | Active Application | Trade Secret | Trade | WDY | WDY312 | Residential | Solar*Rewards | Trade Secret | 2026
20263-228838-01 | Xcel Energy | 85 | 13781 | IOU | 03747760 | 6 | Solar |  |  | Active Application | Trade Secret | Trade | WAS | WAS092 | Residential | Solar*Rewards | Trade Secret | 2020
20263-228838-01 | Xcel Energy | 85 | 13781 | IOU | OID3870936 | 11.34 | Solar |  |  | Interconnected | Trade Secret | Trade | SHP | SHP061 | Residential | Solar*Rewards | Trade Secret | 2019 | 2019
20263-228838-01 | Xcel Energy | 85 | 13781 | IOU | 05820728 | 6.3 | Solar |  |  | Interconnected | Trade Secret | Trade | ECK | ECK322 | Residential |  | Trade Secret | 2024 | 2024
20263-228838-01 | Xcel Energy | 85 | 13781 | IOU | 05723312 | 7.216 | Solar |  |  | Withdrawn | Trade Secret | Trade | CGR | CGR071 | Residential | Solar*Rewards | Trade Secret | 2024
20263-228838-01 | Xcel Energy | 85 | 13781 | IOU | 05795042 | 9.184 | Solar |  |  | Interconnected | Trade Secret | Trade | CGR | CGR071 | Residential | Solar*Rewards | Trade Secret | 2024 | 2024
20263-228838-01 | Xcel Energy | 85 | 13781 | IOU | 04442124 | 7.68 | Solar |  |  | Withdrawn | Trade Secret | Trade | CGR | CGR071 | Residential | Solar*Rewards | Trade Secret | 2021
20263-228838-01 | Xcel Energy | 85 | 13781 | IOU | 05845843 | 3.84 | Solar |  |  | Interconnected | Trade Secret | Trade | RPO | RPO311 | Residential | Solar*Rewards | Trade Secret | 2024 | 2024
20263-228838-01 | Xcel Energy | 85 | 13781 | IOU | 05946284 | 3.84 | Solar |  |  | Interconnected | Trade Secret | Trade | FSL | FSL311 | Residential | Solar*Rewards | Trade Secret | 2024 | 2025
20263-228838-01 | Xcel Energy | 85 | 13781 | IOU | 05278814 | 6.67 | Solar |  |  | Interconnected | Trade Secret | Trade | RPO | RPO311 | Residential |  | Trade Secret | 2022 | 2023
20263-228838-01 | Xcel Energy | 85 | 13781 | IOU | 04908971 | 11.866 | Solar |  |  | Withdrawn | Trade Secret | Trade | HUG | HUG311 | Residential | Solar*Rewards | Trade Secret | 2022
20263-228838-01 | Xcel Energy | 85 | 13781 | IOU | 04008389 | 100 | Solar |  |  | Interconnected | Trade Secret | Trade | EDP | EDP095 | Commercial |  | Trade Secret | 2020 | 2021
20263-228838-01 | Xcel Energy | 85 | 13781 | IOU | 05170332 | 9.074 | Solar |  |  | Interconnected | Trade Secret | Trade | HUG | HUG311 | Residential |  | Trade Secret | 2022 | 2024
20263-228838-01 | Xcel Energy | 85 | 13781 | IOU | 03880022 | 43.2 | Solar |  |  | Interconnected | Trade Secret | Trade | WWK | WWK311 | Commercial | Solar*Rewards | Trade Secret | 2020 | 2021
20263-228838-01 | Xcel Energy | 85 | 13781 | IOU | 05792272 | 4.886 | Solar |  |  | Interconnected | Trade Secret | Trade | SOU | SOU073 | Residential |  | Trade Secret | 2024 | 2024
20263-228838-01 | Xcel Energy | 85 | 13781 | IOU | 06007609 | 49.6 | Solar |  |  | Withdrawn | Trade Secret | Trade | SOU | SOU073 | Commercial |  | Trade Secret | 2024
20263-228838-01 | Xcel Energy | 85 | 13781 | IOU | 06007727 | 39.98 | Solar |  |  | Interconnected | Trade Secret | Trade | SOU | SOU073 | Commercial |  | Trade Secret | 2024 | 2025
20263-228838-01 |  |  |  |  | 06007563 |  |  |  |  | Withdrawn | Trade Secret | Trade | SOU | SOU073 | Commercial |  |  | 2024
20263-228838-01 | Xcel Energy | 85 | 13781 | IOU | 04257164 | 8.41 | Solar |  |  | Interconnected | Trade Secret | Trade | RMT | RMT321 | Residential | Solar*Rewards | Trade Secret | 2021 | 2021
20263-228838-01 | Xcel Energy | 85 | 13781 | IOU | 04931303 | 3.3 | Solar |  |  | Withdrawn | Trade Secret | Trade | ALK | ALK072 | Residential | Solar*Rewards | Trade Secret | 2022
20263-228838-01 | Xcel Energy | 85 | 13781 | IOU | 05341747 | 12.215 | Solar |  |  | Interconnected | Trade Secret | Trade | RPO | RPO311 | Residential |  | Trade Secret | 2023 | 2023
20263-228838-01 | Xcel Energy | 85 | 13781 | IOU | 04440242 | 4.64 | Solar |  |  | Interconnected | Trade Secret | Trade | SLP | SLP085 | Residential | Solar*Rewards | Trade Secret | 2021 | 2021
20263-228838-01 | Xcel Energy | 85 | 13781 | IOU | 05495121 | 7.25 | Solar |  |  | Interconnected | Trade Secret | Trade | CGR | CGR071 | Residential |  | Trade Secret | 2023 | 2023
20263-228838-01 | Xcel Energy | 85 | 13781 | IOU | 06098224 | 6.631 | Solar |  |  | Interconnected | Trade Secret | Trade | SOU | SOU079 | Residential | Solar*Rewards | Trade Secret | 2025 | 2025
20263-228838-01 | Xcel Energy | 85 | 13781 | IOU | 05822853 | 5.904 | Solar |  |  | Interconnected | Trade Secret | Trade | HUG | HUG311 | Residential | Solar*Rewards | Trade Secret | 2024 | 2024
20263-228838-01 | Xcel Energy | 85 | 13781 | IOU | 04794048 | 11.89 | Solar |  |  | Interconnected | Trade Secret | Trade | MND | MND061 | Residential | Solar*Rewards | Trade Secret | 2022 | 2022
20263-228838-01 | Xcel Energy | 85 | 13781 | IOU | 03648704 | 1000 | Solar |  |  | Interconnected | Mankato | Trade | SMT | SMT072 | Community Solar Garden | Solar*Rewards Community | Trade Secret | 2021 | 2022
20263-228838-01 | Xcel Energy | 85 | 13781 | IOU | 05820090 | 6.046 | Solar |  |  | Interconnected | Trade Secret | Trade | CGR | CGR071 | Residential |  | Trade Secret | 2024 | 2024
20263-228838-01 | Xcel Energy | 85 | 13781 | IOU | 05251983 | 10.73 | Solar |  |  | Interconnected | Trade Secret | Trade | RPO | RPO311 | Residential |  | Trade Secret | 2022 | 2023
20263-228838-01 | Xcel Energy | 85 | 13781 | IOU | 06149092 | 7.591 | Solar |  | X | Withdrawn | Trade Secret | Trade | CGR | CGR072 | Residential | Solar*Rewards | Trade Secret | 2025
20263-228838-01 | Xcel Energy | 85 | 13781 | IOU | 06155149 | 7.591 | Solar |  | X | Interconnected | Trade Secret | Trade | CGR | CGR072 | Residential | Solar*Rewards | Trade Secret | 2025 | 2025
20263-228838-01 | Xcel Energy | 85 | 13781 | IOU | 05805488 | 6.282 | Solar |  |  | Interconnected | Trade Secret | Trade | WIL | WIL071 | Residential |  | Trade Secret | 2024 | 2024
20263-228838-01 | Xcel Energy | 85 | 13781 | IOU | 04991863 | 6.96 | Solar |  |  | Interconnected | Trade Secret | Trade | ALD | ALD072 | Residential | Solar*Rewards | Trade Secret | 2022 | 2023
20263-228838-01 | Xcel Energy | 85 | 13781 | IOU | 05557328 | 6.3 | Solar |  |  | Interconnected | Trade Secret | Trade | IDA | IDA073 | Residential | Solar*Rewards | Trade Secret | 2023 | 2023
20263-228838-01 | Xcel Energy | 85 | 13781 | IOU | 05249976 | 6.4 | Solar |  |  | Interconnected | Trade Secret | Trade | HSN | HSN322 | Residential |  | Trade Secret | 2022 | 2023
20263-228838-01 | Xcel Energy | 85 | 13781 | IOU | 04806914 | 6.38 | Solar |  |  | Interconnected | Trade Secret | Trade | HUG | HUG321 | Residential | Solar*Rewards | Trade Secret | 2022 | 2023
20263-228838-01 | Xcel Energy | 85 | 13781 | IOU | 06004641 | 3.84 | Solar |  |  | Active Application | Trade Secret | Trade | FSL | FSL312 | Residential | Solar*Rewards | Trade Secret | 2024
20263-228838-01 | Xcel Energy | 85 | 13781 | IOU | 06202978 | 10.368 | Solar |  |  | Active Application | Trade Secret | Trade | HUG | HUG311 | Residential |  | Trade Secret | 2025
20263-228838-01 | Xcel Energy | 85 | 13781 | IOU | 05006798 | 7.25 | Solar |  |  | Interconnected | Trade Secret | Trade | WRR | WRR075 | Residential | Solar*Rewards | Trade Secret | 2022 | 2023
20263-228838-01 | Xcel Energy | 85 | 13781 | IOU | 04974950 | 39.75 | Solar |  |  | Interconnected | Trade Secret | Trade | HAS | HAS023 | Commercial | Solar*Rewards | Trade Secret | 2022 | 2023
20263-228838-01 | Xcel Energy | 85 | 13781 | IOU | 06219251 | 16.321 | Solar |  |  | Interconnected | Trade Secret | Trade | ORO | ORO061 | Residential |  | Trade Secret | 2025 | 2025
20263-228838-01 | Xcel Energy | 85 | 13781 | IOU | 06209637 | 17.46 | Solar |  |  | Withdrawn | Trade Secret | Trade | ORO | ORO061 | Residential | Solar*Rewards | Trade Secret | 2025
20263-228838-01 | Xcel Energy | 85 | 13781 | IOU | 04883321 | 16.403 | Solar |  |  | Interconnected | Trade Secret | Trade | CGR | CGR071 | Residential |  | Trade Secret | 2022 | 2023
20263-228838-01 | Xcel Energy | 85 | 13781 | IOU | 06170171 | 11.5 | Solar |  | X | Interconnected | Trade Secret | Trade | HUG | HUG322 | Residential | Solar*Rewards | Trade Secret | 2025 | 2025
20263-228838-01 | Xcel Energy | 85 | 13781 | IOU | 05552604 | 6.93 | Solar |  |  | Active Application | Trade Secret | Trade | RPO | RPO311 | Residential |  | Trade Secret | 2023
20263-228838-01 | Xcel Energy | 85 | 13781 | IOU | 05500088 | 18.14 | Solar |  | X | Interconnected | Trade Secret | Trade | EXC | EXC062 | Residential |  | Trade Secret | 2023 | 2023
20263-228838-01 | Xcel Energy | 85 | 13781 | IOU | 05964418 | 5.693 | Solar |  |  | Interconnected | Trade Secret | Trade | RMT | RMT321 | Residential |  | Trade Secret | 2024 | 2024
20263-228838-01 | Xcel Energy | 85 | 13781 | IOU | 06234555 | 5.584 | Solar |  |  | Interconnected | Trade Secret | Trade | APA | APA075 | Residential |  | Trade Secret | 2025 | 2025
20263-228838-01 | Xcel Energy | 85 | 13781 | IOU | 05727671 | 4.064 | Solar |  |  | Withdrawn | Trade Secret | Trade | HSN | HSN321 | Residential |  | Trade Secret | 2024
20263-228838-01 | Xcel Energy | 85 | 13781 | IOU | 05742983 | 5.226 | Solar |  |  | Interconnected | Trade Secret | Trade | HSN | HSN321 | Residential |  | Trade Secret | 2024 | 2024
20263-228838-01 | Xcel Energy | 85 | 13781 | IOU | 05712583 | 7.258 | Solar |  |  | Interconnected | Trade Secret | Trade | WRR | WRR064 | Residential | Solar*Rewards | Trade Secret | 2024 | 2024
20263-228838-01 | Xcel Energy | 85 | 13781 | IOU | 06192972 | 12 | Storage |  |  | Active Application | Trade Secret | Trade | LAP | LAP311 | Residential |  | Trade Secret | 2025
20263-228838-01 | Xcel Energy | 85 | 13781 | IOU | 06001585 | 11.52 | Solar |  |  | Interconnected | Trade Secret | Trade | LAP | LAP311 | Residential |  | Trade Secret | 2024 | 2025
20263-228838-01 | Xcel Energy | 85 | 13781 | IOU | 06060755 | 12.526 | Solar |  |  | Interconnected | Trade Secret | Trade | GSL | GSL341 | Residential | Solar*Rewards | Trade Secret | 2025 | 2025
20263-228838-01 | Xcel Energy | 85 | 13781 | IOU | 05533983 | 34.6 | Solar |  |  | Interconnected | Trade Secret | Trade | MST | MST080 | Commercial |  | Trade Secret | 2023 | 2024
20263-228838-01 | Xcel Energy | 85 | 13781 | IOU | 03132477 | 6 | Solar |  |  | Interconnected | Trade Secret | Trade | EBL | EBL084 | Residential | Solar*Rewards | Trade Secret | 2018 | 2018
20263-228838-01 | Xcel Energy | 85 | 13781 | IOU | 05356963 | 6.98 | Solar |  |  | Interconnected | Trade Secret | Trade | RLK | RLK071 | Residential | Solar*Rewards | Trade Secret | 2023 | 2023
20263-228838-01 | Xcel Energy | 85 | 13781 | IOU | 05813594 | 8.4 | Solar |  |  | Interconnected | Trade Secret | Trade | BRP | BRP071 | Residential | Solar*Rewards | Trade Secret | 2024 | 2024
20263-228838-01 | Xcel Energy | 85 | 13781 | IOU | 05151989 | 4.64 | Solar |  |  | Interconnected | Trade Secret | Trade | BCH | BCH311 | Residential |  | Trade Secret | 2022 | 2022
20263-228838-01 | Xcel Energy | 85 | 13781 | IOU | 06258843 | 13.44 | Solar |  |  | Active Application | Trade Secret | Trade | UPP | UPP063 | Residential |  | Trade Secret | 2026
20263-228838-01 | Xcel Energy | 85 | 13781 | IOU | 04138486 | 9.994 | Solar |  |  | Active Application | Trade Secret | Trade | WTN | WTN061 | Residential | Solar*Rewards | Trade Secret | 2020
20263-228838-01 | Xcel Energy | 85 | 13781 | IOU | 04548799 | 3.77 | Solar |  |  | Interconnected | Trade Secret | Trade | WES | WES073 | Residential |  | Trade Secret | 2021 | 2021
20263-228838-01 | Xcel Energy | 85 | 13781 | IOU | 06183061 | 4.064 | Solar |  |  | Interconnected | Trade Secret | Trade | WCR | WCR322 | Residential | Solar*Rewards | Trade Secret | 2025 | 2025
20263-228838-01 | Xcel Energy | 85 | 13781 | IOU | 06248441 | 27.648 | Solar |  |  | Active Application | Trade Secret | Trade | CHI | CHI311 | Residential |  | Trade Secret | 2025
20263-228838-01 | Xcel Energy | 85 | 13781 | IOU | 05351946 | 13.44 | Solar |  |  | Interconnected | Trade Secret | Trade | STY | STY072 | Residential |  | Trade Secret | 2023 | 2023
20263-228838-01 | Xcel Energy | 85 | 13781 | IOU | 05723586 | 11.34 | Solar |  |  | Interconnected | Trade Secret | Trade | LAB | LAB311 | Residential | Solar*Rewards | Trade Secret | 2024 | 2024
20263-228838-01 | Xcel Energy | 85 | 13781 | IOU | 05303182 | 7.25 | Solar |  |  | Interconnected | Trade Secret | Trade | SHP | SHP072 | Residential |  | Trade Secret | 2022 | 2023
20263-228838-01 | Xcel Energy | 85 | 13781 | IOU | 05869711 | 10.752 | Solar |  |  | Interconnected | Trade Secret | Trade | WEH | WEH021 | Residential | Solar*Rewards | Trade Secret | 2024 | 2024
20263-228838-01 | Xcel Energy | 85 | 13781 | IOU | 06171006 | 8.35 | Solar |  |  | Interconnected | Trade Secret | Trade | SLP | SLP082 | Residential | Solar*Rewards | Trade Secret | 2025 | 2025
20263-228838-01 | Xcel Energy | 85 | 13781 | IOU | 05212776 | 6.67 | Solar |  |  | Interconnected | Trade Secret | Trade | AFT | AFT322 | Residential |  | Trade Secret | 2022 | 2022
20263-228838-01 |  |  |  |  | OID2250570 |  | Solar |  |  | Withdrawn | Trade Secret | Trade |  |  | Commercial | Solar*Rewards |  | 2015
20263-228838-01 | Xcel Energy | 85 | 13781 | IOU | 04492414 | 5 | Solar |  |  | Interconnected | Trade Secret | Trade | MPK | MPK082 | Residential |  | Trade Secret | 2021 | 2022
20263-228838-01 | Xcel Energy | 85 | 13781 | IOU | 05955467 | 10.47 | Solar |  |  | Interconnected | Trade Secret | Trade | LAB | LAB311 | Residential |  | Trade Secret | 2024 | 2024
20263-228838-01 | Xcel Energy | 85 | 13781 | IOU | 05357160 | 3.9 | Solar |  |  | Interconnected | Trade Secret | Trade | SLP | SLP097 | Residential | Solar*Rewards | Trade Secret | 2023 | 2023
20263-228838-01 | Xcel Energy | 85 | 13781 | IOU | 03133613 | 15 | Solar |  |  | Interconnected | Trade Secret | Trade | SOU | SOU084 | Commercial | Solar*Rewards | Trade Secret | 2012 | 2014
20263-228838-01 | Xcel Energy | 85 | 13781 | IOU | SRO17173 | 40 | Solar |  |  | Withdrawn | Trade Secret | Trade | ECK | ECK341 | Commercial | Solar*Rewards | Trade Secret | 2011
20263-228838-01 | Xcel Energy | 85 | 13781 | IOU | SRO17897 | 25000 | Solar |  |  | Withdrawn | Trade Secret | Trade | ECK | ECK341 | Commercial | Solar*Rewards | Trade Secret | 2011
20263-228838-01 | Xcel Energy | 85 | 13781 | IOU | 03276878 | 200 | Solar |  |  | Interconnected | Trade Secret | Trade | ECK | ECK341 | Commercial |  | Trade Secret | 2019 | 2020
20263-228838-01 | Xcel Energy | 85 | 13781 | IOU | 06122093 | 11.136 | Solar |  |  | Interconnected | Trade Secret | Trade | RED | RED091 | Residential | Solar*Rewards | Trade Secret | 2025 | 2025
20263-228838-01 | Xcel Energy | 85 | 13781 | IOU | 03130461 | 6.96 | Solar |  |  | Interconnected | Trade Secret | Trade | RIV | RIV061 | Residential | Solar*Rewards | Trade Secret | 2018 | 2019
20263-228838-01 | Xcel Energy | 85 | 13781 | IOU | 04793491 | 8 | Solar |  | X | Interconnected | Trade Secret | Trade | SLP | SLP092 | Residential | Solar*Rewards | Trade Secret | 2022 | 2022
20263-228838-01 | Xcel Energy | 85 | 13781 | IOU | 04848380 | 8.768 | Solar |  |  | Interconnected | Trade Secret | Trade | WCR | WCR311 | Residential | Solar*Rewards | Trade Secret | 2022 | 2022
20263-228838-01 | Xcel Energy | 85 | 13781 | IOU | 04794392 | 6.5 | Solar |  |  | Withdrawn | Trade Secret | Trade | ALD | ALD076 | Residential | Solar*Rewards | Trade Secret | 2022
20263-228838-01 | Xcel Energy | 85 | 13781 | IOU | 05832011 | 6.5 | Solar |  |  | Withdrawn | Trade Secret | Trade | ALD | ALD076 | Residential | Solar*Rewards | Trade Secret | 2024
20263-228838-01 | Xcel Energy | 85 | 13781 | IOU | 05191518 | 6.387 | Solar |  |  | Interconnected | Trade Secret | Trade | KAN | KAN031 | Residential |  | Trade Secret | 2022 | 2024
20263-228838-01 | Xcel Energy | 85 | 13781 | IOU | 05981970 | 17.88 | Storage |  |  | Interconnected | Trade Secret | Trade | KAN | KAN031 | Residential |  | Trade Secret | 2024 | 2025
20263-228838-01 | Xcel Energy | 85 | 13781 | IOU | 03131601 | 4.32 | Solar |  |  | Interconnected | Trade Secret | Trade | SOU | SOU073 | Residential | Made in Minnesota | Trade Secret | 2017 | 2017
20263-228838-01 | Xcel Energy | 85 | 13781 | IOU | 06242984 | 3.484 | Solar |  |  | Interconnected | Trade Secret | Trade | EBL | EBL084 | Residential |  | Trade Secret | 2025 | 2026
20263-228838-01 | Xcel Energy | 85 | 13781 | IOU | 04408169 | 6 | Solar |  |  | Active Application | Trade Secret | Trade | OAD | OAD061 | Residential |  | Trade Secret | 2021
20263-228838-01 | Xcel Energy | 85 | 13781 | IOU | 06010990 | 6.08 | Solar |  |  | Interconnected | Trade Secret | Trade | MDT | MDT074 | Residential | Solar*Rewards | Trade Secret | 2024 | 2025
20263-228838-01 | Xcel Energy | 85 | 13781 | IOU | 03133854 | 6 | Solar |  |  | Interconnected | Trade Secret | Trade | RPL | RPL063 | Residential | Made in Minnesota | Trade Secret | 2014 | 2014
20263-228838-01 | Xcel Energy | 85 | 13781 | IOU | 04440653 | 13.05 | Solar |  |  | Interconnected | Trade Secret | Trade | AHI | AHI063 | Residential | Solar*Rewards | Trade Secret | 2021 | 2021
20263-228838-01 | Xcel Energy | 85 | 13781 | IOU | 05899153 | 5.052 | Solar |  |  | Active Application | Trade Secret | Trade | TWL | TWL072 | Residential |  | Trade Secret | 2024
20263-228838-01 | Xcel Energy | 85 | 13781 | IOU | 05531655 | 11.904 | Solar |  |  | Withdrawn | Trade Secret | Trade | REW | REW023 | Residential |  | Trade Secret | 2023
20263-228838-01 | Xcel Energy | 85 | 13781 | IOU | 05501350 | 5.22 | Solar |  |  | Interconnected | Trade Secret | Trade | AFT | AFT321 | Residential |  | Trade Secret | 2023 | 2023
20263-228838-01 | Xcel Energy | 85 | 13781 | IOU | 05829903 | 20.736 | Solar |  |  | Withdrawn | Trade Secret | Trade | PAT | PAT313 | Residential | Solar*Rewards | Trade Secret | 2024
20263-228838-01 | Xcel Energy | 85 | 13781 | IOU | 05960712 | 5.052 | Solar |  |  | Withdrawn | Trade Secret | Trade | SOU | SOU077 | Residential |  | Trade Secret | 2024
20263-228838-01 | Xcel Energy | 85 | 13781 | IOU | 04793841 | 4.64 | Solar |  |  | Interconnected | Trade Secret | Trade | CRL | CRL033 | Residential | Solar*Rewards | Trade Secret | 2022 | 2022
20263-228838-01 | Xcel Energy | 85 | 13781 | IOU | 04114058 | 5 | Solar |  |  | Interconnected | Trade Secret | Trade | GLK | GLK061 | Residential |  | Trade Secret | 2020 | 2021
20263-228838-01 | Xcel Energy | 85 | 13781 | IOU | 03630249 | 7.25 | Solar |  |  | Interconnected | Trade Secret | Trade | WCS | WCS064 | Residential | Solar*Rewards | Trade Secret | 2020 | 2020
20263-228838-01 | Xcel Energy | 85 | 13781 | IOU | 05717295 | 9.135 | Solar |  |  | Active Application | Trade Secret | Trade | WAB | WAB031 | Residential | Solar*Rewards | Trade Secret | 2024
20263-228838-01 | Xcel Energy | 85 | 13781 | IOU | OID2250755 | 11 | Solar |  |  | Withdrawn | Trade Secret | Trade | WAB | WAB031 | Residential | Solar*Rewards | Trade Secret | 2015
20263-228838-01 | Xcel Energy | 85 | 13781 | IOU | 05869912 | 5.052 | Solar |  |  | Withdrawn | Trade Secret | Trade | OSS | OSS077 | Residential |  | Trade Secret | 2024
20263-228838-01 | Xcel Energy | 85 | 13781 | IOU | 06085258 | 15 | Solar |  | X | Interconnected | Trade Secret | Trade | SIP | SIP073 | Residential | Solar*Rewards | Trade Secret | 2025 | 2025
20263-228838-01 | Xcel Energy | 85 | 13781 | IOU | 05548256 | 5.67 | Solar |  |  | Interconnected | Trade Secret | Trade | WCR | WCR322 | Residential | Solar*Rewards | Trade Secret | 2023 | 2023
20263-228838-01 | Xcel Energy | 85 | 13781 | IOU | 04982395 | 5.584 | Solar |  |  | Interconnected | Trade Secret | Trade | EDA | EDA087 | Residential | Solar*Rewards | Trade Secret | 2022 | 2023
20263-228838-01 | Xcel Energy | 85 | 13781 | IOU | 03131107 | 20 | Other |  |  | Interconnected | Trade Secret | Trade | LLK | LLK071 | Commercial |  | Trade Secret | 2012 | 2012
20263-228838-01 | Xcel Energy | 85 | 13781 | IOU | 03132441 | 5 | Solar |  |  | Interconnected | Trade Secret | Trade | HWW | HWW073 | Residential | Solar*Rewards | Trade Secret | 2018 | 2018
20263-228838-01 | Xcel Energy | 85 | 13781 | IOU | 04364129 | 5.8 | Solar |  |  | Interconnected | Trade Secret | Trade | APA | APA067 | Residential | Solar*Rewards | Trade Secret | 2021 | 2021
20263-228838-01 | Xcel Energy | 85 | 13781 | IOU | 05937113 | 3.416 | Solar |  |  | Interconnected | Trade Secret | Trade | TER | TER071 | Residential | Solar*Rewards | Trade Secret | 2024 | 2024
20263-228838-01 | Xcel Energy | 85 | 13781 | IOU | 03141679 | 3.747 | Solar |  |  | Interconnected | Trade Secret | Trade | MPK | MPK065 | Residential | Solar*Rewards | Trade Secret | 2019 | 2019
20263-228838-01 | Xcel Energy | 85 | 13781 | IOU | OID3825868 | 3.747 | Solar |  |  | Withdrawn | Trade Secret | Trade | MPK | MPK065 | Residential | Solar*Rewards | Trade Secret | 2019
20263-228838-01 | Xcel Energy | 85 | 13781 | IOU | 03131709 | 7.63 | Solar |  |  | Interconnected | Trade Secret | Trade | RAM | RAM073 | Residential | Made in Minnesota | Trade Secret | 2017 | 2018
20263-228838-01 | Xcel Energy | 85 | 13781 | IOU | 05843654 | 6.046 | Solar |  |  | Active Application | Trade Secret | Trade | UPP | UPP084 | Residential |  | Trade Secret | 2024
20263-228838-01 | Xcel Energy | 85 | 13781 | IOU | 05965117 | 6.453 | Solar |  |  | Active Application | Trade Secret | Trade | MOL | MOL071 | Residential | Solar*Rewards | Trade Secret | 2024
20263-228838-01 | Xcel Energy | 85 | 13781 | IOU | 05951145 | 6.073 | Solar |  |  | Interconnected | Trade Secret | Trade | MOL | MOL071 | Residential | Solar*Rewards | Trade Secret | 2024 | 2025
20263-228838-01 | Xcel Energy | 85 | 13781 | IOU | 05008591 | 14.5 | Solar |  |  | Interconnected | Trade Secret | Trade | TWL | TWL079 | Residential |  | Trade Secret | 2022 | 2022
20263-228838-01 | Xcel Energy | 85 | 13781 | IOU | 05616541 | 5.12 | Solar |  |  | Interconnected | Trade Secret | Trade | FSL | FSL311 | Residential |  | Trade Secret | 2023 | 2024
20263-228838-01 | Xcel Energy | 85 | 13781 | IOU | 05586125 | 5.12 | Solar |  |  | Withdrawn | Trade Secret | Trade | FSL | FSL311 | Residential | Solar*Rewards | Trade Secret | 2023
20263-228838-01 | Xcel Energy | 85 | 13781 | IOU | 06207701 | 0.759 | Solar |  |  | Withdrawn | Trade Secret | Trade | GLK | GLK073 | Residential | Solar*Rewards | Trade Secret | 2025
20263-228838-01 | Xcel Energy | 85 | 13781 | IOU | 06260394 | 2.277 | Solar |  |  | Active Application | Trade Secret | Trade | GLK | GLK073 | Residential |  | Trade Secret | 2025
20263-228838-01 | Xcel Energy | 85 | 13781 | IOU | 05458916 | 4.41 | Solar |  |  | Interconnected | Trade Secret | Trade | GLK | GLK073 | Residential | Solar*Rewards | Trade Secret | 2023 | 2023
20263-228838-01 | Xcel Energy | 85 | 13781 | IOU | 04406236 | 5.054 | Solar |  |  | Interconnected | Trade Secret | Trade | FSL | FSL311 | Residential | Solar*Rewards | Trade Secret | 2021 | 2022
20263-228838-01 | Xcel Energy | 85 | 13781 | IOU | 03133995 | 2.4 | Solar |  |  | Interconnected | Trade Secret | Trade | ALD | ALD085 | Residential | Solar*Rewards | Trade Secret | 2014 | 2015
20263-228838-01 | Xcel Energy | 85 | 13781 | IOU | 05269531 | 6.67 | Solar |  |  | Interconnected | Trade Secret | Trade | OAD | OAD072 | Residential |  | Trade Secret | 2022 | 2023
20263-228838-01 | Xcel Energy | 85 | 13781 | IOU | 03988860 | 3.36 | Solar |  |  | Interconnected | Trade Secret | Trade | SOU | SOU060 | Residential | Solar*Rewards | Trade Secret | 2020 | 2020
20263-228838-01 | Xcel Energy | 85 | 13781 | IOU | SRO31175 | 3.44 | Solar |  |  | Withdrawn | Trade Secret | Trade | SOU | SOU060 | Residential | Solar*Rewards | Trade Secret | 2013
20263-228838-01 | Xcel Energy | 85 | 13781 | IOU | SRO29538 | 3.44 | Solar |  |  | Withdrawn | Trade Secret | Trade | SOU | SOU060 | Residential | Solar*Rewards | Trade Secret | 2013
20263-228838-01 | Xcel Energy | 85 | 13781 | IOU | 03130646 | 7 | Solar |  |  | Interconnected | Trade Secret | Trade | LAC | LAC062 | Residential | Made in Minnesota | Trade Secret | 2016 | 2016
20263-228838-01 | Xcel Energy | 85 | 13781 | IOU | 04336618 | 6.38 | Solar |  |  | Interconnected | Trade Secret | Trade | GLK | GLK071 | Residential | Solar*Rewards | Trade Secret | 2021 | 2021
20263-228838-01 | Xcel Energy | 85 | 13781 | IOU | 05525063 | 5.12 | Solar |  |  | Interconnected | Trade Secret | Trade | LEX | LEX332 | Residential | Solar*Rewards | Trade Secret | 2023 | 2023
20263-228838-01 | Xcel Energy | 85 | 13781 | IOU | 05950434 | 5.76 | Solar |  |  | Interconnected | Trade Secret | Trade | FSL | FSL312 | Residential | Solar*Rewards | Trade Secret | 2024 | 2024
20263-228838-01 | Xcel Energy | 85 | 13781 | IOU | 03130783 | 2000 | Other |  |  | Interconnected | Trade Secret | Trade | TLK | TLK062 | Commercial |  | Trade Secret | 2006 | 2005
20263-228838-01 | Xcel Energy | 85 | 13781 | IOU | OID2058525 | 18 | Solar |  |  | Withdrawn | Trade Secret | Trade | BRP | BRP073 | Commercial | Solar*Rewards | Trade Secret | 2014
20263-228838-01 | Xcel Energy | 85 | 13781 | IOU | 06255369 | 8.064 | Solar |  |  | Active Application | Trade Secret | Trade | WWK | WWK311 | Residential |  | Trade Secret | 2025
20263-228838-01 | Xcel Energy | 85 | 13781 | IOU | 05723644 | 4.886 | Solar |  |  | Interconnected | Trade Secret | Trade | MPK | MPK065 | Residential |  | Trade Secret | 2024 | 2024
20263-228838-01 | Xcel Energy | 85 | 13781 | IOU | 04794035 | 3.48 | Solar |  |  | Interconnected | Trade Secret | Trade | UPP | UPP082 | Residential | Solar*Rewards | Trade Secret | 2022 | 2022
20263-228838-01 | Xcel Energy | 85 | 13781 | IOU | 03130323 | 2.53 | Solar |  |  | Interconnected | Trade Secret | Trade | RIV | RIV063 | Residential | Solar*Rewards | Trade Secret | 2019 | 2020
20263-228838-01 | Xcel Energy | 85 | 13781 | IOU | 06019551 | 3.84 | Solar |  |  | Interconnected | Trade Secret | Trade | TWL | TWL079 | Residential | Solar*Rewards | Trade Secret | 2024 | 2025
20263-228838-01 | Xcel Energy | 85 | 13781 | IOU | 03132128 | 9.5 | Solar |  |  | Interconnected | Trade Secret | Trade | WIN | WIN043 | Residential | Made in Minnesota | Trade Secret | 2017 | 2017
20263-228838-01 | Xcel Energy | 85 | 13781 | IOU | 04472423 | 3.747 | Solar |  |  | Active Application | Trade Secret | Trade | BRP | BRP063 | Residential | Solar*Rewards | Trade Secret | 2021
20263-228838-01 | Xcel Energy | 85 | 13781 | IOU | 04509344 | 3.747 | Solar |  |  | Interconnected | Trade Secret | Trade | BRP | BRP063 | Residential |  | Trade Secret | 2021 | 2022
20263-228838-01 | Xcel Energy | 85 | 13781 | IOU | 05517387 | 2.32 | Solar |  |  | Withdrawn | Trade Secret | Trade | KOL | KOL062 | Residential |  | Trade Secret | 2023
20263-228838-01 | Xcel Energy | 85 | 13781 | IOU | 05586473 | 2.32 | Solar |  |  | Interconnected | Trade Secret | Trade | KOL | KOL062 | Residential |  | Trade Secret | 2023 | 2023
20263-228838-01 | Xcel Energy | 85 | 13781 | IOU | 05214306 | 9.1 | Solar |  |  | Interconnected | Trade Secret | Trade | LLK | LLK061 | Residential |  | Trade Secret | 2022 | 2022
20263-228838-01 | Xcel Energy | 85 | 13781 | IOU | 06222215 | 5.248 | Solar |  |  | Interconnected | Trade Secret | Trade | SOU | SOU064 | Residential |  | Trade Secret | 2025 | 2025
20263-228838-01 | Xcel Energy | 85 | 13781 | IOU | 05227085 | 7.616 | Solar |  |  | Interconnected | Trade Secret | Trade | APA | APA069 | Residential |  | Trade Secret | 2022 | 2022
20263-228838-01 | Xcel Energy | 85 | 13781 | IOU | 03508036 | 15 | Solar |  |  | Active Application | Trade Secret | Trade | FST | FST003 | Commercial | Solar*Rewards | Trade Secret | 2019
20263-228838-01 | Xcel Energy | 85 | 13781 | IOU | 04660946 | 4.64 | Solar |  | X | Interconnected | Trade Secret | Trade | BCR | BCR063 | Residential |  | Trade Secret | 2021 | 2021
20263-228838-01 | Xcel Energy | 85 | 13781 | IOU | 05643493 | 6.282 | Solar |  |  | Interconnected | Trade Secret | Trade | HSN | HSN322 | Residential |  | Trade Secret | 2023 | 2024
20263-228838-01 | Xcel Energy | 85 | 13781 | IOU | 03130342 | 10.08 | Solar |  |  | Interconnected | Trade Secret | Trade | HYL | HYL074 | Residential | Solar*Rewards | Trade Secret | 2019 | 2019
20263-228838-01 | Xcel Energy | 85 | 13781 | IOU | 03953020 | 9.28 | Solar |  |  | Interconnected | Trade Secret | Trade | HYL | HYL074 | Residential | Solar*Rewards | Trade Secret | 2020 | 2020
20263-228838-01 | Xcel Energy | 85 | 13781 | IOU | 06090798 | 11.387 | Solar |  |  | Withdrawn | Trade Secret | Trade | WIL | WIL082 | Residential | Solar*Rewards | Trade Secret | 2025
20263-228838-01 | Xcel Energy | 85 | 13781 | IOU | 06105818 | 10.628 | Solar |  |  | Interconnected | Trade Secret | Trade | WIL | WIL082 | Residential | Solar*Rewards | Trade Secret | 2025 | 2025
20263-228838-01 | Xcel Energy | 85 | 13781 | IOU | SRO29802 | 45 | Solar |  |  | Withdrawn | Trade Secret | Trade | EDP | EDP083 | Commercial | Solar*Rewards | Trade Secret | 2013
20263-228838-01 | Xcel Energy | 85 | 13781 | IOU | 06198016 | 8.064 | Solar |  |  | Active Application | Trade Secret | Trade | OAD | OAD063 | Residential | Solar*Rewards | Trade Secret | 2025
20263-228838-01 | Xcel Energy | 85 | 13781 | IOU | 03133976 | 10 | Solar |  |  | Interconnected | Trade Secret | Trade | IDA | IDA074 | Commercial | Solar*Rewards | Trade Secret | 2014 | 2015
20263-228838-01 | Xcel Energy | 85 | 13781 | IOU | 03130018 | 6.72 | Solar |  |  | Interconnected | Trade Secret | Trade | MPK | MPK084 | Residential | Solar*Rewards | Trade Secret | 2018 | 2019
20263-228838-01 | Xcel Energy | 85 | 13781 | IOU | 06083822 | 240 | Solar |  |  | Active Application | Trade Secret | Trade | ALD | ALD076 | Commercial |  | Trade Secret | 2025
20263-228838-01 | Xcel Energy | 85 | 13781 | IOU | 04492282 | 40.252 | Solar |  |  | Active Application | Trade Secret | Trade | MPK | MPK063 | Commercial | Solar*Rewards | Trade Secret | 2021
20263-228838-01 | Xcel Energy | 85 | 13781 | IOU | 05235840 | 8.12 | Solar |  |  | Interconnected | Trade Secret | Trade | MOL | MOL073 | Residential |  | Trade Secret | 2022 | 2023
20263-228838-01 | Xcel Energy | 85 | 13781 | IOU | 05126203 | 8.12 | Solar |  |  | Interconnected | Trade Secret | Trade | APA | APA069 | Residential |  | Trade Secret | 2022 | 2024
20263-228838-01 | Xcel Energy | 85 | 13781 | IOU | 03132345 | 3.747 | Solar |  |  | Interconnected | Trade Secret | Trade | SOU | SOU073 | Residential | Solar*Rewards | Trade Secret | 2018 | 2018
20263-228838-01 | Xcel Energy | 85 | 13781 | IOU | 05356741 | 7.678 | Solar |  |  | Interconnected | Trade Secret | Trade | APA | APA076 | Residential | Solar*Rewards | Trade Secret | 2023 | 2023
20263-228838-01 | Xcel Energy | 85 | 13781 | IOU | OID3856265 | 7.25 | Solar |  | X | Withdrawn | Trade Secret | Trade | SOU | SOU079 | Residential | Solar*Rewards | Trade Secret | 2019
20263-228838-01 | Xcel Energy | 85 | 13781 | IOU | 05130521 | 3.84 | Solar |  |  | Interconnected | Trade Secret | Trade | MPK | MPK063 | Residential |  | Trade Secret | 2022 | 2024
20263-228838-01 | Xcel Energy | 85 | 13781 | IOU | 04421832 | 13.741 | Solar |  |  | Interconnected | Trade Secret | Trade | SCL | SCL322 | Residential | Solar*Rewards | Trade Secret | 2021 | 2023
20263-228838-01 | Xcel Energy | 85 | 13781 | IOU | 06217297 | 8.35 | Solar |  |  | Interconnected | Trade Secret | Trade | LAB | LAB312 | Residential |  | Trade Secret | 2025 | 2025
20263-228838-01 | Xcel Energy | 85 | 13781 | IOU | 06206135 | 9.109 | Solar |  |  | Interconnected | Trade Secret | Trade | WIL | WIL098 | Residential | Solar*Rewards | Trade Secret | 2025 | 2025
20263-228838-01 | Xcel Energy | 85 | 13781 | IOU | 05193131 | 6.96 | Solar |  |  | Interconnected | Trade Secret | Trade | CGR | CGR072 | Residential |  | Trade Secret | 2022 | 2023
20263-228838-01 | Xcel Energy | 85 | 13781 | IOU | 05799665 | 7.296 | Solar |  |  | Active Application | Trade Secret | Trade | WSG | WSG061 | Residential |  | Trade Secret | 2024
20263-228838-01 | Xcel Energy | 85 | 13781 | IOU | SRO23428 | 3.01 | Solar |  |  | Withdrawn | Trade Secret | Trade | SLP | SLP095 | Residential | Solar*Rewards | Trade Secret | 2012
20263-228838-01 | Xcel Energy | 85 | 13781 | IOU | OID3415117 | 3.87 | Solar |  | X | Withdrawn | Trade Secret | Trade | SLP | SLP095 | Residential | Solar*Rewards | Trade Secret | 2018
20263-228838-01 | Xcel Energy | 85 | 13781 | IOU | 03133804 | 3.87 | Solar |  |  | Interconnected | Trade Secret | Trade | SLP | SLP095 | Residential | Solar*Rewards | Trade Secret | 2013 | 2013
20263-228838-01 | Xcel Energy | 85 | 13781 | IOU | 04441634 | 19.988 | Solar |  |  | Active Application | Trade Secret | Trade | GRC | GRC312 | Commercial | Solar*Rewards | Trade Secret | 2021
20263-228838-01 | Xcel Energy | 85 | 13781 | IOU | 03134606 | 20 | Solar |  |  | Interconnected | Trade Secret | Trade | SMT | SMT063 | Commercial | Solar*Rewards | Trade Secret | 2015 | 2016
20263-228838-01 | Xcel Energy | 85 | 13781 | IOU | 06020655 | 6.98 | Solar |  |  | Withdrawn | Trade Secret | Trade | ALD | ALD095 | Residential | Solar*Rewards | Trade Secret | 2024
20263-228838-01 | Xcel Energy | 85 | 13781 | IOU | 06021497 | 8.376 | Solar |  |  | Interconnected | Trade Secret | Trade | ALD | ALD095 | Residential |  | Trade Secret | 2024 | 2025
20263-228838-01 | Xcel Energy | 85 | 13781 | IOU | 04042565 | 8.7 | Solar |  |  | Interconnected | Trade Secret | Trade | WCS | WCS064 | Residential | Solar*Rewards | Trade Secret | 2020 | 2021
20263-228838-01 | Xcel Energy | 85 | 13781 | IOU | 06206605 | 2.094 | Solar |  |  | Interconnected | Trade Secret | Trade | WIN | WIN034 | Residential |  | Trade Secret | 2025 | 2025
20263-228838-01 | Xcel Energy | 85 | 13781 | IOU | SRO24304 | 22.8 | Solar |  |  | Withdrawn | Trade Secret | Trade | SWN | SWN021 | Commercial | Solar*Rewards | Trade Secret | 2012
20263-228838-01 | Xcel Energy | 85 | 13781 | IOU | 03752962 | 6 | Solar |  |  | Interconnected | Trade Secret | Trade | RIV | RIV061 | Residential | Solar*Rewards | Trade Secret | 2020 | 2020
20263-228838-01 |  |  |  |  | 06016872 |  | Solar |  |  | Active Application | Trade Secret | Trade | HUG | HUG321 | Residential | Solar*Rewards |  | 2024
20263-228838-01 | Xcel Energy | 85 | 13781 | IOU | 04925519 | 21.638 | Solar |  |  | Interconnected | Trade Secret | Trade | MND | MND062 | Residential | Solar*Rewards | Trade Secret | 2022 | 2023
20263-228838-01 | Xcel Energy | 85 | 13781 | IOU | 03134545 | 6 | Solar |  |  | Interconnected | Trade Secret | Trade | NOF | NOF061 | Residential | Solar*Rewards | Trade Secret | 2015 | 2015
20263-228838-01 | Xcel Energy | 85 | 13781 | IOU | 06153277 | 16.896 | Solar |  |  | Active Application | Trade Secret | Trade | CGR | CGR063 | Residential | Solar*Rewards | Trade Secret | 2025
20263-228838-01 | Xcel Energy | 85 | 13781 | IOU | 06172762 | 5.806 | Solar |  |  | Active Application | Trade Secret | Trade | CGR | CGR072 | Residential | Solar*Rewards | Trade Secret | 2025
20263-228838-01 | Xcel Energy | 85 | 13781 | IOU | 05847407 | 7.616 | Solar |  |  | Active Application | Trade Secret | Trade | CGR | CGR064 | Residential |  | Trade Secret | 2024
20263-228838-01 | Xcel Energy | 85 | 13781 | IOU | 05464690 | 4.35 | Solar |  |  | Interconnected | Trade Secret | Trade | LEX | LEX332 | Residential | Solar*Rewards | Trade Secret | 2023 | 2023
20263-228838-01 | Xcel Energy | 85 | 13781 | IOU | 05357127 | 4.537 | Solar |  |  | Interconnected | Trade Secret | Trade | SLP | SLP082 | Residential | Solar*Rewards | Trade Secret | 2023 | 2023
20263-228838-01 | Xcel Energy | 85 | 13781 | IOU | 05951821 | 3.48 | Solar |  |  | Interconnected | Trade Secret | Trade | HWW | HWW074 | Residential | Solar*Rewards | Trade Secret | 2024 | 2024
20263-228838-01 | Xcel Energy | 85 | 13781 | IOU | 04557707 | 3.747 | Solar |  |  | Active Application | Trade Secret | Trade | GAY | GAY002 | Residential |  | Trade Secret | 2021
20263-228838-01 | Xcel Energy | 85 | 13781 | IOU | 06321812 | 27.3 | Solar |  |  | Active Application | Trade Secret | Trade | MST | MST070 | Commercial | Solar*Rewards | Trade Secret | 2026
20263-228838-01 | Xcel Energy | 85 | 13781 | IOU | 04793580 | 12.18 | Solar |  |  | Interconnected | Trade Secret | Trade | HSN | HSN312 | Residential | Solar*Rewards | Trade Secret | 2022 | 2023
20263-228838-01 | Xcel Energy | 85 | 13781 | IOU | 04045730 | 5 | Solar |  |  | Interconnected | Trade Secret | Trade | MPK | MPK063 | Residential | Solar*Rewards | Trade Secret | 2020 | 2021
20263-228838-01 | Xcel Energy | 85 | 13781 | IOU | 03132348 | 3.8 | Solar |  |  | Interconnected | Trade Secret | Trade | HWW | HWW071 | Residential | Solar*Rewards | Trade Secret | 2018 | 2018
20263-228838-01 | Xcel Energy | 85 | 13781 | IOU | 05363372 | 5.8 | Solar |  |  | Interconnected | Trade Secret | Trade | ECK | ECK062 | Residential | Solar*Rewards | Trade Secret | 2023 | 2023
20263-228838-01 | Xcel Energy | 85 | 13781 | IOU | 06084404 | 7.872 | Solar |  |  | Interconnected | Trade Secret | Trade | WCR | WCR321 | Residential | Solar*Rewards | Trade Secret | 2025 | 2025
20263-228838-01 | Xcel Energy | 85 | 13781 | IOU | 03130843 | 17 | Solar |  |  | Interconnected | Trade Secret | Trade | ROC | ROC090 | Residential |  | Trade Secret | 2007 | 2007
20263-228838-01 | Xcel Energy | 85 | 13781 | IOU | 05225302 | 8.376 | Solar |  |  | Interconnected | Trade Secret | Trade | TWL | TWL071 | Residential |  | Trade Secret | 2022 | 2022
20263-228838-01 | Xcel Energy | 85 | 13781 | IOU | 05629848 | 2.52 | Solar |  |  | Interconnected | Trade Secret | Trade | TLK | TLK061 | Residential |  | Trade Secret | 2023 | 2024
20263-228838-01 | Xcel Energy | 85 | 13781 | IOU | 04448010 | 6.38 | Solar |  | X | Active Application | Trade Secret | Trade | LSP | LSP022 | Residential | Solar*Rewards | Trade Secret | 2021
20263-228838-01 | Xcel Energy | 85 | 13781 | IOU | 05403311 | 7.83 | Solar |  |  | Interconnected | Trade Secret | Trade | MOL | MOL078 | Residential | Solar*Rewards | Trade Secret | 2023 | 2023
20263-228838-01 | Xcel Energy | 85 | 13781 | IOU | SRO29577 | 15 | Solar |  |  | Withdrawn | Trade Secret | Trade | CHE | CHE063 | Commercial | Solar*Rewards | Trade Secret | 2013
20263-228838-01 |  |  |  |  | OID2806529 |  | Wind |  |  | Withdrawn | Trade Secret | Trade | CHE | CHE063 | Commercial |  |  | 2012
20263-228838-01 | Xcel Energy | 85 | 13781 | IOU | 03129005 | 29 | Storage |  |  | Interconnected | Trade Secret | Trade | CHE | CHE063 | Commercial |  | Trade Secret | 2019 | 2019
20263-228838-01 | Xcel Energy | 85 | 13781 | IOU | 06219592 | 10.885 | Solar |  |  | Active Application | Trade Secret | Trade | TWL | TWL062 | Residential |  | Trade Secret | 2025
20263-228838-01 | Xcel Energy | 85 | 13781 | IOU | 03132029 | 5 | Solar |  |  | Interconnected | Trade Secret | Trade | WES | WES076 | Residential | Solar*Rewards | Trade Secret | 2017 | 2018
20263-228838-01 | Xcel Energy | 85 | 13781 | IOU | 03132001 | 3.8 | Solar |  |  | Interconnected | Trade Secret | Trade | ALD | ALD076 | Residential | Made in Minnesota | Trade Secret | 2017 | 2017
20263-228838-01 | Xcel Energy | 85 | 13781 | IOU | 03131369 | 7.63 | Solar |  |  | Interconnected | Trade Secret | Trade | SCA | SCA021 | Residential | Solar*Rewards | Trade Secret | 2017 | 2017
20263-228838-01 | Xcel Energy | 85 | 13781 | IOU | 04406841 | 9.28 | Solar |  |  | Interconnected | Trade Secret | Trade | APA | APA067 | Residential | Solar*Rewards | Trade Secret | 2021 | 2021
20263-228838-01 | Xcel Energy | 85 | 13781 | IOU | 04421060 | 6 | Solar |  |  | Interconnected | Trade Secret | Trade | RAM | RAM062 | Residential | Solar*Rewards | Trade Secret | 2021 | 2021
20263-228838-01 | Xcel Energy | 85 | 13781 | IOU | 05181512 | 8.32 | Solar |  |  | Interconnected | Trade Secret | Trade | ECK | ECK082 | Residential |  | Trade Secret | 2022 | 2024
20263-228838-01 | Xcel Energy | 85 | 13781 | IOU | 03133279 | 3 | Solar |  |  | Interconnected | Trade Secret | Trade | HSN | HSN311 | Residential | Solar*Rewards | Trade Secret | 2010 | 2011
20263-228838-01 | Xcel Energy | 85 | 13781 | IOU | OID3123424 | 5 | Solar |  |  | Withdrawn | Trade Secret | Trade | MTR | MTR021 | Residential |  | Trade Secret | 2017
20263-228838-01 | Xcel Energy | 85 | 13781 | IOU | OID3073505 | 19.6 | Solar |  |  | Withdrawn | Trade Secret | Trade | MTR | MTR021 | Residential | Solar*Rewards | Trade Secret | 2017
20263-228838-01 |  |  |  |  | OID3071273 |  | Solar |  |  | Withdrawn | Trade Secret | Trade | MTR | MTR021 | Residential | Solar*Rewards |  | 2017
20263-228838-01 | Xcel Energy | 85 | 13781 | IOU | 05597363 | 9.45 | Solar |  |  | Interconnected | Trade Secret | Trade | GLK | GLK065 | Residential |  | Trade Secret | 2023 | 2023
20263-228838-01 | Xcel Energy | 85 | 13781 | IOU | 03337015 | 7.616 | Solar |  |  | Interconnected | Trade Secret | Trade | LEX | LEX332 | Residential | Solar*Rewards | Trade Secret | 2019 | 2020
20263-228838-01 | Xcel Energy | 85 | 13781 | IOU | SRO29778 | 22.8 | Solar |  |  | Withdrawn | Trade Secret | Trade | ORO | ORO062 | Commercial | Solar*Rewards | Trade Secret | 2013
20263-228838-01 | Xcel Energy | 85 | 13781 | IOU | 06186273 | 5.516 | Solar |  |  | Interconnected | Trade Secret | Trade | WCR | WCR311 | Residential | Solar*Rewards | Trade Secret | 2025 | 2025
20263-228838-01 | Xcel Energy | 85 | 13781 | IOU | 06209324 | 10.248 | Solar |  |  | Interconnected | Trade Secret | Trade | GLK | GLK074 | Residential |  | Trade Secret | 2025 | 2025
20263-228838-01 | Xcel Energy | 85 | 13781 | IOU | 03131671 | 9.94 | Solar |  |  | Interconnected | Trade Secret | Trade | RPO | RPO312 | Residential | Made in Minnesota | Trade Secret | 2017 | 2017
20263-228838-01 | Xcel Energy | 85 | 13781 | IOU | 04182225 | 125 | Solar |  |  | Interconnected | Trade Secret | Trade | OAD | OAD064 | Commercial |  | Trade Secret | 2021 | 2022
20263-228838-01 | Xcel Energy | 85 | 13781 | IOU | 04891244 | 3.839 | Solar |  |  | Interconnected | Trade Secret | Trade | MPK | MPK068 | Residential | Solar*Rewards | Trade Secret | 2022 | 2022
20263-228838-01 | Xcel Energy | 85 | 13781 | IOU | 04793659 | 8.99 | Solar |  |  | Interconnected | Trade Secret | Trade | APA | APA071 | Residential | Solar*Rewards | Trade Secret | 2022 | 2022
20263-228838-01 | Xcel Energy | 85 | 13781 | IOU | 05264799 | 6.67 | Solar |  |  | Withdrawn | Trade Secret | Trade | MTR | MTR021 | Residential |  | Trade Secret | 2022
20263-228838-01 | Xcel Energy | 85 | 13781 | IOU | 05359348 | 8.19 | Solar |  |  | Interconnected | Trade Secret | Trade | RRK | RRK082 | Residential | Solar*Rewards | Trade Secret | 2023 | 2023
20263-228838-01 | Xcel Energy | 85 | 13781 | IOU | 04454763 | 6 | Solar |  |  | Active Application | Trade Secret | Trade | RPL | RPL071 | Residential | Solar*Rewards | Trade Secret | 2021
20263-228838-01 | Xcel Energy | 85 | 13781 | IOU | 04508413 | 6 | Solar |  |  | Interconnected | Trade Secret | Trade | RPL | RPL071 | Residential |  | Trade Secret | 2021 | 2022
20263-228838-01 | Xcel Energy | 85 | 13781 | IOU | 05510823 | 6.32 | Solar |  |  | Interconnected | Trade Secret | Trade | CRL | CRL027 | Residential |  | Trade Secret | 2023 | 2023
20263-228838-01 | Xcel Energy | 85 | 13781 | IOU | 05952093 | 300 | Solar |  |  | Interconnected | Trade Secret | Trade | SHP | SHP071 | Commercial |  | Trade Secret | 2024 | 2025
20263-228838-01 | Xcel Energy | 85 | 13781 | IOU | OID3284794 | 19.999 | Solar |  |  | Withdrawn | Trade Secret | Trade | WSG | WSG062 | Commercial | Solar*Rewards | Trade Secret | 2018
20263-228838-01 | Xcel Energy | 85 | 13781 | IOU | OID3102566 | 39.998 | Solar |  |  | Withdrawn | Trade Secret | Trade | WSG | WSG062 | Commercial | Made in Minnesota | Trade Secret | 2017
20263-228838-01 | Xcel Energy | 85 | 13781 | IOU | OID2966867 | 19.999 | Solar |  |  | Withdrawn | Trade Secret | Trade | WSG | WSG062 | Commercial | Solar*Rewards | Trade Secret | 2017
20263-228838-01 | Xcel Energy | 85 | 13781 | IOU | 05573551 | 6 | Solar |  |  | Interconnected | Trade Secret | Trade | SOU | SOU069 | Residential |  | Trade Secret | 2023 | 2024
20263-228838-01 | Xcel Energy | 85 | 13781 | IOU | OID2146916 | 18 | Solar |  |  | Withdrawn | Trade Secret | Trade | GNL | GNL062 | Commercial | Solar*Rewards | Trade Secret | 2014
20263-228838-01 | Xcel Energy | 85 | 13781 | IOU | OID3572853 | 14.84 | Solar |  |  | Withdrawn | Trade Secret | Trade | GNL | GNL062 | Commercial | Solar*Rewards | Trade Secret | 2018
20263-228838-01 | Xcel Energy | 85 | 13781 | IOU | 05251380 | 8.7 | Solar |  |  | Interconnected | Trade Secret | Trade | OAD | OAD063 | Residential |  | Trade Secret | 2022 | 2023
20263-228838-01 | Xcel Energy | 85 | 13781 | IOU | 05488126 | 6.631 | Solar |  |  | Active Application | Trade Secret | Trade | SOU | SOU082 | Residential | Solar*Rewards | Trade Secret | 2023
20263-228838-01 | Xcel Energy | 85 | 13781 | IOU | SRO29851 | 40 | Solar |  |  | Withdrawn | Trade Secret | Trade | NMC | NMC092 | Commercial | Solar*Rewards | Trade Secret | 2013
20263-228838-01 | Xcel Energy | 85 | 13781 | IOU | 03133131 | 4.56 | Solar |  |  | Interconnected | Trade Secret | Trade | GRC | GRC311 | Residential | Solar*Rewards | Trade Secret | 2010 | 2010
20263-228838-01 | Xcel Energy | 85 | 13781 | IOU | 06060683 | 14.803 | Solar |  | X | Interconnected | Trade Secret | Trade | AFT | AFT315 | Residential | Solar*Rewards | Trade Secret | 2025 | 2025
20263-228838-01 | Xcel Energy | 85 | 13781 | IOU | 05623888 | 7.68 | Solar |  |  | Interconnected | Trade Secret | Trade | ECK | ECK342 | Residential |  | Trade Secret | 2023 | 2024
20263-228838-01 | Xcel Energy | 85 | 13781 | IOU | 05957197 | 11.52 | Solar |  |  | Withdrawn | Trade Secret | Trade | RLK | RLK066 | Residential | Solar*Rewards | Trade Secret | 2024
20263-228838-01 | Xcel Energy | 85 | 13781 | IOU | 05940506 | 11.52 | Solar |  |  | Withdrawn | Trade Secret | Trade | RLK | RLK066 | Residential | Solar*Rewards | Trade Secret | 2024
20263-228838-01 | Xcel Energy | 85 | 13781 | IOU | 05943022 | 11.52 | Solar |  |  | Interconnected | Trade Secret | Trade | RLK | RLK066 | Residential |  | Trade Secret | 2024 | 2025
20263-228838-01 | Xcel Energy | 85 | 13781 | IOU | 06048136 | 6.144 |  |  |  | Active Application | Trade Secret | Trade | WAB | WAB031 | Residential |  | Trade Secret | 2024
20263-228838-01 | Xcel Energy | 85 | 13781 | IOU | 06098156 | 1196 | Natural Gas |  |  | Active Application | Trade Secret | Trade | SJO | SJO001 | Commercial |  | Trade Secret | 2025
20263-228838-01 | Xcel Energy | 85 | 13781 | IOU | 03131131 | 130 | Other |  |  | Interconnected | Trade Secret | Trade | SJO | SJO001 | Commercial |  | Trade Secret | 2012 | 2012
20263-228838-01 | Xcel Energy | 85 | 13781 | IOU | 03130880 | 3.42 | Solar |  |  | Interconnected | Trade Secret | Trade | SJO | SJO001 | Commercial |  | Trade Secret | 2008 | 2009
20263-228838-01 | Xcel Energy | 85 | 13781 | IOU | 04495239 | 2000 | Other |  |  | Active Application | Trade Secret | Trade | SJO | SJO001 | Commercial |  | Trade Secret | 2022
20263-228838-01 | Xcel Energy | 85 | 13781 | IOU | 05736807 | 1196 | Natural Gas |  |  | Active Application | Trade Secret | Trade | SJO | SJO001 | Commercial |  | Trade Secret | 2025
20263-228838-01 | Xcel Energy | 85 | 13781 | IOU | 03130909 | 400 | Solar |  |  | Interconnected | Trade Secret | Trade | SJO | SJO001 | Commercial |  | Trade Secret | 2009 | 2010
20263-228838-01 | Xcel Energy | 85 | 13781 | IOU | 03131206 | 182 | Solar |  |  | Interconnected | Trade Secret | Trade | SJO | SJO001 | Commercial |  | Trade Secret | 2014 | 2014
20263-228838-01 | Xcel Energy | 85 | 13781 | IOU | 06152434 | 7.6 | Solar |  |  | Active Application | Trade Secret | Trade | SCA | SCA021 | Residential | Solar*Rewards | Trade Secret | 2025
20263-228838-01 | Xcel Energy | 85 | 13781 | IOU | 04793724 | 9.994 | Solar |  |  | Interconnected | Trade Secret | Trade | IDA | IDA063 | Residential | Solar*Rewards | Trade Secret | 2022 | 2022
20263-228838-01 | Xcel Energy | 85 | 13781 | IOU | 03134020 | 5.52 | Solar |  |  | Interconnected | Trade Secret | Trade | NOF | NOF061 | Residential | Solar*Rewards | Trade Secret | 2014 | 2015
20263-228838-01 | Xcel Energy | 85 | 13781 | IOU | 05147562 | 6.96 | Solar |  |  | Active Application | Trade Secret | Trade | EDA | EDA089 | Residential |  | Trade Secret | 2022
20263-228838-01 | Xcel Energy | 85 | 13781 | IOU | 05951918 | 12.905 | Solar |  |  | Interconnected | Trade Secret | Trade | RPO | RPO312 | Residential | Solar*Rewards | Trade Secret | 2024 | 2025
20263-228838-01 | Xcel Energy | 85 | 13781 | IOU | 04246505 | 15.66 | Solar |  |  | Interconnected | Trade Secret | Trade | SLP | SLP075 | Residential | Solar*Rewards | Trade Secret | 2021 | 2021
20263-228838-01 | Xcel Energy | 85 | 13781 | IOU | 06233947 | 28.8 | Solar |  | X | Withdrawn | Trade Secret | Trade | BCR | BCR062 | Residential |  | Trade Secret | 2025
20263-228838-01 | Xcel Energy | 85 | 13781 | IOU | 06323443 | 28.8 | Solar |  | X | Active Application | Trade Secret | Trade | BCR | BCR062 | Residential | Solar*Rewards | Trade Secret | 2026
20263-228838-01 | Xcel Energy | 85 | 13781 | IOU | 05512775 | 24.081 | Solar |  | X | Withdrawn | Trade Secret | Trade | WCR | WCR063 | Residential | Solar*Rewards | Trade Secret | 2023
20263-228838-01 | Xcel Energy | 85 | 13781 | IOU | 05835088 | 12.905 | Solar |  |  | Interconnected | Trade Secret | Trade | WCR | WCR063 | Residential | Solar*Rewards | Trade Secret | 2024 | 2024
20263-228838-01 | Xcel Energy | 85 | 13781 | IOU | 05573109 | 2.61 | Solar |  |  | Interconnected | Trade Secret | Trade | WIL | WIL075 | Residential |  | Trade Secret | 2023 | 2023
20263-228838-01 | Xcel Energy | 85 | 13781 | IOU | 05179928 | 5.22 | Solar |  |  | Interconnected | Trade Secret | Trade | MPK | MPK076 | Residential |  | Trade Secret | 2022 | 2024
20263-228838-01 | Xcel Energy | 85 | 13781 | IOU | 04827063 | 6 | Solar |  |  | Interconnected | Trade Secret | Trade | WCR | WCR063 | Residential |  | Trade Secret | 2022 | 2022
20263-228838-01 | Xcel Energy | 85 | 13781 | IOU | 05712102 | 3.78 | Solar |  |  | Interconnected | Trade Secret | Trade | HWW | HWW074 | Residential | Solar*Rewards | Trade Secret | 2024 | 2024
20263-228838-01 | Xcel Energy | 85 | 13781 | IOU | 06212395 | 1.745 | Solar |  |  | Interconnected | Trade Secret | Trade | HWW | HWW074 | Residential |  | Trade Secret | 2025 | 2025
20263-228838-01 |  |  |  |  | 04890103 |  | Solar |  |  | Active Application | Trade Secret | Trade | SLP | SLP083 | Commercial |  |  | 2022
20263-228838-01 | Xcel Energy | 85 | 13781 | IOU | OID3565641 | 18 | Solar |  |  | Withdrawn | Trade Secret | Trade | SLP | SLP083 | Commercial | Solar*Rewards | Trade Secret | 2018
20263-228838-01 | Xcel Energy | 85 | 13781 | IOU | 04807993 | 3.747 | Solar |  |  | Active Application | Trade Secret | Trade | LAP | LAP311 | Residential |  | Trade Secret | 2022
20263-228838-01 | Xcel Energy | 85 | 13781 | IOU | 06246145 | 3.84 | Solar |  |  | Active Application | Trade Secret | Trade | UPP | UPP085 | Residential |  | Trade Secret | 2025
20263-228838-01 | Xcel Energy | 85 | 13781 | IOU | 06342616 | 11.444 | Solar |  |  | Active Application | Trade Secret | Trade | GSL | GSL064 | Residential | Solar*Rewards | Trade Secret | 2026
20263-228838-01 | Xcel Energy | 85 | 13781 | IOU | SRO19712 | 45 | Solar |  |  | Withdrawn | Trade Secret | Trade | MOL | MOL065 | Commercial | Solar*Rewards | Trade Secret | 2012
20263-228838-01 | Xcel Energy | 85 | 13781 | IOU | 03133074 | 36 | Solar |  |  | Interconnected | Trade Secret | Trade | MOL | MOL065 | Commercial | Solar*Rewards | Trade Secret | 2013 | 2014
20263-228838-01 | Xcel Energy | 85 | 13781 | IOU | 03130015 | 8.4 | Solar |  |  | Interconnected | Trade Secret | Trade | HWW | HWW074 | Residential | Solar*Rewards | Trade Secret | 2018 | 2019
20263-228838-01 | Xcel Energy | 85 | 13781 | IOU | 03134348 | 8.64 | Solar |  |  | Interconnected | Trade Secret | Trade | WSG | WSG362 | Residential | Made in Minnesota | Trade Secret | 2015 | 2015
20263-228838-01 | Xcel Energy | 85 | 13781 | IOU | 03134131 | 16 | Solar |  |  | Interconnected | Trade Secret | Trade | EDP | EDP095 | Commercial | Solar*Rewards | Trade Secret | 2014 | 2014
20263-228838-01 | Xcel Energy | 85 | 13781 | IOU | SRO29772 | 36 | Solar |  |  | Withdrawn | Trade Secret | Trade | EDP | EDP095 | Commercial | Solar*Rewards | Trade Secret | 2013
20263-228838-01 | Xcel Energy | 85 | 13781 | IOU | SRO18717 | 40 | Solar |  |  | Withdrawn | Trade Secret | Trade | EDP | EDP095 | Commercial | Solar*Rewards | Trade Secret | 2011
20263-228838-01 | Xcel Energy | 85 | 13781 | IOU | 03129817 | 6 | Solar |  |  | Interconnected | Trade Secret | Trade | MPK | MPK074 | Residential | Solar*Rewards | Trade Secret | 2018 | 2018
20263-228838-01 | Xcel Energy | 85 | 13781 | IOU | 06206459 | 15 | Solar |  |  | Active Application | Trade Secret | Trade | GSL | GSL061 | Residential | Solar*Rewards | Trade Secret | 2025
20263-228838-01 | Xcel Energy | 85 | 13781 | IOU | 04451008 | 11.559 | Solar |  |  | Active Application | Trade Secret | Trade | HUG | HUG311 | Residential |  | Trade Secret | 2021
20263-228838-01 | Xcel Energy | 85 | 13781 | IOU | 05535457 | 8.82 | Solar |  |  | Interconnected | Trade Secret | Trade | WES | WES073 | Residential |  | Trade Secret | 2023 | 2023
20263-228838-01 | Xcel Energy | 85 | 13781 | IOU | 06271835 | 12.215 | Solar |  | X | Active Application | Trade Secret | Trade | SAV | SAV069 | Residential |  | Trade Secret | 2025
20263-228838-01 | Xcel Energy | 85 | 13781 | IOU | 04975969 | 4.188 | Solar |  |  | Interconnected | Trade Secret | Trade | SIP | SIP073 | Residential | Solar*Rewards | Trade Secret | 2022 | 2023
20263-228838-01 | Xcel Energy | 85 | 13781 | IOU | 03133239 | 4.8 | Solar |  |  | Interconnected | Trade Secret | Trade | LEX | LEX333 | Residential | Solar*Rewards | Trade Secret | 2010 | 2010
20263-228838-01 | Xcel Energy | 85 | 13781 | IOU | 05810175 | 7.68 | Solar |  |  | Interconnected | Trade Secret | Trade | OAD | OAD073 | Residential |  | Trade Secret | 2024 | 2024
20263-228838-01 | Xcel Energy | 85 | 13781 | IOU | 06200187 | 4.645 | Solar |  |  | Interconnected | Trade Secret | Trade | CHE | CHE064 | Residential | Solar*Rewards | Trade Secret | 2025 | 2025
20263-228838-01 | Xcel Energy | 85 | 13781 | IOU | 05362346 | 8.12 | Solar |  |  | Interconnected | Trade Secret | Trade | MOL | MOL068 | Residential |  | Trade Secret | 2023 | 2023
20263-228838-01 | Xcel Energy | 85 | 13781 | IOU | OID2251291 | 11 | Solar |  |  | Withdrawn | Trade Secret | Trade | WAB | WAB031 | Residential | Solar*Rewards | Trade Secret | 2015
20263-228838-01 | Xcel Energy | 85 | 13781 | IOU | 03134470 | 8.5 | Solar |  |  | Interconnected | Trade Secret | Trade | WAB | WAB031 | Residential | Made in Minnesota | Trade Secret | 2015 | 2015
20263-228838-01 | Xcel Energy | 85 | 13781 | IOU | 04500687 | 15.232 | Solar |  |  | Active Application | Trade Secret | Trade | GRC | GRC313 | Residential | Solar*Rewards | Trade Secret | 2021
20263-228838-01 | Xcel Energy | 85 | 13781 | IOU | 04508694 | 15.232 | Solar |  |  | Interconnected | Trade Secret | Trade | GRC | GRC313 | Residential |  | Trade Secret | 2021 | 2021
20263-228838-01 | Xcel Energy | 85 | 13781 | IOU | 06257082 | 5.248 | Solar |  |  | Interconnected | Trade Secret | Trade | KOL | KOL065 | Residential |  | Trade Secret | 2025 | 2026
20263-228838-01 | Xcel Energy | 85 | 13781 | IOU | 06154589 | 6.105 | Solar |  |  | Interconnected | Trade Secret | Trade | TLK | TLK077 | Residential | Solar*Rewards | Trade Secret | 2025 | 2025
20263-228838-01 | Xcel Energy | 85 | 13781 | IOU | 05391033 | 10.88 | Solar |  |  | Interconnected | Trade Secret | Trade | HUG | HUG311 | Residential | Solar*Rewards | Trade Secret | 2023 | 2023
20263-228838-01 | Xcel Energy | 85 | 13781 | IOU | 04794240 | 4.64 | Solar |  |  | Interconnected | Trade Secret | Trade | MPK | MPK074 | Residential | Solar*Rewards | Trade Secret | 2022 | 2022
20263-228838-01 | Xcel Energy | 85 | 13781 | IOU | 05357812 | 9.9 | Solar |  |  | Active Application | Trade Secret | Trade | HYL | HYL071 | Residential | Solar*Rewards | Trade Secret | 2023
20263-228838-01 | Xcel Energy | 85 | 13781 | IOU | 04799539 | 9.864 | Solar |  |  | Interconnected | Trade Secret | Trade | HYL | HYL071 | Residential |  | Trade Secret | 2022 | 2022
20263-228838-01 | Xcel Energy | 85 | 13781 | IOU | 04171674 | 5.51 | Solar |  |  | Interconnected | Trade Secret | Trade | WCR | WCR322 | Residential | Solar*Rewards | Trade Secret | 2021 | 2021
20263-228838-01 | Xcel Energy | 85 | 13781 | IOU | 05535966 | 4.41 | Solar |  |  | Interconnected | Trade Secret | Trade | RPL | RPL064 | Residential | Solar*Rewards | Trade Secret | 2023 | 2023
20263-228838-01 | Xcel Energy | 85 | 13781 | IOU | 05613970 | 4.06 | Solar |  |  | Interconnected | Trade Secret | Trade | HWW | HWW074 | Residential |  | Trade Secret | 2023 | 2024
20263-228838-01 | Xcel Energy | 85 | 13781 | IOU | 04654978 | 6.09 | Solar |  |  | Interconnected | Trade Secret | Trade | HUG | HUG322 | Residential |  | Trade Secret | 2021 | 2022
20263-228838-01 | Xcel Energy | 85 | 13781 | IOU | 04998988 | 10.47 | Solar |  |  | Interconnected | Trade Secret | Trade | MEL | MEL077 | Residential | Solar*Rewards | Trade Secret | 2022 | 2022
20263-228838-01 | Xcel Energy | 85 | 13781 | IOU | 03131188 | 4 | Solar |  |  | Interconnected | Trade Secret | Trade | CGR | CGR063 | Commercial |  | Trade Secret | 2013 | 2010
20263-228838-01 | Xcel Energy | 85 | 13781 | IOU | SRO14676 | 12.54 | Solar |  |  | Withdrawn | Trade Secret | Trade | CGR | CGR063 | Commercial | Solar*Rewards | Trade Secret | 2010
20263-228838-01 | Xcel Energy | 85 | 13781 | IOU | 06234786 | 7.6 | Solar |  |  | Active Application | Trade Secret | Trade | WWK | WWK321 | Residential |  | Trade Secret | 2025
20263-228838-01 | Xcel Energy | 85 | 13781 | IOU | 03946769 | 8.376 | Solar |  |  | Interconnected | Trade Secret | Trade | WEB | WEB021 | Residential | Solar*Rewards | Trade Secret | 2020 | 2021
20263-228838-01 | Xcel Energy | 85 | 13781 | IOU | 05358850 | 12.6 | Solar |  | X | Withdrawn | Trade Secret | Trade | EDA | EDA081 | Residential | Solar*Rewards | Trade Secret | 2023
20263-228838-01 | Xcel Energy | 85 | 13781 | IOU | 03131752 | 9.94 | Solar |  |  | Interconnected | Trade Secret | Trade | RRK | RRK082 | Residential | Made in Minnesota | Trade Secret | 2017 | 2017
20263-228838-01 | Xcel Energy | 85 | 13781 | IOU | 04794446 | 9.994 | Solar |  |  | Interconnected | Trade Secret | Trade | SOU | SOU076 | Residential | Solar*Rewards | Trade Secret | 2022 | 2022
20263-228838-01 | Xcel Energy | 85 | 13781 | IOU | 04787674 | 13.05 | Solar |  |  | Interconnected | Trade Secret | Trade | HUG | HUG312 | Residential |  | Trade Secret | 2022 | 2022
20263-228838-01 | Xcel Energy | 85 | 13781 | IOU | 05127278 | 10.88 | Solar |  |  | Active Application | Trade Secret | Trade | HUG | HUG312 | Residential |  | Trade Secret | 2022
20263-228838-01 | Xcel Energy | 85 | 13781 | IOU | OID3955073 | 12 | Solar |  |  | Interconnected | Trade Secret | Trade | IDA | IDA073 | Residential | Solar*Rewards | Trade Secret | 2019 | 2020
20263-228838-01 | Xcel Energy | 85 | 13781 | IOU | 05901262 | 9.994 | Solar |  |  | Interconnected | Trade Secret | Trade | MPK | MPK082 | Residential |  | Trade Secret | 2024 | 2025
20263-228838-01 | Xcel Energy | 85 | 13781 | IOU | 05846249 | 14.208 | Solar |  |  | Interconnected | Trade Secret | Trade | OAD | OAD062 | Residential | Solar*Rewards | Trade Secret | 2024 | 2024
20263-228838-01 | Xcel Energy | 85 | 13781 | IOU | 03131646 | 5 | Solar |  |  | Interconnected | Trade Secret | Trade | HWW | HWW071 | Residential | Made in Minnesota | Trade Secret | 2017 | 2017
20263-228838-01 | Xcel Energy | 85 | 13781 | IOU | 05423619 | 5.85 | Solar |  |  | Interconnected | Trade Secret | Trade | AFT | AFT321 | Residential | Solar*Rewards | Trade Secret | 2023 | 2023
20263-228838-01 | Xcel Energy | 85 | 13781 | IOU | 03988372 | 3.747 | Solar |  |  | Interconnected | Trade Secret | Trade | TLK | TLK061 | Residential | Solar*Rewards | Trade Secret | 2020 | 2021
20263-228838-01 | Xcel Energy | 85 | 13781 | IOU | 04087259 | 5.054 | Solar |  |  | Interconnected | Trade Secret | Trade | TWL | TWL066 | Residential |  | Trade Secret | 2021 | 2021
20263-228838-01 | Xcel Energy | 85 | 13781 | IOU | 03132267 | 7.625 | Solar |  |  | Interconnected | Trade Secret | Trade | TER | TER062 | Residential | Solar*Rewards | Trade Secret | 2018 | 2018
20263-228838-01 | Xcel Energy | 85 | 13781 | IOU | OID3074163 | 9.94 | Solar |  |  | Withdrawn | Trade Secret | Trade | TER | TER062 | Residential | Solar*Rewards | Trade Secret | 2017
20263-228838-01 | Xcel Energy | 85 | 13781 | IOU | 06211001 | 9.772 | Solar |  |  | Interconnected | Trade Secret | Trade | VKG | VKG065 | Residential | Solar*Rewards | Trade Secret | 2025 | 2026
20263-228838-01 | Xcel Energy | 85 | 13781 | IOU | OID3578254 | 43.2 | Solar |  |  | Withdrawn | Trade Secret | Trade | PKL | PKL073 | Commercial | Solar*Rewards | Trade Secret | 2018
20263-228838-01 | Xcel Energy | 85 | 13781 | IOU | 06291183 | 30 | Storage |  |  | Active Application | Trade Secret | Trade | EDA | EDA087 | Residential |  | Trade Secret | 2025
20263-228838-01 | Xcel Energy | 85 | 13781 | IOU | SRO18700 | 3.15 | Solar |  |  | Withdrawn | Trade Secret | Trade | SLP | SLP092 | Residential | Solar*Rewards | Trade Secret | 2011
20263-228838-01 | Xcel Energy | 85 | 13781 | IOU | 04259953 | 11.508 | Solar |  |  | Interconnected | Trade Secret | Trade | WSG | WSG076 | Residential |  | Trade Secret | 2021 | 2021
20263-228838-01 | Xcel Energy | 85 | 13781 | IOU | 06208469 | 8.129 | Solar |  |  | Active Application | Trade Secret | Trade | OAD | OAD061 | Residential | Solar*Rewards | Trade Secret | 2025
20263-228838-01 | Xcel Energy | 85 | 13781 | IOU | 03131240 | 9 | Solar |  |  | Interconnected | Trade Secret | Trade | HWW | HWW072 | Commercial | Solar*Rewards | Trade Secret | 2016 | 2017
20263-228838-01 | Xcel Energy | 85 | 13781 | IOU | 03512865 | 5 | Solar |  |  | Interconnected | Trade Secret | Trade | SLP | SLP076 | Residential | Solar*Rewards | Trade Secret | 2019 | 2020
20263-228838-01 | Xcel Energy | 85 | 13781 | IOU | 05845624 | 5.052 | Solar |  |  | Active Application | Trade Secret | Trade | TLK | TLK061 | Residential |  | Trade Secret | 2024
20263-228838-01 | Xcel Energy | 85 | 13781 | IOU | 05947387 | 3.747 | Solar |  |  | Interconnected | Trade Secret | Trade | AFT | AFT321 | Residential |  | Trade Secret | 2024 | 2025
20263-228838-01 | Xcel Energy | 85 | 13781 | IOU | OID2261903 | 7.63 | Solar |  |  | Withdrawn | Trade Secret | Trade | MPK | MPK065 | Residential | Made in Minnesota | Trade Secret | 2015
20263-228838-01 | Xcel Energy | 85 | 13781 | IOU | 03134234 | 7.63 | Solar |  |  | Interconnected | Trade Secret | Trade | MPK | MPK065 | Residential | Made in Minnesota | Trade Secret | 2015 | 2015
20263-228838-01 | Xcel Energy | 85 | 13781 | IOU | SRO29901 | 15 | Solar |  |  | Withdrawn | Trade Secret | Trade | ELP | ELP062 | Commercial | Solar*Rewards | Trade Secret | 2013
20263-228838-01 | Xcel Energy | 85 | 13781 | IOU | 03134329 | 8.4 | Solar |  |  | Interconnected | Trade Secret | Trade | KAN | KAN031 | Residential | Made in Minnesota | Trade Secret | 2015 | 2015
20263-228838-01 | Xcel Energy | 85 | 13781 | IOU | 05609394 | 10.44 | Solar |  |  | Interconnected | Trade Secret | Trade | ALK | ALK063 | Residential |  | Trade Secret | 2023 | 2023
20263-228838-01 | Xcel Energy | 85 | 13781 | IOU | 04452261 | 7.616 | Solar |  |  | Interconnected | Trade Secret | Trade | MPK | MPK082 | Residential |  | Trade Secret | 2021 | 2022
20263-228838-01 | Xcel Energy | 85 | 13781 | IOU | 06031609 | 8.73 | Solar |  |  | Interconnected | Trade Secret | Trade | SHP | SHP061 | Residential | Solar*Rewards | Trade Secret | 2024 | 2025
20263-228838-01 | Xcel Energy | 85 | 13781 | IOU | OID3947511 | 9.994 | Solar |  |  | Interconnected | Trade Secret | Trade | KAN | KAN031 | Residential | Solar*Rewards | Trade Secret | 2019 | 2020
20263-228838-01 | Xcel Energy | 85 | 13781 | IOU | 05757340 | 2.835 | Solar |  |  | Withdrawn | Trade Secret | Trade | BRP | BRP073 | Residential | Solar*Rewards | Trade Secret | 2024
20263-228838-01 | Xcel Energy | 85 | 13781 | IOU | 05765168 | 2.835 | Solar |  |  | Interconnected | Trade Secret | Trade | BRP | BRP073 | Residential |  | Trade Secret | 2024 | 2024
20263-228838-01 | Xcel Energy | 85 | 13781 | IOU | 06229232 | 10.73 | Solar |  |  | Active Application | Trade Secret | Trade | KLK | KLK061 | Residential |  | Trade Secret | 2025
20263-228838-01 | Xcel Energy | 85 | 13781 | IOU | 04966538 | 11.39 | Solar |  |  | Interconnected | Trade Secret | Trade | TWL | TWL071 | Residential | Solar*Rewards | Trade Secret | 2022 | 2022
20263-228838-01 | Xcel Energy | 85 | 13781 | IOU | 06234212 | 7.6 | Solar |  |  | Active Application | Trade Secret | Trade | ESW | ESW081 | Residential |  | Trade Secret | 2025
20263-228838-01 | Xcel Energy | 85 | 13781 | IOU | SRO18678 | 5 | Solar |  |  | Withdrawn | Trade Secret | Trade | CLC | CLC221 | Residential | Solar*Rewards | Trade Secret | 2011
20263-228838-01 | Xcel Energy | 85 | 13781 | IOU | SRO12971 | 5 | Solar |  |  | Withdrawn | Trade Secret | Trade | CLC | CLC221 | Residential | Solar*Rewards | Trade Secret | 2010
20263-228838-01 | Xcel Energy | 85 | 13781 | IOU | OID2019229 | 18 | Solar |  |  | Withdrawn | Trade Secret | Trade | MST | MST068 | Commercial | Solar*Rewards | Trade Secret | 2014
20263-228838-01 | Xcel Energy | 85 | 13781 | IOU | 06116878 | 6.046 | Solar |  |  | Interconnected | Trade Secret | Trade | TWL | TWL074 | Residential | Solar*Rewards | Trade Secret | 2025 | 2025
20263-228838-01 | Xcel Energy | 85 | 13781 | IOU | OID3924531 | 5.8 | Solar |  |  | Withdrawn | Trade Secret | Trade | TLK | TLK077 | Residential | Solar*Rewards | Trade Secret | 2019
20263-228838-01 |  |  |  |  | OID3919849 |  | Solar |  |  | Withdrawn | Trade Secret | Trade | TLK | TLK077 | Residential | Solar*Rewards |  | 2019
20263-228838-01 | Xcel Energy | 85 | 13781 | IOU | 05232065 | 3.48 | Solar |  |  | Interconnected | Trade Secret | Trade | TLK | TLK077 | Residential |  | Trade Secret | 2022 | 2023
20263-228838-01 | Xcel Energy | 85 | 13781 | IOU | 05229356 | 3.48 | Solar |  |  | Active Application | Trade Secret | Trade | TLK | TLK077 | Residential |  | Trade Secret | 2022
20263-228838-01 | Xcel Energy | 85 | 13781 | IOU | 03140827 | 3.747 | Solar |  |  | Interconnected | Trade Secret | Trade | KIM | KIM021 | Commercial | Solar*Rewards | Trade Secret | 2019 | 2020
20263-228838-01 | Xcel Energy | 85 | 13781 | IOU | OID3825891 | 3.8 | Solar |  |  | Withdrawn | Trade Secret | Trade | KIM | KIM021 | Commercial | Solar*Rewards | Trade Secret | 2019
20263-228838-01 | Xcel Energy | 85 | 13781 | IOU | 03129858 | 60 | Solar |  |  | Active Application | Trade Secret | Trade | BCR | BCR062 | Commercial |  | Trade Secret | 2018
20263-228838-01 | Xcel Energy | 85 | 13781 | IOU | 06089059 | 9.184 | Solar |  |  | Interconnected | Trade Secret | Trade | WCR | WCR063 | Residential | Solar*Rewards | Trade Secret | 2025 | 2025
20263-228838-01 | Xcel Energy | 85 | 13781 | IOU | 04794303 | 5.2 | Solar |  |  | Interconnected | Trade Secret | Trade | IDA | IDA062 | Residential | Solar*Rewards | Trade Secret | 2022 | 2024
20263-228838-01 | Xcel Energy | 85 | 13781 | IOU | 05589785 | 5.85 | Solar |  |  | Withdrawn | Trade Secret | Trade | IDA | IDA062 | Residential | Solar*Rewards | Trade Secret | 2023
20263-228838-01 | Xcel Energy | 85 | 13781 | IOU | 05949038 | 120 | Solar |  |  | Active Application | Trade Secret | Trade | TWL | TWL082 | Commercial |  | Trade Secret | 2024
20263-228838-01 | Xcel Energy | 85 | 13781 | IOU | 03129673 | 3.91 | Solar |  |  | Interconnected | Trade Secret | Trade | LEX | LEX332 | Residential | Solar*Rewards | Trade Secret | 2019 | 2020
20263-228838-01 | Xcel Energy | 85 | 13781 | IOU | OID3470373 | 39.998 | Solar |  |  | Withdrawn | Trade Secret | Trade | ECK | ECK322 | Commercial | Solar*Rewards | Trade Secret | 2018
20263-228838-01 | Xcel Energy | 85 | 13781 | IOU | 05019998 | 9.994 | Solar |  |  | Interconnected | Trade Secret | Trade | EDA | EDA075 | Residential |  | Trade Secret | 2022 | 2021
20263-228838-01 | Xcel Energy | 85 | 13781 | IOU | 03875848 | 6.282 | Solar |  | X | Interconnected | Trade Secret | Trade | ALD | ALD088 | Residential | Solar*Rewards | Trade Secret | 2020 | 2020
20263-228838-01 | Xcel Energy | 85 | 13781 | IOU | 04384050 | 33.3 | Solar |  |  | Active Application | Trade Secret | Trade | SLP | SLP083 | Commercial | Solar*Rewards | Trade Secret | 2021
20263-228838-01 | Xcel Energy | 85 | 13781 | IOU | 05239395 | 2.32 | Solar |  |  | Interconnected | Trade Secret | Trade | ALD | ALD073 | Residential |  | Trade Secret | 2022 | 2023
20263-228838-01 | Xcel Energy | 85 | 13781 | IOU | 05983608 | 5.76 | Solar |  |  | Interconnected | Trade Secret | Trade | DND | DND072 | Residential | Solar*Rewards | Trade Secret | 2024 | 2025
20263-228838-01 | Xcel Energy | 85 | 13781 | IOU | 05960805 | 6.832 | Solar |  |  | Interconnected | Trade Secret | Trade | WIL | WIL086 | Residential | Solar*Rewards | Trade Secret | 2024 | 2024
20263-228838-01 | Xcel Energy | 85 | 13781 | IOU | 03199732 | 3.747 | Solar |  |  | Interconnected | Trade Secret | Trade | UPP | UPP084 | Residential | Solar*Rewards | Trade Secret | 2019 | 2020
20263-228838-01 | Xcel Energy | 85 | 13781 | IOU | OID2019421 | 18 | Solar |  |  | Withdrawn | Trade Secret | Trade | MST | MST066 | Commercial | Solar*Rewards | Trade Secret | 2014
20263-228838-01 | Xcel Energy | 85 | 13781 | IOU | 05942966 | 3.796 | Solar |  |  | Interconnected | Trade Secret | Trade | WIL | WIL076 | Residential | Solar*Rewards | Trade Secret | 2024 | 2024
20263-228838-01 | Xcel Energy | 85 | 13781 | IOU | 05885527 | 3.747 | Solar |  |  | Interconnected | Trade Secret | Trade | TER | TER071 | Residential |  | Trade Secret | 2024 | 2025
20263-228838-01 | Xcel Energy | 85 | 13781 | IOU | 05256836 | 6.67 | Solar |  |  | Interconnected | Trade Secret | Trade | SOU | SOU072 | Residential |  | Trade Secret | 2022 | 2023
20263-228838-01 | Xcel Energy | 85 | 13781 | IOU | 05251971 | 6.67 | Solar |  |  | Withdrawn | Trade Secret | Trade | SOU | SOU072 | Residential |  | Trade Secret | 2022
20263-228838-01 | Xcel Energy | 85 | 13781 | IOU | 05761878 | 5.904 | Solar |  |  | Active Application | Trade Secret | Trade | WES | WES062 | Commercial |  | Trade Secret | 2024
20263-228838-01 | Xcel Energy | 85 | 13781 | IOU | 05414718 | 4.41 | Solar |  |  | Interconnected | Trade Secret | Trade | TER | TER081 | Residential |  | Trade Secret | 2023 | 2023
20263-228838-01 | Xcel Energy | 85 | 13781 | IOU | 05395504 | 3.78 | Solar |  |  | Withdrawn | Trade Secret | Trade | TER | TER081 | Residential | Solar*Rewards | Trade Secret | 2023
20263-228838-01 | Xcel Energy | 85 | 13781 | IOU | 03130611 | 9.94 | Solar |  |  | Interconnected | Trade Secret | Trade | HYL | HYL063 | Residential | Solar*Rewards | Trade Secret | 2016 | 2017
20263-228838-01 | Xcel Energy | 85 | 13781 | IOU | 05601775 | 6.4 | Solar |  |  | Interconnected | Trade Secret | Trade | HOL | HOL072 | Residential |  | Trade Secret | 2023 | 2024
20263-228838-01 | Xcel Energy | 85 | 13781 | IOU | 04509137 | 6 | Solar |  |  | Interconnected | Trade Secret | Trade | GLK | GLK073 | Residential |  | Trade Secret | 2021 | 2022
20263-228838-01 | Xcel Energy | 85 | 13781 | IOU | 04493752 | 5.054 | Solar |  |  | Active Application | Trade Secret | Trade | GLK | GLK073 | Residential | Solar*Rewards | Trade Secret | 2021
20263-228838-01 | Xcel Energy | 85 | 13781 | IOU | 04454944 | 3.747 | Solar |  |  | Active Application | Trade Secret | Trade | GLK | GLK073 | Residential | Solar*Rewards | Trade Secret | 2021
20263-228838-01 | Xcel Energy | 85 | 13781 | IOU | 05670030 | 7.838 | Solar |  |  | Interconnected | Trade Secret | Trade | MOL | MOL073 | Residential |  | Trade Secret | 2023 | 2024
20263-228838-01 | Xcel Energy | 85 | 13781 | IOU | 03130431 | 2.4 | Solar |  |  | Interconnected | Trade Secret | Trade | ALD | ALD073 | Residential | Solar*Rewards | Trade Secret | 2018 | 2019
20263-228838-01 | Xcel Energy | 85 | 13781 | IOU | 04067492 | 9.074 | Solar |  |  | Interconnected | Trade Secret | Trade | MOL | MOL066 | Residential | Solar*Rewards | Trade Secret | 2020 | 2021
20263-228838-01 | Xcel Energy | 85 | 13781 | IOU | 06061921 | 800 | Solar |  |  | Interconnected | Trade Secret | Trade | OAD | OAD071 | Commercial |  | Trade Secret | 2025 | 2025
20263-228838-01 | Xcel Energy | 85 | 13781 | IOU | 03788736 | 266.6 | Solar |  |  | Interconnected | Trade Secret | Trade | CNC | CNC062 | Commercial |  | Trade Secret | 2020 | 2022
20263-228838-01 | Xcel Energy | 85 | 13781 | IOU | 03130738 | 30 | Natural Gas |  |  | Interconnected | Trade Secret | Trade | CNC | CNC062 | Commercial |  | Trade Secret | 2003 | 2003
20263-228838-01 | Xcel Energy | 85 | 13781 | IOU | 05958365 | 5.2 | Solar |  |  | Active Application | Trade Secret | Trade | WSD | WSD061 | Residential | Solar*Rewards | Trade Secret | 2024
20263-228838-01 | Xcel Energy | 85 | 13781 | IOU | 03130016 | 7.54 | Solar |  |  | Interconnected | Trade Secret | Trade | WSG | WSG361 | Residential | Solar*Rewards | Trade Secret | 2018 | 2019
20263-228838-01 | Xcel Energy | 85 | 13781 | IOU | 03134725 | 18 | Solar |  |  | Interconnected | Trade Secret | Trade | CGR | CGR061 | Commercial | Solar*Rewards | Trade Secret | 2015 | 2016
20263-228838-01 | Xcel Energy | 85 | 13781 | IOU | 06194077 | 2.903 | Solar |  |  | Withdrawn | Trade Secret | Trade | STY | STY062 | Residential | Solar*Rewards | Trade Secret | 2025
20263-228838-01 | Xcel Energy | 85 | 13781 | IOU | 03134751 | 4.8 | Solar |  |  | Interconnected | Trade Secret | Trade | WCR | WCR322 | Residential | Solar*Rewards | Trade Secret | 2016 | 2016
20263-228838-01 | Xcel Energy | 85 | 13781 | IOU | 06164609 | 4.875 | Solar |  |  | Interconnected | Trade Secret | Trade | BYT | BYT071 | Residential | Solar*Rewards | Trade Secret | 2025 | 2025
20263-228838-01 | Xcel Energy | 85 | 13781 | IOU | 03134538 | 7.63 | Solar |  |  | Interconnected | Trade Secret | Trade | SCL | SCL322 | Residential | Made in Minnesota | Trade Secret | 2015 | 2015
20263-228838-01 | Xcel Energy | 85 | 13781 | IOU | OID2101148 | 8.64 | Solar |  |  | Withdrawn | Trade Secret | Trade | SCL | SCL322 | Residential | Solar*Rewards | Trade Secret | 2014
20263-228838-01 | Xcel Energy | 85 | 13781 | IOU | 06018608 | 17.2 | Solar |  | X | Interconnected | Trade Secret | Trade | EDA | EDA067 | Residential | Solar*Rewards | Trade Secret | 2024 | 2025
20263-228838-01 | Xcel Energy | 85 | 13781 | IOU | 03132732 | 66.6 | Solar |  |  | Interconnected | Trade Secret | Trade | RPL | RPL061 | Commercial |  | Trade Secret | 2018 | 2018
20263-228838-01 | Xcel Energy | 85 | 13781 | IOU | OID2916544 | 6 | Solar |  |  | Withdrawn | Trade Secret | Trade | COK | COK061 | Commercial | Solar*Rewards | Trade Secret | 2017
20263-228838-01 | Xcel Energy | 85 | 13781 | IOU | 06243182 | 5.76 | Solar |  |  | Active Application | Trade Secret | Trade | RLK | RLK071 | Residential |  | Trade Secret | 2025
20263-228838-01 | Xcel Energy | 85 | 13781 | IOU | 04767315 | 13.63 | Solar |  |  | Interconnected | Trade Secret | Trade | HYL | HYL063 | Residential |  | Trade Secret | 2022 | 2022
20263-228838-01 | Xcel Energy | 85 | 13781 | IOU | 04309912 | 0.86 | Solar |  |  | Interconnected | Trade Secret | Trade | WIN | WIN032 | Residential |  | Trade Secret | 2021 | 2021
20263-228838-01 | Xcel Energy | 85 | 13781 | IOU | 06306655 | 11.136 | Solar |  |  | Active Application | Trade Secret | Trade | HYL | HYL075 | Residential |  | Trade Secret | 2025
20263-228838-01 | Xcel Energy | 85 | 13781 | IOU | 05166052 | 18.846 | Solar |  |  | Interconnected | Trade Secret | Trade | WSG | WSG063 | Residential | Solar*Rewards | Trade Secret | 2022 | 2023
20263-228838-01 | Xcel Energy | 85 | 13781 | IOU | 04943968 | 14.658 | Solar |  |  | Withdrawn | Trade Secret | Trade | WSG | WSG063 | Residential | Solar*Rewards | Trade Secret | 2022
20263-228838-01 | Xcel Energy | 85 | 13781 | IOU | 03129633 | 2.4 | Solar |  |  | Interconnected | Trade Secret | Trade | MPK | MPK084 | Residential | Solar*Rewards | Trade Secret | 2018 | 2019
20263-228838-01 | Xcel Energy | 85 | 13781 | IOU | 05419181 | 5.933 | Solar |  |  | Interconnected | Trade Secret | Trade | IDA | IDA064 | Residential | Solar*Rewards | Trade Secret | 2023 | 2023
20263-228838-01 | Xcel Energy | 85 | 13781 | IOU | 06246774 | 6.912 | Solar |  |  | Withdrawn | Trade Secret | Trade | DBL | DBL065 | Residential |  | Trade Secret | 2025
20263-228838-01 | Xcel Energy | 85 | 13781 | IOU | 03132813 | 15.994 | Solar |  |  | Interconnected | Trade Secret | Trade | MND | MND063 | Residential | Solar*Rewards | Trade Secret | 2018 | 2018
20263-228838-01 | Xcel Energy | 85 | 13781 | IOU | OID3438684 | 12 | Solar |  |  | Withdrawn | Trade Secret | Trade | MND | MND063 | Residential | Solar*Rewards | Trade Secret | 2018
20263-228838-01 | Xcel Energy | 85 | 13781 | IOU | SRO29798 | 11.4 | Solar |  |  | Withdrawn | Trade Secret | Trade | MND | MND063 | Residential | Solar*Rewards | Trade Secret | 2013
20263-228838-01 | Xcel Energy | 85 | 13781 | IOU | 04998657 | 34.17 | Solar |  |  | Interconnected | Trade Secret | Trade | MND | MND063 | Residential |  | Trade Secret | 2022 | 2022
20263-228838-01 | Xcel Energy | 85 | 13781 | IOU | 05974053 | 16.321 | Solar |  |  | Interconnected | Trade Secret | Trade | WDY | WDY322 | Residential | Solar*Rewards | Trade Secret | 2024 | 2025
20263-228838-01 | Xcel Energy | 85 | 13781 | IOU | OID2049615 | 18 | Solar |  |  | Withdrawn | Trade Secret | Trade | APA | APA065 | Commercial | Solar*Rewards | Trade Secret | 2014
20263-228838-01 | Xcel Energy | 85 | 13781 | IOU | 03135095 | 7.63 | Solar |  |  | Interconnected | Trade Secret | Trade | SCA | SCA021 | Residential | Made in Minnesota | Trade Secret | 2016 | 2016
20263-228838-01 | Xcel Energy | 85 | 13781 | IOU | 06059333 | 15.244 | Solar |  |  | Interconnected | Trade Secret | Trade | WDY | WDY312 | Commercial |  | Trade Secret | 2025 | 2025
20263-228838-01 | Xcel Energy | 85 | 13781 | IOU | 03134965 | 9.94 | Solar |  |  | Interconnected | Trade Secret | Trade | KOL | KOL073 | Residential | Made in Minnesota | Trade Secret | 2016 | 2017
20263-228838-01 | Xcel Energy | 85 | 13781 | IOU | 06322111 | 5.32 | Solar |  |  | Active Application | Trade Secret | Trade | STY | STY062 | Residential | Solar*Rewards | Trade Secret | 2026
20263-228838-01 | Xcel Energy | 85 | 13781 | IOU | 06076683 | 5.32 | Solar |  |  | Active Application | Trade Secret | Trade | STY | STY062 | Residential | Solar*Rewards | Trade Secret | 2025
20263-228838-01 | Xcel Energy | 85 | 13781 | IOU | 04164390 | 5.22 | Solar |  |  | Interconnected | Trade Secret | Trade | MEL | MEL081 | Residential | Solar*Rewards | Trade Secret | 2020 | 2021
20263-228838-01 | Xcel Energy | 85 | 13781 | IOU | 06158191 | 4.175 | Solar |  |  | Interconnected | Trade Secret | Trade | MPK | MPK082 | Residential | Solar*Rewards | Trade Secret | 2025 | 2025
20263-228838-01 | Xcel Energy | 85 | 13781 | IOU | 04898357 | 6.98 | Solar |  | X | Interconnected | Trade Secret | Trade | SLP | SLP092 | Residential | Solar*Rewards | Trade Secret | 2022 | 2023
20263-228838-01 | Xcel Energy | 85 | 13781 | IOU | 03130165 | 4.64 | Solar |  |  | Interconnected | Trade Secret | Trade | SLP | SLP092 | Residential | Solar*Rewards | Trade Secret | 2019 | 2019
20263-228838-01 | Xcel Energy | 85 | 13781 | IOU | 06248754 | 5.235 | Solar |  |  | Interconnected | Trade Secret | Trade | HWW | HWW062 | Residential |  | Trade Secret | 2025 | 2026
20263-228838-01 | Xcel Energy | 85 | 13781 | IOU | 03134649 | 20 | Solar |  |  | Interconnected | Trade Secret | Trade | ECK | ECK342 | Commercial | Solar*Rewards | Trade Secret | 2015 | 2016
20263-228838-01 | Xcel Energy | 85 | 13781 | IOU | 05024430 | 4.886 | Solar |  |  | Interconnected | Trade Secret | Trade | ALD | ALD073 | Residential | Solar*Rewards | Trade Secret | 2022 | 2023
20263-228838-01 | Xcel Energy | 85 | 13781 | IOU | 05187967 | 6.4 | Solar |  |  | Interconnected | Trade Secret | Trade | GRC | GRC312 | Residential |  | Trade Secret | 2022 | 2023
20263-228838-01 | Xcel Energy | 85 | 13781 | IOU | 04955036 | 10.43 | Solar |  |  | Interconnected | Trade Secret | Trade | WDY | WDY311 | Residential |  | Trade Secret | 2022 | 2022
20263-228838-01 | Xcel Energy | 85 | 13781 | IOU | OID2395355 | 20 | Solar |  |  | Withdrawn | Trade Secret | Trade | LEX | LEX064 | Commercial | Solar*Rewards | Trade Secret | 2015
20263-228838-01 | Xcel Energy | 85 | 13781 | IOU | 04793807 | 13.05 | Solar |  |  | Withdrawn | Trade Secret | Trade | AFT | AFT321 | Residential | Solar*Rewards | Trade Secret | 2022
20263-228838-01 | Xcel Energy | 85 | 13781 | IOU | 04664324 | 15.232 | Solar |  |  | Interconnected | Trade Secret | Trade | APA | APA077 | Residential |  | Trade Secret | 2021 | 2022
20263-228838-01 | Xcel Energy | 85 | 13781 | IOU | 03132018 | 6 | Solar |  |  | Interconnected | Trade Secret | Trade | APA | APA077 | Residential | Solar*Rewards | Trade Secret | 2017 | 2017
20263-228838-01 |  |  |  |  | OID3061871 |  | Solar |  |  | Withdrawn | Trade Secret | Trade | APA | APA077 | Residential | Solar*Rewards |  | 2017
20263-228838-01 | Xcel Energy | 85 | 13781 | IOU | 05773454 | 6.175 | Solar |  |  | Interconnected | Trade Secret | Trade | AFT | AFT315 | Residential | Solar*Rewards | Trade Secret | 2024 | 2024
20263-228838-01 | Xcel Energy | 85 | 13781 | IOU | 03129956 | 5.76 | Solar |  |  | Interconnected | Trade Secret | Trade | DBL | DBL065 | Residential | Solar*Rewards | Trade Secret | 2018 | 2019
20263-228838-01 |  |  |  |  | OID3600685 |  | Solar |  |  | Withdrawn | Trade Secret | Trade | DBL | DBL065 | Residential | Solar*Rewards |  | 2018
20263-228838-01 | Xcel Energy | 85 | 13781 | IOU | 04840190 | 8.22 | Solar |  |  | Interconnected | Trade Secret | Trade | AFT | AFT321 | Residential | Solar*Rewards | Trade Secret | 2022 | 2022
20263-228838-01 | Xcel Energy | 85 | 13781 | IOU | 04814077 | 5.48 | Solar |  |  | Interconnected | Trade Secret | Trade | CHE | CHE065 | Residential | Solar*Rewards | Trade Secret | 2022 | 2022
20263-228838-01 | Xcel Energy | 85 | 13781 | IOU | 06199312 | 4.935 | Solar |  |  | Interconnected | Trade Secret | Trade | CGR | CGR074 | Residential | Solar*Rewards | Trade Secret | 2025 | 2025
20263-228838-01 | Xcel Energy | 85 | 13781 | IOU | 06324665 | 4.886 | Solar |  |  | Active Application | Trade Secret | Trade | DPN | DPN071 | Residential | Solar*Rewards | Trade Secret | 2026
20263-228838-01 | Xcel Energy | 85 | 13781 | IOU | 03133030 | 5 | Solar |  |  | Interconnected | Trade Secret | Trade | SOU | SOU083 | Residential | Solar*Rewards | Trade Secret | 2018 | 2019
20263-228838-01 | Xcel Energy | 85 | 13781 | IOU | 06084408 | 3.936 | Solar |  |  | Interconnected | Trade Secret | Trade | WIL | WIL097 | Residential | Solar*Rewards | Trade Secret | 2025 | 2025
20263-228838-01 | Xcel Energy | 85 | 13781 | IOU | 03130420 | 6 | Solar |  |  | Interconnected | Trade Secret | Trade | MPK | MPK085 | Residential | Solar*Rewards | Trade Secret | 2018 | 2019
20263-228838-01 | Xcel Energy | 85 | 13781 | IOU | OID3468548 | 5 | Solar |  |  | Withdrawn | Trade Secret | Trade | MPK | MPK085 | Residential | Solar*Rewards | Trade Secret | 2018
20263-228838-01 | Xcel Energy | 85 | 13781 | IOU | 05460959 | 3.84 | Solar |  |  | Interconnected | Trade Secret | Trade | WCR | WCR322 | Residential | Solar*Rewards | Trade Secret | 2023 | 2023
20263-228838-01 | Xcel Energy | 85 | 13781 | IOU | OID3416914 | 7.6 | Solar |  |  | Withdrawn | Trade Secret | Trade | HUG | HUG311 | Residential | Solar*Rewards | Trade Secret | 2018
20263-228838-01 | Xcel Energy | 85 | 13781 | IOU | 03133311 | 15 | Solar |  |  | Interconnected | Trade Secret | Trade | VMR | VMR063 | Commercial | Solar*Rewards | Trade Secret | 2010 | 2012
20263-228838-01 | Xcel Energy | 85 | 13781 | IOU | 03129727 | 6 | Solar |  |  | Interconnected | Trade Secret | Trade | MPK | MPK074 | Residential | Solar*Rewards | Trade Secret | 2019 | 2019
20263-228838-01 | Xcel Energy | 85 | 13781 | IOU | OID3377588 | 5 | Solar |  |  | Withdrawn | Trade Secret | Trade | WDY | WDY321 | Residential | Solar*Rewards | Trade Secret | 2018
20263-228838-01 |  |  |  |  | OID3377587 |  | Solar |  |  | Withdrawn | Trade Secret | Trade | WDY | WDY321 | Residential | Solar*Rewards |  | 2018
20263-228838-01 | Xcel Energy | 85 | 13781 | IOU | 03132660 | 5 | Solar |  |  | Interconnected | Trade Secret | Trade | WDY | WDY321 | Residential |  | Trade Secret | 2018 | 2018
20263-228838-01 | Xcel Energy | 85 | 13781 | IOU | OID2019187 | 20 | Solar |  |  | Withdrawn | Trade Secret | Trade | OAD | OAD074 | Commercial | Solar*Rewards | Trade Secret | 2014
20263-228838-01 | Xcel Energy | 85 | 13781 | IOU | 06029696 | 7.591 | Solar |  |  | Interconnected | Trade Secret | Trade | HWW | HWW062 | Residential | Solar*Rewards | Trade Secret | 2024 | 2025
20263-228838-01 | Xcel Energy | 85 | 13781 | IOU | 05661272 | 5.67 | Solar |  |  | Interconnected | Trade Secret | Trade | WYO | WYO033 | Residential |  | Trade Secret | 2024 | 2024
20263-228838-01 | Xcel Energy | 85 | 13781 | IOU | 03348529 | 3.288 | Solar |  |  | Interconnected | Trade Secret | Trade | MPK | MPK085 | Residential | Solar*Rewards | Trade Secret | 2019 | 2020
20263-228838-01 | Xcel Energy | 85 | 13781 | IOU | 06264050 | 7.6 | Solar |  |  | Active Application | Trade Secret | Trade | OSS | OSS073 | Residential |  | Trade Secret | 2025
20263-228838-01 | Xcel Energy | 85 | 13781 | IOU | 06140741 | 7.591 | Solar |  |  | Interconnected | Trade Secret | Trade | DPN | DPN071 | Residential | Solar*Rewards | Trade Secret | 2025 | 2025
20263-228838-01 | Xcel Energy | 85 | 13781 | IOU | 06136388 | 5.693 | Solar |  |  | Withdrawn | Trade Secret | Trade | DPN | DPN071 | Residential | Solar*Rewards | Trade Secret | 2025
20263-228838-01 | Xcel Energy | 85 | 13781 | IOU | 03129951 | 2.4 | Solar |  |  | Interconnected | Trade Secret | Trade | NOF | NOF061 | Residential | Solar*Rewards | Trade Secret | 2018 | 2019
20263-228838-01 | Xcel Energy | 85 | 13781 | IOU | 03134924 | 9.94 | Solar |  |  | Interconnected | Trade Secret | Trade | WCS | WCS071 | Residential | Made in Minnesota | Trade Secret | 2016 | 2016
20263-228838-01 | Xcel Energy | 85 | 13781 | IOU | 05346928 | 4.93 | Solar |  |  | Interconnected | Trade Secret | Trade | SOU | SOU079 | Residential |  | Trade Secret | 2022 | 2023
20263-228838-01 | Xcel Energy | 85 | 13781 | IOU | OID3750341 | 6 | Solar |  |  | Withdrawn | Trade Secret | Trade | MEL | MEL065 | Residential | Solar*Rewards | Trade Secret | 2019
20263-228838-01 | Xcel Energy | 85 | 13781 | IOU | 03130195 | 6 | Solar |  |  | Interconnected | Trade Secret | Trade | MEL | MEL065 | Residential | Solar*Rewards | Trade Secret | 2019 | 2019
20263-228838-01 | Xcel Energy | 85 | 13781 | IOU | 05857457 | 7.616 | Solar |  |  | Interconnected | Trade Secret | Trade | LEX | LEX332 | Residential |  | Trade Secret | 2024 | 2025
20263-228838-01 | Xcel Energy | 85 | 13781 | IOU | 05346879 | 4.93 | Solar |  |  | Withdrawn | Trade Secret | Trade | WDY | WDY311 | Residential | Solar*Rewards | Trade Secret | 2022
20263-228838-01 | Xcel Energy | 85 | 13781 | IOU | 05363363 | 4.93 | Solar |  |  | Interconnected | Trade Secret | Trade | WDY | WDY311 | Residential | Solar*Rewards | Trade Secret | 2023 | 2023
20263-228838-01 | Xcel Energy | 85 | 13781 | IOU | 03493607 | 2.61 | Solar |  |  | Interconnected | Trade Secret | Trade | CHE | CHE076 | Residential | Solar*Rewards | Trade Secret | 2019 | 2020
20263-228838-01 | Xcel Energy | 85 | 13781 | IOU | OID3284557 | 19.999 | Solar |  |  | Withdrawn | Trade Secret | Trade | FSL | FSL311 | Commercial | Solar*Rewards | Trade Secret | 2018
20263-228838-01 | Xcel Energy | 85 | 13781 | IOU | 06193161 | 15.356 | Solar |  |  | Active Application | Trade Secret | Trade | SOU | SOU072 | Commercial |  | Trade Secret | 2025
20263-228838-01 | Xcel Energy | 85 | 13781 | IOU | 03133483 | 25 | Solar |  |  | Interconnected | Trade Secret | Trade | SLP | SLP085 | Commercial | Solar*Rewards | Trade Secret | 2011 | 2012
20263-228838-01 | Xcel Energy | 85 | 13781 | IOU | 05851052 | 99.9 | Solar |  |  | Interconnected | Trade Secret | Trade | SLP | SLP085 | Commercial |  | Trade Secret | 2024 | 2025
20263-228838-01 | Xcel Energy | 85 | 13781 | IOU | 05951260 | 100 | Solar |  |  | Withdrawn | Trade Secret | Trade | SLP | SLP085 | Commercial |  | Trade Secret | 2024
20263-228838-01 | Xcel Energy | 85 | 13781 | IOU | 04360890 | 9.747 | Solar |  |  | Interconnected | Trade Secret | Trade | SOU | SOU063 | Residential | Solar*Rewards | Trade Secret | 2021 | 2021
20263-228838-01 | Xcel Energy | 85 | 13781 | IOU | 04838206 | 6.96 | Solar |  |  | Interconnected | Trade Secret | Trade | RMT | RMT321 | Residential | Solar*Rewards | Trade Secret | 2022 | 2022
20263-228838-01 | Xcel Energy | 85 | 13781 | IOU | 03131771 | 5 | Solar |  |  | Interconnected | Trade Secret | Trade | WIN | WIN033 | Residential | Made in Minnesota | Trade Secret | 2017 | 2017
20263-228838-01 | Xcel Energy | 85 | 13781 | IOU | 03132517 | 3.747 | Solar |  |  | Interconnected | Trade Secret | Trade | SOU | SOU061 | Residential | Solar*Rewards | Trade Secret | 2018 | 2018
20263-228838-01 | Xcel Energy | 85 | 13781 | IOU | 06260447 | 5.235 | Solar |  |  | Active Application | Trade Secret | Trade | RIV | RIV061 | Residential |  | Trade Secret | 2025
20263-228838-01 | Xcel Energy | 85 | 13781 | IOU | 03132658 | 7.63 | Solar |  |  | Interconnected | Trade Secret | Trade | IDA | IDA064 | Residential | Solar*Rewards | Trade Secret | 2018 | 2018
20263-228838-01 | Xcel Energy | 85 | 13781 | IOU | 06139525 | 4.188 | Solar |  |  | Interconnected | Trade Secret | Trade | SOU | SOU073 | Residential |  | Trade Secret | 2025 | 2025
20263-228838-01 | Xcel Energy | 85 | 13781 | IOU | 03130844 | 4 | Solar |  |  | Interconnected | Trade Secret | Trade | IDA | IDA062 | Residential |  | Trade Secret | 2007 | 2013
20263-228838-01 | Xcel Energy | 85 | 13781 | IOU | 06145558 | 6.528 | Solar |  |  | Interconnected | Trade Secret | Trade | CRL | CRL065 | Residential | Solar*Rewards | Trade Secret | 2025 | 2025
20263-228838-01 | Xcel Energy | 85 | 13781 | IOU | 06249356 | 8.448 | Solar |  |  | Active Application | Trade Secret | Trade | FSL | FSL311 | Residential |  | Trade Secret | 2026
20263-228838-01 | Xcel Energy | 85 | 13781 | IOU | 04793560 | 5.51 | Solar |  | X | Interconnected | Trade Secret | Trade | WSG | WSG066 | Residential | Solar*Rewards | Trade Secret | 2022 | 2022
20263-228838-01 | Xcel Energy | 85 | 13781 | IOU | 05867170 | 9.994 | Solar |  |  | Interconnected | Trade Secret | Trade | TLK | TLK075 | Residential | Solar*Rewards | Trade Secret | 2024 | 2025
20263-228838-01 | Xcel Energy | 85 | 13781 | IOU | 04600082 | 400 | Solar |  |  | Interconnected | Trade Secret | Trade | ALK | ALK064 | Commercial |  | Trade Secret | 2021 | 2022
20263-228838-01 | Xcel Energy | 85 | 13781 | IOU | 05833532 | 9.84 | Solar |  |  | Interconnected | Trade Secret | Trade | ESW | ESW081 | Residential | Solar*Rewards | Trade Secret | 2024 | 2024
20263-228838-01 | Xcel Energy | 85 | 13781 | IOU | 04804484 | 7.616 | Solar |  |  | Interconnected | Trade Secret | Trade | WSG | WSG071 | Residential | Solar*Rewards | Trade Secret | 2022 | 2022
20263-228838-01 | Xcel Energy | 85 | 13781 | IOU | 05761022 | 360 | Solar |  |  | Active Application | Trade Secret | Trade | STY | STY065 | Commercial |  | Trade Secret | 2024
20263-228838-01 | Xcel Energy | 85 | 13781 | IOU | 06030928 | 1.452 | Solar |  |  | Withdrawn | Trade Secret | Trade | MPK | MPK085 | Residential | Solar*Rewards | Trade Secret | 2024
20263-228838-01 | Xcel Energy | 85 | 13781 | IOU | 04831335 | 2.61 | Solar |  |  | Interconnected | Trade Secret | Trade | MPK | MPK085 | Residential | Solar*Rewards | Trade Secret | 2022 | 2022
20263-228838-01 | Xcel Energy | 85 | 13781 | IOU | 06043777 | 1.452 | Solar |  |  | Interconnected | Trade Secret | Trade | MPK | MPK085 | Residential |  | Trade Secret | 2025 | 2025
20263-228838-01 | Xcel Energy | 85 | 13781 | IOU | 03131912 | 9.94 | Solar |  |  | Interconnected | Trade Secret | Trade | WIL | WIL061 | Residential | Made in Minnesota | Trade Secret | 2017 | 2017
20263-228838-01 | Xcel Energy | 85 | 13781 | IOU | 05272404 | 4.35 | Solar |  |  | Interconnected | Trade Secret | Trade | WIL | WIL079 | Residential |  | Trade Secret | 2022 | 2023
20263-228838-01 | Xcel Energy | 85 | 13781 | IOU | OID3942639 | 7.616 | Solar |  |  | Withdrawn | Trade Secret | Trade | TER | TER061 | Residential | Solar*Rewards | Trade Secret | 2019
20263-228838-01 | Xcel Energy | 85 | 13781 | IOU | 05812375 | 5.052 | Solar |  |  | Active Application | Trade Secret | Trade | TLK | TLK067 | Residential |  | Trade Secret | 2024
20263-228838-01 | Xcel Energy | 85 | 13781 | IOU | 06093235 | 680 | Solar |  |  | Active Application | Trade Secret | Trade | RLK | RLK064 | Commercial |  | Trade Secret | 2025
20263-228838-01 | Xcel Energy | 85 | 13781 | IOU | OID2019321 | 18 | Solar |  |  | Withdrawn | Trade Secret | Trade | TWL | TWL079 | Commercial | Solar*Rewards | Trade Secret | 2014
20263-228838-01 | Xcel Energy | 85 | 13781 | IOU | 05508597 | 6.32 | Solar |  |  | Interconnected | Trade Secret | Trade | EDA | EDA084 | Residential | Solar*Rewards | Trade Secret | 2023 | 2023
20263-228838-01 | Xcel Energy | 85 | 13781 | IOU | 06237179 | 3.416 | Solar |  | X | Active Application | Trade Secret | Trade | EDA | EDA084 | Residential |  | Trade Secret | 2025
20263-228838-01 | Xcel Energy | 85 | 13781 | IOU | 03132230 | 9.94 | Solar |  |  | Interconnected | Trade Secret | Trade | WSG | WSG076 | Residential | Solar*Rewards | Trade Secret | 2018 | 2018
20263-228838-01 |  |  |  |  | 05453315 |  |  |  |  | Active Application | Trade Secret | Trade | CHI | CHI311 | Residential |  |  | 2023
20263-228838-01 | Xcel Energy | 85 | 13781 | IOU | 05453318 | 8 | Solar |  |  | Active Application | Trade Secret | Trade | CHI | CHI311 | Residential |  | Trade Secret | 2023
20263-228838-01 |  |  |  |  | 05364824 |  | Solar |  |  | Active Application | Trade Secret | Trade | CHI | CHI311 | Residential | Solar*Rewards |  | 2023
20263-228838-01 | Xcel Energy | 85 | 13781 | IOU | 05765106 | 5.756 | Solar |  |  | Interconnected | Trade Secret | Trade | SIP | SIP073 | Residential | Solar*Rewards | Trade Secret | 2024 | 2024
20263-228838-01 | Xcel Energy | 85 | 13781 | IOU | 05666522 | 0.014 | Solar |  |  | Active Application | Trade Secret | Trade | WSG | WSG076 | Residential |  | Trade Secret | 2023
20263-228838-01 | Xcel Energy | 85 | 13781 | IOU | 03929440 | 4.188 | Solar |  |  | Interconnected | Trade Secret | Trade | STY | STY062 | Residential | Solar*Rewards | Trade Secret | 2020 | 2020
20263-228838-01 | Xcel Energy | 85 | 13781 | IOU | 05734930 | 8.7 | Solar |  |  | Interconnected | Trade Secret | Trade | NOF | NOF071 | Residential |  | Trade Secret | 2024 | 2024
20263-228838-01 | Xcel Energy | 85 | 13781 | IOU | 05711952 | 7.54 | Solar |  |  | Withdrawn | Trade Secret | Trade | NOF | NOF071 | Residential | Solar*Rewards | Trade Secret | 2024
20263-228838-01 |  |  |  |  | OID3816135 |  | Other |  |  | Withdrawn | Trade Secret | Trade | EGL | EGL021 | Commercial |  |  | 2019
20263-228838-01 |  |  |  |  | OID3815691 |  | Other |  |  | Withdrawn | Trade Secret | Trade | EGL | EGL021 | Commercial |  |  | 2019
20263-228838-01 |  |  |  |  | OID3815664 |  | Other |  |  | Withdrawn | Trade Secret | Trade | EGL | EGL021 | Commercial |  |  | 2019
20263-228838-01 |  |  |  |  | OID3815707 |  | Other |  |  | Withdrawn | Trade Secret | Trade | EGL | EGL021 | Commercial |  |  | 2019
20263-228838-01 | Xcel Energy | 85 | 13781 | IOU | 03129737 | 400 | Other |  |  | Active Application | Trade Secret | Trade | EGL | EGL021 | Commercial |  | Trade Secret | 2019
20263-228838-01 | Xcel Energy | 85 | 13781 | IOU | 03133599 | 3.6 | Solar |  |  | Interconnected | Trade Secret | Trade | SLP | SLP084 | Residential | Solar*Rewards | Trade Secret | 2011 | 2012
20263-228838-01 | Xcel Energy | 85 | 13781 | IOU | 05312593 | 4.06 | Solar |  |  | Interconnected | Trade Secret | Trade | STY | STY062 | Residential |  | Trade Secret | 2022 | 2023
20263-228838-01 |  |  |  |  | 06233444 |  | Solar |  |  | Withdrawn | Trade Secret | Trade | EDA | EDA084 | Residential | Solar*Rewards |  | 2025
20263-228838-01 | Xcel Energy | 85 | 13781 | IOU | 06274305 | 15.2 | Solar |  |  | Active Application | Trade Secret | Trade | EDA | EDA084 | Residential |  | Trade Secret | 2025
20263-228838-01 | Xcel Energy | 85 | 13781 | IOU | OID3284596 | 19.999 | Solar |  |  | Withdrawn | Trade Secret | Trade | LAC | LAC062 | Commercial | Solar*Rewards | Trade Secret | 2018
20263-228838-01 | Xcel Energy | 85 | 13781 | IOU | 03131817 | 32.4 | Solar |  |  | Interconnected | Trade Secret | Trade | LAC | LAC062 | Commercial | Made in Minnesota | Trade Secret | 2017 | 2017
20263-228838-01 | Xcel Energy | 85 | 13781 | IOU | 06143992 | 15.182 | Solar |  |  | Interconnected | Trade Secret | Trade | WCR | WCR322 | Residential | Solar*Rewards | Trade Secret | 2025 | 2025
20263-228838-01 | Xcel Energy | 85 | 13781 | IOU | 03129931 | 4.32 | Solar |  |  | Interconnected | Trade Secret | Trade | LLK | LLK071 | Residential | Solar*Rewards | Trade Secret | 2018 | 2019
20263-228838-01 | Xcel Energy | 85 | 13781 | IOU | OID2284201 | 5 | Solar |  |  | Interconnected | Trade Secret | Trade | SOU | SOU065 | Residential | Solar*Rewards | Trade Secret | 2015 | 2015
20263-228838-01 | Xcel Energy | 85 | 13781 | IOU | 06057238 | 6.08 | Solar |  |  | Interconnected | Trade Secret | Trade | CGR | CGR064 | Residential | Solar*Rewards | Trade Secret | 2025 | 2025
20263-228838-01 | Xcel Energy | 85 | 13781 | IOU | 05604660 | 6.93 | Solar |  |  | Active Application | Trade Secret | Trade | MOL | MOL078 | Residential | Solar*Rewards | Trade Secret | 2023
20263-228838-01 | Xcel Energy | 85 | 13781 | IOU | 05711909 | 5.985 | Solar |  |  | Withdrawn | Trade Secret | Trade | MOL | MOL078 | Residential | Solar*Rewards | Trade Secret | 2024
20263-228838-01 | Xcel Energy | 85 | 13781 | IOU | 05869900 | 8.82 | Solar |  |  | Interconnected | Trade Secret | Trade | MOL | MOL078 | Residential |  | Trade Secret | 2024 | 2024
20263-228838-01 | Xcel Energy | 85 | 13781 | IOU | 05963689 | 3.747 | Solar |  |  | Interconnected | Trade Secret | Trade | APA | APA075 | Residential |  | Trade Secret | 2024 | 2025
20263-228838-01 | Xcel Energy | 85 | 13781 | IOU | 05858130 | 7.296 | Solar |  |  | Interconnected | Trade Secret | Trade | ECK | ECK063 | Residential | Solar*Rewards | Trade Secret | 2024 | 2024
20263-228838-01 | Xcel Energy | 85 | 13781 | IOU | 05722026 | 7.56 | Solar |  |  | Interconnected | Trade Secret | Trade | SOU | SOU064 | Residential | Solar*Rewards | Trade Secret | 2024 | 2025
20263-228838-01 | Xcel Energy | 85 | 13781 | IOU | 03929473 | 6.09 | Solar |  |  | Interconnected | Trade Secret | Trade | IDA | IDA063 | Residential | Solar*Rewards | Trade Secret | 2020 | 2020
20263-228838-01 | Xcel Energy | 85 | 13781 | IOU | 03901366 | 6 | Solar |  |  | Interconnected | Trade Secret | Trade | DBL | DBL068 | Residential | Solar*Rewards | Trade Secret | 2020 | 2020
20263-228838-01 | Xcel Energy | 85 | 13781 | IOU | 06253580 | 11.168 | Solar |  |  | Active Application | Trade Secret | Trade | AFT | AFT314 | Residential |  | Trade Secret | 2025
20263-228838-01 | Xcel Energy | 85 | 13781 | IOU | 06013728 | 10.628 | Solar |  |  | Withdrawn | Trade Secret | Trade | AFT | AFT314 | Residential |  | Trade Secret | 2024
20263-228838-01 | Xcel Energy | 85 | 13781 | IOU | 05640979 | 99 | Solar |  |  | Interconnected | Trade Secret | Trade | SAV | SAV073 | Commercial |  | Trade Secret | 2023 | 2024
20263-228838-01 | Xcel Energy | 85 | 13781 | IOU | 05869913 | 3.19 | Solar |  |  | Interconnected | Trade Secret | Trade | TER | TER065 | Residential | Solar*Rewards | Trade Secret | 2024 | 2024
20263-228838-01 | Xcel Energy | 85 | 13781 | IOU | 05346069 | 8.7 | Solar |  |  | Interconnected | Trade Secret | Trade | FSL | FSL311 | Residential |  | Trade Secret | 2022 | 2023
20263-228838-01 | Xcel Energy | 85 | 13781 | IOU | 04119604 | 6 | Solar |  |  | Active Application | Trade Secret | Trade | AVN | AVN021 | Residential | Solar*Rewards | Trade Secret | 2020
20263-228838-01 | Xcel Energy | 85 | 13781 | IOU | 05727339 | 9.423 | Solar |  |  | Interconnected | Trade Secret | Trade | AFT | AFT315 | Residential |  | Trade Secret | 2024 | 2024
20263-228838-01 | Xcel Energy | 85 | 13781 | IOU | OID2246537 | 5.5 | Solar |  |  | Withdrawn | Trade Secret | Trade | WIN | WIN033 | Residential | Solar*Rewards | Trade Secret | 2015
20263-228838-01 | Xcel Energy | 85 | 13781 | IOU | 03130407 | 10.15 | Solar |  |  | Interconnected | Trade Secret | Trade | SHP | SHP061 | Residential | Solar*Rewards | Trade Secret | 2018 | 2019
20263-228838-01 | Xcel Energy | 85 | 13781 | IOU | 04995134 | 7.616 | Solar |  |  | Interconnected | Trade Secret | Trade | BCR | BCR083 | Residential | Solar*Rewards | Trade Secret | 2022 | 2022
20263-228838-01 | Xcel Energy | 85 | 13781 | IOU | 03132808 | 5.88 | Solar |  |  | Interconnected | Trade Secret | Trade | RLK | RLK072 | Residential | Solar*Rewards | Trade Secret | 2018 | 2019
20263-228838-01 | Xcel Energy | 85 | 13781 | IOU | 03130402 | 540 | Solar |  |  | Interconnected | Trade Secret | Trade | WDY | WDY322 | Commercial |  | Trade Secret | 2018 | 2019
20263-228838-01 | Xcel Energy | 85 | 13781 | IOU | 04328602 | 3.747 | Solar |  |  | Interconnected | Trade Secret | Trade | APA | APA074 | Residential | Solar*Rewards | Trade Secret | 2021 | 2022
20263-228838-01 | Xcel Energy | 85 | 13781 | IOU | 05579064 | 5.12 | Solar |  |  | Interconnected | Trade Secret | Trade | SLP | SLP077 | Residential | Solar*Rewards | Trade Secret | 2023 | 2023
20263-228838-01 | Xcel Energy | 85 | 13781 | IOU | 03134968 | 18 | Solar |  |  | Interconnected | Trade Secret | Trade | ECK | ECK322 | Commercial | Solar*Rewards | Trade Secret | 2016 | 2016
20263-228838-01 | Xcel Energy | 85 | 13781 | IOU | 03133643 | 5 | Solar |  |  | Interconnected | Trade Secret | Trade | BRP | BRP072 | Residential | Solar*Rewards | Trade Secret | 2012 | 2012
20263-228838-01 | Xcel Energy | 85 | 13781 | IOU | SRO13691 | 2.6 | Solar |  |  | Withdrawn | Trade Secret | Trade | BRP | BRP072 | Residential | Solar*Rewards | Trade Secret | 2010
20263-228838-01 | Xcel Energy | 85 | 13781 | IOU | 05963701 | 3.747 | Solar |  |  | Interconnected | Trade Secret | Trade | OSS | OSS071 | Residential |  | Trade Secret | 2024 | 2025
20263-228838-01 | Xcel Energy | 85 | 13781 | IOU | 05596668 | 43.53 |  |  |  | Withdrawn | Trade Secret | Trade | GVW | GVW022 | Commercial |  | Trade Secret | 2023
20263-228838-01 | Xcel Energy | 85 | 13781 | IOU | 05596831 | 43.53 | Solar |  |  | Interconnected | Trade Secret | Trade | GVW | GVW022 | Commercial |  | Trade Secret | 2023 | 2024
20263-228838-01 | Xcel Energy | 85 | 13781 | IOU | 04945127 | 8.41 | Solar |  |  | Interconnected | Trade Secret | Trade | WIL | WIL097 | Residential | Solar*Rewards | Trade Secret | 2022 | 2022
20263-228838-01 | Xcel Energy | 85 | 13781 | IOU | 03131712 | 9.94 | Solar |  |  | Interconnected | Trade Secret | Trade | WAS | WAS092 | Residential | Made in Minnesota | Trade Secret | 2017 | 2018
20263-228838-01 | Xcel Energy | 85 | 13781 | IOU | 03134417 | 7.68 | Solar |  |  | Interconnected | Trade Secret | Trade | HUG | HUG321 | Residential | Made in Minnesota | Trade Secret | 2015 | 2016
20263-228838-01 | Xcel Energy | 85 | 13781 | IOU | 03743218 | 4.93 | Solar |  | X | Interconnected | Trade Secret | Trade | GLK | GLK073 | Residential | Solar*Rewards | Trade Secret | 2020 | 2020
20263-228838-01 | Xcel Energy | 85 | 13781 | IOU | 05855103 | 3.747 | Solar |  |  | Active Application | Trade Secret | Trade | HUG | HUG311 | Residential |  | Trade Secret | 2024
20263-228838-01 | Xcel Energy | 85 | 13781 | IOU | OID2050423 | 17.28 | Solar |  |  | Withdrawn | Trade Secret | Trade | HUG | HUG321 | Residential | Solar*Rewards | Trade Secret | 2014
20263-228838-01 | Xcel Energy | 85 | 13781 | IOU | 05437810 | 4.35 | Solar |  |  | Interconnected | Trade Secret | Trade | EDA | EDA075 | Residential |  | Trade Secret | 2023 | 2023
20263-228838-01 | Xcel Energy | 85 | 13781 | IOU | 05674192 | 3.84 | Storage |  |  | Interconnected | Trade Secret | Trade | APA | APA075 | Residential |  | Trade Secret | 2024 | 2023
20263-228838-01 | Xcel Energy | 85 | 13781 | IOU | 05228506 | 17.815 | Solar |  | X | Interconnected | Trade Secret | Trade | APA | APA075 | Residential |  | Trade Secret | 2022 | 2023
20263-228838-01 | Xcel Energy | 85 | 13781 | IOU | 06017924 | 21.655 | Storage |  |  | Interconnected | Trade Secret | Trade | APA | APA075 | Residential |  | Trade Secret | 2024 | 2025
20263-228838-01 | Xcel Energy | 85 | 13781 | IOU | 05202979 | 6.38 | Solar |  |  | Interconnected | Trade Secret | Trade | WDY | WDY311 | Residential |  | Trade Secret | 2022 | 2023
20263-228838-01 | Xcel Energy | 85 | 13781 | IOU | 03131853 | 3.8 | Solar |  |  | Interconnected | Trade Secret | Trade | MEL | MEL074 | Residential | Made in Minnesota | Trade Secret | 2017 | 2017
20263-228838-01 | Xcel Energy | 85 | 13781 | IOU | 05949102 | 8.376 | Solar |  |  | Interconnected | Trade Secret | Trade | HUG | HUG312 | Residential | Solar*Rewards | Trade Secret | 2024 | 2025
20263-228838-01 | Xcel Energy | 85 | 13781 | IOU | 04875109 | 6.576 | Solar |  |  | Interconnected | Trade Secret | Trade | FSL | FSL311 | Residential | Solar*Rewards | Trade Secret | 2022 | 2022
20263-228838-01 | Xcel Energy | 85 | 13781 | IOU | 05601511 | 5.67 | Solar |  |  | Interconnected | Trade Secret | Trade | CEL | CEL061 | Residential | Solar*Rewards | Trade Secret | 2023 | 2024
20263-228838-01 | Xcel Energy | 85 | 13781 | IOU | 03132143 | 36 | Solar |  |  | Interconnected | Trade Secret | Trade | MOL | MOL064 | Commercial | Made in Minnesota | Trade Secret | 2017 | 2017
20263-228838-01 | Xcel Energy | 85 | 13781 | IOU | 06013561 | 4.56 | Solar |  |  | Interconnected | Trade Secret | Trade | SOU | SOU086 | Residential | Solar*Rewards | Trade Secret | 2024 | 2025
20263-228838-01 | Xcel Energy | 85 | 13781 | IOU | 04107579 | 5 | Solar |  |  | Withdrawn | Trade Secret | Trade | SOU | SOU086 | Residential | Solar*Rewards | Trade Secret | 2020
20263-228838-01 | Xcel Energy | 85 | 13781 | IOU | 03179756 | 3.48 | Solar |  |  | Interconnected | Trade Secret | Trade | SOU | SOU073 | Residential | Solar*Rewards | Trade Secret | 2019 | 2020
20263-228838-01 | Xcel Energy | 85 | 13781 | IOU | 03133612 | 5.16 | Solar |  |  | Interconnected | Trade Secret | Trade | LCR | LCR311 | Residential | Solar*Rewards | Trade Secret | 2011 | 2012
20263-228838-01 | Xcel Energy | 85 | 13781 | IOU | 03130981 | 500 | Other |  |  | Interconnected | Trade Secret | Trade | EDA | EDA078 | Commercial |  | Trade Secret | 2009 | 2009
20263-228838-01 | Xcel Energy | 85 | 13781 | IOU | 05763565 | 3.413 | Solar |  |  | Active Application | Trade Secret | Trade | DOC | DOC211 | Residential | Solar*Rewards | Trade Secret | 2024
20263-228838-01 | Xcel Energy | 85 | 13781 | IOU | OID2290269 | 5 | Solar |  |  | Withdrawn | Trade Secret | Trade | DOC | DOC211 | Residential | Solar*Rewards | Trade Secret | 2015
20263-228838-01 | Xcel Energy | 85 | 13781 | IOU | OID2286020 | 5 | Solar |  |  | Withdrawn | Trade Secret | Trade | DOC | DOC211 | Residential | Solar*Rewards | Trade Secret | 2015
20263-228838-01 | Xcel Energy | 85 | 13781 | IOU | 03132432 | 11.39 | Solar |  |  | Interconnected | Trade Secret | Trade | SIP | SIP073 | Residential | Solar*Rewards | Trade Secret | 2018 | 2018
20263-228838-01 | Xcel Energy | 85 | 13781 | IOU | 05829705 | 7.329 | Solar |  |  | Interconnected | Trade Secret | Trade | SHP | SHP062 | Residential | Solar*Rewards | Trade Secret | 2024 | 2024
20263-228838-01 | Xcel Energy | 85 | 13781 | IOU | 03129896 | 5.52 | Solar |  |  | Interconnected | Trade Secret | Trade | WIL | WIL089 | Residential | Solar*Rewards | Trade Secret | 2018 | 2019
20263-228838-01 | Xcel Energy | 85 | 13781 | IOU | 05366233 | 13.606 | Solar |  |  | Interconnected | Trade Secret | Trade | HUG | HUG321 | Residential | Solar*Rewards | Trade Secret | 2023 | 2023
20263-228838-01 | Xcel Energy | 85 | 13781 | IOU | 04793829 | 3.49 | Solar |  |  | Withdrawn | Trade Secret | Trade | HWW | HWW071 | Residential | Solar*Rewards | Trade Secret | 2022
20263-228838-01 | Xcel Energy | 85 | 13781 | IOU | 04830898 | 5.8 | Solar |  |  | Interconnected | Trade Secret | Trade | TER | TER062 | Residential | Solar*Rewards | Trade Secret | 2022 | 2022
20263-228838-01 | Xcel Energy | 85 | 13781 | IOU | OID3470423 | 33.3 | Solar |  |  | Withdrawn | Trade Secret | Trade | SOU | SOU079 | Commercial | Solar*Rewards | Trade Secret | 2018
20263-228838-01 | Xcel Energy | 85 | 13781 | IOU | OID3284830 | 19.999 | Solar |  |  | Withdrawn | Trade Secret | Trade | SOU | SOU079 | Commercial | Solar*Rewards | Trade Secret | 2018
20263-228838-01 | Xcel Energy | 85 | 13781 | IOU | OID3328114 | 14 | Solar |  |  | Withdrawn | Trade Secret | Trade | SLP | SLP322 | Commercial | Solar*Rewards | Trade Secret | 2018
20263-228838-01 | Xcel Energy | 85 | 13781 | IOU | 03134933 | 6 | Solar |  |  | Interconnected | Trade Secret | Trade | RAM | RAM073 | Residential | Solar*Rewards | Trade Secret | 2016 | 2016
20263-228838-01 | Xcel Energy | 85 | 13781 | IOU | 05356629 | 13.34 | Solar |  |  | Interconnected | Trade Secret | Trade | LEX | LEX061 | Residential | Solar*Rewards | Trade Secret | 2023 | 2023
20263-228838-01 | Xcel Energy | 85 | 13781 | IOU | 05594095 | 8.832 | Solar |  |  | Interconnected | Trade Secret | Trade | WEH | WEH021 | Residential |  | Trade Secret | 2023 | 2025
20263-228838-01 | Xcel Energy | 85 | 13781 | IOU | 04143638 | 6 | Solar |  |  | Interconnected | Trade Secret | Trade | GLK | GLK071 | Residential | Solar*Rewards | Trade Secret | 2020 | 2021
20263-228838-01 | Xcel Energy | 85 | 13781 | IOU | 05714562 | 4.41 | Solar |  |  | Interconnected | Trade Secret | Trade | MPK | MPK085 | Residential | Solar*Rewards | Trade Secret | 2024 | 2024
20263-228838-01 | Xcel Energy | 85 | 13781 | IOU | 06103665 | 11.5 | Solar |  | X | Active Application | Trade Secret | Trade | FRM | FRM071 | Residential | Solar*Rewards | Trade Secret | 2025
20263-228838-01 | Xcel Energy | 85 | 13781 | IOU | 03129819 | 765.9 | Solar |  |  | Interconnected | Trade Secret | Trade | BRP | BRP062 | Commercial |  | Trade Secret | 2018 | 2019
20263-228838-01 |  |  |  |  | OID3066107 |  | Other |  |  | Withdrawn | Trade Secret | Trade | BRP | BRP062 | Commercial |  |  | 2017
20263-228838-01 | Xcel Energy | 85 | 13781 | IOU | 03149850 | 3.77 | Solar |  |  | Interconnected | Trade Secret | Trade | MPK | MPK074 | Residential | Solar*Rewards | Trade Secret | 2019 | 2020
20263-228838-01 | Xcel Energy | 85 | 13781 | IOU | OID3470415 | 39.998 | Solar |  |  | Withdrawn | Trade Secret | Trade | WIL | WIL072 | Commercial | Solar*Rewards | Trade Secret | 2018
20263-228838-01 | Xcel Energy | 85 | 13781 | IOU | OID3284808 | 19.999 | Solar |  |  | Withdrawn | Trade Secret | Trade | WIL | WIL072 | Commercial | Solar*Rewards | Trade Secret | 2018
20263-228838-01 |  |  |  |  | 05590166 |  | Solar |  |  | Active Application | Trade Secret | Trade | HWW | HWW062 | Commercial | Solar*Rewards |  | 2023
20263-228838-01 | Xcel Energy | 85 | 13781 | IOU | 05645637 | 6.528 | Solar |  |  | Interconnected | Trade Secret | Trade | SCL | SCL313 | Residential |  | Trade Secret | 2023 | 2024
20263-228838-01 | Xcel Energy | 85 | 13781 | IOU | 05224947 | 5.22 | Solar |  |  | Interconnected | Trade Secret | Trade | WIL | WIL076 | Residential |  | Trade Secret | 2022 | 2022
20263-228838-01 | Xcel Energy | 85 | 13781 | IOU | 03132316 | 18 | Solar |  |  | Interconnected | Trade Secret | Trade | ZUM | ZUM021 | Residential | Solar*Rewards | Trade Secret | 2018 | 2018
20263-228838-01 | Xcel Energy | 85 | 13781 | IOU | 06112647 | 22.015 | Solar |  |  | Withdrawn | Trade Secret | Trade | MPK | MPK064 | Residential | Solar*Rewards | Trade Secret | 2025
20263-228838-01 | Xcel Energy | 85 | 13781 | IOU | 06113077 | 22.015 | Solar |  | X | Interconnected | Trade Secret | Trade | MPK | MPK064 | Residential | Solar*Rewards | Trade Secret | 2025 | 2025
20263-228838-01 | Xcel Energy | 85 | 13781 | IOU | 06003625 | 5.052 | Solar |  |  | Active Application | Trade Secret | Trade | JOR | JOR022 | Residential |  | Trade Secret | 2024
20263-228838-01 | Xcel Energy | 85 | 13781 | IOU | 05996204 | 7.616 | Solar |  |  | Interconnected | Trade Secret | Trade | CEL | CEL066 | Residential |  | Trade Secret | 2024 | 2025
20263-228838-01 | Xcel Energy | 85 | 13781 | IOU | 03131523 | 3.24 | Solar |  |  | Interconnected | Trade Secret | Trade | SLP | SLP085 | Residential | Made in Minnesota | Trade Secret | 2017 | 2017
20263-228838-01 | Xcel Energy | 85 | 13781 | IOU | 05515948 | 3.792 | Solar |  |  | Interconnected | Trade Secret | Trade | DHL | DHL061 | Residential | Solar*Rewards | Trade Secret | 2023 | 2023
20263-228838-01 | Xcel Energy | 85 | 13781 | IOU | 04350261 | 3.747 | Solar |  |  | Interconnected | Trade Secret | Trade | TWL | TWL078 | Residential | Solar*Rewards | Trade Secret | 2021 | 2022
20263-228838-01 | Xcel Energy | 85 | 13781 | IOU | 05506872 | 4.5 | Solar |  |  | Interconnected | Trade Secret | Trade | MEL | MEL082 | Residential |  | Trade Secret | 2023 | 2024
20263-228838-01 | Xcel Energy | 85 | 13781 | IOU | 06249267 | 14.3 | Storage |  |  | Active Application | Trade Secret | Trade | MEL | MEL082 | Residential |  | Trade Secret | 2026
20263-228838-01 | Xcel Energy | 85 | 13781 | IOU | 04909507 | 6.38 | Solar |  |  | Interconnected | Trade Secret | Trade | RLK | RLK073 | Residential | Solar*Rewards | Trade Secret | 2022 | 2022
20263-228838-01 | Xcel Energy | 85 | 13781 | IOU | 03132754 | 7.616 | Solar |  |  | Interconnected | Trade Secret | Trade | APA | APA078 | Residential | Solar*Rewards | Trade Secret | 2018 | 2018
20263-228838-01 | Xcel Energy | 85 | 13781 | IOU | 04421948 | 2.61 | Solar |  |  | Interconnected | Trade Secret | Trade | SOU | SOU076 | Residential | Solar*Rewards | Trade Secret | 2021 | 2021
20263-228838-01 | Xcel Energy | 85 | 13781 | IOU | 05999068 | 9.29 | Solar |  |  | Interconnected | Trade Secret | Trade | APA | APA075 | Residential | Solar*Rewards | Trade Secret | 2024 | 2025
20263-228838-01 | Xcel Energy | 85 | 13781 | IOU | 06206223 | 4.188 | Solar |  |  | Interconnected | Trade Secret | Trade | WES | WES073 | Residential | Solar*Rewards | Trade Secret | 2025 | 2026
20263-228838-01 | Xcel Energy | 85 | 13781 | IOU | 06086634 | 10.819 | Solar |  |  | Interconnected | Trade Secret | Trade | TWL | TWL082 | Residential | Solar*Rewards | Trade Secret | 2025 | 2025
20263-228838-01 | Xcel Energy | 85 | 13781 | IOU | 05184285 | 6.631 | Solar |  |  | Interconnected | Trade Secret | Trade | LAC | LAC063 | Residential | Solar*Rewards | Trade Secret | 2022 | 2023
20263-228838-01 | Xcel Energy | 85 | 13781 | IOU | 04991963 | 7.616 | Solar |  |  | Interconnected | Trade Secret | Trade | ECK | ECK342 | Residential |  | Trade Secret | 2022 | 2022
20263-228838-01 | Xcel Energy | 85 | 13781 | IOU | 05823810 | 7.616 | Solar |  |  | Interconnected | Trade Secret | Trade | OSS | OSS076 | Residential |  | Trade Secret | 2024 | 2025
20263-228838-01 | Xcel Energy | 85 | 13781 | IOU | 04925991 | 3.85 | Solar |  |  | Interconnected | Trade Secret | Trade | CTR | CTR021 | Residential | Solar*Rewards | Trade Secret | 2022 | 2022
20263-228838-01 | Xcel Energy | 85 | 13781 | IOU | 05963724 | 7.616 | Solar |  |  | Interconnected | Trade Secret | Trade | MOL | MOL078 | Residential |  | Trade Secret | 2024 | 2025
20263-228838-01 | Xcel Energy | 85 | 13781 | IOU | 05982840 | 5.2 | Solar |  |  | Interconnected | Trade Secret | Trade | RIV | RIV061 | Residential | Solar*Rewards | Trade Secret | 2024 | 2025
20263-228838-01 | Xcel Energy | 85 | 13781 | IOU | 06218408 | 3.48 | Solar |  |  | Interconnected | Trade Secret | Trade | APA | APA075 | Residential |  | Trade Secret | 2025 | 2025
20263-228838-01 | Xcel Energy | 85 | 13781 | IOU | 06201183 | 3.484 | Solar |  |  | Withdrawn | Trade Secret | Trade | APA | APA075 | Residential | Solar*Rewards | Trade Secret | 2025
20263-228838-01 | Xcel Energy | 85 | 13781 | IOU | 03227845 | 2000 | Other |  |  | Interconnected | Trade Secret | Trade | UPP | UPP061 | Commercial |  | Trade Secret | 2019 | 2020
20263-228838-01 | Xcel Energy | 85 | 13781 | IOU | 05941751 | 3.84 | Solar |  |  | Interconnected | Trade Secret | Trade | ALD | ALD076 | Residential | Solar*Rewards | Trade Secret | 2024 | 2025
20263-228838-01 | Xcel Energy | 85 | 13781 | IOU | 05230466 | 8.7 | Solar |  |  | Interconnected | Trade Secret | Trade | MEL | MEL062 | Residential |  | Trade Secret | 2022 | 2023
20263-228838-01 | Xcel Energy | 85 | 13781 | IOU | 05946289 | 9.994 | Solar |  |  | Interconnected | Trade Secret | Trade | LLK | LLK072 | Residential |  | Trade Secret | 2024 | 2025
20263-228838-01 | Xcel Energy | 85 | 13781 | IOU | 03140528 | 3.747 | Solar |  |  | Interconnected | Trade Secret | Trade | SOU | SOU060 | Residential | Solar*Rewards | Trade Secret | 2019 | 2019
20263-228838-01 | Xcel Energy | 85 | 13781 | IOU | OID3812854 | 3.747 | Solar |  |  | Withdrawn | Trade Secret | Trade | SOU | SOU060 | Residential | Solar*Rewards | Trade Secret | 2019
20263-228838-01 |  |  |  |  | OID3834864 |  | Solar |  |  | Withdrawn | Trade Secret | Trade | SOU | SOU060 | Residential | Solar*Rewards |  | 2019
20263-228838-01 | Xcel Energy | 85 | 13781 | IOU | 05420819 | 5.51 | Solar |  |  | Interconnected | Trade Secret | Trade | WES | WES061 | Residential |  | Trade Secret | 2023 | 2023
20263-228838-01 | Xcel Energy | 85 | 13781 | IOU | 04128812 | 6 | Solar |  |  | Active Application | Trade Secret | Trade | MND | MND071 | Residential | Solar*Rewards | Trade Secret | 2020
20263-228838-01 | Xcel Energy | 85 | 13781 | IOU | 05704200 | 5.04 | Solar |  |  | Interconnected | Trade Secret | Trade | CHE | CHE064 | Residential |  | Trade Secret | 2024 | 2024
20263-228838-01 | Xcel Energy | 85 | 13781 | IOU | 04722833 | 8.12 | Solar |  |  | Interconnected | Trade Secret | Trade | OPK | OPK073 | Residential |  | Trade Secret | 2021 | 2022
20263-228838-01 | Xcel Energy | 85 | 13781 | IOU | 04375650 | 7.678 | Solar |  |  | Interconnected | Trade Secret | Trade | DOC | DOC021 | Residential | Solar*Rewards | Trade Secret | 2021 | 2021
20263-228838-01 | Xcel Energy | 85 | 13781 | IOU | 03135039 | 17.57 | Solar |  |  | Interconnected | Trade Secret | Trade | APA | APA064 | Commercial | Solar*Rewards | Trade Secret | 2016 | 2017
20263-228838-01 | Xcel Energy | 85 | 13781 | IOU | 03131211 | 90 | Other |  |  | Interconnected | Trade Secret | Trade | PIP | PIP090 | Commercial |  | Trade Secret | 2015 | 2015
20263-228838-01 | Xcel Energy | 85 | 13781 | IOU | 04472439 | 3.747 | Solar |  |  | Active Application | Trade Secret | Trade | MPK | MPK082 | Residential | Solar*Rewards | Trade Secret | 2021
20263-228838-01 | Xcel Energy | 85 | 13781 | IOU | 04465747 | 3.747 | Solar |  |  | Active Application | Trade Secret | Trade | MPK | MPK082 | Residential | Solar*Rewards | Trade Secret | 2021
20263-228838-01 | Xcel Energy | 85 | 13781 | IOU | 04440070 | 7.124 | Solar |  |  | Interconnected | Trade Secret | Trade | AFT | AFT321 | Residential |  | Trade Secret | 2021 | 2021
20263-228838-01 | Xcel Energy | 85 | 13781 | IOU | 05668437 | 14.52 | Solar |  |  | Interconnected | Trade Secret | Trade | WDY | WDY322 | Residential |  | Trade Secret | 2023 | 2024
20263-228838-01 | Xcel Energy | 85 | 13781 | IOU | 06336805 | 7.329 | Solar |  |  | Active Application | Trade Secret | Trade | MOL | MOL079 | Residential | Solar*Rewards | Trade Secret | 2026
20263-228838-01 | Xcel Energy | 85 | 13781 | IOU | 03135146 | 9.94 | Solar |  |  | Interconnected | Trade Secret | Trade | REW | REW022 | Commercial | Solar*Rewards | Trade Secret | 2016 | 2016
20263-228838-01 | Xcel Energy | 85 | 13781 | IOU | 03130453 | 3.81 | Solar |  |  | Interconnected | Trade Secret | Trade | GPH | GPH062 | Residential | Solar*Rewards | Trade Secret | 2018 | 2019
20263-228838-01 | Xcel Energy | 85 | 13781 | IOU | 06018323 | 19.1 | Storage |  |  | Interconnected | Trade Secret | Trade | IDA | IDA073 | Residential |  | Trade Secret | 2024 | 2025
20263-228838-01 | Xcel Energy | 85 | 13781 | IOU | 03132044 | 7.63 | Solar |  |  | Interconnected | Trade Secret | Trade | IDA | IDA073 | Residential | Solar*Rewards | Trade Secret | 2017 | 2018
20263-228838-01 | Xcel Energy | 85 | 13781 | IOU | 03133369 | 1.05 | Solar |  |  | Interconnected | Trade Secret | Trade | SIP | SIP061 | Residential | Solar*Rewards | Trade Secret | 2011 | 2011
20263-228838-01 | Xcel Energy | 85 | 13781 | IOU | 03130361 | 10.51 | Solar |  |  | Interconnected | Trade Secret | Trade | SIP | SIP061 | Residential |  | Trade Secret | 2016 | 2011
20263-228838-01 | Xcel Energy | 85 | 13781 | IOU | 03134166 | 6 | Solar |  |  | Interconnected | Trade Secret | Trade | EGL | EGL021 | Residential | Solar*Rewards | Trade Secret | 2014 | 2015
20263-228838-01 | Xcel Energy | 85 | 13781 | IOU | 06178557 | 7.6 | Solar |  |  | Active Application | Trade Secret | Trade | WCS | WCS064 | Residential | Solar*Rewards | Trade Secret | 2025
20263-228838-01 | Xcel Energy | 85 | 13781 | IOU | 03133024 | 7.616 | Solar |  |  | Interconnected | Trade Secret | Trade | WDY | WDY312 | Residential | Solar*Rewards | Trade Secret | 2018 | 2019
20263-228838-01 | Xcel Energy | 85 | 13781 | IOU | 06270780 | 5.584 | Solar |  |  | Active Application | Trade Secret | Trade | SOU | SOU063 | Residential |  | Trade Secret | 2025
20263-228838-01 | Xcel Energy | 85 | 13781 | IOU | 05707984 | 7.245 | Solar |  |  | Interconnected | Trade Secret | Trade | CGR | CGR064 | Residential |  | Trade Secret | 2024 | 2024
20263-228838-01 | Xcel Energy | 85 | 13781 | IOU | 05836222 | 10 | Storage |  |  | Interconnected | Trade Secret | Trade | WSG | WSG362 | Residential |  | Trade Secret | 2024 | 2024
20263-228838-01 | Xcel Energy | 85 | 13781 | IOU | OID3028902 | 7.63 | Solar |  |  | Withdrawn | Trade Secret | Trade |  |  | Residential | Made in Minnesota | Trade Secret | 2017
20263-228838-01 | Xcel Energy | 85 | 13781 | IOU | 05304290 | 5.12 | Solar |  |  | Interconnected | Trade Secret | Trade | WEH | WEH021 | Residential |  | Trade Secret | 2022 | 2023
20263-228838-01 | Xcel Energy | 85 | 13781 | IOU | 06221211 | 3.484 | Solar |  |  | Interconnected | Trade Secret | Trade | WCR | WCR322 | Residential |  | Trade Secret | 2025 | 2025
20263-228838-01 | Xcel Energy | 85 | 13781 | IOU | 05988426 | 4.592 | Solar |  |  | Interconnected | Trade Secret | Trade | WSG | WSG075 | Residential | Solar*Rewards | Trade Secret | 2024 | 2024
20263-228838-01 | Xcel Energy | 85 | 13781 | IOU | 04794124 | 2.61 | Solar |  |  | Interconnected | Trade Secret | Trade | MPK | MPK085 | Residential | Solar*Rewards | Trade Secret | 2022 | 2022
20263-228838-01 | Xcel Energy | 85 | 13781 | IOU | 05819695 | 10 | Solar |  |  | Interconnected | Trade Secret | Trade | IDA | IDA072 | Residential |  | Trade Secret | 2024 | 2025
20263-228838-01 | Xcel Energy | 85 | 13781 | IOU | 04794373 | 5.51 | Solar |  |  | Interconnected | Trade Secret | Trade | MPK | MPK082 | Residential | Solar*Rewards | Trade Secret | 2022 | 2022
20263-228838-01 | Xcel Energy | 85 | 13781 | IOU | 06152466 | 39.999 | Solar |  |  | Interconnected | Trade Secret | Trade | LLK | LLK061 | Commercial |  | Trade Secret | 2025 | 2025
20263-228838-01 | Xcel Energy | 85 | 13781 | IOU | 04408084 | 10.15 | Solar |  |  | Interconnected | Trade Secret | Trade | HYL | HYL063 | Residential | Solar*Rewards | Trade Secret | 2021 | 2021
20263-228838-01 | Xcel Energy | 85 | 13781 | IOU | 06341410 | 36 |  |  |  | Active Application | Trade Secret | Trade | MOL | MOL071 | Commercial |  | Trade Secret | 2026
20263-228838-01 | Xcel Energy | 85 | 13781 | IOU | 03132762 | 2.962 | Solar |  |  | Interconnected | Trade Secret | Trade | SOU | SOU079 | Residential | Solar*Rewards | Trade Secret | 2018 | 2018
20263-228838-01 | Xcel Energy | 85 | 13781 | IOU | 04793941 | 3.747 | Solar |  |  | Interconnected | Trade Secret | Trade | SOU | SOU081 | Residential | Solar*Rewards | Trade Secret | 2022 | 2022
20263-228838-01 | Xcel Energy | 85 | 13781 | IOU | 04916916 | 5.51 | Solar |  |  | Withdrawn | Trade Secret | Trade | SOU | SOU078 | Residential | Solar*Rewards | Trade Secret | 2022
20263-228838-01 | Xcel Energy | 85 | 13781 | IOU | 05651070 | 10.88 | Solar |  |  | Interconnected | Trade Secret | Trade | SOU | SOU060 | Residential |  | Trade Secret | 2024 | 2024
20263-228838-01 | Xcel Energy | 85 | 13781 | IOU | 05795675 | 4.935 | Solar |  |  | Interconnected | Trade Secret | Trade | MST | MST071 | Residential |  | Trade Secret | 2024 | 2024
20263-228838-01 | Xcel Energy | 85 | 13781 | IOU | 04879814 | 34.9 | Solar |  |  | Interconnected | Trade Secret | Trade | LAP | LAP311 | Residential | Solar*Rewards | Trade Secret | 2022 | 2025
20263-228838-01 | Xcel Energy | 85 | 13781 | IOU | 06060742 | 3.49 | Solar |  |  | Interconnected | Trade Secret | Trade | SOU | SOU069 | Residential | Solar*Rewards | Trade Secret | 2025 | 2025
20263-228838-01 | Xcel Energy | 85 | 13781 | IOU | 03130108 | 7.616 | Solar |  |  | Interconnected | Trade Secret | Trade | ALD | ALD095 | Residential | Solar*Rewards | Trade Secret | 2018 | 2019
20263-228838-01 | Xcel Energy | 85 | 13781 | IOU | 05006861 | 3.48 | Solar |  |  | Withdrawn | Trade Secret | Trade | HWW | HWW073 | Residential | Solar*Rewards | Trade Secret | 2022
20263-228838-01 | Xcel Energy | 85 | 13781 | IOU | OID3705939 | 39.998 | Solar |  |  | Withdrawn | Trade Secret | Trade | WCR | WCR322 | Commercial | Solar*Rewards | Trade Secret | 2019
20263-228838-01 | Xcel Energy | 85 | 13781 | IOU | OID3851174 | 39.998 | Solar |  |  | Withdrawn | Trade Secret | Trade | WCR | WCR322 | Commercial | Solar*Rewards | Trade Secret | 2019
20263-228838-01 | Xcel Energy | 85 | 13781 | IOU | 03158290 | 39.998 | Solar |  |  | Interconnected | Trade Secret | Trade | WCR | WCR322 | Commercial | Solar*Rewards | Trade Secret | 2019 | 2020
20263-228838-01 | Xcel Energy | 85 | 13781 | IOU | 04714912 | 3.747 | Solar |  |  | Interconnected | Trade Secret | Trade | CEL | CEL066 | Residential | Solar*Rewards | Trade Secret | 2023 | 2023
20263-228838-01 | Xcel Energy | 85 | 13781 | IOU | 05795725 | 9.994 | Solar |  |  | Interconnected | Trade Secret | Trade | AFT | AFT314 | Residential | Solar*Rewards | Trade Secret | 2024 | 2024
20263-228838-01 | Xcel Energy | 85 | 13781 | IOU | 06248710 | 13.824 | Solar |  |  | Active Application | Trade Secret | Trade | STY | STY061 | Residential |  | Trade Secret | 2025
20263-228838-01 | Xcel Energy | 85 | 13781 | IOU | OID2020288 | 18 | Solar |  |  | Interconnected | Trade Secret | Trade | TER | TER065 | Commercial | Solar*Rewards | Trade Secret | 2014 | 2015
20263-228838-01 | Xcel Energy | 85 | 13781 | IOU | 03134043 | 9.995 | Solar |  |  | Interconnected | Trade Secret | Trade | TER | TER065 | Commercial | Solar*Rewards | Trade Secret | 2014 | 2015
20263-228838-01 | Xcel Energy | 85 | 13781 | IOU | 05777237 | 8.125 | Solar |  |  | Interconnected | Trade Secret | Trade | EBL | EBL084 | Residential | Solar*Rewards | Trade Secret | 2024 | 2024
20263-228838-01 | Xcel Energy | 85 | 13781 | IOU | 05199262 | 7.54 | Solar |  |  | Active Application | Trade Secret | Trade | IDA | IDA064 | Residential |  | Trade Secret | 2022
20263-228838-01 | Xcel Energy | 85 | 13781 | IOU | 05237220 | 3.84 | Solar |  |  | Interconnected | Trade Secret | Trade | MPK | MPK065 | Residential |  | Trade Secret | 2022 | 2023
20263-228838-01 | Xcel Energy | 85 | 13781 | IOU | 03130713 | 4 | Solar |  |  | Interconnected | Trade Secret | Trade | LAB | LAB312 | Residential |  | Trade Secret | 2005 | 2004
20263-228838-01 | Xcel Energy | 85 | 13781 | IOU | 04612877 | 11.39 | Solar |  |  | Active Application | Trade Secret | Trade | HSN | HSN322 | Residential |  | Trade Secret | 2021
20263-228838-01 | Xcel Energy | 85 | 13781 | IOU | 03132900 | 29.02 | Solar |  |  | Interconnected | Trade Secret | Trade | EDP | EDP092 | Commercial | Solar*Rewards | Trade Secret | 2018 | 2019
20263-228838-01 | Xcel Energy | 85 | 13781 | IOU | OID3789619 | 5 | Solar |  |  | Withdrawn | Trade Secret | Trade | RPL | RPL064 | Residential | Solar*Rewards | Trade Secret | 2019
20263-228838-01 | Xcel Energy | 85 | 13781 | IOU | 03155830 | 5 | Solar |  |  | Interconnected | Trade Secret | Trade | RPL | RPL064 | Residential | Solar*Rewards | Trade Secret | 2019 | 2021
20263-228838-01 | Xcel Energy | 85 | 13781 | IOU | 04625945 | 6.96 | Solar |  |  | Interconnected | Trade Secret | Trade | ECK | ECK321 | Residential |  | Trade Secret | 2021 | 2021
20263-228838-01 | Xcel Energy | 85 | 13781 | IOU | 05813624 | 8.376 | Solar |  |  | Interconnected | Trade Secret | Trade | GSL | GSL061 | Residential | Solar*Rewards | Trade Secret | 2024 | 2024
20263-228838-01 | Xcel Energy | 85 | 13781 | IOU | 03133681 | 12 | Solar |  |  | Interconnected | Trade Secret | Trade | RPL | RPL063 | Residential | Solar*Rewards | Trade Secret | 2012 | 2012
20263-228838-01 | Xcel Energy | 85 | 13781 | IOU | 04027748 | 3.77 | Solar |  |  | Interconnected | Trade Secret | Trade | SHP | SHP061 | Residential | Solar*Rewards | Trade Secret | 2020 | 2021
20263-228838-01 | Xcel Energy | 85 | 13781 | IOU | 05820202 | 5.052 | Solar |  |  | Interconnected | Trade Secret | Trade | WCR | WCR063 | Residential |  | Trade Secret | 2024 | 2025
20263-228838-01 | Xcel Energy | 85 | 13781 | IOU | 03140513 | 15.232 | Solar |  |  | Interconnected | Trade Secret | Trade | HYL | HYL073 | Residential | Solar*Rewards | Trade Secret | 2019 | 2019
20263-228838-01 | Xcel Energy | 85 | 13781 | IOU | OID3829216 | 15.232 | Solar |  |  | Withdrawn | Trade Secret | Trade | HYL | HYL073 | Residential | Solar*Rewards | Trade Secret | 2019
20263-228838-01 | Xcel Energy | 85 | 13781 | IOU | 06191817 | 15 | Solar |  |  | Active Application | Trade Secret | Trade | WIL | WIL097 | Residential | Solar*Rewards | Trade Secret | 2025
20263-228838-01 | Xcel Energy | 85 | 13781 | IOU | 03919247 | 11 | Solar |  |  | Interconnected | Trade Secret | Trade | PBE | PBE061 | Residential | Solar*Rewards | Trade Secret | 2020 | 2020
20263-228838-01 | Xcel Energy | 85 | 13781 | IOU | 06200877 | 8.725 | Solar |  |  | Interconnected | Trade Secret | Trade | GNL | GNL071 | Residential |  | Trade Secret | 2025 | 2025
20263-228838-01 | Xcel Energy | 85 | 13781 | IOU | 06133853 | 39.75 | Solar |  |  | Active Application | Trade Secret | Trade | BYT | BYT071 | Commercial | Solar*Rewards | Trade Secret | 2025
20263-228838-01 |  |  |  |  | 06325164 |  | Solar |  |  | Active Application | Trade Secret | Trade | BYT | BYT071 | Commercial | Solar*Rewards |  | 2026
20263-228838-01 | Xcel Energy | 85 | 13781 | IOU | 04191265 | 4.64 | Solar |  |  | Interconnected | Trade Secret | Trade | MPK | MPK085 | Residential | Solar*Rewards | Trade Secret | 2020 | 2021
20263-228838-01 | Xcel Energy | 85 | 13781 | IOU | 06237167 | 6.98 | Solar |  | X | Interconnected | Trade Secret | Trade | ALK | ALK064 | Residential |  | Trade Secret | 2025 | 2026
20263-228838-01 | Xcel Energy | 85 | 13781 | IOU | SRO27846 | 6 | Solar |  |  | Withdrawn | Trade Secret | Trade | HWW | HWW072 | Residential | Solar*Rewards | Trade Secret | 2012
20263-228838-01 | Xcel Energy | 85 | 13781 | IOU | 03133747 | 4.2 | Solar |  |  | Interconnected | Trade Secret | Trade | HWW | HWW072 | Residential | Solar*Rewards | Trade Secret | 2013 | 2016
20263-228838-01 | Xcel Energy | 85 | 13781 | IOU | 03131045 | 39.98 | Solar |  |  | Interconnected | Trade Secret | Trade | TLK | TLK066 | Commercial |  | Trade Secret | 2010 | 2010
20263-228838-01 | Xcel Energy | 85 | 13781 | IOU | 04761124 | 12.956 | Solar |  |  | Interconnected | Trade Secret | Trade | HSN | HSN311 | Residential |  | Trade Secret | 2021 | 2022
20263-228838-01 | Xcel Energy | 85 | 13781 | IOU | 03971719 | 10.44 | Solar |  |  | Interconnected | Trade Secret | Trade | MPK | MPK085 | Residential | Solar*Rewards | Trade Secret | 2020 | 2020
20263-228838-01 | Xcel Energy | 85 | 13781 | IOU | OID3847559 | 9.994 | Solar |  | X | Withdrawn | Trade Secret | Trade | MPK | MPK085 | Residential | Solar*Rewards | Trade Secret | 2019
20263-228838-01 | Xcel Energy | 85 | 13781 | IOU | 03131693 | 6 | Solar |  |  | Interconnected | Trade Secret | Trade | AFT | AFT321 | Residential | Solar*Rewards | Trade Secret | 2017 | 2017
20263-228838-01 | Xcel Energy | 85 | 13781 | IOU | 03131242 | 7.625 | Solar |  |  | Interconnected | Trade Secret | Trade | TWL | TWL071 | Residential | Solar*Rewards | Trade Secret | 2016 | 2017
20263-228838-01 | Xcel Energy | 85 | 13781 | IOU | 03493720 | 2.03 | Solar |  |  | Active Application | Trade Secret | Trade | APA | APA073 | Residential | Solar*Rewards | Trade Secret | 2019
20263-228838-01 | Xcel Energy | 85 | 13781 | IOU | 04381157 | 2.03 | Solar |  |  | Interconnected | Trade Secret | Trade | APA | APA073 | Residential | Solar*Rewards | Trade Secret | 2021 | 2021
20263-228838-01 | Xcel Energy | 85 | 13781 | IOU | 04974876 | 11.168 | Solar |  | X | Interconnected | Trade Secret | Trade | WSG | WSG361 | Residential | Solar*Rewards | Trade Secret | 2022 | 2022
20263-228838-01 | Xcel Energy | 85 | 13781 | IOU | 05974285 | 7.6 | Solar |  |  | Interconnected | Trade Secret | Trade | HSN | HSN321 | Residential |  | Trade Secret | 2024 | 2025
20263-228838-01 | Xcel Energy | 85 | 13781 | IOU | 05965778 | 7.6 | Solar |  |  | Withdrawn | Trade Secret | Trade | HSN | HSN321 | Residential | Solar*Rewards | Trade Secret | 2024
20263-228838-01 | Xcel Energy | 85 | 13781 | IOU | SRO30236 | 45 | Solar |  |  | Withdrawn | Trade Secret | Trade | MST | MST080 | Commercial | Solar*Rewards | Trade Secret | 2013
20263-228838-01 | Xcel Energy | 85 | 13781 | IOU | 06119967 | 3.839 | Solar |  |  | Interconnected | Trade Secret | Trade | HWW | HWW062 | Residential | Solar*Rewards | Trade Secret | 2025 | 2025
20263-228838-01 | Xcel Energy | 85 | 13781 | IOU | 05711754 | 5.67 | Solar |  |  | Interconnected | Trade Secret | Trade | MEL | MEL077 | Residential | Solar*Rewards | Trade Secret | 2024 | 2024
20263-228838-01 | Xcel Energy | 85 | 13781 | IOU | 03133638 | 3 | Solar |  |  | Interconnected | Trade Secret | Trade | SOU | SOU072 | Residential | Solar*Rewards | Trade Secret | 2012 | 2012
20263-228838-01 | Xcel Energy | 85 | 13781 | IOU | 05846163 | 6.046 | Solar |  |  | Active Application | Trade Secret | Trade | SAV | SAV063 | Residential |  | Trade Secret | 2024
20263-228838-01 | Xcel Energy | 85 | 13781 | IOU | SRO18905 | 21 | Solar |  |  | Withdrawn | Trade Secret | Trade | CLC | CLC221 | Residential | Solar*Rewards | Trade Secret | 2011
20263-228838-01 | Xcel Energy | 85 | 13781 | IOU | 05228781 | 5.933 | Solar |  |  | Active Application | Trade Secret | Trade | HOL | HOL071 | Residential |  | Trade Secret | 2022
20263-228838-01 | Xcel Energy | 85 | 13781 | IOU | 05863252 | 6.144 | Solar |  |  | Interconnected | Trade Secret | Trade | OAD | OAD064 | Residential |  | Trade Secret | 2024 | 2024
20263-228838-01 | Xcel Energy | 85 | 13781 | IOU | 03132593 | 6.44 | Solar |  |  | Interconnected | Trade Secret | Trade | MTV | MTV021 | Residential | Solar*Rewards | Trade Secret | 2018 | 2018
20263-228838-01 | Xcel Energy | 85 | 13781 | IOU | 05993177 | 9.109 | Solar |  |  | Interconnected | Trade Secret | Trade | BLC | BLC062 | Residential | Solar*Rewards | Trade Secret | 2024 | 2025
20263-228838-01 | Xcel Energy | 85 | 13781 | IOU | OID3719113 | 3.288 | Solar |  |  | Withdrawn | Trade Secret | Trade | IDA | IDA062 | Residential | Solar*Rewards | Trade Secret | 2019
20263-228838-01 | Xcel Energy | 85 | 13781 | IOU | 03159027 | 2.75 | Solar |  |  | Interconnected | Trade Secret | Trade | IDA | IDA062 | Residential | Solar*Rewards | Trade Secret | 2019 | 2020
20263-228838-01 | Xcel Energy | 85 | 13781 | IOU | OID2279141 | 2.64 | Solar |  |  | Withdrawn | Trade Secret | Trade | TLK | TLK073 | Residential | Made in Minnesota | Trade Secret | 2015
20263-228838-01 | Xcel Energy | 85 | 13781 | IOU | 05758865 | 6.98 | Solar |  |  | Interconnected | Trade Secret | Trade | RPL | RPL063 | Residential | Solar*Rewards | Trade Secret | 2024 | 2024
20263-228838-01 | Xcel Energy | 85 | 13781 | IOU | 05932844 | 3.747 | Solar |  |  | Active Application | Trade Secret | Trade | XRD | XRD062 | Residential |  | Trade Secret | 2024
20263-228838-01 | Xcel Energy | 85 | 13781 | IOU | 03913963 | 4.06 | Solar |  |  | Interconnected | Trade Secret | Trade | TER | TER071 | Residential | Solar*Rewards | Trade Secret | 2020 | 2020
20263-228838-01 | Xcel Energy | 85 | 13781 | IOU | 04805655 | 5.235 | Solar |  |  | Interconnected | Trade Secret | Trade | SOU | SOU066 | Residential | Solar*Rewards | Trade Secret | 2022 | 2022
20263-228838-01 | Xcel Energy | 85 | 13781 | IOU | OID3835647 | 4.06 | Solar |  |  | Withdrawn | Trade Secret | Trade | SOU | SOU066 | Residential | Solar*Rewards | Trade Secret | 2019
20263-228838-01 | Xcel Energy | 85 | 13781 | IOU | OID3832493 | 2.16 | Solar |  |  | Withdrawn | Trade Secret | Trade | SOU | SOU066 | Residential | Solar*Rewards | Trade Secret | 2019
20263-228838-01 | Xcel Energy | 85 | 13781 | IOU | 05849283 | 11.393 | Solar |  |  | Interconnected | Trade Secret | Trade | TLK | TLK067 | Residential |  | Trade Secret | 2024 | 2025
20263-228838-01 | Xcel Energy | 85 | 13781 | IOU | 06200831 | 9.074 | Solar |  |  | Withdrawn | Trade Secret | Trade | WSG | WSG063 | Residential | Solar*Rewards | Trade Secret | 2025
20263-228838-01 | Xcel Energy | 85 | 13781 | IOU | 06221001 | 9.074 | Solar |  |  | Interconnected | Trade Secret | Trade | WSG | WSG063 | Residential |  | Trade Secret | 2025 | 2025
20263-228838-01 | Xcel Energy | 85 | 13781 | IOU | 06122678 | 5.584 | Solar |  |  | Interconnected | Trade Secret | Trade | KOL | KOL074 | Residential |  | Trade Secret | 2025 | 2025
20263-228838-01 | Xcel Energy | 85 | 13781 | IOU | 03134519 | 3.8 | Solar |  |  | Interconnected | Trade Secret | Trade | WIL | WIL063 | Residential | Made in Minnesota | Trade Secret | 2015 | 2015
20263-228838-01 | Xcel Energy | 85 | 13781 | IOU | SRO21948 | 5 | Solar |  |  | Withdrawn | Trade Secret | Trade | SLP | SLP092 | Residential | Solar*Rewards | Trade Secret | 2012
20263-228838-01 | Xcel Energy | 85 | 13781 | IOU | 05582820 | 6.93 | Solar |  |  | Interconnected | Trade Secret | Trade | ECK | ECK062 | Residential |  | Trade Secret | 2023 | 2024
20263-228838-01 | Xcel Energy | 85 | 13781 | IOU | 04350278 | 6.028 | Solar |  |  | Interconnected | Trade Secret | Trade | ALK | ALK072 | Residential | Solar*Rewards | Trade Secret | 2021 | 2021
20263-228838-01 | Xcel Energy | 85 | 13781 | IOU | 06242093 | 6.56 | Solar |  |  | Interconnected | Trade Secret | Trade | OAD | OAD075 | Residential |  | Trade Secret | 2025 | 2026
20263-228838-01 | Xcel Energy | 85 | 13781 | IOU | 04272278 | 9.994 | Solar |  |  | Interconnected | Trade Secret | Trade | YAM | YAM021 | Residential | Solar*Rewards | Trade Secret | 2021 | 2021
20263-228838-01 | Xcel Energy | 85 | 13781 | IOU | 05869701 | 9.75 | Solar |  |  | Withdrawn | Trade Secret | Trade | WES | WES074 | Residential | Solar*Rewards | Trade Secret | 2024
20263-228838-01 | Xcel Energy | 85 | 13781 | IOU | 05866108 | 9.75 | Solar |  |  | Withdrawn | Trade Secret | Trade | WES | WES074 | Residential |  | Trade Secret | 2024
20263-228838-01 | Xcel Energy | 85 | 13781 | IOU | 05937065 | 9.75 | Solar |  |  | Interconnected | Trade Secret | Trade | WES | WES074 | Residential |  | Trade Secret | 2024 | 2024
20263-228838-01 | Xcel Energy | 85 | 13781 | IOU | 04455394 | 8.12 | Solar |  | X | Active Application | Trade Secret | Trade | DPN | DPN072 | Residential | Solar*Rewards | Trade Secret | 2021
20263-228838-01 | Xcel Energy | 85 | 13781 | IOU | 06018195 | 11.5 | Storage |  |  | Active Application | Trade Secret | Trade | NOF | NOF061 | Residential |  | Trade Secret | 2024
20263-228838-01 | Xcel Energy | 85 | 13781 | IOU | OID2019183 | 14.4 | Solar |  |  | Withdrawn | Trade Secret | Trade | NOF | NOF061 | Residential | Solar*Rewards | Trade Secret | 2014
20263-228838-01 | Xcel Energy | 85 | 13781 | IOU | 03133950 | 15.01 | Solar |  |  | Interconnected | Trade Secret | Trade | NOF | NOF061 | Residential | Solar*Rewards | Trade Secret | 2014 | 2014
20263-228838-01 | Xcel Energy | 85 | 13781 | IOU | 03133704 | 34.2 | Solar |  |  | Interconnected | Trade Secret | Trade | REW | REW031 | Commercial | Solar*Rewards | Trade Secret | 2013 | 2014
20263-228838-01 | Xcel Energy | 85 | 13781 | IOU | 03133574 | 2.58 | Solar |  |  | Interconnected | Trade Secret | Trade | APA | APA067 | Residential | Solar*Rewards | Trade Secret | 2011 | 2012
20263-228838-01 | Xcel Energy | 85 | 13781 | IOU | 05817420 | 7.56 | Solar |  |  | Interconnected | Trade Secret | Trade | ALD | ALD085 | Residential |  | Trade Secret | 2024 | 2024
20263-228838-01 | Xcel Energy | 85 | 13781 | IOU | 03614876 | 3 | Solar |  |  | Interconnected | Trade Secret | Trade | MPK | MPK078 | Residential | Solar*Rewards | Trade Secret | 2020 | 2020
20263-228838-01 | Xcel Energy | 85 | 13781 | IOU | 06239822 | 7.6 | Solar |  |  | Active Application | Trade Secret | Trade | ESW | ESW081 | Residential |  | Trade Secret | 2025
20263-228838-01 | Xcel Energy | 85 | 13781 | IOU | 03132014 | 5 | Solar |  |  | Interconnected | Trade Secret | Trade | HSN | HSN311 | Residential | Solar*Rewards | Trade Secret | 2017 | 2017
20263-228838-01 | Xcel Energy | 85 | 13781 | IOU | 04862583 | 11.89 | Solar |  |  | Interconnected | Trade Secret | Trade | IDA | IDA061 | Residential | Solar*Rewards | Trade Secret | 2022 | 2022
20263-228838-01 | Xcel Energy | 85 | 13781 | IOU | 05812727 | 14.423 | Solar |  |  | Interconnected | Trade Secret | Trade | EDA | EDA074 | Residential | Solar*Rewards | Trade Secret | 2024 | 2024
20263-228838-01 | Xcel Energy | 85 | 13781 | IOU | 05566897 | 3.19 | Solar |  |  | Active Application | Trade Secret | Trade | APA | APA068 | Residential |  | Trade Secret | 2023
20263-228838-01 | Xcel Energy | 85 | 13781 | IOU | 05949179 | 2.61 | Solar |  |  | Interconnected | Trade Secret | Trade | RIV | RIV061 | Residential | Solar*Rewards | Trade Secret | 2024 | 2025
20263-228838-01 | Xcel Energy | 85 | 13781 | IOU | 06156475 | 8.448 | Solar |  |  | Interconnected | Trade Secret | Trade | WCR | WCR322 | Residential | Solar*Rewards | Trade Secret | 2025 | 2025
20263-228838-01 | Xcel Energy | 85 | 13781 | IOU | 03282282 | 8.12 | Solar |  |  | Interconnected | Trade Secret | Trade | RIV | RIV061 | Residential | Solar*Rewards | Trade Secret | 2019 | 2020
20263-228838-01 | Xcel Energy | 85 | 13781 | IOU | 06101139 | 12.675 | Solar |  |  | Active Application | Trade Secret | Trade | ALD | ALD095 | Commercial |  | Trade Secret | 2025
20263-228838-01 | Xcel Energy | 85 | 13781 | IOU | 05228738 | 17.101 | Solar |  |  | Interconnected | Trade Secret | Trade | LIN | LIN022 | Commercial |  | Trade Secret | 2022 | 2023
20263-228838-01 | Xcel Energy | 85 | 13781 | IOU | 05120093 | 4.188 | Solar |  |  | Withdrawn | Trade Secret | Trade | ALD | ALD085 | Residential | Solar*Rewards | Trade Secret | 2022
20263-228838-01 | Xcel Energy | 85 | 13781 | IOU | 06067755 | 8.74 | Solar |  |  | Interconnected | Trade Secret | Trade | STY | STY062 | Residential | Solar*Rewards | Trade Secret | 2025 | 2025
20263-228838-01 | Xcel Energy | 85 | 13781 | IOU | 05816864 | 10.47 | Solar |  |  | Interconnected | Trade Secret | Trade | CGR | CGR071 | Residential | Solar*Rewards | Trade Secret | 2024 | 2024
20263-228838-01 | Xcel Energy | 85 | 13781 | IOU | 05825917 | 3.747 | Solar |  |  | Interconnected | Trade Secret | Trade | TWL | TWL081 | Residential |  | Trade Secret | 2024 | 2025
20263-228838-01 | Xcel Energy | 85 | 13781 | IOU | 04921822 | 4.886 | Solar |  |  | Interconnected | Trade Secret | Trade | SOU | SOU073 | Residential | Solar*Rewards | Trade Secret | 2022 | 2022
20263-228838-01 | Xcel Energy | 85 | 13781 | IOU | 05511859 | 2.844 | Solar |  |  | Interconnected | Trade Secret | Trade | SHP | SHP062 | Residential |  | Trade Secret | 2023 | 2023
20263-228838-01 | Xcel Energy | 85 | 13781 | IOU | 05536038 | 8.19 | Solar |  |  | Interconnected | Trade Secret | Trade | WKN | WKN001 | Residential |  | Trade Secret | 2023 | 2023
20263-228838-01 | Xcel Energy | 85 | 13781 | IOU | 03353488 | 11.4 | Solar |  |  | Interconnected | Trade Secret | Trade | CGR | CGR071 | Residential | Solar*Rewards | Trade Secret | 2019 | 2020
20263-228838-01 | Xcel Energy | 85 | 13781 | IOU | 04899871 | 4.886 | Solar |  |  | Interconnected | Trade Secret | Trade | MPK | MPK063 | Residential | Solar*Rewards | Trade Secret | 2022 | 2022
20263-228838-01 | Xcel Energy | 85 | 13781 | IOU | 06124525 | 7.616 | Solar |  |  | Interconnected | Trade Secret | Trade | CGR | CGR064 | Residential |  | Trade Secret | 2025 | 2025
20263-228838-01 | Xcel Energy | 85 | 13781 | IOU | 05198869 | 150 | Solar |  |  | Interconnected | Trade Secret | Trade | RIV | RIV073 | Commercial |  | Trade Secret | 2022 | 2023
20263-228838-01 | Xcel Energy | 85 | 13781 | IOU | 03133596 | 1.72 | Solar |  |  | Interconnected | Trade Secret | Trade | WES | WES076 | Commercial | Solar*Rewards | Trade Secret | 2011 | 2012
20263-228838-01 | Xcel Energy | 85 | 13781 | IOU | 03134255 | 5.28 | Solar |  |  | Interconnected | Trade Secret | Trade | SOU | SOU079 | Residential | Made in Minnesota | Trade Secret | 2015 | 2015
20263-228838-01 | Xcel Energy | 85 | 13781 | IOU | OID2266925 | 5.28 | Solar |  |  | Withdrawn | Trade Secret | Trade | SOU | SOU079 | Residential | Made in Minnesota | Trade Secret | 2015
20263-228838-01 | Xcel Energy | 85 | 13781 | IOU | 06033568 | 13.44 | Solar |  |  | Active Application | Trade Secret | Trade | HYL | HYL063 | Residential | Solar*Rewards | Trade Secret | 2024
20263-228838-01 | Xcel Energy | 85 | 13781 | IOU | 04424439 | 8.768 | Solar |  |  | Interconnected | Trade Secret | Trade | RPO | RPO312 | Residential |  | Trade Secret | 2021 | 2021
20263-228838-01 | Xcel Energy | 85 | 13781 | IOU | OID3793853 | 5 | Solar |  |  | Withdrawn | Trade Secret | Trade | GSL | GSL074 | Residential | Solar*Rewards | Trade Secret | 2019
20263-228838-01 | Xcel Energy | 85 | 13781 | IOU | OID3853633 | 5 | Solar |  |  | Interconnected | Trade Secret | Trade | GSL | GSL074 | Residential | Solar*Rewards | Trade Secret | 2019 | 2019
20263-228838-01 | Xcel Energy | 85 | 13781 | IOU | 06163139 | 4.619 | Solar |  |  | Interconnected | Trade Secret | Trade | FRM | FRM071 | Residential | Solar*Rewards | Trade Secret | 2025 | 2025
20263-228838-01 | Xcel Energy | 85 | 13781 | IOU | 05154804 | 17.4 | Solar |  |  | Interconnected | Trade Secret | Trade | WIL | WIL073 | Residential |  | Trade Secret | 2022 | 2023
20263-228838-01 | Xcel Energy | 85 | 13781 | IOU | 04527632 | 12.47 | Solar |  |  | Interconnected | Trade Secret | Trade | OPK | OPK073 | Residential |  | Trade Secret | 2021 | 2021
20263-228838-01 | Xcel Energy | 85 | 13781 | IOU | OID3633524 | 9.995 | Solar |  |  | Withdrawn | Trade Secret | Trade | WAS | WAS092 | Residential | Solar*Rewards | Trade Secret | 2018
20263-228838-01 | Xcel Energy | 85 | 13781 | IOU | 04408131 | 6 | Solar |  |  | Interconnected | Trade Secret | Trade | HYL | HYL074 | Residential |  | Trade Secret | 2021 | 2022
20263-228838-01 | Xcel Energy | 85 | 13781 | IOU | 04842746 | 4.06 | Solar |  |  | Interconnected | Trade Secret | Trade | WSG | WSG352 | Residential | Solar*Rewards | Trade Secret | 2022 | 2023
20263-228838-01 | Xcel Energy | 85 | 13781 | IOU | 05338888 | 8.7 | Solar |  |  | Interconnected | Trade Secret | Trade | EDA | EDA065 | Residential |  | Trade Secret | 2022 | 2023
20263-228838-01 | Xcel Energy | 85 | 13781 | IOU | 06324657 | 3.141 | Solar |  |  | Active Application | Trade Secret | Trade | MPK | MPK085 | Residential | Solar*Rewards | Trade Secret | 2026
20263-228838-01 | Xcel Energy | 85 | 13781 | IOU | 03132883 | 7.616 | Solar |  |  | Interconnected | Trade Secret | Trade | WIL | WIL073 | Residential | Solar*Rewards | Trade Secret | 2018 | 2018
20263-228838-01 | Xcel Energy | 85 | 13781 | IOU | 05900084 | 5.052 | Solar |  |  | Interconnected | Trade Secret | Trade | CRL | CRL033 | Residential |  | Trade Secret | 2024 | 2025
20263-228838-01 | Xcel Energy | 85 | 13781 | IOU | 05228549 | 6.631 | Solar |  |  | Interconnected | Trade Secret | Trade | AFT | AFT315 | Residential |  | Trade Secret | 2022 | 2022
20263-228838-01 | Xcel Energy | 85 | 13781 | IOU | 06051254 | 11.007 | Solar |  |  | Withdrawn | Trade Secret | Trade | CEL | CEL064 | Residential | Solar*Rewards | Trade Secret | 2024
20263-228838-01 | Xcel Energy | 85 | 13781 | IOU | 06058609 | 11.007 | Solar |  |  | Interconnected | Trade Secret | Trade | CEL | CEL064 | Residential | Solar*Rewards | Trade Secret | 2025 | 2025
20263-228838-01 | Xcel Energy | 85 | 13781 | IOU | 06042707 | 9.489 | Solar |  |  | Withdrawn | Trade Secret | Trade | CEL | CEL064 | Residential | Solar*Rewards | Trade Secret | 2024
20263-228838-01 | Xcel Energy | 85 | 13781 | IOU | 03129917 | 6.72 | Solar |  |  | Interconnected | Trade Secret | Trade | CTR | CTR031 | Residential | Solar*Rewards | Trade Secret | 2018 | 2019
20263-228838-01 | Xcel Energy | 85 | 13781 | IOU | 05613889 | 2.52 | Solar |  |  | Interconnected | Trade Secret | Trade | SOU | SOU081 | Residential |  | Trade Secret | 2023 | 2023
20263-228838-01 | Xcel Energy | 85 | 13781 | IOU | 05601606 | 2.205 | Solar |  |  | Withdrawn | Trade Secret | Trade | SOU | SOU081 | Residential | Solar*Rewards | Trade Secret | 2023
20263-228838-01 | Xcel Energy | 85 | 13781 | IOU | 06099385 | 5.76 | Solar |  |  | Interconnected | Trade Secret | Trade | TLK | TLK061 | Residential | Solar*Rewards | Trade Secret | 2025 | 2025
20263-228838-01 | Xcel Energy | 85 | 13781 | IOU | 03133711 | 3.44 | Solar |  |  | Interconnected | Trade Secret | Trade | MOL | MOL073 | Residential | Solar*Rewards | Trade Secret | 2013 | 2013
20263-228838-01 | Xcel Energy | 85 | 13781 | IOU | 05357062 | 11.7 | Solar |  |  | Interconnected | Trade Secret | Trade | EDA | EDA061 | Residential | Solar*Rewards | Trade Secret | 2023 | 2023
20263-228838-01 | Xcel Energy | 85 | 13781 | IOU | 04617851 | 6.98 | Solar |  | X | Interconnected | Trade Secret | Trade | GSL | GSL064 | Residential |  | Trade Secret | 2021 | 2022
20263-228838-01 | Xcel Energy | 85 | 13781 | IOU | 03129774 | 500 | Other |  |  | Interconnected | Trade Secret | Trade | ELP | ELP64Y | Commercial |  | Trade Secret | 2015 | 2017
20263-228838-01 | Xcel Energy | 85 | 13781 | IOU | 05990549 | 7.616 | Solar |  |  | Interconnected | Trade Secret | Trade | SLP | SLP321 | Residential | Solar*Rewards | Trade Secret | 2024 | 2025
20263-228838-01 | Xcel Energy | 85 | 13781 | IOU | 04293710 | 7.616 | Solar |  |  | Interconnected | Trade Secret | Trade | SLP | SLP321 | Residential | Solar*Rewards | Trade Secret | 2021 | 2021
20263-228838-01 | Xcel Energy | 85 | 13781 | IOU | 03131109 | 175 | Other |  |  | Interconnected | Trade Secret | Trade | WES | WES062 | Commercial |  | Trade Secret | 2012 | 2012
20263-228838-01 | Xcel Energy | 85 | 13781 | IOU | 06176260 | 4.645 | Solar |  |  | Active Application | Trade Secret | Trade | CGR | CGR063 | Residential | Solar*Rewards | Trade Secret | 2025
20263-228838-01 | Xcel Energy | 85 | 13781 | IOU | 03130526 | 1.68 | Solar |  |  | Interconnected | Trade Secret | Trade | ALD | ALD095 | Commercial | Solar*Rewards | Trade Secret | 2018 | 2019
20263-228838-01 | Xcel Energy | 85 | 13781 | IOU | 06138694 | 3.936 | Solar |  |  | Interconnected | Trade Secret | Trade | STY | STY075 | Residential |  | Trade Secret | 2025 | 2025
20263-228838-01 | Xcel Energy | 85 | 13781 | IOU | 06133381 | 3.936 | Solar |  |  | Withdrawn | Trade Secret | Trade | STY | STY075 | Residential | Solar*Rewards | Trade Secret | 2025
20263-228838-01 | Xcel Energy | 85 | 13781 | IOU | 03133185 | 7.98 | Solar |  |  | Interconnected | Trade Secret | Trade | FAB | FAB063 | Residential | Solar*Rewards | Trade Secret | 2010 | 2010
20263-228838-01 | Xcel Energy | 85 | 13781 | IOU | 04143414 | 6.93 | Solar |  |  | Interconnected | Trade Secret | Trade | FAB | FAB063 | Residential | Solar*Rewards | Trade Secret | 2020 | 2021
20263-228838-01 | Xcel Energy | 85 | 13781 | IOU | OID3812855 | 7.616 | Solar |  |  | Withdrawn | Trade Secret | Trade | GLK | GLK061 | Residential | Solar*Rewards | Trade Secret | 2019
20263-228838-01 | Xcel Energy | 85 | 13781 | IOU | OID3835262 | 8.7 | Solar |  |  | Interconnected | Trade Secret | Trade | GLK | GLK061 | Residential | Solar*Rewards | Trade Secret | 2019 | 2020
20263-228838-01 | Xcel Energy | 85 | 13781 | IOU | OID4039334 | 9.57 | Solar |  |  | Withdrawn | Trade Secret | Trade | WIL | WIL063 | Residential | Solar*Rewards | Trade Secret | 2019
20263-228838-01 | Xcel Energy | 85 | 13781 | IOU | OID3284593 | 19.999 | Solar |  |  | Withdrawn | Trade Secret | Trade | WIL | WIL097 | Commercial | Solar*Rewards | Trade Secret | 2018
20263-228838-01 | Xcel Energy | 85 | 13781 | IOU | 05228983 | 2.61 | Solar |  |  | Interconnected | Trade Secret | Trade | KOL | KOL073 | Residential |  | Trade Secret | 2022 | 2023
20263-228838-01 | Xcel Energy | 85 | 13781 | IOU | 03910685 | 6.282 | Solar |  |  | Interconnected | Trade Secret | Trade | OAD | OAD071 | Residential | Solar*Rewards | Trade Secret | 2020 | 2020
20263-228838-01 | Xcel Energy | 85 | 13781 | IOU | OID2968510 | 5 | Solar |  |  | Withdrawn | Trade Secret | Trade | OAD | OAD071 | Residential | Made in Minnesota | Trade Secret | 2017
20263-228838-01 | Xcel Energy | 85 | 13781 | IOU | 06018762 | 35.2 | Storage |  |  | Interconnected | Trade Secret | Trade | GSL | GSL074 | Residential |  | Trade Secret | 2024 | 2025
20263-228838-01 | Xcel Energy | 85 | 13781 | IOU | 04055544 | 5 | Storage |  |  | Interconnected | Trade Secret | Trade | GSL | GSL074 | Residential |  | Trade Secret | 2020 | 2020
20263-228838-01 | Xcel Energy | 85 | 13781 | IOU | 03327199 | 15.232 | Solar |  |  | Interconnected | Trade Secret | Trade | GSL | GSL074 | Residential | Solar*Rewards | Trade Secret | 2019 | 2020
20263-228838-01 | Xcel Energy | 85 | 13781 | IOU | 04282729 | 500 | Solar |  |  | Interconnected | Trade Secret | Trade | AFT | AFT314 | Commercial |  | Trade Secret | 2021 | 2024
20263-228838-01 | Xcel Energy | 85 | 13781 | IOU | 05356680 | 17.61 | Solar |  |  | Withdrawn | Trade Secret | Trade | ALD | ALD082 | Commercial | Solar*Rewards | Trade Secret | 2023
20263-228838-01 | Xcel Energy | 85 | 13781 | IOU | 06156687 | 3.84 | Storage |  |  | Interconnected | Trade Secret | Trade | OAD | OAD073 | Residential |  | Trade Secret | 2025 | 2025
20263-228838-01 | Xcel Energy | 85 | 13781 | IOU | 03754090 | 9.423 | Solar |  |  | Interconnected | Trade Secret | Trade | OAD | OAD073 | Residential | Solar*Rewards | Trade Secret | 2020 | 2020
20263-228838-01 | Xcel Energy | 85 | 13781 | IOU | OID2250824 | 20 | Solar |  |  | Withdrawn | Trade Secret | Trade | WAB | WAB021 | Residential | Solar*Rewards | Trade Secret | 2015
20263-228838-01 | Xcel Energy | 85 | 13781 | IOU | 03134405 | 8 | Solar |  |  | Interconnected | Trade Secret | Trade | WAB | WAB021 | Residential | Made in Minnesota | Trade Secret | 2015 | 2015
20263-228838-01 | Xcel Energy | 85 | 13781 | IOU | 05332359 | 4.93 | Solar |  |  | Withdrawn | Trade Secret | Trade | CGR | CGR063 | Residential |  | Trade Secret | 2022
20263-228838-01 | Xcel Energy | 85 | 13781 | IOU | 05734833 | 13.44 | Solar |  |  | Interconnected | Trade Secret | Trade | WES | WES076 | Residential | Solar*Rewards | Trade Secret | 2024 | 2024
20263-228838-01 | Xcel Energy | 85 | 13781 | IOU | 06171502 | 7.872 | Solar |  |  | Interconnected | Trade Secret | Trade | HUG | HUG312 | Residential | Solar*Rewards | Trade Secret | 2025 | 2025
20263-228838-01 | Xcel Energy | 85 | 13781 | IOU | 03133082 | 36 | Solar |  |  | Interconnected | Trade Secret | Trade | HAS | HAS033 | Commercial | Solar*Rewards | Trade Secret | 2013 | 2014
20263-228838-01 | Xcel Energy | 85 | 13781 | IOU | SRO19711 | 45 | Solar |  |  | Withdrawn | Trade Secret | Trade | HAS | HAS033 | Commercial | Solar*Rewards | Trade Secret | 2012
20263-228838-01 | Xcel Energy | 85 | 13781 | IOU | 06067721 | 1.52 | Solar |  |  | Active Application | Trade Secret | Trade | SOU | SOU069 | Residential | Solar*Rewards | Trade Secret | 2025
20263-228838-01 | Xcel Energy | 85 | 13781 | IOU | 04672518 | 6.67 | Solar |  |  | Interconnected | Trade Secret | Trade | STY | STY073 | Residential |  | Trade Secret | 2021 | 2022
20263-228838-01 | Xcel Energy | 85 | 13781 | IOU | 04690371 | 3.48 | Solar |  |  | Interconnected | Trade Secret | Trade | ALD | ALD084 | Residential |  | Trade Secret | 2021 | 2022
20263-228838-01 | Xcel Energy | 85 | 13781 | IOU | 03134758 | 3.8 | Solar |  |  | Interconnected | Trade Secret | Trade | WIL | WIL063 | Residential | Solar*Rewards | Trade Secret | 2016 | 2016
20263-228838-01 |  |  |  |  | OID2527516 |  | Solar |  |  | Withdrawn | Trade Secret | Trade | WIL | WIL063 | Residential | Solar*Rewards |  | 2016
20263-228838-01 | Xcel Energy | 85 | 13781 | IOU | 05848998 | 5.76 | Solar |  |  | Interconnected | Trade Secret | Trade | IDA | IDA071 | Residential |  | Trade Secret | 2024 | 2024
20263-228838-01 | Xcel Energy | 85 | 13781 | IOU | 06223411 | 12.675 | Solar |  |  | Interconnected | Trade Secret | Trade | HOL | HOL072 | Residential |  | Trade Secret | 2025 | 2026
20263-228838-01 | Xcel Energy | 85 | 13781 | IOU | 03132069 | 7.625 | Solar |  |  | Interconnected | Trade Secret | Trade | CEL | CEL064 | Residential | Solar*Rewards | Trade Secret | 2017 | 2018
20263-228838-01 | Xcel Energy | 85 | 13781 | IOU | 03134830 | 11.39 | Solar |  |  | Interconnected | Trade Secret | Trade | SOU | SOU086 | Commercial | Solar*Rewards | Trade Secret | 2016 | 2017
20263-228838-01 | Xcel Energy | 85 | 13781 | IOU | 03131467 | 9.93 | Solar |  |  | Interconnected | Trade Secret | Trade | HWW | HWW074 | Commercial | Solar*Rewards | Trade Secret | 2017 | 2017
20263-228838-01 | Xcel Energy | 85 | 13781 | IOU | 05397208 | 5.052 | Solar |  |  | Interconnected | Trade Secret | Trade | SLP | SLP072 | Residential |  | Trade Secret | 2023 | 2023
20263-228838-01 | Xcel Energy | 85 | 13781 | IOU | 04239997 | 7.678 | Solar |  |  | Interconnected | Trade Secret | Trade | XRD | XRD062 | Residential | Solar*Rewards | Trade Secret | 2021 | 2021
20263-228838-01 | Xcel Energy | 85 | 13781 | IOU | 03734030 | 7.678 | Solar |  |  | Active Application | Trade Secret | Trade | XRD | XRD062 | Residential | Solar*Rewards | Trade Secret | 2020
20263-228838-01 |  |  |  |  | 03734377 |  | Solar |  |  | Active Application | Trade Secret | Trade | XRD | XRD062 | Residential | Solar*Rewards |  | 2020
20263-228838-01 | Xcel Energy | 85 | 13781 | IOU | 05832938 | 8.064 | Solar |  |  | Interconnected | Trade Secret | Trade | WCR | WCR322 | Residential |  | Trade Secret | 2024 | 2025
20263-228838-01 | Xcel Energy | 85 | 13781 | IOU | 03820558 | 7.616 | Solar |  |  | Active Application | Trade Secret | Trade | EDA | EDA075 | Residential | Solar*Rewards | Trade Secret | 2020
20263-228838-01 | Xcel Energy | 85 | 13781 | IOU | 06075061 | 7.616 | Solar |  |  | Active Application | Trade Secret | Trade | EDA | EDA075 | Residential | Solar*Rewards | Trade Secret | 2025
20263-228838-01 | Xcel Energy | 85 | 13781 | IOU | 06321953 | 7.616 | Solar |  |  | Active Application | Trade Secret | Trade | EDA | EDA075 | Residential | Solar*Rewards | Trade Secret | 2026
20263-228838-01 | Xcel Energy | 85 | 13781 | IOU | 04781886 | 6.38 | Solar |  |  | Interconnected | Trade Secret | Trade | SOU | SOU086 | Residential |  | Trade Secret | 2021 | 2022
20263-228838-01 | Xcel Energy | 85 | 13781 | IOU | 05230373 | 4.35 | Solar |  |  | Interconnected | Trade Secret | Trade | WIL | WIL097 | Residential |  | Trade Secret | 2022 | 2023
20263-228838-01 | Xcel Energy | 85 | 13781 | IOU | 04424394 | 8.7 | Solar |  |  | Interconnected | Trade Secret | Trade | LLK | LLK061 | Residential | Solar*Rewards | Trade Secret | 2021 | 2021
20263-228838-01 | Xcel Energy | 85 | 13781 | IOU | 03132549 | 10.08 | Solar |  |  | Interconnected | Trade Secret | Trade | JOR | JOR021 | Residential | Solar*Rewards | Trade Secret | 2018 | 2018
20263-228838-01 | Xcel Energy | 85 | 13781 | IOU | 04445783 | 12.18 | Solar |  |  | Withdrawn | Trade Secret | Trade | OSS | OSS076 | Residential | Solar*Rewards | Trade Secret | 2022
20263-228838-01 | Xcel Energy | 85 | 13781 | IOU | 05976967 | 4.355 | Solar |  |  | Active Application | Trade Secret | Trade | WRR | WRR064 | Residential | Solar*Rewards | Trade Secret | 2024
20263-228838-01 | Xcel Energy | 85 | 13781 | IOU | 05952687 | 4.355 | Solar |  |  | Interconnected | Trade Secret | Trade | WRR | WRR064 | Residential | Solar*Rewards | Trade Secret | 2024 | 2025
20263-228838-01 | Xcel Energy | 85 | 13781 | IOU | 05523576 | 15.36 | Solar |  |  | Interconnected | Trade Secret | Trade | AFT | AFT322 | Residential |  | Trade Secret | 2023 | 2023
20263-228838-01 | Xcel Energy | 85 | 13781 | IOU | 05938093 | 2.903 | Solar |  |  | Interconnected | Trade Secret | Trade | IDA | IDA073 | Residential | Solar*Rewards | Trade Secret | 2024 | 2024
20263-228838-01 | Xcel Energy | 85 | 13781 | IOU | 05439035 | 5.8 | Solar |  |  | Withdrawn | Trade Secret | Trade | WAV | WAV021 | Residential |  | Trade Secret | 2023
20263-228838-01 | Xcel Energy | 85 | 13781 | IOU | 03133103 | 5 | Solar |  |  | Interconnected | Trade Secret | Trade | WRR | WRR064 | Residential | Solar*Rewards | Trade Secret | 2013 | 2014
20263-228838-01 | Xcel Energy | 85 | 13781 | IOU | 06228915 | 8.064 | Solar |  |  | Active Application | Trade Secret | Trade | CHE | CHE065 | Residential |  | Trade Secret | 2025
20263-228838-01 | Xcel Energy | 85 | 13781 | IOU | 05238804 | 10.73 | Solar |  |  | Interconnected | Trade Secret | Trade | CHE | CHE065 | Residential |  | Trade Secret | 2022 | 2023
20263-228838-01 | Xcel Energy | 85 | 13781 | IOU | 03132137 | 119.899 | Solar |  |  | Interconnected | Trade Secret | Trade | WRR | WRR085 | Commercial |  | Trade Secret | 2017 | 2018
20263-228838-01 | Xcel Energy | 85 | 13781 | IOU | 04441938 | 23.51 | Solar |  |  | Active Application | Trade Secret | Trade | SCL | SCL322 | Commercial | Solar*Rewards | Trade Secret | 2021
20263-228838-01 | Xcel Energy | 85 | 13781 | IOU | 03132425 | 14.51 | Solar |  |  | Interconnected | Trade Secret | Trade | WAV | WAV021 | Commercial |  | Trade Secret | 2018 | 2018
20263-228838-01 | Xcel Energy | 85 | 13781 | IOU | 06079840 | 23 | Solar |  | X | Interconnected | Trade Secret | Trade | BCH | BCH311 | Residential | Solar*Rewards | Trade Secret | 2025 | 2025
20263-228838-01 | Xcel Energy | 85 | 13781 | IOU | 05197688 | 9.074 | Solar |  |  | Interconnected | Trade Secret | Trade | LAC | LAC062 | Residential | Solar*Rewards | Trade Secret | 2022 | 2023
20263-228838-01 | Xcel Energy | 85 | 13781 | IOU | OID2806653 | 2500 | Solar |  |  | Interconnected | Trade Secret | Trade | FAP | FAP061 | Commercial |  | Trade Secret | 2014 | 2016
20263-228838-01 | Xcel Energy | 85 | 13781 | IOU | 03131995 | 870 | Solar |  |  | Interconnected | Trade Secret | Trade | PKL | PKL065 | Commercial |  | Trade Secret | 2017 | 2017
20263-228838-01 | Xcel Energy | 85 | 13781 | IOU | OID3514765 | 24 | Solar |  |  | Withdrawn | Trade Secret | Trade | WAK | WAK321 | Residential | Solar*Rewards | Trade Secret | 2018
20263-228838-01 | Xcel Energy | 85 | 13781 | IOU | 06016882 | 9.489 | Solar |  |  | Interconnected | Trade Secret | Trade | GSL | GSL341 | Residential | Solar*Rewards | Trade Secret | 2024 | 2025
20263-228838-01 | Xcel Energy | 85 | 13781 | IOU | 03960431 | 500 | Solar |  |  | Interconnected | Trade Secret | Trade | WCR | WCR321 | Commercial |  | Trade Secret | 2020 | 2021
20263-228838-01 | Xcel Energy | 85 | 13781 | IOU | 04995571 | 7.616 | Solar |  |  | Interconnected | Trade Secret | Trade | KOL | KOL062 | Residential | Solar*Rewards | Trade Secret | 2022 | 2023
20263-228838-01 | Xcel Energy | 85 | 13781 | IOU | 03894730 | 15.37 | Solar |  |  | Interconnected | Trade Secret | Trade | AHI | AHI025 | Residential | Solar*Rewards | Trade Secret | 2020 | 2020
20263-228838-01 | Xcel Energy | 85 | 13781 | IOU | 06114043 | 39.75 | Solar |  |  | Interconnected | Trade Secret | Trade | RRK | RRK063 | Residential | Solar*Rewards | Trade Secret | 2025 | 2025
20263-228838-01 | Xcel Energy | 85 | 13781 | IOU | 06081538 | 17.3 | Solar |  |  | Withdrawn | Trade Secret | Trade | RRK | RRK063 | Commercial | Solar*Rewards | Trade Secret | 2025
20263-228838-01 |  |  |  |  | OID3666855 |  | Solar |  |  | Withdrawn | Trade Secret | Trade | RRK | RRK063 | Commercial | Solar*Rewards |  | 2018
20263-228838-01 | Xcel Energy | 85 | 13781 | IOU | OID3666849 | 33.3 | Solar |  |  | Withdrawn | Trade Secret | Trade | RRK | RRK063 | Commercial | Solar*Rewards | Trade Secret | 2018
20263-228838-01 | Xcel Energy | 85 | 13781 | IOU | OID3776919 | 39.998 | Solar |  |  | Withdrawn | Trade Secret | Trade | RRK | RRK063 | Commercial | Solar*Rewards | Trade Secret | 2019
20263-228838-01 | Xcel Energy | 85 | 13781 | IOU | 06135412 | 7.699 | Solar |  |  | Interconnected | Trade Secret | Trade | FRM | FRM062 | Residential |  | Trade Secret | 2025 | 2025
20263-228838-01 | Xcel Energy | 85 | 13781 | IOU | 06072754 | 30 | Solar |  |  | Withdrawn | Trade Secret | Trade | MHW | MHW311 | Residential | Solar*Rewards | Trade Secret | 2025
20263-228838-01 | Xcel Energy | 85 | 13781 | IOU | 04428734 | 19.006 | Solar |  |  | Withdrawn | Trade Secret | Trade | MHW | MHW311 | Residential | Solar*Rewards | Trade Secret | 2021
20263-228838-01 | Xcel Energy | 85 | 13781 | IOU | 03132703 | 5 | Solar |  |  | Interconnected | Trade Secret | Trade | SCL | SCL311 | Residential | Solar*Rewards | Trade Secret | 2018 | 2018
20263-228838-01 | Xcel Energy | 85 | 13781 | IOU | 05869004 | 11.05 | Solar |  |  | Interconnected | Trade Secret | Trade | SHP | SHP061 | Residential | Solar*Rewards | Trade Secret | 2024 | 2025
20263-228838-01 | Xcel Energy | 85 | 13781 | IOU | 06199657 | 7.591 | Solar |  | X | Interconnected | Trade Secret | Trade | SLP | SLP092 | Residential |  | Trade Secret | 2025 | 2025
20263-228838-01 | Xcel Energy | 85 | 13781 | IOU | 06152440 | 7.212 | Solar |  |  | Withdrawn | Trade Secret | Trade | SLP | SLP092 | Residential |  | Trade Secret | 2025
20263-228838-01 | Xcel Energy | 85 | 13781 | IOU | 06157234 | 7.212 | Solar |  | X | Withdrawn | Trade Secret | Trade | SLP | SLP092 | Residential | Solar*Rewards | Trade Secret | 2025
20263-228838-01 | Xcel Energy | 85 | 13781 | IOU | 06089695 | 99.6 | Solar |  |  | Interconnected | Trade Secret | Trade | SIP | SIP061 | Commercial |  | Trade Secret | 2025 | 2025
20263-228838-01 | Xcel Energy | 85 | 13781 | IOU | 06208342 | 5.7 | Solar |  |  | Withdrawn | Trade Secret | Trade | HSN | HSN321 | Residential | Solar*Rewards | Trade Secret | 2025
20263-228838-01 | Xcel Energy | 85 | 13781 | IOU | 06212044 | 5.7 | Solar |  |  | Withdrawn | Trade Secret | Trade | HSN | HSN321 | Residential | Solar*Rewards | Trade Secret | 2025
20263-228838-01 | Xcel Energy | 85 | 13781 | IOU | 06225158 | 5.7 | Solar |  |  | Interconnected | Trade Secret | Trade | HSN | HSN321 | Residential |  | Trade Secret | 2025 | 2025
20263-228838-01 | Xcel Energy | 85 | 13781 | IOU | 06150005 | 7.616 | Solar |  |  | Withdrawn | Trade Secret | Trade | HSN | HSN321 | Residential |  | Trade Secret | 2025
20263-228838-01 | Xcel Energy | 85 | 13781 | IOU | 06278199 | 2.88 | Solar |  |  | Active Application | Trade Secret | Trade | RMT | RMT321 | Residential |  | Trade Secret | 2025
20263-228838-01 | Xcel Energy | 85 | 13781 | IOU | 06280340 | 9.6 | Solar |  |  | Active Application | Trade Secret | Trade | RPO | RPO312 | Residential |  | Trade Secret | 2025
20263-228838-01 | Xcel Energy | 85 | 13781 | IOU | 06166637 | 11.5 | Solar |  | X | Interconnected | Trade Secret | Trade | DPN | DPN072 | Residential | Solar*Rewards | Trade Secret | 2025 | 2025
20263-228838-01 | Xcel Energy | 85 | 13781 | IOU | 05806380 | 4000 | Solar |  |  | Active Application | Trade Secret | Trade | SCL | SCL311 | LMI | Solar*Rewards Community | Trade Secret | 2024
20263-228838-01 | Xcel Energy | 85 | 13781 | IOU | 05410553 | 100 | Solar |  |  | Withdrawn | Trade Secret | Trade |  |  | Residential | Other | Trade Secret | 2023
20263-228838-01 | Xcel Energy | 85 | 13781 | IOU | 03131047 | 600 | Solar |  |  | Interconnected | Trade Secret | Trade | ELP | ELP073 | Residential |  | Trade Secret | 2010 | 2010
20263-228838-01 | Xcel Energy | 85 | 13781 | IOU | SRC042404 | 1000 | Solar |  |  | Withdrawn | Trade Secret | Trade | MTV | MTV022 | Community Solar Garden | Solar*Rewards Community | Trade Secret | 2015
20263-228838-01 | Xcel Energy | 85 | 13781 | IOU | SRC042350 | 250 | Solar |  |  | Withdrawn | Trade Secret | Trade | NOF | NOF061 | Community Solar Garden | Solar*Rewards Community | Trade Secret | 2015
20263-228838-01 | Xcel Energy | 85 | 13781 | IOU | SRC038668 | 1000 | Solar |  |  | Withdrawn | Trade Secret | Trade | LAP | LAP311 | Community Solar Garden | Solar*Rewards Community | Trade Secret | 2014
20263-228838-01 | Xcel Energy | 85 | 13781 | IOU | SRC042525 | 950 | Solar |  |  | Withdrawn | Trade Secret | Trade | CRF | CRF061 | Community Solar Garden | Solar*Rewards Community | Trade Secret | 2015
20263-228838-01 | Xcel Energy | 85 | 13781 | IOU | SRC039228 | 1000 | Solar |  |  | Withdrawn | Trade Secret | Trade | RCH | RCH061 | Community Solar Garden | Solar*Rewards Community | Trade Secret | 2015
20263-228838-01 | Xcel Energy | 85 | 13781 | IOU | SRC042551 | 950 | Solar |  |  | Withdrawn | Trade Secret | Trade | PIL | PIL021 | Community Solar Garden | Solar*Rewards Community | Trade Secret | 2015
20263-228838-01 | Xcel Energy | 85 | 13781 | IOU | SRC039063 | 998 | Solar |  |  | Withdrawn | Trade Secret | Trade | LSP | LSP021 | Community Solar Garden | Solar*Rewards Community | Trade Secret | 2015
20263-228838-01 | Xcel Energy | 85 | 13781 | IOU | 03126017 | 250 | Solar |  |  | Interconnected | Hastings | Trade | CGR | CGR063 | Community Solar Garden | Solar*Rewards Community | Trade Secret | 2015 | 2018
20263-228838-01 | Xcel Energy | 85 | 13781 | IOU | 03131059 | 2700 | Other |  |  | Interconnected | Trade Secret | Trade | HUG | HUG322 | Commercial |  | Trade Secret | 2004 | 2004
20263-228838-01 |  |  |  |  | 06076333 |  | Solar |  |  | Withdrawn | Trade Secret | Trade |  |  | Residential | Solar*Rewards |  | 2025
20263-228838-01 |  |  |  |  | 04567625 |  |  |  |  | Active Application | Trade Secret | Trade |  |  | Residential |  |  | 2021
20263-228838-01 |  |  |  |  | 04405965 |  | Solar |  |  | Active Application | Trade Secret | Trade |  |  | Residential | Solar*Rewards |  | 2021
20263-228838-01 |  |  |  |  | 04094722 |  |  |  |  | Active Application | Trade Secret | Trade |  |  | Residential |  |  | 2020
20263-228838-01 | Xcel Energy | 85 | 13781 | IOU | SRC042402 | 998 | Solar |  |  | Withdrawn | Trade Secret | Trade |  |  | Community Solar Garden | Solar*Rewards Community | Trade Secret | 2015
20263-228838-01 | Xcel Energy | 85 | 13781 | IOU | SRC040845 | 950 | Solar |  |  | Withdrawn | Trade Secret | Trade | SMT | SMT072 | Community Solar Garden | Solar*Rewards Community | Trade Secret | 2015
20263-228838-01 | Xcel Energy | 85 | 13781 | IOU | 03128493 | 1000 | Solar |  |  | Interconnected | Mapleton | Trade | MPN | MPN081 | Community Solar Garden | Solar*Rewards Community | Trade Secret | 2015 | 2018
20263-228838-01 | Xcel Energy | 85 | 13781 | IOU | 03127338 | 1000 | Solar |  |  | Interconnected | Center City | Trade | LIN | LIN022 | Community Solar Garden | Solar*Rewards Community | Trade Secret | 2015 | 2019
20263-228838-01 |  |  |  |  | OID2806120 |  | Solar |  |  | Withdrawn | Trade Secret | Trade | [5 empty] | 2006
20263-228838-01 |  |  |  |  | 03323291 |  | Solar |  |  | Withdrawn | Trade Secret | Trade |  |  | Residential | Solar*Rewards |  | 2019
20263-228838-01 |  |  |  |  | 05408783 |  | Solar |  |  | Active Application | Trade Secret | Trade |  |  | Residential | Solar*Rewards |  | 2023
20263-228838-01 |  |  |  |  | 05736254 |  | Solar |  |  | Withdrawn | Trade Secret | Trade |  |  | Residential | Solar*Rewards |  | 2024
20263-228838-01 | Xcel Energy | 85 | 13781 | IOU | SRC040082 | 1000 | Solar |  |  | Withdrawn | Trade Secret | Trade |  |  | Community Solar Garden | Solar*Rewards Community | Trade Secret | 2015
20263-228838-01 | Xcel Energy | 85 | 13781 | IOU | SRC038297 | 1000 | Solar |  |  | Withdrawn | Trade Secret | Trade | RMT | RMT311 | Community Solar Garden | Solar*Rewards Community | Trade Secret | 2014
20263-228838-01 | Xcel Energy | 85 | 13781 | IOU | SRC042173 | 1000 | Solar |  |  | Withdrawn | Trade Secret | Trade |  |  | Community Solar Garden | Solar*Rewards Community | Trade Secret | 2015
20263-228838-01 | Xcel Energy | 85 | 13781 | IOU | 03127665 | 1000 | Solar |  |  | Interconnected | Starbuck | Trade | LOW | LOW021 | Community Solar Garden | Solar*Rewards Community | Trade Secret | 2014 | 2018
20263-228838-01 | Xcel Energy | 85 | 13781 | IOU | SRC038622 | 1000 | Solar |  |  | Withdrawn | Trade Secret | Trade | NER | NER021 | Community Solar Garden | Solar*Rewards Community | Trade Secret | 2014
20263-228838-01 |  |  |  |  | SRO29466 |  | Solar |  |  | Withdrawn | Trade Secret | Trade |  |  |  | Other |  | 2013
20263-228838-01 |  |  |  |  | 03441989 |  | Solar |  |  | Withdrawn | Trade Secret | Trade |  |  | Residential | Solar*Rewards |  | 2019
20263-228838-01 | Xcel Energy | 85 | 13781 | IOU | 04104403 | 1000 | Solar |  |  | Active Application | Trade Secret | Trade | WAS | WAS092 | Community Solar Garden | Solar*Rewards Community | Trade Secret | 2020
20263-228838-01 | Xcel Energy | 85 | 13781 | IOU | 04081964 | 1000 | Solar |  |  | Withdrawn | Trade Secret | Trade | CHI | CHI311 | Community Solar Garden | Solar*Rewards Community | Trade Secret | 2020
20263-228838-01 | Xcel Energy | 85 | 13781 | IOU | 03816529 | 1000 | Solar |  |  | Withdrawn | Trade Secret | Trade | CHI | CHI311 | Community Solar Garden | Solar*Rewards Community | Trade Secret | 2020
20263-228838-01 | Xcel Energy | 85 | 13781 | IOU | 04633291 | 400 | Solar |  |  | Withdrawn | Trade Secret | Trade | FAB | FAB063 | Community Solar Garden | Solar*Rewards Community | Trade Secret | 2021
20263-228838-01 | Xcel Energy | 85 | 13781 | IOU | 03128413 | 1000 | Solar |  |  | Interconnected | Taylors Falls | Trade | LCR | LCR311 | Community Solar Garden | Solar*Rewards Community | Trade Secret | 2015 | 2017
20263-228838-01 |  |  |  |  | 06280357 |  |  |  |  | Active Application | Trade Secret | Trade |  |  | Residential |  |  | 2025
20263-228838-01 |  |  |  |  | 04048806 |  |  |  |  | Active Application | Trade Secret | Trade |  |  | Residential |  |  | 2020
20263-228838-01 |  |  |  |  | 05574800 |  |  |  |  | Active Application | Trade Secret | Trade |  |  | Residential |  |  | 2023
20263-228838-01 | Xcel Energy | 85 | 13781 | IOU | 03126942 | 1000 | Solar |  |  | Interconnected | Cottage Grove | Trade | CHE | CHE075 | Community Solar Garden | Solar*Rewards Community | Trade Secret | 2015 | 2018
20263-228838-01 | Xcel Energy | 85 | 13781 | IOU | 03124760 | 1000 | Solar |  |  | Interconnected | Sauk Rapids | Trade | MHW | MHW311 | Community Solar Garden | Solar*Rewards Community | Trade Secret | 2015 | 2017
20263-228838-01 |  |  |  |  | 03905421 |  | Solar |  |  | Active Application | Trade Secret | Trade |  |  | Residential | Solar*Rewards |  | 2020
20263-228838-01 | Xcel Energy | 85 | 13781 | IOU | SRC038525 | 1000 | Solar |  |  | Withdrawn | Trade Secret | Trade |  |  | Community Solar Garden | Solar*Rewards Community | Trade Secret | 2014
20263-228838-01 |  |  |  |  | 04103228 |  | Solar |  |  | Active Application | Trade Secret | Trade |  |  | Residential | Solar*Rewards |  | 2020
20263-228838-01 |  |  |  |  | 05722791 |  | Solar |  |  | Active Application | Trade Secret | Trade |  |  | Residential | Solar*Rewards |  | 2024
20263-228838-01 |  |  |  |  | 06093741 |  | Solar |  |  | Active Application | Trade Secret | Trade |  |  | Residential | Solar*Rewards |  | 2025
20263-228838-01 | Xcel Energy | 85 | 13781 | IOU | SRC042650 | 1000 | Solar |  |  | Withdrawn | Trade Secret | Trade | LAE | LAE061 | Community Solar Garden | Solar*Rewards Community | Trade Secret | 2015
20263-228838-01 | Xcel Energy | 85 | 13781 | IOU | 03129825 | 5.22 | Solar |  |  | Withdrawn | Trade Secret | Trade |  |  | Residential | Solar*Rewards | Trade Secret | 2018
20263-228838-01 | Xcel Energy | 85 | 13781 | IOU | 03149341 | 98.2 | Solar |  |  | Interconnected | Trade Secret | Trade | ZUF | ZUF021 | Residential |  | Trade Secret | 2019 | 2021
20263-228838-01 | Xcel Energy | 85 | 13781 | IOU | 05496812 | 1000 | Solar |  |  | Withdrawn | Trade Secret | Trade | CLC | CLC022 | Community Solar Garden | Solar*Rewards Community | Trade Secret | 2023
20263-228838-01 | Xcel Energy | 85 | 13781 | IOU | 05612339 | 1000 | Solar |  |  | Withdrawn | Trade Secret | Trade | FRA | FRA211 | Community Solar Garden | Solar*Rewards Community | Trade Secret | 2023
20263-228838-01 | Xcel Energy | 85 | 13781 | IOU | 05526584 | 1000 | Solar |  |  | Withdrawn | Trade Secret | Trade | SCH | SCH211 | Community Solar Garden | Solar*Rewards Community | Trade Secret | 2023
20263-228838-01 | Xcel Energy | 85 | 13781 | IOU | 05612237 | 1000 | Solar |  |  | Withdrawn | Trade Secret | Trade | SRD | SRD211 | Community Solar Garden | Solar*Rewards Community | Trade Secret | 2023
20263-228838-01 | Xcel Energy | 85 | 13781 | IOU | 05847283 | 5000 | Solar |  |  | Withdrawn | Trade Secret | Trade |  |  | Commercial |  | Trade Secret | 2024
20263-228838-01 | Xcel Energy | 85 | 13781 | IOU | 03127784 | 1000 | Solar |  |  | Interconnected | Waite Park | Trade | SAK | SAK312 | Community Solar Garden | Solar*Rewards Community | Trade Secret | 2015 | 2019
20263-228838-01 | Xcel Energy | 85 | 13781 | IOU | SRO15501 | 25 | Solar |  |  | Withdrawn | Trade Secret | Trade |  |  |  | Solar*Rewards | Trade Secret | 2011
20263-228838-01 | Xcel Energy | 85 | 13781 | IOU | 03131074 | 380 | Natural Gas |  |  | Interconnected | Trade Secret | Trade | WSG | WSG072 | Residential |  | Trade Secret | 2011 | 2011
20263-228838-01 |  |  |  |  | 04825156 |  |  |  |  | Active Application | Trade Secret | Trade |  |  | Residential |  |  | 2022
20263-228838-01 |  |  |  |  | 06062586 |  |  |  |  | Withdrawn | Trade Secret | Trade |  |  | Residential |  |  | 2025
20263-228838-01 | Xcel Energy | 85 | 13781 | IOU | SRC042442 | 1000 | Solar |  |  | Withdrawn | Trade Secret | Trade | WWK | WWK321 | Community Solar Garden | Solar*Rewards Community | Trade Secret | 2015
20263-228838-01 | Xcel Energy | 85 | 13781 | IOU | SRO26464 | 36 | Solar |  |  | Withdrawn | Trade Secret | Trade |  |  |  | Solar*Rewards | Trade Secret | 2012
20263-228838-01 | Xcel Energy | 85 | 13781 | IOU | 04827517 | 9000 | Hydro |  |  | Interconnected | Trade Secret | Trade | MPK | MPK064 | Commercial |  | Trade Secret | 2022 | 2008
20263-228838-01 | Xcel Energy | 85 | 13781 | IOU | SRC074907 | 250 | Solar |  |  | Withdrawn | Trade Secret | Trade |  |  | Community Solar Garden | Solar*Rewards Community | Trade Secret | 2019
20263-228838-01 | Xcel Energy | 85 | 13781 | IOU | 03126858 | 1000 | Solar |  |  | Interconnected | Farmington | Trade | FRM | FRM071 | Community Solar Garden | Solar*Rewards Community | Trade Secret | 2015 | 2017
20263-228838-01 | Xcel Energy | 85 | 13781 | IOU | 03128246 | 1000 | Solar |  |  | Interconnected | Saint Cloud | Trade | SCL | SCL322 | Community Solar Garden | Solar*Rewards Community | Trade Secret | 2019 | 2019
20263-228838-01 |  |  |  |  | SRO29517 |  | Solar |  |  | Withdrawn | Trade Secret | Trade |  |  |  | Other |  | 2013
20263-228838-01 |  |  |  |  | 05032883 |  |  |  |  | Active Application | Trade Secret | Trade |  |  | Residential |  |  | 2022
20263-228838-01 | Xcel Energy | 85 | 13781 | IOU | 05595470 | 4000 | Solar |  |  | Withdrawn | Trade Secret | Trade |  |  | Commercial | Other | Trade Secret | 2023
20263-228838-01 |  |  |  |  | 06195287 |  | Solar |  |  | Withdrawn | Trade Secret | Trade |  |  | Residential | Solar*Rewards |  | 2025
20263-228838-01 | Xcel Energy | 85 | 13781 | IOU | SRC042258 | 1000 | Solar |  |  | Withdrawn | Trade Secret | Trade | MTR | MTR021 | Community Solar Garden | Solar*Rewards Community | Trade Secret | 2015
20263-228838-01 | Xcel Energy | 85 | 13781 | IOU | 03128586 | 250 | Solar |  |  | Interconnected | Mayer | Trade | WCS | WCS064 | Community Solar Garden | Solar*Rewards Community | Trade Secret | 2015 | 2018
20263-228838-01 |  |  |  |  | SRO28886 |  | Solar |  |  | Withdrawn | Trade Secret | Trade |  |  |  | Other |  | 2013
20263-228838-01 |  |  |  |  | 03219264 |  | Solar |  |  | Withdrawn | Trade Secret | Trade |  |  | Residential | Solar*Rewards |  | 2019
20263-228838-01 | Xcel Energy | 85 | 13781 | IOU | 03815667 | 1000 | Solar |  |  | Withdrawn | Trade Secret | Trade | ALB | ALB022 | Community Solar Garden | Solar*Rewards Community | Trade Secret | 2020
20263-228838-01 |  |  |  |  | 05252615 |  | Solar |  |  | Active Application | Trade Secret | Trade |  |  | Residential | Solar*Rewards |  | 2022
20263-228838-01 | Xcel Energy | 85 | 13781 | IOU | SRC071809 | 1000 | Solar |  |  | Withdrawn | Trade Secret | Trade | OPK | OPK077 | Community Solar Garden | Solar*Rewards Community | Trade Secret | 2019
20263-228838-01 | Xcel Energy | 85 | 13781 | IOU | SRC074492 | 1000 | Solar |  |  | Withdrawn | Trade Secret | Trade |  |  | Community Solar Garden | Solar*Rewards Community | Trade Secret | 2019
20263-228838-01 | Xcel Energy | 85 | 13781 | IOU | 03127017 | 1000 | Solar |  |  | Interconnected | Scandia | Trade | HUG | HUG321 | Community Solar Garden | Solar*Rewards Community | Trade Secret | 2015 | 2018
20263-228838-01 | Xcel Energy | 85 | 13781 | IOU | 03123370 | 1000 | Solar |  |  | Interconnected | Cologne | Trade | WWK | WWK321 | Community Solar Garden | Solar*Rewards Community | Trade Secret | 2016 | 2020
20263-228838-01 |  |  |  |  | OID2806372 |  | Solar |  |  | Withdrawn | Trade Secret | Trade | [5 empty] | 2009
20263-228838-01 |  |  |  |  | 06027064 |  | Solar |  |  | Active Application | Trade Secret | Trade |  |  | Residential | Solar*Rewards |  | 2024
20263-228838-01 |  |  |  |  | 04123958 |  | Solar |  |  | Active Application | Trade Secret | Trade |  |  | Residential | Solar*Rewards |  | 2020
20263-228838-01 | Xcel Energy | 85 | 13781 | IOU | 03129270 | 39.998 | Solar |  |  | Withdrawn | Trade Secret | Trade | KAN | KAN031 | Residential | Solar*Rewards | Trade Secret | 2018
20263-228838-01 | Xcel Energy | 85 | 13781 | IOU | SRC042406 | 1000 | Solar |  |  | Withdrawn | Trade Secret | Trade | MTV | MTV022 | Community Solar Garden | Solar*Rewards Community | Trade Secret | 2015
20263-228838-01 | Xcel Energy | 85 | 13781 | IOU | SRC052777 | 60 | Solar |  |  | Withdrawn | Trade Secret | Trade |  |  | Community Solar Garden | Solar*Rewards Community | Trade Secret | 2017
20263-228838-01 |  |  |  |  | SRO15562 |  | Solar |  |  | Withdrawn | Trade Secret | Trade |  |  |  | Other |  | 2010
20263-228838-01 | Xcel Energy | 85 | 13781 | IOU | 05602010 | 1000 | Solar |  |  | Active Application | Trade Secret | Trade |  |  | Community Solar Garden | Solar*Rewards Community | Trade Secret | 2023
20263-228838-01 | Xcel Energy | 85 | 13781 | IOU | 05380385 | 999.005 | Solar |  |  | Withdrawn | Trade Secret | Trade | HUG | HUG311 | Community Solar Garden | Solar*Rewards Community | Trade Secret | 2023
20263-228838-01 |  |  |  |  | 05396785 |  | Solar |  |  | Withdrawn | Trade Secret | Trade |  |  | Residential | Solar*Rewards |  | 2023
20263-228838-01 | Xcel Energy | 85 | 13781 | IOU | SRC040685 | 1000 | Solar |  |  | Withdrawn | Trade Secret | Trade | AFT | AFT315 | Community Solar Garden | Solar*Rewards Community | Trade Secret | 2015
20263-228838-01 | Xcel Energy | 85 | 13781 | IOU | SRC041296 | 1000 | Solar |  |  | Withdrawn | Trade Secret | Trade | WAK | WAK321 | Community Solar Garden | Solar*Rewards Community | Trade Secret | 2015
20263-228838-01 | Xcel Energy | 85 | 13781 | IOU | 03123378 | 1000 | Solar |  |  | Interconnected | Mantorville | Trade | KAN | KAN031 | Community Solar Garden | Solar*Rewards Community | Trade Secret | 2019 | 2020
20263-228838-01 | Xcel Energy | 85 | 13781 | IOU | 03129316 | 39.998 | Solar |  |  | Withdrawn | Trade Secret | Trade | GLK | GLK074 | Residential | Solar*Rewards | Trade Secret | 2018
20263-228838-01 |  |  |  |  | 05958549 |  | Solar |  |  | Withdrawn | Trade Secret | Trade |  |  | Residential | Solar*Rewards |  | 2024
20263-228838-01 | Xcel Energy | 85 | 13781 | IOU | SRC038527 | 1000 | Solar |  |  | Withdrawn | Trade Secret | Trade |  |  | Community Solar Garden | Solar*Rewards Community | Trade Secret | 2014
20263-228838-01 | Xcel Energy | 85 | 13781 | IOU | SRC039394 | 1000 | Solar |  |  | Withdrawn | Trade Secret | Trade | BLL | BLL071 | Community Solar Garden | Solar*Rewards Community | Trade Secret | 2015
20263-228838-01 | Xcel Energy | 85 | 13781 | IOU | 03124831 | 1000 | Solar |  |  | Interconnected | Sartell | Trade | GRC | GRC312 | Community Solar Garden | Solar*Rewards Community | Trade Secret | 2015 | 2017
20263-228838-01 |  |  |  |  | 05616239 |  |  |  |  | Withdrawn | Trade Secret | Trade |  |  | Residential |  |  | 2023
20263-228838-01 | Xcel Energy | 85 | 13781 | IOU | SRC038652 | 1000 | Solar |  |  | Withdrawn | Trade Secret | Trade | FSL | FSL311 | Community Solar Garden | Solar*Rewards Community | Trade Secret | 2014
20263-228838-01 | Xcel Energy | 85 | 13781 | IOU | 03127699 | 200 | Solar |  |  | Interconnected | Tyler | Trade | PIP | PIP090 | Community Solar Garden | Solar*Rewards Community | Trade Secret | 2015 | 2017
20263-228838-01 | Xcel Energy | 85 | 13781 | IOU | 03127358 | 1000 | Solar |  |  | Interconnected | Cokato | Trade | COK | COK061 | Community Solar Garden | Solar*Rewards Community | Trade Secret | 2015 | 2021
20263-228838-01 | Xcel Energy | 85 | 13781 | IOU | 05689604 | 1375 | Solar |  |  | Active Application | Trade Secret | Trade |  |  | Community Solar Garden | Solar*Rewards Community | Trade Secret | 2024
20263-228838-01 |  |  |  |  | 05588800 |  | Solar |  |  | Withdrawn | Trade Secret | Trade |  |  | Residential | Solar*Rewards |  | 2023
20263-228838-01 |  |  |  |  | 04947212 |  | Solar |  |  | Active Application | Trade Secret | Trade |  |  | Residential | Solar*Rewards |  | 2022
20263-228838-01 | Xcel Energy | 85 | 13781 | IOU | 03130951 | 2000 | Other |  |  | Interconnected | Trade Secret | Trade | NOF | NOF073 | Commercial |  | Trade Secret | 2003 | 2004
20263-228838-01 |  |  |  |  | 03824967 |  | Solar |  |  | Active Application | Trade Secret | Trade |  |  | Residential | Solar*Rewards |  | 2020
20263-228838-01 |  |  |  |  | 05675569 |  |  |  |  | Active Application | Trade Secret | Trade |  |  | Residential |  |  | 2023
20263-228838-01 | Xcel Energy | 85 | 13781 | IOU | 03121425 | 1000 | Solar |  |  | Interconnected | Kellogg | Trade | WAB | WAB031 | Community Solar Garden | Solar*Rewards Community | Trade Secret | 2017 | 2019
20263-228838-01 |  |  |  |  | 05717525 |  | Solar |  |  | Active Application | Trade Secret | Trade |  |  | Residential | Solar*Rewards |  | 2024
20263-228838-01 | Xcel Energy | 85 | 13781 | IOU | 03126920 | 1000 | Solar |  |  | Interconnected | Courtland | Trade | SWN | SWN022 | Community Solar Garden | Solar*Rewards Community | Trade Secret | 2016 | 2019
20263-228838-01 | Xcel Energy | 85 | 13781 | IOU | 03128506 | 996 | Solar |  |  | Interconnected | Janesville | Trade | WAS | WAS091 | Community Solar Garden | Solar*Rewards Community | Trade Secret | 2017 | 2019
20263-228838-01 | Xcel Energy | 85 | 13781 | IOU | SRC040609 | 1000 | Solar |  |  | Withdrawn | Trade Secret | Trade | SMT | SMT082 | Community Solar Garden | Solar*Rewards Community | Trade Secret | 2015
20263-228838-01 | Xcel Energy | 85 | 13781 | IOU | SRC042451 | 1000 | Solar |  |  | Withdrawn | Trade Secret | Trade | WCS | WCS064 | Community Solar Garden | Solar*Rewards Community | Trade Secret | 2015
20263-228838-01 |  |  |  |  | OID2806662 |  | Solar |  |  | Withdrawn | Trade Secret | Trade | [5 empty] | 2014
20263-228838-01 | Xcel Energy | 85 | 13781 | IOU | 05656303 | 1000 | Solar |  |  | Withdrawn | Trade Secret | Trade |  |  | Commercial | Other | Trade Secret | 2023
20263-228838-01 | Xcel Energy | 85 | 13781 | IOU | 05398247 | 1000 | Solar |  |  | Withdrawn | Trade Secret | Trade | KIM | KIM021 | Community Solar Garden | Solar*Rewards Community | Trade Secret | 2023
20263-228838-01 | Xcel Energy | 85 | 13781 | IOU | SRC042663 | 1000 | Solar |  |  | Withdrawn | Trade Secret | Trade | ALB | ALB022 | Community Solar Garden | Solar*Rewards Community | Trade Secret | 2015
20263-228838-01 | Xcel Energy | 85 | 13781 | IOU | 03244252 | 5.52 | Solar |  |  | Withdrawn | Trade Secret | Trade | TLK | TLK061 | Residential | Solar*Rewards | Trade Secret | 2019
20263-228838-01 | Xcel Energy | 85 | 13781 | IOU | 03271686 | 4.8 | Solar |  |  | Active Application | Trade Secret | Trade |  |  | Residential | Solar*Rewards | Trade Secret | 2019
20263-228838-01 |  |  |  |  | 06104002 |  | Solar |  |  | Active Application | Trade Secret | Trade |  |  | Residential | Solar*Rewards |  | 2025
20263-228838-01 | Xcel Energy | 85 | 13781 | IOU | SRC038636 | 1000 | Solar |  |  | Withdrawn | Trade Secret | Trade | SCL | SCL322 | Community Solar Garden | Solar*Rewards Community | Trade Secret | 2014
20263-228838-01 | Xcel Energy | 85 | 13781 | IOU | 03127264 | 1000 | Solar |  |  | Interconnected | Cottage Grove | Trade | CGR | CGR063 | Community Solar Garden | Solar*Rewards Community | Trade Secret | 2015 | 2018
20263-228838-01 | Xcel Energy | 85 | 13781 | IOU | SRC040835 | 1000 | Solar |  |  | Withdrawn | Trade Secret | Trade | SOH | SOH001 | Community Solar Garden | Solar*Rewards Community | Trade Secret | 2015
20263-228838-01 | Xcel Energy | 85 | 13781 | IOU | 03126692 | 1000 | Solar |  |  | Interconnected | Cottage Grove | Trade | CGR | CGR063 | Community Solar Garden | Solar*Rewards Community | Trade Secret | 2015 | 2018
20263-228838-01 |  |  |  |  | 05781306 |  | Solar |  |  | Active Application | Trade Secret | Trade |  |  | Residential | Solar*Rewards |  | 2024
20263-228838-01 | Xcel Energy | 85 | 13781 | IOU | SRC040404 | 1000 | Solar |  |  | Withdrawn | Trade Secret | Trade | CGR | CGR061 | Community Solar Garden | Solar*Rewards Community | Trade Secret | 2015
20263-228838-01 | Xcel Energy | 85 | 13781 | IOU | SRC038338 | 1000 | Solar |  |  | Withdrawn | Trade Secret | Trade | PAT | PAT313 | Community Solar Garden | Solar*Rewards Community | Trade Secret | 2014
20263-228838-01 | Xcel Energy | 85 | 13781 | IOU | SRC038741 | 1000 | Solar |  |  | Withdrawn | Trade Secret | Trade | VMR | VMR061 | Community Solar Garden | Solar*Rewards Community | Trade Secret | 2014
20263-228838-01 | Xcel Energy | 85 | 13781 | IOU | 05956265 | 5000 | Solar |  |  | Active Application | Trade Secret | Trade |  |  | Commercial | Solar*Rewards | Trade Secret | 2024
20263-228838-01 | Xcel Energy | 85 | 13781 | IOU | 03706416 | 1000 | Solar |  |  | Interconnected | Owatonna | Trade | MDF | MDF021 | Community Solar Garden | Solar*Rewards Community | Trade Secret | 2021 | 2023
20263-228838-01 |  |  |  |  | 04784868 |  | Solar |  |  | Active Application | Trade Secret | Trade |  |  | Residential | Solar*Rewards |  | 2021
20263-228838-01 | Xcel Energy | 85 | 13781 | IOU | 03125951 | 1000 | Solar |  |  | Interconnected | Lester Prairie | Trade | LSP | LSP021 | Community Solar Garden | Solar*Rewards Community | Trade Secret | 2015 | 2017
20263-228838-01 | Xcel Energy | 85 | 13781 | IOU | 03129263 | 19.999 | Solar |  |  | Withdrawn | Trade Secret | Trade | EXC | EXC062 | Residential | Solar*Rewards | Trade Secret | 2018
20263-228838-01 | Xcel Energy | 85 | 13781 | IOU | 03622708 | 990 | Solar |  |  | Withdrawn | Trade Secret | Trade | CHI | CHI311 | Community Solar Garden | Solar*Rewards Community | Trade Secret | 2020
20263-228838-01 | Xcel Energy | 85 | 13781 | IOU | 05458681 | 999 | Solar |  |  | Withdrawn | Trade Secret | Trade | CHI | CHI311 | Community Solar Garden | Solar*Rewards Community | Trade Secret | 2023
20263-228838-01 | Xcel Energy | 85 | 13781 | IOU | SRC049584 | 1000 | Solar |  |  | Withdrawn | Trade Secret | Trade | RAP | RAP081 | Community Solar Garden | Solar*Rewards Community | Trade Secret | 2016
20263-228838-01 | Xcel Energy | 85 | 13781 | IOU | 03127227 | 1000 | Solar |  |  | Interconnected | Northfield | Trade | NOF | NOF072 | Community Solar Garden | Solar*Rewards Community | Trade Secret | 2019 | 2020
20263-228838-01 | Xcel Energy | 85 | 13781 | IOU | SRC042342 | 998 | Solar |  |  | Withdrawn | Trade Secret | Trade | ALB | ALB022 | Community Solar Garden | Solar*Rewards Community | Trade Secret | 2015
20263-228838-01 | Xcel Energy | 85 | 13781 | IOU | SRC041449 | 1000 | Solar |  |  | Withdrawn | Trade Secret | Trade | LAE | LAE061 | Community Solar Garden | Solar*Rewards Community | Trade Secret | 2015
20263-228838-01 |  |  |  |  | 06039605 |  | Solar |  |  | Withdrawn | Trade Secret | Trade |  |  | Residential | Solar*Rewards |  | 2024
20263-228838-01 | Xcel Energy | 85 | 13781 | IOU | 04071678 | 1000 | Solar |  |  | Withdrawn | Trade Secret | Trade | PIP | PIP062 | Community Solar Garden | Solar*Rewards Community | Trade Secret | 2021
20263-228838-01 | Xcel Energy | 85 | 13781 | IOU | SRC049642 | 1000 | Solar |  |  | Withdrawn | Trade Secret | Trade |  |  | Community Solar Garden | Solar*Rewards Community | Trade Secret | 2016
20263-228838-01 | Xcel Energy | 85 | 13781 | IOU | OID3542516 | 33.3 | Solar |  |  | Withdrawn | Trade Secret | Trade |  |  | Commercial | Solar*Rewards | Trade Secret | 2018
20263-228838-01 | Xcel Energy | 85 | 13781 | IOU | OID4020939 | 33.3 | Solar |  |  | Withdrawn | Trade Secret | Trade |  |  | Commercial | Solar*Rewards | Trade Secret | 2019
20263-228838-01 | Xcel Energy | 85 | 13781 | IOU | 04237337 | 8.25 | Solar |  |  | Interconnected | Trade Secret | Trade | CTR | CTR031 | Residential | Solar*Rewards | Trade Secret | 2021 | 2021
20263-228838-01 | Xcel Energy | 85 | 13781 | IOU | 06339956 | 50 | Solar |  |  | Active Application | Trade Secret | Trade | CTR | CTR031 | Commercial |  | Trade Secret | 2026
20263-228838-01 | Xcel Energy | 85 | 13781 | IOU | 03130550 | 7.616 | Solar |  |  | Interconnected | Trade Secret | Trade | HUG | HUG321 | Residential | Solar*Rewards | Trade Secret | 2018 | 2019
20263-228838-01 | Xcel Energy | 85 | 13781 | IOU | 04458960 | 11.39 | Solar |  |  | Active Application | Trade Secret | Trade | RPO | RPO311 | Residential |  | Trade Secret | 2021
20263-228838-01 | Xcel Energy | 85 | 13781 | IOU | 05003944 | 13.05 | Solar |  |  | Interconnected | Trade Secret | Trade | RPO | RPO311 | Residential |  | Trade Secret | 2022 | 2022
20263-228838-01 | Xcel Energy | 85 | 13781 | IOU | 03131442 | 2.962 | Solar |  |  | Interconnected | Trade Secret | Trade | MEL | MEL061 | Commercial | Solar*Rewards | Trade Secret | 2017 | 2019
20263-228838-01 | Xcel Energy | 85 | 13781 | IOU | OID2946537 | 2.962 | Solar |  |  | Withdrawn | Trade Secret | Trade |  |  | Commercial | Solar*Rewards | Trade Secret | 2017
20263-228838-01 |  |  |  |  | OID2947272 |  | Solar |  |  | Withdrawn | Trade Secret | Trade |  |  | Commercial | Solar*Rewards |  | 2017
20263-228838-01 | Xcel Energy | 85 | 13781 | IOU | 03130248 | 9.994 | Solar |  |  | Interconnected | Trade Secret | Trade | PIP | PIP090 | Residential |  | Trade Secret | 2019 | 2019
20263-228838-01 |  |  |  |  | OID3749067 |  | Solar |  |  | Withdrawn | Trade Secret | Trade | PIP | PIP090 | Residential |  |  | 2019
20263-228838-01 | Xcel Energy | 85 | 13781 | IOU | 03131741 | 2.962 | Solar |  |  | Interconnected | Trade Secret | Trade | MEL | MEL061 | Residential | Solar*Rewards | Trade Secret | 2017 | 2017
20263-228838-01 | Xcel Energy | 85 | 13781 | IOU | 03131727 | 5 | Solar |  |  | Interconnected | Trade Secret | Trade | MEL | MEL061 | Residential | Solar*Rewards | Trade Secret | 2017 | 2017
20263-228838-01 | Xcel Energy | 85 | 13781 | IOU | 05150083 | 8.8 | Solar |  |  | Interconnected | Trade Secret | Trade | ECK | ECK322 | Residential |  | Trade Secret | 2022 | 2022
20263-228838-01 | Xcel Energy | 85 | 13781 | IOU | 03131974 | 5 | Solar |  |  | Interconnected | Trade Secret | Trade | MEL | MEL061 | Residential | Solar*Rewards | Trade Secret | 2017 | 2017
20263-228838-01 | Xcel Energy | 85 | 13781 | IOU | 06035071 | 11.5 | Solar |  |  | Withdrawn | Trade Secret | Trade | GSL | GSL341 | Residential | Solar*Rewards | Trade Secret | 2024
20263-228838-01 | Xcel Energy | 85 | 13781 | IOU | 06037198 | 11.5 | Solar |  | X | Interconnected | Trade Secret | Trade | GSL | GSL341 | Residential |  | Trade Secret | 2024 | 2025
20263-228838-01 | Xcel Energy | 85 | 13781 | IOU | 04022560 | 6.05 | Solar |  |  | Interconnected | Trade Secret | Trade | TWL | TWL066 | Residential |  | Trade Secret | 2020 | 2021
20263-228838-01 | Xcel Energy | 85 | 13781 | IOU | 04387985 | 9.994 | Solar |  |  | Interconnected | Trade Secret | Trade | LOK | LOK093 | Residential | Solar*Rewards | Trade Secret | 2021 | 2021
20263-228838-01 | Xcel Energy | 85 | 13781 | IOU | 04149755 | 9.994 | Solar |  |  | Active Application | Trade Secret | Trade | LOK | LOK093 | Residential | Solar*Rewards | Trade Secret | 2020
20263-228838-01 | Xcel Energy | 85 | 13781 | IOU | 05983403 | 3.84 | Solar |  |  | Active Application | Trade Secret | Trade | FSL | FSL311 | Residential | Solar*Rewards | Trade Secret | 2024
20263-228838-01 | Xcel Energy | 85 | 13781 | IOU | 03913835 | 6 | Solar |  |  | Interconnected | Trade Secret | Trade | ALD | ALD083 | Residential | Solar*Rewards | Trade Secret | 2020 | 2020
20263-228838-01 | Xcel Energy | 85 | 13781 | IOU | 04805352 | 8.41 | Solar |  |  | Interconnected | Trade Secret | Trade | HUG | HUG322 | Residential | Solar*Rewards | Trade Secret | 2022 | 2022
20263-228838-01 | Xcel Energy | 85 | 13781 | IOU | 05275092 | 10.121 | Solar |  |  | Interconnected | Trade Secret | Trade | EDA | EDA067 | Residential |  | Trade Secret | 2022 | 2023
20263-228838-01 | Xcel Energy | 85 | 13781 | IOU | 06018601 | 33.121 | Storage |  |  | Interconnected | Trade Secret | Trade | EDA | EDA067 | Residential |  | Trade Secret | 2024 | 2025
20263-228838-01 | Xcel Energy | 85 | 13781 | IOU | 05587391 | 11.904 | Solar |  |  | Interconnected | Trade Secret | Trade | WDY | WDY312 | Residential |  | Trade Secret | 2023 | 2024
20263-228838-01 | Xcel Energy | 85 | 13781 | IOU | 05745052 | 5.985 | Solar |  |  | Withdrawn | Trade Secret | Trade | TWL | TWL072 | Residential | Solar*Rewards | Trade Secret | 2024
20263-228838-01 | Xcel Energy | 85 | 13781 | IOU | 05766988 | 5.985 | Solar |  |  | Interconnected | Trade Secret | Trade | TWL | TWL072 | Commercial |  | Trade Secret | 2024 | 2024
20263-228838-01 | Xcel Energy | 85 | 13781 | IOU | 05759353 | 5.985 | Solar |  |  | Active Application | Trade Secret | Trade | TWL | TWL072 | Residential | Solar*Rewards | Trade Secret | 2024
20263-228838-01 | Xcel Energy | 85 | 13781 | IOU | 03192540 | 11.517 | Solar |  |  | Interconnected | Trade Secret | Trade | SCA | SCA021 | Residential | Solar*Rewards | Trade Secret | 2019 | 2020
20263-228838-01 | Xcel Energy | 85 | 13781 | IOU | OID3636547 | 13.616 | Solar |  |  | Withdrawn | Trade Secret | Trade | SCA | SCA021 | Residential | Solar*Rewards | Trade Secret | 2018
20263-228838-01 |  |  |  |  | OID3636491 |  | Solar |  |  | Withdrawn | Trade Secret | Trade | SCA | SCA021 | Residential | Solar*Rewards |  | 2018
20263-228838-01 | Xcel Energy | 85 | 13781 | IOU | OID3950064 | 11.6 | Solar |  |  | Withdrawn | Trade Secret | Trade | SCA | SCA021 | Residential | Solar*Rewards | Trade Secret | 2019
20263-228838-01 |  |  |  |  | OID3950062 |  | Solar |  |  | Withdrawn | Trade Secret | Trade | SCA | SCA021 | Residential | Solar*Rewards |  | 2019
20263-228838-01 |  |  |  |  | OID3868652 |  | Solar |  |  | Withdrawn | Trade Secret | Trade | SCA | SCA021 | Residential | Solar*Rewards |  | 2019
20263-228838-01 |  |  |  |  | OID3868650 |  | Solar |  |  | Withdrawn | Trade Secret | Trade | SCA | SCA021 | Residential | Solar*Rewards |  | 2019
20263-228838-01 | Xcel Energy | 85 | 13781 | IOU | 03129950 | 11.39 | Solar |  |  | Interconnected | Trade Secret | Trade | BLC | BLC062 | Residential | Solar*Rewards | Trade Secret | 2018 | 2019
20263-228838-01 | Xcel Energy | 85 | 13781 | IOU | 05645214 | 25.172 | Solar |  | X | Interconnected | Trade Secret | Trade | GSL | GSL074 | Residential |  | Trade Secret | 2023 | 2024
20263-228838-01 |  |  |  |  | 05990550 |  | Solar |  |  | Withdrawn | Trade Secret | Trade | WCR | WCR321 | Residential | Solar*Rewards |  | 2024
20263-228838-01 | Xcel Energy | 85 | 13781 | IOU | 05988506 | 9.425 | Solar |  |  | Interconnected | Trade Secret | Trade | WCR | WCR321 | Residential | Solar*Rewards | Trade Secret | 2024 | 2025
20263-228838-01 | Xcel Energy | 85 | 13781 | IOU | 04981181 | 5.22 | Solar |  |  | Active Application | Trade Secret | Trade | LCR | LCR311 | Residential | Solar*Rewards | Trade Secret | 2022
20263-228838-01 | Xcel Energy | 85 | 13781 | IOU | 04862354 | 8.376 | Solar |  |  | Interconnected | Trade Secret | Trade | AFT | AFT314 | Residential | Solar*Rewards | Trade Secret | 2022 | 2022
20263-228838-01 | Xcel Energy | 85 | 13781 | IOU | 05496609 | 562.5 | Solar |  |  | Active Application | Trade Secret | Trade | RIV | RIV066 | Commercial |  | Trade Secret | 2023
20263-228838-01 | Xcel Energy | 85 | 13781 | IOU | 05496595 | 562.5 |  |  |  | Active Application | Trade Secret | Trade | RIV | RIV066 | Commercial |  | Trade Secret | 2023
20263-228838-01 |  |  |  |  | OID3820184 |  | Other |  |  | Withdrawn | Trade Secret | Trade | EBL | EBL082 | Commercial |  |  | 2019
20263-228838-01 | Xcel Energy | 85 | 13781 | IOU | 04511522 | 8.12 | Solar |  |  | Interconnected | Trade Secret | Trade | AFT | AFT314 | Residential |  | Trade Secret | 2021 | 2021
20263-228838-01 | Xcel Energy | 85 | 13781 | IOU | OID4020656 | 29.982 | Solar |  |  | Withdrawn | Trade Secret | Trade | OPK | OPK077 | Residential | Solar*Rewards | Trade Secret | 2019
20263-228838-01 | Xcel Energy | 85 | 13781 | IOU | 03441403 | 29.982 | Solar |  |  | Interconnected | Trade Secret | Trade | OPK | OPK077 | Commercial | Solar*Rewards | Trade Secret | 2019 | 2020
20263-228838-01 | Xcel Energy | 85 | 13781 | IOU | 05390402 | 6.96 | Solar |  |  | Withdrawn | Trade Secret | Trade | RMT | RMT321 | Residential |  | Trade Secret | 2023
20263-228838-01 | Xcel Energy | 85 | 13781 | IOU | 04981178 | 6.96 | Solar |  |  | Interconnected | Trade Secret | Trade | RMT | RMT321 | Residential |  | Trade Secret | 2022 | 2023
20263-228838-01 | Xcel Energy | 85 | 13781 | IOU | 03509361 | 9.57 | Solar |  |  | Interconnected | Trade Secret | Trade | SLP | SLP092 | Residential | Solar*Rewards | Trade Secret | 2019 | 2020
20263-228838-01 | Xcel Energy | 85 | 13781 | IOU | 04377362 | 5.8 | Solar |  |  | Interconnected | Trade Secret | Trade | HWW | HWW074 | Residential | Solar*Rewards | Trade Secret | 2021 | 2021
20263-228838-01 | Xcel Energy | 85 | 13781 | IOU | 04793940 | 6.282 | Solar |  |  | Interconnected | Trade Secret | Trade | SOU | SOU077 | Residential | Solar*Rewards | Trade Secret | 2022 | 2022
20263-228838-01 | Xcel Energy | 85 | 13781 | IOU | 05741389 | 12.464 | Solar |  |  | Interconnected | Trade Secret | Trade | FSL | FSL312 | Residential | Solar*Rewards | Trade Secret | 2024 | 2024
20263-228838-01 | Xcel Energy | 85 | 13781 | IOU | 04916814 | 9.28 | Solar |  | X | Active Application | Trade Secret | Trade | SCA | SCA021 | Residential | Solar*Rewards | Trade Secret | 2022
20263-228838-01 | Xcel Energy | 85 | 13781 | IOU | 04989267 | 8.725 | Solar |  |  | Interconnected | Trade Secret | Trade | SLP | SLP076 | Residential | Solar*Rewards | Trade Secret | 2022 | 2022
20263-228838-01 | Xcel Energy | 85 | 13781 | IOU | 04793504 | 16.564 | Solar |  |  | Interconnected | Trade Secret | Trade | SLP | SLP084 | Commercial | Solar*Rewards | Trade Secret | 2022 | 2023
20263-228838-01 | Xcel Energy | 85 | 13781 | IOU | 04145116 | 5.5 | Solar |  |  | Interconnected | Trade Secret | Trade | VMR | VMR061 | Residential | Solar*Rewards | Trade Secret | 2020 | 2021
20263-228838-01 | Xcel Energy | 85 | 13781 | IOU | 04814058 | 3.836 | Solar |  |  | Interconnected | Trade Secret | Trade | ECK | ECK321 | Residential | Solar*Rewards | Trade Secret | 2022 | 2022
20263-228838-01 | Xcel Energy | 85 | 13781 | IOU | 05745192 | 6.98 | Solar |  | X | Interconnected | Trade Secret | Trade | CGR | CGR071 | Residential | Solar*Rewards | Trade Secret | 2024 | 2024
20263-228838-01 | Xcel Energy | 85 | 13781 | IOU | 04797969 | 8.41 | Solar |  |  | Interconnected | Trade Secret | Trade | WDY | WDY312 | Residential | Solar*Rewards | Trade Secret | 2022 | 2022
20263-228838-01 | Xcel Energy | 85 | 13781 | IOU | 06205852 | 7.6 | Solar |  |  | Active Application | Trade Secret | Trade | HSN | HSN322 | Residential | Solar*Rewards | Trade Secret | 2025
20263-228838-01 | Xcel Energy | 85 | 13781 | IOU | 04240012 | 7.616 | Solar |  |  | Interconnected | Trade Secret | Trade | LOK | LOK062 | Residential | Solar*Rewards | Trade Secret | 2021 | 2021
20263-228838-01 | Xcel Energy | 85 | 13781 | IOU | 05439668 | 6 | Solar |  |  | Interconnected | Trade Secret | Trade | MDT | MDT077 | Residential | Solar*Rewards | Trade Secret | 2023 | 2023
20263-228838-01 | Xcel Energy | 85 | 13781 | IOU | 05344829 | 4.06 | Solar |  |  | Interconnected | Trade Secret | Trade | TWL | TWL089 | Residential |  | Trade Secret | 2022 | 2023
20263-228838-01 | Xcel Energy | 85 | 13781 | IOU | 04797450 | 7.616 | Solar |  |  | Interconnected | Trade Secret | Trade | WSG | WSG063 | Residential |  | Trade Secret | 2022 | 2022
20263-228838-01 | Xcel Energy | 85 | 13781 | IOU | 03670599 | 166.6 | Solar |  |  | Interconnected | Trade Secret | Trade | SAK | SAK312 | Commercial |  | Trade Secret | 2020 | 2021
20263-228838-01 | Xcel Energy | 85 | 13781 | IOU | 05487201 | 17.664 | Solar |  |  | Interconnected | Trade Secret | Trade | WWK | WWK311 | Residential | Solar*Rewards | Trade Secret | 2023 | 2024
20263-228838-01 | Xcel Energy | 85 | 13781 | IOU | 05595468 | 3.78 | Solar |  |  | Interconnected | Trade Secret | Trade | VMR | VMR062 | Residential |  | Trade Secret | 2023 | 2023
20263-228838-01 | Xcel Energy | 85 | 13781 | IOU | 04595490 | 19.14 | Solar |  |  | Interconnected | Trade Secret | Trade | OPK | OPK077 | Residential |  | Trade Secret | 2021 | 2022
20263-228838-01 | Xcel Energy | 85 | 13781 | IOU | 06277174 | 28.6 | Storage |  |  | Active Application | Trade Secret | Trade | OPK | OPK077 | Residential |  | Trade Secret | 2026
20263-228838-01 | Xcel Energy | 85 | 13781 | IOU | 06096845 | 20.876 | Solar |  |  | Withdrawn | Trade Secret | Trade | SLP | SLP092 | Residential | Solar*Rewards | Trade Secret | 2025
20263-228838-01 | Xcel Energy | 85 | 13781 | IOU | 06101962 | 16.701 | Solar |  |  | Interconnected | Trade Secret | Trade | SLP | SLP092 | Residential | Solar*Rewards | Trade Secret | 2025 | 2025
20263-228838-01 | Xcel Energy | 85 | 13781 | IOU | 04966909 | 9.074 | Solar |  |  | Interconnected | Trade Secret | Trade | RMT | RMT321 | Residential | Solar*Rewards | Trade Secret | 2022 | 2022
20263-228838-01 | Xcel Energy | 85 | 13781 | IOU | 06233451 | 5.76 | Solar |  |  | Active Application | Trade Secret | Trade | LAP | LAP311 | Residential |  | Trade Secret | 2025
20263-228838-01 | Xcel Energy | 85 | 13781 | IOU | 04991077 | 34.6 | Solar |  |  | Withdrawn | Trade Secret | Trade | KAN | KAN031 | Residential | Solar*Rewards | Trade Secret | 2022
20263-228838-01 | Xcel Energy | 85 | 13781 | IOU | 06171501 | 7.216 | Solar |  |  | Interconnected | Trade Secret | Trade | DHL | DHL061 | Residential | Solar*Rewards | Trade Secret | 2025 | 2025
20263-228838-01 | Xcel Energy | 85 | 13781 | IOU | 06085645 | 5000 | Solar |  |  | Active Application | Trade Secret | Trade | WAS | WAS231 | Commercial |  | Trade Secret | 2025
20263-228838-01 |  |  |  |  | 05387065 |  | Solar |  |  | Active Application | Trade Secret | Trade | PBE | PBE061 | Residential | Solar*Rewards |  | 2023
20263-228838-01 | Xcel Energy | 85 | 13781 | IOU | 05357263 | 4.64 |  |  |  | Active Application | Trade Secret | Trade | PBE | PBE061 | Residential |  | Trade Secret | 2023
20263-228838-01 | Xcel Energy | 85 | 13781 | IOU | 05357273 | 4.64 | Solar |  |  | Interconnected | Trade Secret | Trade | PBE | PBE061 | Residential |  | Trade Secret | 2023 | 2023
20263-228838-01 | Xcel Energy | 85 | 13781 | IOU | 06136501 | 11.52 | Solar |  |  | Active Application | Trade Secret | Trade | HUG | HUG311 | Residential | Solar*Rewards | Trade Secret | 2025
20263-228838-01 | Xcel Energy | 85 | 13781 | IOU | 05495096 | 3.77 | Solar |  |  | Interconnected | Trade Secret | Trade | SLP | SLP097 | Residential |  | Trade Secret | 2023 | 2023
20263-228838-01 | Xcel Energy | 85 | 13781 | IOU | 05379315 | 3.77 | Solar |  |  | Interconnected | Trade Secret | Trade | CGR | CGR072 | Residential |  | Trade Secret | 2023 | 2023
20263-228838-01 | Xcel Energy | 85 | 13781 | IOU | 06263984 | 7.6 | Solar |  |  | Interconnected | Trade Secret | Trade | HSN | HSN321 | Residential |  | Trade Secret | 2025 | 2025
20263-228838-01 | Xcel Energy | 85 | 13781 | IOU | 05498825 | 4.424 | Solar |  |  | Interconnected | Trade Secret | Trade | PBE | PBE061 | Residential | Solar*Rewards | Trade Secret | 2023 | 2023
20263-228838-01 | Xcel Energy | 85 | 13781 | IOU | 03775648 | 999 | Solar |  |  | Interconnected | Clear Lake | Trade | SDX | SDX311 | Community Solar Garden | Solar*Rewards Community | Trade Secret | 2022 | 2024
20263-228838-01 | Xcel Energy | 85 | 13781 | IOU | 05372271 | 999.375 | Solar |  |  | Interconnected | Trade Secret | Trade | HSN | HSN312 | Commercial |  | Trade Secret | 2023 | 2024
20263-228838-01 | Xcel Energy | 85 | 13781 | IOU | 05863929 | 6.046 | Solar |  |  | Interconnected | Trade Secret | Trade | RAM | RAM071 | Residential |  | Trade Secret | 2024 | 2024
20263-228838-01 | Xcel Energy | 85 | 13781 | IOU | 06124640 | 11.007 | Solar |  |  | Active Application | Trade Secret | Trade | LAB | LAB311 | Residential |  | Trade Secret | 2025
20263-228838-01 | Xcel Energy | 85 | 13781 | IOU | 05363618 | 17.61 | Solar |  |  | Interconnected | Trade Secret | Trade | SLP | SLP082 | Commercial | Solar*Rewards | Trade Secret | 2023 | 2024
20263-228838-01 | Xcel Energy | 85 | 13781 | IOU | 05732485 | 2.792 | Solar |  |  | Interconnected | Trade Secret | Trade | IDA | IDA073 | Residential | Solar*Rewards | Trade Secret | 2024 | 2025
20263-228838-01 | Xcel Energy | 85 | 13781 | IOU | 03648700 | 1000 | Solar |  |  | Interconnected | Winsted | Trade | WSD | WSD061 | Community Solar Garden | Solar*Rewards Community | Trade Secret | 2022 | 2024
20263-228838-01 | Xcel Energy | 85 | 13781 | IOU | 05447483 | 99 | Solar |  |  | Interconnected | Trade Secret | Trade | SLP | SLP321 | Commercial |  | Trade Secret | 2023 | 2024
20263-228838-01 | Xcel Energy | 85 | 13781 | IOU | 04891598 | 9.995 | Solar |  |  | Interconnected | Trade Secret | Trade | TWL | TWL062 | Commercial | Solar*Rewards | Trade Secret | 2022 | 2024
20263-228838-01 | Xcel Energy | 85 | 13781 | IOU | 05336857 | 17.3 | Solar |  |  | Interconnected | Trade Secret | Trade | SLP | SLP076 | Commercial |  | Trade Secret | 2023 | 2024
20263-228838-01 | Xcel Energy | 85 | 13781 | IOU | 05356613 | 7.616 | Solar |  |  | Interconnected | Trade Secret | Trade | EDA | EDA073 | Residential | Solar*Rewards | Trade Secret | 2023 | 2023
20263-228838-01 | Xcel Energy | 85 | 13781 | IOU | 05357713 | 9.994 | Solar |  |  | Interconnected | Trade Secret | Trade | AFT | AFT315 | Residential | Solar*Rewards | Trade Secret | 2023 | 2023
20263-228838-01 | Xcel Energy | 85 | 13781 | IOU | 06018454 | 23.646 | Solar |  | X | Interconnected | Trade Secret | Trade | HSN | HSN321 | Residential | Solar*Rewards | Trade Secret | 2024 | 2025
20263-228838-01 | Xcel Energy | 85 | 13781 | IOU | 05410998 | 99 | Solar |  |  | Interconnected | Trade Secret | Trade | SLP | SLP092 | Commercial |  | Trade Secret | 2023 | 2024
20263-228838-01 | Xcel Energy | 85 | 13781 | IOU | 05670038 | 2.903 | Solar |  |  | Interconnected | Trade Secret | Trade | RMT | RMT321 | Residential |  | Trade Secret | 2024 | 2024
20263-228838-01 | Xcel Energy | 85 | 13781 | IOU | 06310166 | 70 | Solar |  |  | Active Application | Trade Secret | Trade | STY | STY062 | Commercial |  | Trade Secret | 2025
20263-228838-01 | Xcel Energy | 85 | 13781 | IOU | 05586737 | 7.56 | Solar |  |  | Active Application | Trade Secret | Trade | HWW | HWW073 | Residential | Solar*Rewards | Trade Secret | 2023
20263-228838-01 | Xcel Energy | 85 | 13781 | IOU | 06017991 | 12.56 | Storage |  |  | Interconnected | Trade Secret | Trade | HWW | HWW073 | Residential |  | Trade Secret | 2024 | 2025
20263-228838-01 | Xcel Energy | 85 | 13781 | IOU | 06112966 | 3.747 | Solar |  |  | Interconnected | Trade Secret | Trade | WIL | WIL073 | Residential |  | Trade Secret | 2025 | 2025
20263-228838-01 | Xcel Energy | 85 | 13781 | IOU | 05999298 | 3.747 | Solar |  |  | Active Application | Trade Secret | Trade | HSN | HSN321 | Commercial |  | Trade Secret | 2024
20263-228838-01 | Xcel Energy | 85 | 13781 | IOU | 06322172 | 8.725 | Solar |  | X | Active Application | Trade Secret | Trade | GSL | GSL341 | Residential | Solar*Rewards | Trade Secret | 2026
20263-228838-01 | Xcel Energy | 85 | 13781 | IOU | 03175806 | 9.994 | Solar |  |  | Interconnected | Trade Secret | Trade | MND | MND062 | Residential | Solar*Rewards | Trade Secret | 2019 | 2019
20263-228838-01 | Xcel Energy | 85 | 13781 | IOU | 04948282 | 8.12 | Solar |  |  | Interconnected | Trade Secret | Trade | SCL | SCL312 | Residential |  | Trade Secret | 2022 | 2022
20263-228838-01 | Xcel Energy | 85 | 13781 | IOU | 03133012 | 5 | Solar |  |  | Interconnected | Trade Secret | Trade | CEL | CEL064 | Residential | Solar*Rewards | Trade Secret | 2018 | 2019
20263-228838-01 | Xcel Energy | 85 | 13781 | IOU | 03130906 | 1.73 | Solar |  |  | Interconnected | Trade Secret | Trade | AFT | AFT314 | Residential |  | Trade Secret | 2009 | 2009
20263-228838-01 | Xcel Energy | 85 | 13781 | IOU | 03130277 | 11.52 | Solar |  |  | Interconnected | Trade Secret | Trade | ALD | ALD088 | Residential | Solar*Rewards | Trade Secret | 2019 | 2019
20263-228838-01 | Xcel Energy | 85 | 13781 | IOU | 05426609 | 5.985 | Solar |  |  | Interconnected | Trade Secret | Trade | WES | WES073 | Residential | Solar*Rewards | Trade Secret | 2023 | 2023
20263-228838-01 | Xcel Energy | 85 | 13781 | IOU | 05428621 | 5.985 | Solar |  |  | Active Application | Trade Secret | Trade | WES | WES073 | Residential | Solar*Rewards | Trade Secret | 2023
20263-228838-01 | Xcel Energy | 85 | 13781 | IOU | 03134158 | 7 | Solar |  |  | Interconnected | Trade Secret | Trade | REW | REW033 | Residential | Made in Minnesota | Trade Secret | 2014 | 2015
20263-228838-01 | Xcel Energy | 85 | 13781 | IOU | 05770225 | 9.216 | Solar |  |  | Interconnected | Trade Secret | Trade | REW | REW033 | Residential |  | Trade Secret | 2024 | 2024
20263-228838-01 | Xcel Energy | 85 | 13781 | IOU | 03132359 | 5 | Solar |  |  | Interconnected | Trade Secret | Trade | RRK | RRK082 | Residential | Solar*Rewards | Trade Secret | 2018 | 2019
20263-228838-01 | Xcel Energy | 85 | 13781 | IOU | 03130922 | 2.28 | Solar |  |  | Interconnected | Trade Secret | Trade | WIL | WIL084 | Residential |  | Trade Secret | 2009 | 2007
20263-228838-01 | Xcel Energy | 85 | 13781 | IOU | 05189706 | 8.99 | Solar |  |  | Interconnected | Trade Secret | Trade | CHE | CHE065 | Residential |  | Trade Secret | 2022 | 2022
20263-228838-01 | Xcel Energy | 85 | 13781 | IOU | 05958185 | 6.046 | Solar |  |  | Active Application | Trade Secret | Trade | RAM | RAM064 | Residential |  | Trade Secret | 2024
20263-228838-01 | Xcel Energy | 85 | 13781 | IOU | 05357221 | 9.994 | Solar |  |  | Interconnected | Trade Secret | Trade | LLK | LLK061 | Residential | Solar*Rewards | Trade Secret | 2023 | 2023
20263-228838-01 | Xcel Energy | 85 | 13781 | IOU | 03132335 | 7.63 | Solar |  |  | Interconnected | Trade Secret | Trade | AFT | AFT322 | Residential | Solar*Rewards | Trade Secret | 2018 | 2018
20263-228838-01 | Xcel Energy | 85 | 13781 | IOU | OID3061838 | 6 | Solar |  |  | Withdrawn | Trade Secret | Trade | AFT | AFT322 | Residential | Solar*Rewards | Trade Secret | 2017
20263-228838-01 | Xcel Energy | 85 | 13781 | IOU | 06065768 | 9.869 | Solar |  |  | Interconnected | Trade Secret | Trade | OPK | OPK067 | Residential |  | Trade Secret | 2025 | 2025
20263-228838-01 | Xcel Energy | 85 | 13781 | IOU | 05422747 | 13.44 | Solar |  |  | Withdrawn | Trade Secret | Trade | BYT | BYT072 | Residential |  | Trade Secret | 2023
20263-228838-01 | Xcel Energy | 85 | 13781 | IOU | 05531606 | 13.44 | Solar |  |  | Interconnected | Trade Secret | Trade | BYT | BYT072 | Residential | Solar*Rewards | Trade Secret | 2023 | 2023
20263-228838-01 | Xcel Energy | 85 | 13781 | IOU | 06201532 | 6.98 | Solar |  |  | Interconnected | Trade Secret | Trade | KOL | KOL065 | Residential | Solar*Rewards | Trade Secret | 2025 | 2025
20263-228838-01 | Xcel Energy | 85 | 13781 | IOU | 05134495 | 6.96 | Solar |  |  | Interconnected | Trade Secret | Trade | WCR | WCR322 | Residential |  | Trade Secret | 2022 | 2023
20263-228838-01 | Xcel Energy | 85 | 13781 | IOU | 04651193 | 9.994 | Solar |  |  | Interconnected | Trade Secret | Trade | TLK | TLK061 | Residential |  | Trade Secret | 2021 | 2022
20263-228838-01 | Xcel Energy | 85 | 13781 | IOU | 03769582 | 7.329 | Solar |  |  | Interconnected | Trade Secret | Trade | SOU | SOU083 | Residential | Solar*Rewards | Trade Secret | 2020 | 2020
20263-228838-01 |  |  |  |  | 06166713 |  |  |  |  | Active Application | Trade Secret | Trade | SOU | SOU065 | Commercial |  |  | 2025
20263-228838-01 | Xcel Energy | 85 | 13781 | IOU | 03132784 | 19.999 | Solar |  |  | Interconnected | Trade Secret | Trade | WSG | WSG065 | Commercial | Solar*Rewards | Trade Secret | 2018 | 2019
20263-228838-01 | Xcel Energy | 85 | 13781 | IOU | 03131566 | 19.999 | Solar |  |  | Interconnected | Trade Secret | Trade | WSG | WSG065 | Commercial | Solar*Rewards | Trade Secret | 2017 | 2018
20263-228838-01 | Xcel Energy | 85 | 13781 | IOU | 05388538 | 299.7 | Solar |  |  | Interconnected | Trade Secret | Trade | WSG | WSG065 | Commercial |  | Trade Secret | 2023 | 2023
20263-228838-01 | Xcel Energy | 85 | 13781 | IOU | SRO24713 | 2 | Solar |  |  | Withdrawn | Trade Secret | Trade | MPK | MPK064 | Residential | Solar*Rewards | Trade Secret | 2012
20263-228838-01 | Xcel Energy | 85 | 13781 | IOU | 03131130 | 2.58 | Solar |  |  | Interconnected | Trade Secret | Trade | MPK | MPK064 | Residential |  | Trade Secret | 2012 | 2012
20263-228838-01 | Xcel Energy | 85 | 13781 | IOU | 04354123 | 5 | Solar |  |  | Interconnected | Trade Secret | Trade | KAN | KAN022 | Residential | Solar*Rewards | Trade Secret | 2021 | 2022
20263-228838-01 | Xcel Energy | 85 | 13781 | IOU | 05356985 | 4.64 | Solar |  |  | Interconnected | Trade Secret | Trade | WIL | WIL079 | Residential | Solar*Rewards | Trade Secret | 2023 | 2023
20263-228838-01 | Xcel Energy | 85 | 13781 | IOU | OID3613083 | 39.998 | Solar |  |  | Withdrawn | Trade Secret | Trade | APA | APA071 | Commercial | Solar*Rewards | Trade Secret | 2018
20263-228838-01 | Xcel Energy | 85 | 13781 | IOU | 03129738 | 99.9 | Solar |  |  | Interconnected | Trade Secret | Trade | APA | APA071 | Commercial |  | Trade Secret | 2019 | 2019
20263-228838-01 | Xcel Energy | 85 | 13781 | IOU | 03130784 | 10 | Solar |  |  | Interconnected | Trade Secret | Trade | TER | TER065 | Commercial |  | Trade Secret | 2006 | 2007
20263-228838-01 | Xcel Energy | 85 | 13781 | IOU | 04526906 | 10.15 | Solar |  |  | Interconnected | Trade Secret | Trade | CHE | CHE076 | Residential |  | Trade Secret | 2021 | 2021
20263-228838-01 | Xcel Energy | 85 | 13781 | IOU | SRO29057 | 4.515 | Solar |  |  | Withdrawn | Trade Secret | Trade | LAC | LAC063 | Residential | Solar*Rewards | Trade Secret | 2013
20263-228838-01 | Xcel Energy | 85 | 13781 | IOU | SRO22401 | 0.215 | Solar |  |  | Withdrawn | Trade Secret | Trade | LAC | LAC063 | Residential | Solar*Rewards | Trade Secret | 2012
20263-228838-01 | Xcel Energy | 85 | 13781 | IOU | 03131193 | 5.25 | Solar |  |  | Interconnected | Trade Secret | Trade | LAC | LAC063 | Residential |  | Trade Secret | 2014 | 2014
20263-228838-01 | Xcel Energy | 85 | 13781 | IOU | 04944482 | 7.616 | Solar |  |  | Active Application | Trade Secret | Trade | OAD | OAD063 | Residential |  | Trade Secret | 2022
20263-228838-01 | Xcel Energy | 85 | 13781 | IOU | 03133027 | 9.994 | Solar |  |  | Interconnected | Trade Secret | Trade | SOU | SOU087 | Residential | Solar*Rewards | Trade Secret | 2018 | 2019
20263-228838-01 | Xcel Energy | 85 | 13781 | IOU | 04804436 | 7.616 | Solar |  |  | Interconnected | Trade Secret | Trade | WYO | WYO032 | Residential |  | Trade Secret | 2022 | 2023
20263-228838-01 | Xcel Energy | 85 | 13781 | IOU | 04287974 | 6.24 | Solar |  |  | Interconnected | Trade Secret | Trade | SOU | SOU086 | Residential | Solar*Rewards | Trade Secret | 2021 | 2021
20263-228838-01 | Xcel Energy | 85 | 13781 | IOU | 04776148 | 4.35 | Solar |  |  | Interconnected | Trade Secret | Trade | MPK | MPK076 | Residential |  | Trade Secret | 2021 | 2022
20263-228838-01 | Xcel Energy | 85 | 13781 | IOU | 06270314 | 6.528 | Solar |  |  | Active Application | Trade Secret | Trade | LLK | LLK071 | Residential |  | Trade Secret | 2025
20263-228838-01 | Xcel Energy | 85 | 13781 | IOU | 04420861 | 4.64 | Solar |  |  | Interconnected | Trade Secret | Trade | HWW | HWW073 | Residential | Solar*Rewards | Trade Secret | 2021 | 2021
20263-228838-01 | Xcel Energy | 85 | 13781 | IOU | 03921020 | 6.05 | Solar |  |  | Interconnected | Trade Secret | Trade | PBE | PBE061 | Residential | Solar*Rewards | Trade Secret | 2020 | 2020
20263-228838-01 | Xcel Energy | 85 | 13781 | IOU | 04423100 | 5.22 | Solar |  |  | Interconnected | Trade Secret | Trade | RPL | RPL063 | Residential | Solar*Rewards | Trade Secret | 2021 | 2021
20263-228838-01 | Xcel Energy | 85 | 13781 | IOU | 05209653 | 15.358 | Solar |  | X | Interconnected | Trade Secret | Trade | RPO | RPO312 | Residential |  | Trade Secret | 2022 | 2023
20263-228838-01 | Xcel Energy | 85 | 13781 | IOU | 03530019 | 4.64 | Solar |  |  | Interconnected | Trade Secret | Trade | RPL | RPL074 | Residential | Solar*Rewards | Trade Secret | 2020 | 2020
20263-228838-01 | Xcel Energy | 85 | 13781 | IOU | 05819079 | 100 |  |  |  | Active Application | Trade Secret | Trade | RPL | RPL075 | Commercial |  | Trade Secret | 2024
20263-228838-01 | Xcel Energy | 85 | 13781 | IOU | 03135083 | 5 | Solar |  |  | Interconnected | Trade Secret | Trade | DND | DND061 | Residential | Solar*Rewards | Trade Secret | 2016 | 2017
20263-228838-01 | Xcel Energy | 85 | 13781 | IOU | OID2331234 | 6 | Solar |  |  | Withdrawn | Trade Secret | Trade | DND | DND061 | Residential | Solar*Rewards | Trade Secret | 2015
20263-228838-01 | Xcel Energy | 85 | 13781 | IOU | 03132627 | 11.2 | Solar |  |  | Interconnected | Trade Secret | Trade | REW | REW021 | Residential | Solar*Rewards | Trade Secret | 2018 | 2018
20263-228838-01 | Xcel Energy | 85 | 13781 | IOU | 03263591 | 12.18 | Solar |  |  | Interconnected | Trade Secret | Trade | BYT | BYT071 | Residential | Solar*Rewards | Trade Secret | 2019 | 2020
20263-228838-01 | Xcel Energy | 85 | 13781 | IOU | 03697015 | 6.15 | Solar |  |  | Interconnected | Trade Secret | Trade | GNL | GNL071 | Residential | Solar*Rewards | Trade Secret | 2020 | 2021
20263-228838-01 |  |  |  |  | 05561644 |  | Solar |  |  | Withdrawn | Trade Secret | Trade | APA | APA064 | Residential | Solar*Rewards |  | 2023
20263-228838-01 | Xcel Energy | 85 | 13781 | IOU | 05991246 | 6.631 | Solar |  |  | Interconnected | Trade Secret | Trade | SHP | SHP072 | Residential | Solar*Rewards | Trade Secret | 2024 | 2025
20263-228838-01 | Xcel Energy | 85 | 13781 | IOU | 03133411 | 3.44 | Solar |  |  | Interconnected | Trade Secret | Trade | SLP | SLP082 | Residential | Solar*Rewards | Trade Secret | 2011 | 2012
20263-228838-01 | Xcel Energy | 85 | 13781 | IOU | 03217081 | 7.616 | Solar |  |  | Interconnected | Trade Secret | Trade | ALK | ALK063 | Residential | Solar*Rewards | Trade Secret | 2019 | 2020
20263-228838-01 | Xcel Energy | 85 | 13781 | IOU | 04003343 | 6 | Solar |  |  | Interconnected | Trade Secret | Trade | GNL | GNL071 | Residential | Solar*Rewards | Trade Secret | 2020 | 2020
20263-228838-01 |  |  |  |  | OID2939253 |  | Solar |  |  | Withdrawn | Trade Secret | Trade | GNL | GNL071 | Residential | Solar*Rewards |  | 2017
20263-228838-01 | Xcel Energy | 85 | 13781 | IOU | 05948471 | 5.76 | Solar |  |  | Active Application | Trade Secret | Trade | RAM | RAM071 | Residential | Solar*Rewards | Trade Secret | 2024
20263-228838-01 | Xcel Energy | 85 | 13781 | IOU | 05844519 | 5.76 | Solar |  |  | Interconnected | Trade Secret | Trade | RAM | RAM071 | Residential |  | Trade Secret | 2024 | 2024
20263-228838-01 | Xcel Energy | 85 | 13781 | IOU | 05900039 | 5.76 | Solar |  |  | Withdrawn | Trade Secret | Trade | RAM | RAM071 | Residential | Solar*Rewards | Trade Secret | 2024
20263-228838-01 | Xcel Energy | 85 | 13781 | IOU | 05948482 | 5.76 | Solar |  |  | Active Application | Trade Secret | Trade | RAM | RAM071 | Residential |  | Trade Secret | 2024
20263-228838-01 | Xcel Energy | 85 | 13781 | IOU | 06236184 | 7.6 | Solar |  |  | Active Application | Trade Secret | Trade | RMT | RMT321 | Residential |  | Trade Secret | 2025
20263-228838-01 | Xcel Energy | 85 | 13781 | IOU | 04316208 | 8.725 | Solar |  |  | Interconnected | Trade Secret | Trade | ALD | ALD088 | Residential | Solar*Rewards | Trade Secret | 2021 | 2021
20263-228838-01 | Xcel Energy | 85 | 13781 | IOU | 05807377 | 3.796 | Solar |  |  | Interconnected | Trade Secret | Trade | RIV | RIV073 | Residential | Solar*Rewards | Trade Secret | 2024 | 2024
20263-228838-01 | Xcel Energy | 85 | 13781 | IOU | 06076304 | 9.423 | Solar |  |  | Interconnected | Trade Secret | Trade | DBL | DBL060 | Residential | Solar*Rewards | Trade Secret | 2025 | 2025
20263-228838-01 | Xcel Energy | 85 | 13781 | IOU | 05124296 | 5.052 | Solar |  |  | Interconnected | Trade Secret | Trade | WCR | WCR322 | Residential |  | Trade Secret | 2022 | 2022
20263-228838-01 | Xcel Energy | 85 | 13781 | IOU | 05978139 | 5.052 | Solar |  |  | Withdrawn | Trade Secret | Trade | FAB | FAB071 | Residential |  | Trade Secret | 2024
20263-228838-01 | Xcel Energy | 85 | 13781 | IOU | 05978123 | 3.747 | Solar |  |  | Interconnected | Trade Secret | Trade | FAB | FAB071 | Residential |  | Trade Secret | 2024 | 2025
20263-228838-01 | Xcel Energy | 85 | 13781 | IOU | 03135067 | 36.5 | Solar |  |  | Interconnected | Trade Secret | Trade | EWI | EWI022 | Commercial | Made in Minnesota | Trade Secret | 2016 | 2016
20263-228838-01 | Xcel Energy | 85 | 13781 | IOU | OID2251328 | 20 | Solar |  |  | Withdrawn | Trade Secret | Trade | EWI | EWI022 | Commercial | Solar*Rewards | Trade Secret | 2015
20263-228838-01 | Xcel Energy | 85 | 13781 | IOU | 03133200 | 2.94 | Solar |  |  | Interconnected | Trade Secret | Trade | STY | STY061 | Residential | Solar*Rewards | Trade Secret | 2010 | 2010
20263-228838-01 | Xcel Energy | 85 | 13781 | IOU | 04795992 | 5.584 | Solar |  |  | Withdrawn | Trade Secret | Trade | HWW | HWW071 | Residential | Solar*Rewards | Trade Secret | 2022
20263-228838-01 | Xcel Energy | 85 | 13781 | IOU | OID2587751 | 3.8 | Solar |  |  | Withdrawn | Trade Secret | Trade | GLK | GLK061 | Residential | Made in Minnesota | Trade Secret | 2016
20263-228838-01 | Xcel Energy | 85 | 13781 | IOU | 03131814 | 3.8 | Solar |  |  | Interconnected | Trade Secret | Trade | GLK | GLK061 | Residential | Made in Minnesota | Trade Secret | 2017 | 2017
20263-228838-01 | Xcel Energy | 85 | 13781 | IOU | 04180668 | 5.054 | Solar |  |  | Active Application | Trade Secret | Trade | SOU | SOU064 | Residential | Solar*Rewards | Trade Secret | 2020
20263-228838-01 | Xcel Energy | 85 | 13781 | IOU | 05758888 | 7.616 | Solar |  |  | Interconnected | Trade Secret | Trade | SOU | SOU064 | Residential | Solar*Rewards | Trade Secret | 2024 | 2024
20263-228838-01 | Xcel Energy | 85 | 13781 | IOU | 03133752 | 8 | Solar |  |  | Interconnected | Trade Secret | Trade | AFT | AFT322 | Residential | Solar*Rewards | Trade Secret | 2013 | 2013
20263-228838-01 | Xcel Energy | 85 | 13781 | IOU | SRO24120 | 9 | Solar |  |  | Withdrawn | Trade Secret | Trade | AFT | AFT322 | Residential | Solar*Rewards | Trade Secret | 2012
20263-228838-01 | Xcel Energy | 85 | 13781 | IOU | SRO23996 | 8 | Solar |  |  | Withdrawn | Trade Secret | Trade | AFT | AFT322 | Residential | Solar*Rewards | Trade Secret | 2012
20263-228838-01 | Xcel Energy | 85 | 13781 | IOU | SRO29997 | 8 | Solar |  |  | Withdrawn | Trade Secret | Trade | AFT | AFT322 | Residential | Solar*Rewards | Trade Secret | 2013
20263-228838-01 | Xcel Energy | 85 | 13781 | IOU | 05938101 | 3.747 | Solar |  |  | Interconnected | Trade Secret | Trade | WIL | WIL075 | Residential |  | Trade Secret | 2024 | 2025
20263-228838-01 | Xcel Energy | 85 | 13781 | IOU | 04681268 | 7.672 | Solar |  |  | Interconnected | Trade Secret | Trade | RVA | RVA061 | Residential |  | Trade Secret | 2021 | 2022
20263-228838-01 | Xcel Energy | 85 | 13781 | IOU | 04794449 | 4.886 | Solar |  |  | Interconnected | Trade Secret | Trade | CGR | CGR061 | Residential | Solar*Rewards | Trade Secret | 2022 | 2022
20263-228838-01 | Xcel Energy | 85 | 13781 | IOU | 05402036 | 9.425 | Solar |  |  | Withdrawn | Trade Secret | Trade | MEL | MEL068 | Residential | Solar*Rewards | Trade Secret | 2023
20263-228838-01 | Xcel Energy | 85 | 13781 | IOU | 05408009 | 9.75 | Solar |  |  | Interconnected | Trade Secret | Trade | MEL | MEL068 | Residential |  | Trade Secret | 2023 | 2023
20263-228838-01 | Xcel Energy | 85 | 13781 | IOU | 03134099 | 3.6 | Solar |  |  | Interconnected | Trade Secret | Trade | UPP | UPP084 | Residential | Made in Minnesota | Trade Secret | 2014 | 2014
20263-228838-01 | Xcel Energy | 85 | 13781 | IOU | 05949274 | 3.796 | Solar |  |  | Interconnected | Trade Secret | Trade | UPP | UPP084 | Residential | Solar*Rewards | Trade Secret | 2024 | 2024
20263-228838-01 | Xcel Energy | 85 | 13781 | IOU | 03289372 | 3.77 | Solar |  |  | Interconnected | Trade Secret | Trade | SOU | SOU064 | Residential | Solar*Rewards | Trade Secret | 2019 | 2020
20263-228838-01 | Xcel Energy | 85 | 13781 | IOU | 05647374 | 2.52 | Solar |  |  | Interconnected | Trade Secret | Trade | UPP | UPP066 | Residential |  | Trade Secret | 2023 | 2024
20263-228838-01 |  |  |  |  | OID3908647 |  | Solar |  |  | Withdrawn | Trade Secret | Trade | MST | MST066 | Residential | Solar*Rewards |  | 2019
20263-228838-01 | Xcel Energy | 85 | 13781 | IOU | 05227635 | 4.886 | Solar |  |  | Interconnected | Trade Secret | Trade | APA | APA075 | Residential |  | Trade Secret | 2022 | 2022
20263-228838-01 | Xcel Energy | 85 | 13781 | IOU | 05414238 | 6.825 | Solar |  |  | Interconnected | Trade Secret | Trade | APA | APA069 | Residential | Solar*Rewards | Trade Secret | 2023 | 2023
20263-228838-01 | Xcel Energy | 85 | 13781 | IOU | 03730535 | 19.988 | Solar |  |  | Interconnected | Trade Secret | Trade | WRR | WRR075 | Commercial | Solar*Rewards | Trade Secret | 2020 | 2021
20263-228838-01 | Xcel Energy | 85 | 13781 | IOU | 04990614 | 99.9 | Solar |  |  | Interconnected | Trade Secret | Trade | OAD | OAD071 | Commercial | Solar*Rewards | Trade Secret | 2022 | 2023
20263-228838-01 | Xcel Energy | 85 | 13781 | IOU | 03773313 | 5 | Solar |  |  | Interconnected | Trade Secret | Trade | XRD | XRD077 | Commercial | Solar*Rewards | Trade Secret | 2020 | 2020
20263-228838-01 | Xcel Energy | 85 | 13781 | IOU | 06191290 | 7.6 | Solar |  |  | Withdrawn | Trade Secret | Trade | SAK | SAK321 | Residential | Solar*Rewards | Trade Secret | 2025
20263-228838-01 | Xcel Energy | 85 | 13781 | IOU | 06243519 | 7.6 | Solar |  |  | Interconnected | Trade Secret | Trade | SAK | SAK321 | Residential |  | Trade Secret | 2025 | 2025
20263-228838-01 | Xcel Energy | 85 | 13781 | IOU | 03134404 | 5 | Solar |  |  | Interconnected | Trade Secret | Trade | SOU | SOU083 | Residential | Made in Minnesota | Trade Secret | 2015 | 2015
20263-228838-01 |  |  |  |  | OID2250829 |  | Solar |  |  | Withdrawn | Trade Secret | Trade | SOU | SOU083 | Residential | Solar*Rewards |  | 2015
20263-228838-01 | Xcel Energy | 85 | 13781 | IOU | OID2059020 | 4.8 | Solar |  |  | Withdrawn | Trade Secret | Trade | BLC | BLC062 | Residential | Solar*Rewards | Trade Secret | 2014
20263-228838-01 | Xcel Energy | 85 | 13781 | IOU | 03133896 | 10.5 | Solar |  |  | Interconnected | Trade Secret | Trade | NOF | NOF071 | Residential | Made in Minnesota | Trade Secret | 2014 | 2014
20263-228838-01 | Xcel Energy | 85 | 13781 | IOU | 06242658 | 39.999 | Solar |  |  | Active Application | Trade Secret | Trade | STY | STY062 | Commercial |  | Trade Secret | 2025
20263-228838-01 | Xcel Energy | 85 | 13781 | IOU | 05814384 | 5.052 | Solar |  |  | Interconnected | Trade Secret | Trade | TLK | TLK064 | Residential |  | Trade Secret | 2024 | 2025
20263-228838-01 | Xcel Energy | 85 | 13781 | IOU | 06083953 | 39.75 | Solar |  |  | Active Application | Trade Secret | Trade | SCL | SCL313 | Commercial |  | Trade Secret | 2025
20263-228838-01 | Xcel Energy | 85 | 13781 | IOU | 03648927 | 2.64 | Solar |  |  | Interconnected | Trade Secret | Trade | ALD | ALD073 | Residential | Solar*Rewards | Trade Secret | 2020 | 2020
20263-228838-01 |  |  |  |  | 04444703 |  | Solar |  |  | Active Application | Trade Secret | Trade | MND | MND062 | Residential | Solar*Rewards |  | 2021
20263-228838-01 | Xcel Energy | 85 | 13781 | IOU | 05239649 | 4.592 | Solar |  |  | Interconnected | Trade Secret | Trade | FSL | FSL312 | Residential |  | Trade Secret | 2022 | 2023
20263-228838-01 | Xcel Energy | 85 | 13781 | IOU | 05979450 | 3.747 | Solar |  |  | Interconnected | Trade Secret | Trade | GRC | GRC312 | Residential |  | Trade Secret | 2024 | 2025
20263-228838-01 | Xcel Energy | 85 | 13781 | IOU | 05855406 | 11.136 | Solar |  |  | Interconnected | Trade Secret | Trade | WCR | WCR322 | Residential | Solar*Rewards | Trade Secret | 2024 | 2024
20263-228838-01 | Xcel Energy | 85 | 13781 | IOU | 03131554 | 7.625 | Solar |  |  | Interconnected | Trade Secret | Trade | RPO | RPO312 | Residential | Made in Minnesota | Trade Secret | 2017 | 2017
20263-228838-01 | Xcel Energy | 85 | 13781 | IOU | 04440932 | 6.98 | Solar |  |  | Interconnected | Trade Secret | Trade | UPP | UPP063 | Residential | Solar*Rewards | Trade Secret | 2021 | 2021
20263-228838-01 | Xcel Energy | 85 | 13781 | IOU | OID3898714 | 4.64 | Solar |  |  | Interconnected | Trade Secret | Trade | GPH | GPH061 | Residential | Solar*Rewards | Trade Secret | 2019 | 2020
20263-228838-01 | Xcel Energy | 85 | 13781 | IOU | 03135082 | 9 | Solar |  |  | Interconnected | Trade Secret | Trade | WAB | WAB031 | Residential | Made in Minnesota | Trade Secret | 2016 | 2016
20263-228838-01 | Xcel Energy | 85 | 13781 | IOU | 05396136 | 2.32 | Solar |  |  | Interconnected | Trade Secret | Trade | SOU | SOU060 | Residential |  | Trade Secret | 2023 | 2023
20263-228838-01 | Xcel Energy | 85 | 13781 | IOU | 05711664 | 4.18 | Solar |  |  | Interconnected | Trade Secret | Trade | MPK | MPK084 | Residential | Solar*Rewards | Trade Secret | 2024 | 2024
20263-228838-01 | Xcel Energy | 85 | 13781 | IOU | OID2632876 | 7.63 | Solar |  |  | Withdrawn | Trade Secret | Trade | WIL | WIL063 | Residential | Solar*Rewards | Trade Secret | 2016
20263-228838-01 | Xcel Energy | 85 | 13781 | IOU | 06205844 | 4.934 | Solar |  | X | Active Application | Trade Secret | Trade | MND | MND062 | Residential | Solar*Rewards | Trade Secret | 2025
20263-228838-01 | Xcel Energy | 85 | 13781 | IOU | 05844768 | 3.747 | Solar |  |  | Interconnected | Trade Secret | Trade | STY | STY075 | Residential |  | Trade Secret | 2024 | 2024
20263-228838-01 | Xcel Energy | 85 | 13781 | IOU | 03320239 | 9.994 | Solar |  |  | Interconnected | Trade Secret | Trade | APA | APA077 | Residential | Solar*Rewards | Trade Secret | 2019 | 2020
20263-228838-01 | Xcel Energy | 85 | 13781 | IOU | 05945218 | 5.235 | Solar |  |  | Interconnected | Trade Secret | Trade | EDA | EDA071 | Residential | Solar*Rewards | Trade Secret | 2024 | 2024
20263-228838-01 | Xcel Energy | 85 | 13781 | IOU | 04148913 | 3.48 | Solar |  |  | Interconnected | Trade Secret | Trade | EDA | EDA084 | Residential | Solar*Rewards | Trade Secret | 2020 | 2021
20263-228838-01 | Xcel Energy | 85 | 13781 | IOU | OID2120712 | 18 | Solar |  |  | Withdrawn | Trade Secret | Trade | MST | MST080 | Commercial | Solar*Rewards | Trade Secret | 2014
20263-228838-01 | Xcel Energy | 85 | 13781 | IOU | 06342820 | 3.49 | Solar |  |  | Active Application | Trade Secret | Trade | MPK | MPK085 | Residential |  | Trade Secret | 2026
20263-228838-01 | Xcel Energy | 85 | 13781 | IOU | 05954539 | 5.76 | Solar |  |  | Active Application | Trade Secret | Trade | HUG | HUG312 | Residential | Solar*Rewards | Trade Secret | 2024
20263-228838-01 | Xcel Energy | 85 | 13781 | IOU | 03349426 | 9.994 | Solar |  |  | Interconnected | Trade Secret | Trade | SLP | SLP321 | Residential | Solar*Rewards | Trade Secret | 2019 | 2020
20263-228838-01 | Xcel Energy | 85 | 13781 | IOU | 03668945 | 4.188 | Solar |  |  | Interconnected | Trade Secret | Trade | LOK | LOK093 | Residential | Solar*Rewards | Trade Secret | 2020 | 2020
20263-228838-01 | Xcel Energy | 85 | 13781 | IOU | 05848981 | 12.526 | Solar |  |  | Interconnected | Trade Secret | Trade | BCH | BCH311 | Residential | Solar*Rewards | Trade Secret | 2024 | 2024
20263-228838-01 | Xcel Energy | 85 | 13781 | IOU | 05808736 | 12.193 | Solar |  |  | Interconnected | Trade Secret | Trade | LEX | LEX074 | Residential | Solar*Rewards | Trade Secret | 2024 | 2024
20263-228838-01 | Xcel Energy | 85 | 13781 | IOU | 06197769 | 5.933 | Solar |  |  | Interconnected | Trade Secret | Trade | LAB | LAB312 | Residential | Solar*Rewards | Trade Secret | 2025 | 2025
20263-228838-01 | Xcel Energy | 85 | 13781 | IOU | 05949325 | 9.109 | Solar |  |  | Interconnected | Trade Secret | Trade | SOU | SOU064 | Residential | Solar*Rewards | Trade Secret | 2024 | 2025
20263-228838-01 | Xcel Energy | 85 | 13781 | IOU | 03130400 | 720 | Solar |  |  | Interconnected | Trade Secret | Trade | MOL | MOL073 | Commercial |  | Trade Secret | 2018 | 2020
20263-228838-01 | Xcel Energy | 85 | 13781 | IOU | 04908478 | 7 | Solar |  |  | Interconnected | Trade Secret | Trade | MPK | MPK074 | Residential |  | Trade Secret | 2022 | 2022
20263-228838-01 | Xcel Energy | 85 | 13781 | IOU | 04074318 | 5 | Solar |  |  | Interconnected | Trade Secret | Trade | BRP | BRP061 | Residential | Solar*Rewards | Trade Secret | 2020 | 2021
20263-228838-01 | Xcel Energy | 85 | 13781 | IOU | 05987010 | 3.747 | Solar |  |  | Interconnected | Trade Secret | Trade | ESW | ESW071 | Residential |  | Trade Secret | 2024 | 2025
20263-228838-01 | Xcel Energy | 85 | 13781 | IOU | 05846470 | 6.046 | Solar |  |  | Interconnected | Trade Secret | Trade | RIV | RIV064 | Residential |  | Trade Secret | 2024 | 2024
20263-228838-01 | Xcel Energy | 85 | 13781 | IOU | 05396072 | 6.09 | Solar |  |  | Interconnected | Trade Secret | Trade | STY | STY075 | Residential |  | Trade Secret | 2023 | 2023
20263-228838-01 | Xcel Energy | 85 | 13781 | IOU | OID2293494 | 4.08 | Solar |  |  | Withdrawn | Trade Secret | Trade | SHP | SHP062 | Residential | Made in Minnesota | Trade Secret | 2015
20263-228838-01 | Xcel Energy | 85 | 13781 | IOU | OID2292559 | 4.08 | Solar |  |  | Withdrawn | Trade Secret | Trade | SHP | SHP062 | Residential | Made in Minnesota | Trade Secret | 2015
20263-228838-01 | Xcel Energy | 85 | 13781 | IOU | OID3470344 | 19.999 | Solar |  |  | Withdrawn | Trade Secret | Trade | RIV | RIV073 | Commercial | Solar*Rewards | Trade Secret | 2018
20263-228838-01 | Xcel Energy | 85 | 13781 | IOU | OID3284615 | 19.999 | Solar |  |  | Withdrawn | Trade Secret | Trade | RIV | RIV073 | Commercial | Solar*Rewards | Trade Secret | 2018
20263-228838-01 | Xcel Energy | 85 | 13781 | IOU | OID2911886 | 19.999 | Solar |  |  | Withdrawn | Trade Secret | Trade | RIV | RIV073 | Commercial | Solar*Rewards | Trade Secret | 2017
20263-228838-01 | Xcel Energy | 85 | 13781 | IOU | 05986593 | 4.064 | Solar |  |  | Interconnected | Trade Secret | Trade | MPK | MPK082 | Residential | Solar*Rewards | Trade Secret | 2024 | 2025
20263-228838-01 | Xcel Energy | 85 | 13781 | IOU | 03261808 | 7.616 | Solar |  |  | Interconnected | Trade Secret | Trade | GNL | GNL063 | Residential | Solar*Rewards | Trade Secret | 2019 | 2019
20263-228838-01 | Xcel Energy | 85 | 13781 | IOU | 06017998 | 11.5 | Solar |  | X | Interconnected | Trade Secret | Trade | AHI | AHI024 | Residential | Solar*Rewards | Trade Secret | 2024 | 2025
20263-228838-01 | Xcel Energy | 85 | 13781 | IOU | 05590031 | 3.84 | Solar |  |  | Withdrawn | Trade Secret | Trade | SDX | SDX312 | Residential | Solar*Rewards | Trade Secret | 2023
20263-228838-01 | Xcel Energy | 85 | 13781 | IOU | 03131490 | 10 | Solar |  |  | Interconnected | Trade Secret | Trade | ALT | ALT021 | Residential | Solar*Rewards | Trade Secret | 2017 | 2017
20263-228838-01 | Xcel Energy | 85 | 13781 | IOU | 05356668 | 12.564 | Solar |  |  | Withdrawn | Trade Secret | Trade | ECK | ECK062 | Residential | Solar*Rewards | Trade Secret | 2023
20263-228838-01 | Xcel Energy | 85 | 13781 | IOU | 04612047 | 3.48 | Solar |  |  | Interconnected | Trade Secret | Trade | SOU | SOU069 | Residential |  | Trade Secret | 2021 | 2022
20263-228838-01 | Xcel Energy | 85 | 13781 | IOU | 03134484 | 5 | Solar |  |  | Interconnected | Trade Secret | Trade | GVW | GVW022 | Residential | Made in Minnesota | Trade Secret | 2015 | 2015
20263-228838-01 | Xcel Energy | 85 | 13781 | IOU | 03252508 | 5.76 | Solar |  |  | Interconnected | Trade Secret | Trade | DBL | DBL074 | Residential | Solar*Rewards | Trade Secret | 2019 | 2021
20263-228838-01 | Xcel Energy | 85 | 13781 | IOU | 03131264 | 5 | Solar |  |  | Interconnected | Trade Secret | Trade | RRK | RRK064 | Residential | Solar*Rewards | Trade Secret | 2016 | 2016
20263-228838-01 | Xcel Energy | 85 | 13781 | IOU | 05288923 | 4.188 | Solar |  |  | Interconnected | Trade Secret | Trade | WSG | WSG076 | Residential |  | Trade Secret | 2022 | 2023
20263-228838-01 | Xcel Energy | 85 | 13781 | IOU | 04831542 | 7.258 | Solar |  |  | Interconnected | Trade Secret | Trade | VMR | VMR062 | Residential |  | Trade Secret | 2022 | 2024
20263-228838-01 | Xcel Energy | 85 | 13781 | IOU | 04676772 | 9.93 | Solar |  |  | Interconnected | Trade Secret | Trade | WSG | WSG076 | Residential |  | Trade Secret | 2021 | 2022
20263-228838-01 | Xcel Energy | 85 | 13781 | IOU | 04514931 | 7.616 | Solar |  |  | Interconnected | Trade Secret | Trade | UPP | UPP085 | Residential |  | Trade Secret | 2021 | 2022
20263-228838-01 | Xcel Energy | 85 | 13781 | IOU | 05123830 | 5.052 | Solar |  |  | Interconnected | Trade Secret | Trade | OSS | OSS063 | Residential |  | Trade Secret | 2022 | 2022
20263-228838-01 | Xcel Energy | 85 | 13781 | IOU | 04263157 | 999 | Solar |  |  | Interconnected | Trade Secret | Trade | LEX | LEX333 | Residential |  | Trade Secret | 2021 | 2025
20263-228838-01 | Xcel Energy | 85 | 13781 | IOU | 05302759 | 3.5 | Solar |  |  | Interconnected | Trade Secret | Trade | SLP | SLP092 | Residential |  | Trade Secret | 2022 | 2023
20263-228838-01 | Xcel Energy | 85 | 13781 | IOU | 03130127 | 29.02 | Solar |  |  | Interconnected | Trade Secret | Trade | BYT | BYT071 | Commercial | Solar*Rewards | Trade Secret | 2018 | 2019
20263-228838-01 | Xcel Energy | 85 | 13781 | IOU | 03131666 | 43.53 | Solar |  |  | Interconnected | Trade Secret | Trade | WAB | WAB031 | Commercial | Made in Minnesota | Trade Secret | 2017 | 2017
20263-228838-01 | Xcel Energy | 85 | 13781 | IOU | OID2250830 | 20 | Solar |  |  | Withdrawn | Trade Secret | Trade | WAB | WAB031 | Commercial | Solar*Rewards | Trade Secret | 2015
20263-228838-01 | Xcel Energy | 85 | 13781 | IOU | 03131680 | 3.8 | Solar |  |  | Interconnected | Trade Secret | Trade | MOL | MOL066 | Residential | Made in Minnesota | Trade Secret | 2017 | 2017
20263-228838-01 | Xcel Energy | 85 | 13781 | IOU | 03131472 | 4.32 | Solar |  |  | Interconnected | Trade Secret | Trade | SOU | SOU075 | Residential | Solar*Rewards | Trade Secret | 2017 | 2017
20263-228838-01 | Xcel Energy | 85 | 13781 | IOU | 04091333 | 5 | Solar |  |  | Interconnected | Trade Secret | Trade | CTR | CTR021 | Residential |  | Trade Secret | 2020 | 2021
20263-228838-01 | Xcel Energy | 85 | 13781 | IOU | 03129864 | 5.52 | Solar |  |  | Active Application | Trade Secret | Trade | SOU | SOU064 | Residential | Solar*Rewards | Trade Secret | 2018
20263-228838-01 | Xcel Energy | 85 | 13781 | IOU | 05743042 | 7.009 | Solar |  |  | Interconnected | Trade Secret | Trade | SOU | SOU064 | Residential |  | Trade Secret | 2024 | 2024
20263-228838-01 | Xcel Energy | 85 | 13781 | IOU | 04137578 | 9.994 | Solar |  |  | Interconnected | Trade Secret | Trade | GSL | GSL076 | Residential | Solar*Rewards | Trade Secret | 2020 | 2021
20263-228838-01 | Xcel Energy | 85 | 13781 | IOU | 03661787 | 5.933 | Solar |  |  | Active Application | Trade Secret | Trade | JOR | JOR022 | Commercial | Solar*Rewards | Trade Secret | 2020
20263-228838-01 | Xcel Energy | 85 | 13781 | IOU | 05225325 | 6.98 | Solar |  |  | Interconnected | Trade Secret | Trade | LOK | LOK062 | Residential |  | Trade Secret | 2022 | 2023
20263-228838-01 | Xcel Energy | 85 | 13781 | IOU | 05737080 | 9.184 | Solar |  |  | Withdrawn | Trade Secret | Trade | MEL | MEL069 | Residential | Solar*Rewards | Trade Secret | 2024
20263-228838-01 | Xcel Energy | 85 | 13781 | IOU | 05744292 | 9.184 | Solar |  |  | Interconnected | Trade Secret | Trade | MEL | MEL069 | Residential |  | Trade Secret | 2024 | 2024
20263-228838-01 | Xcel Energy | 85 | 13781 | IOU | 03132875 | 4.08 | Solar |  |  | Interconnected | Trade Secret | Trade | UPP | UPP082 | Residential | Solar*Rewards | Trade Secret | 2018 | 2019
20263-228838-01 | Xcel Energy | 85 | 13781 | IOU | 03130903 | 36.8 | Solar |  |  | Interconnected | Trade Secret | Trade | MPK | MPK073 | Commercial |  | Trade Secret | 2009 | 2009
20263-228838-01 | Xcel Energy | 85 | 13781 | IOU | 03168962 | 75 | Solar |  |  | Interconnected | Trade Secret | Trade | ORO | ORO061 | Commercial |  | Trade Secret | 2019 | 2020
20263-228838-01 |  |  |  |  | 05421242 |  |  |  |  | Withdrawn | Trade Secret | Trade | MPK | MPK073 | Commercial |  |  | 2023
20263-228838-01 | Xcel Energy | 85 | 13781 | IOU | 04992591 | 6.05 | Solar |  |  | Interconnected | Trade Secret | Trade | SOU | SOU065 | Residential |  | Trade Secret | 2022 | 2022
20263-228838-01 | Xcel Energy | 85 | 13781 | IOU | 06236571 | 3.072 | Solar |  |  | Interconnected | Trade Secret | Trade | BYT | BYT071 | Residential |  | Trade Secret | 2025 | 2025
20263-228838-01 | Xcel Energy | 85 | 13781 | IOU | 03135128 | 5 | Solar |  |  | Interconnected | Trade Secret | Trade | HWW | HWW073 | Residential | Solar*Rewards | Trade Secret | 2016 | 2016
20263-228838-01 | Xcel Energy | 85 | 13781 | IOU | 03134369 | 10.01 | Solar |  |  | Interconnected | Trade Secret | Trade | SHP | SHP061 | Residential | Made in Minnesota | Trade Secret | 2015 | 2015
20263-228838-01 | Xcel Energy | 85 | 13781 | IOU | 06154011 | 6.528 | Solar |  |  | Active Application | Trade Secret | Trade | OAD | OAD063 | Residential | Solar*Rewards | Trade Secret | 2025
20263-228838-01 | Xcel Energy | 85 | 13781 | IOU | OID3866529 | 6.96 | Solar |  |  | Withdrawn | Trade Secret | Trade | WDY | WDY311 | Residential | Solar*Rewards | Trade Secret | 2019
20263-228838-01 | Xcel Energy | 85 | 13781 | IOU | 03960787 | 2.9 | Solar |  |  | Interconnected | Trade Secret | Trade | HWW | HWW062 | Residential | Solar*Rewards | Trade Secret | 2020 | 2020
20263-228838-01 | Xcel Energy | 85 | 13781 | IOU | 04280707 | 13.92 | Solar |  |  | Interconnected | Trade Secret | Trade | RRK | RRK082 | Residential | Solar*Rewards | Trade Secret | 2021 | 2021
20263-228838-01 | Xcel Energy | 85 | 13781 | IOU | 06071521 | 7.678 | Solar |  |  | Interconnected | Trade Secret | Trade | WYO | WYO022 | Residential | Solar*Rewards | Trade Secret | 2025 | 2025
20263-228838-01 | Xcel Energy | 85 | 13781 | IOU | 04872041 | 3.836 | Solar |  |  | Interconnected | Trade Secret | Trade | DBL | DBL068 | Residential | Solar*Rewards | Trade Secret | 2022 | 2022
20263-228838-01 | Xcel Energy | 85 | 13781 | IOU | 03132542 | 3.747 | Solar |  |  | Interconnected | Trade Secret | Trade | APA | APA075 | Residential | Solar*Rewards | Trade Secret | 2018 | 2018
20263-228838-01 | Xcel Energy | 85 | 13781 | IOU | OID3284707 | 3 | Solar |  |  | Withdrawn | Trade Secret | Trade | APA | APA075 | Residential | Solar*Rewards | Trade Secret | 2018
20263-228838-01 | Xcel Energy | 85 | 13781 | IOU | 03251923 | 99.9 | Solar |  |  | Interconnected | Trade Secret | Trade | RLK | RLK065 | Commercial |  | Trade Secret | 2019 | 2019
20263-228838-01 | Xcel Energy | 85 | 13781 | IOU | 03132282 | 2.16 | Solar |  |  | Interconnected | Trade Secret | Trade | SOU | SOU060 | Residential | Solar*Rewards | Trade Secret | 2018 | 2018
20263-228838-01 | Xcel Energy | 85 | 13781 | IOU | 05590293 | 5.04 | Solar |  |  | Withdrawn | Trade Secret | Trade | SOU | SOU060 | Residential | Solar*Rewards | Trade Secret | 2023
20263-228838-01 | Xcel Energy | 85 | 13781 | IOU | 05613869 | 6.615 | Solar |  |  | Interconnected | Trade Secret | Trade | SOU | SOU060 | Residential |  | Trade Secret | 2023 | 2024
20263-228838-01 | Xcel Energy | 85 | 13781 | IOU | 03173799 | 4.08 | Solar |  |  | Interconnected | Trade Secret | Trade | WCR | WCR062 | Residential | Solar*Rewards | Trade Secret | 2019 | 2020
20263-228838-01 | Xcel Energy | 85 | 13781 | IOU | 05159358 | 7.04 | Solar |  |  | Interconnected | Trade Secret | Trade | WCR | WCR322 | Residential |  | Trade Secret | 2022 | 2023
20263-228838-01 | Xcel Energy | 85 | 13781 | IOU | 03995850 | 14.4 | Solar |  |  | Interconnected | Trade Secret | Trade | PIP | PIP062 | Commercial | Solar*Rewards | Trade Secret | 2020 | 2021
20263-228838-01 | Xcel Energy | 85 | 13781 | IOU | 04375437 | 7.25 | Solar |  |  | Interconnected | Trade Secret | Trade | EDP | EDP073 | Residential | Solar*Rewards | Trade Secret | 2021 | 2021
20263-228838-01 | Xcel Energy | 85 | 13781 | IOU | 04793594 | 9.86 | Solar |  |  | Interconnected | Trade Secret | Trade | STY | STY065 | Commercial | Solar*Rewards | Trade Secret | 2022 | 2023
20263-228838-01 | Xcel Energy | 85 | 13781 | IOU | 04149746 | 7.54 | Solar |  |  | Interconnected | Trade Secret | Trade | RAM | RAM064 | Residential | Solar*Rewards | Trade Secret | 2020 | 2021
20263-228838-01 | Xcel Energy | 85 | 13781 | IOU | 04492936 | 5 | Solar |  |  | Active Application | Trade Secret | Trade | WIL | WIL062 | Residential | Solar*Rewards | Trade Secret | 2021
20263-228838-01 | Xcel Energy | 85 | 13781 | IOU | 04543118 | 5.054 | Solar |  |  | Withdrawn | Trade Secret | Trade | WIL | WIL062 | Residential |  | Trade Secret | 2021
20263-228838-01 | Xcel Energy | 85 | 13781 | IOU | 03130676 | 5.28 | Solar |  |  | Interconnected | Trade Secret | Trade | ECK | ECK063 | Residential | Made in Minnesota | Trade Secret | 2016 | 2017
20263-228838-01 | Xcel Energy | 85 | 13781 | IOU | 05295053 | 9.57 | Solar |  |  | Interconnected | Trade Secret | Trade | WIL | WIL091 | Residential |  | Trade Secret | 2022 | 2023
20263-228838-01 | Xcel Energy | 85 | 13781 | IOU | 05330100 | 3.19 | Solar |  |  | Interconnected | Trade Secret | Trade | SOU | SOU081 | Residential |  | Trade Secret | 2022 | 2023
20263-228838-01 | Xcel Energy | 85 | 13781 | IOU | 05828478 | 7.68 | Solar |  |  | Withdrawn | Trade Secret | Trade | GVW | GVW031 | Residential | Solar*Rewards | Trade Secret | 2024
20263-228838-01 | Xcel Energy | 85 | 13781 | IOU | 05828498 | 7.68 | Solar |  |  | Interconnected | Trade Secret | Trade | GVW | GVW031 | Residential |  | Trade Secret | 2024 | 2024
20263-228838-01 | Xcel Energy | 85 | 13781 | IOU | OID3988127 | 3.84 | Solar |  |  | Withdrawn | Trade Secret | Trade | SLP | SLP082 | Residential | Solar*Rewards | Trade Secret | 2019
20263-228838-01 | Xcel Energy | 85 | 13781 | IOU | 03133116 | 2.09 | Solar |  |  | Interconnected | Trade Secret | Trade | SHP | SHP062 | Residential | Solar*Rewards | Trade Secret | 2010 | 2010
20263-228838-01 | Xcel Energy | 85 | 13781 | IOU | 03130384 | 1.482 | Solar |  |  | Interconnected | Trade Secret | Trade | SHP | SHP062 | Residential |  | Trade Secret | 2017 | 2010
20263-228838-01 | Xcel Energy | 85 | 13781 | IOU | 04591115 | 5.054 | Solar |  |  | Interconnected | Trade Secret | Trade | LEX | LEX074 | Residential |  | Trade Secret | 2021 | 2021
20263-228838-01 | Xcel Energy | 85 | 13781 | IOU | 05834422 | 6.046 | Solar |  |  | Interconnected | Trade Secret | Trade | LEX | LEX074 | Residential |  | Trade Secret | 2024 | 2024
20263-228838-01 | Xcel Energy | 85 | 13781 | IOU | 06129475 | 7.212 | Solar |  |  | Interconnected | Trade Secret | Trade | WIL | WIL063 | Residential | Solar*Rewards | Trade Secret | 2025 | 2025
20263-228838-01 | Xcel Energy | 85 | 13781 | IOU | 04102030 | 6 | Solar |  |  | Interconnected | Trade Secret | Trade | UPP | UPP062 | Residential | Solar*Rewards | Trade Secret | 2020 | 2021
20263-228838-01 | Xcel Energy | 85 | 13781 | IOU | 05519682 | 8.532 | Solar |  |  | Interconnected | Trade Secret | Trade | HSN | HSN312 | Residential | Solar*Rewards | Trade Secret | 2023 | 2023
20263-228838-01 | Xcel Energy | 85 | 13781 | IOU | 03134808 | 6 | Solar |  |  | Interconnected | Trade Secret | Trade | GNL | GNL063 | Residential | Solar*Rewards | Trade Secret | 2016 | 2016
20263-228838-01 | Xcel Energy | 85 | 13781 | IOU | OID2563439 | 6.6 | Solar |  |  | Interconnected | Trade Secret | Trade | GNL | GNL063 | Residential | Solar*Rewards | Trade Secret | 2016 | 2016
20263-228838-01 | Xcel Energy | 85 | 13781 | IOU | SRO29844 | 40 | Solar |  |  | Withdrawn | Trade Secret | Trade | CHE | CHE075 | Commercial | Solar*Rewards | Trade Secret | 2013
20263-228838-01 | Xcel Energy | 85 | 13781 | IOU | OID3284642 | 19.999 | Solar |  |  | Withdrawn | Trade Secret | Trade | CHE | CHE075 | Commercial | Solar*Rewards | Trade Secret | 2018
20263-228838-01 | Xcel Energy | 85 | 13781 | IOU | 05972866 | 10.248 | Solar |  |  | Withdrawn | Trade Secret | Trade | CLC | CLC221 | Residential |  | Trade Secret | 2024
20263-228838-01 | Xcel Energy | 85 | 13781 | IOU | 04944254 | 5.052 | Solar |  |  | Interconnected | Trade Secret | Trade | SOU | SOU064 | Residential |  | Trade Secret | 2022 | 2023
20263-228838-01 | Xcel Energy | 85 | 13781 | IOU | 04438897 | 6.38 | Solar |  |  | Interconnected | Trade Secret | Trade | DBL | DBL063 | Residential | Solar*Rewards | Trade Secret | 2021 | 2021
20263-228838-01 | Xcel Energy | 85 | 13781 | IOU | 05933650 | 11.517 | Solar |  |  | Interconnected | Trade Secret | Trade | FAP | FAP061 | Residential | Solar*Rewards | Trade Secret | 2024 | 2025
20263-228838-01 | Xcel Energy | 85 | 13781 | IOU | 03421108 | 139.898 | Solar |  |  | Interconnected | Trade Secret | Trade | PKL | PKL071 | Commercial |  | Trade Secret | 2019 | 2020
20263-228838-01 | Xcel Energy | 85 | 13781 | IOU | 03134938 | 6 | Solar |  |  | Interconnected | Trade Secret | Trade | BYT | BYT071 | Residential | Made in Minnesota | Trade Secret | 2016 | 2016
20263-228838-01 | Xcel Energy | 85 | 13781 | IOU | 06068699 | 8.73 | Solar |  |  | Withdrawn | Trade Secret | Trade | MPK | MPK078 | Residential | Solar*Rewards | Trade Secret | 2025
20263-228838-01 | Xcel Energy | 85 | 13781 | IOU | 06085395 | 8.73 | Solar |  |  | Interconnected | Trade Secret | Trade | MPK | MPK078 | Residential | Solar*Rewards | Trade Secret | 2025 | 2025
20263-228838-01 | Xcel Energy | 85 | 13781 | IOU | 05933390 | 7.591 | Solar |  |  | Withdrawn | Trade Secret | Trade | MPK | MPK078 | Residential | Solar*Rewards | Trade Secret | 2024
20263-228838-01 | Xcel Energy | 85 | 13781 | IOU | 05468258 | 6.3 | Solar |  |  | Interconnected | Trade Secret | Trade | ALD | ALD085 | Residential |  | Trade Secret | 2023 | 2023
20263-228838-01 | Xcel Energy | 85 | 13781 | IOU | 05844872 | 8 | Solar |  |  | Active Application | Trade Secret | Trade | APA | APA064 | Commercial |  | Trade Secret | 2024
20263-228838-01 | Xcel Energy | 85 | 13781 | IOU | 03983838 | 9.994 | Solar |  |  | Interconnected | Trade Secret | Trade | RAM | RAM077 | Residential | Solar*Rewards | Trade Secret | 2020 | 2020
20263-228838-01 | Xcel Energy | 85 | 13781 | IOU | 05227333 | 8.376 | Solar |  |  | Interconnected | Trade Secret | Trade | HWW | HWW073 | Residential |  | Trade Secret | 2022 | 2022
20263-228838-01 | Xcel Energy | 85 | 13781 | IOU | 05227001 | 8.376 | Solar |  |  | Active Application | Trade Secret | Trade | HWW | HWW073 | Residential |  | Trade Secret | 2022
20263-228838-01 | Xcel Energy | 85 | 13781 | IOU | 05783234 | 7.971 | Solar |  |  | Interconnected | Trade Secret | Trade | GNL | GNL072 | Residential | Solar*Rewards | Trade Secret | 2024 | 2024
20263-228838-01 | Xcel Energy | 85 | 13781 | IOU | OID3284739 | 19.88 | Solar |  |  | Withdrawn | Trade Secret | Trade | SCL | SCL311 | Commercial | Solar*Rewards | Trade Secret | 2018
20263-228838-01 | Xcel Energy | 85 | 13781 | IOU | 05769588 | 6.631 | Solar |  |  | Interconnected | Trade Secret | Trade | SLP | SLP082 | Residential | Solar*Rewards | Trade Secret | 2024 | 2024
20263-228838-01 | Xcel Energy | 85 | 13781 | IOU | 04250665 | 100 | Solar |  |  | Interconnected | Trade Secret | Trade | NMC | NMC083 | Commercial |  | Trade Secret | 2021 | 2021
20263-228838-01 | Xcel Energy | 85 | 13781 | IOU | 03133326 | 9.12 | Solar |  |  | Interconnected | Trade Secret | Trade | AFT | AFT315 | Residential | Solar*Rewards | Trade Secret | 2010 | 2011
20263-228838-01 | Xcel Energy | 85 | 13781 | IOU | 03134438 | 9.93 | Solar |  |  | Interconnected | Trade Secret | Trade | ZUM | ZUM021 | Residential | Made in Minnesota | Trade Secret | 2015 | 2015
20263-228838-01 | Xcel Energy | 85 | 13781 | IOU | 05712131 | 9.45 | Solar |  |  | Interconnected | Trade Secret | Trade | OPK | OPK073 | Residential | Solar*Rewards | Trade Secret | 2024 | 2024
20263-228838-01 | Xcel Energy | 85 | 13781 | IOU | 05941409 | 5.052 | Solar |  |  | Interconnected | Trade Secret | Trade | WIL | WIL082 | Residential |  | Trade Secret | 2024 | 2025
20263-228838-01 | Xcel Energy | 85 | 13781 | IOU | SRO19109 | 34.2 | Solar |  |  | Withdrawn | Trade Secret | Trade | SIP | SIP072 | Commercial | Solar*Rewards | Trade Secret | 2011
20263-228838-01 | Xcel Energy | 85 | 13781 | IOU | 05847211 | 3.747 | Solar |  |  | Interconnected | Trade Secret | Trade | WCR | WCR062 | Residential |  | Trade Secret | 2024 | 2025
20263-228838-01 | Xcel Energy | 85 | 13781 | IOU | 05932615 | 7.616 | Solar |  |  | Active Application | Trade Secret | Trade | WES | WES074 | Residential |  | Trade Secret | 2024
20263-228838-01 | Xcel Energy | 85 | 13781 | IOU | 05935076 | 9.994 | Solar |  |  | Interconnected | Trade Secret | Trade | FSL | FSL311 | Residential |  | Trade Secret | 2024 | 2025
20263-228838-01 | Xcel Energy | 85 | 13781 | IOU | 05373010 | 4.93 | Solar |  |  | Interconnected | Trade Secret | Trade | WSG | WSG361 | Residential |  | Trade Secret | 2023 | 2023
20263-228838-01 | Xcel Energy | 85 | 13781 | IOU | 04847363 | 3.288 | Solar |  |  | Interconnected | Trade Secret | Trade | AFT | AFT322 | Residential | Solar*Rewards | Trade Secret | 2022 | 2022
20263-228838-01 | Xcel Energy | 85 | 13781 | IOU | 05201079 | 8.96 | Solar |  |  | Interconnected | Trade Secret | Trade | STO | STO002 | Residential |  | Trade Secret | 2022 | 2023
20263-228838-01 | Xcel Energy | 85 | 13781 | IOU | 04058950 | 2.962 | Solar |  |  | Active Application | Trade Secret | Trade | IDA | IDA072 | Residential | Solar*Rewards | Trade Secret | 2020
20263-228838-01 | Xcel Energy | 85 | 13781 | IOU | 06339882 | 680 | Solar |  |  | Active Application | Trade Secret | Trade | PKL | PKL082 | Commercial |  | Trade Secret | 2026
20263-228838-01 | Xcel Energy | 85 | 13781 | IOU | 03130856 | 0.6 | Solar |  |  | Interconnected | Trade Secret | Trade | TER | TER065 | Commercial |  | Trade Secret | 2008 | 2008
20263-228838-01 | Xcel Energy | 85 | 13781 | IOU | 04362481 | 6 | Solar |  |  | Interconnected | Trade Secret | Trade | BUR | BUR032 | Residential |  | Trade Secret | 2021 | 2021
20263-228838-01 | Xcel Energy | 85 | 13781 | IOU | 03704608 | 11.43 | Solar |  |  | Interconnected | Trade Secret | Trade | HSN | HSN321 | Residential | Solar*Rewards | Trade Secret | 2020 | 2020
20263-228838-01 | Xcel Energy | 85 | 13781 | IOU | 05746485 | 7.296 | Solar |  |  | Interconnected | Trade Secret | Trade | WES | WES062 | Residential | Solar*Rewards | Trade Secret | 2024 | 2024
20263-228838-01 | Xcel Energy | 85 | 13781 | IOU | 04975980 | 5.8 | Solar |  |  | Interconnected | Trade Secret | Trade | MPK | MPK071 | Residential | Solar*Rewards | Trade Secret | 2022 | 2023
20263-228838-01 | Xcel Energy | 85 | 13781 | IOU | 03133259 | 5 | Solar |  |  | Interconnected | Trade Secret | Trade | TER | TER081 | Residential | Solar*Rewards | Trade Secret | 2010 | 2010
20263-228838-01 | Xcel Energy | 85 | 13781 | IOU | SRO13301 | 50 | Solar |  |  | Withdrawn | Trade Secret | Trade | WIN | WIN033 | Residential | Solar*Rewards | Trade Secret | 2010
20263-228838-01 | Xcel Energy | 85 | 13781 | IOU | 05295678 | 22.04 | Solar |  |  | Interconnected | Trade Secret | Trade | KOL | KOL061 | Residential |  | Trade Secret | 2022 | 2023
20263-228838-01 | Xcel Energy | 85 | 13781 | IOU | 05983425 | 7.6 | Solar |  |  | Interconnected | Trade Secret | Trade | BYT | BYT061 | Residential | Solar*Rewards | Trade Secret | 2024 | 2025
20263-228838-01 | Xcel Energy | 85 | 13781 | IOU | 05938280 | 12.092 | Solar |  |  | Interconnected | Trade Secret | Trade | WIL | WIL081 | Residential |  | Trade Secret | 2024 | 2025
20263-228838-01 | Xcel Energy | 85 | 13781 | IOU | 06244122 | 13.12 | Solar |  |  | Active Application | Trade Secret | Trade | HYL | HYL072 | Residential |  | Trade Secret | 2025
20263-228838-01 | Xcel Energy | 85 | 13781 | IOU | 03133750 | 34 | Solar |  |  | Interconnected | Trade Secret | Trade | CEL | CEL075 | Commercial | Solar*Rewards | Trade Secret | 2013 | 2013
20263-228838-01 | Xcel Energy | 85 | 13781 | IOU | 06235839 | 6.98 | Solar |  |  | Interconnected | Trade Secret | Trade | GNL | GNL073 | Residential |  | Trade Secret | 2025 | 2025
20263-228838-01 | Xcel Energy | 85 | 13781 | IOU | 03133490 | 2.85 | Solar |  |  | Interconnected | Trade Secret | Trade | RPL | RPL063 | Residential | Solar*Rewards | Trade Secret | 2011 | 2011
20263-228838-01 | Xcel Energy | 85 | 13781 | IOU | 05487824 | 5.052 | Solar |  |  | Interconnected | Trade Secret | Trade | WCR | WCR322 | Residential | Solar*Rewards | Trade Secret | 2023 | 2023
20263-228838-01 | Xcel Energy | 85 | 13781 | IOU | 03132872 | 2.4 | Solar |  |  | Interconnected | Trade Secret | Trade | MEL | MEL068 | Residential | Solar*Rewards | Trade Secret | 2018 | 2019
20263-228838-01 | Xcel Energy | 85 | 13781 | IOU | 06233971 | 4.188 | Solar |  |  | Active Application | Trade Secret | Trade | MEL | MEL068 | Residential |  | Trade Secret | 2025
20263-228838-01 | Xcel Energy | 85 | 13781 | IOU | OID2416497 | 6 | Solar |  |  | Interconnected | Trade Secret | Trade | DPN | DPN072 | Residential | Solar*Rewards | Trade Secret | 2015 | 2011
20263-228838-01 | Xcel Energy | 85 | 13781 | IOU | 03133362 | 7 | Solar |  |  | Interconnected | Trade Secret | Trade | DPN | DPN072 | Residential | Solar*Rewards | Trade Secret | 2011 | 2011
20263-228838-01 | Xcel Energy | 85 | 13781 | IOU | 05403398 | 4.225 | Solar |  |  | Interconnected | Trade Secret | Trade | LEX | LEX074 | Residential | Solar*Rewards | Trade Secret | 2023 | 2023
20263-228838-01 | Xcel Energy | 85 | 13781 | IOU | 05456793 | 6 | Solar |  |  | Interconnected | Trade Secret | Trade | SOU | SOU079 | Residential | Solar*Rewards | Trade Secret | 2023 | 2023
20263-228838-01 | Xcel Energy | 85 | 13781 | IOU | 04989306 | 3.49 | Solar |  |  | Interconnected | Trade Secret | Trade | LNS | LNS021 | Residential | Solar*Rewards | Trade Secret | 2022 | 2022
20263-228838-01 | Xcel Energy | 85 | 13781 | IOU | 04659347 | 3.141 | Solar |  |  | Interconnected | Trade Secret | Trade | SOU | SOU073 | Residential |  | Trade Secret | 2021 | 2022
20263-228838-01 | Xcel Energy | 85 | 13781 | IOU | SRO13818 | 4.5 | Solar |  | X | Withdrawn | Trade Secret | Trade | DPN | DPN063 | Residential | Solar*Rewards | Trade Secret | 2010
20263-228838-01 | Xcel Energy | 85 | 13781 | IOU | 03130949 | 4.5 | Solar |  |  | Interconnected | Trade Secret | Trade | DPN | DPN063 | Residential |  | Trade Secret | 2009 | 2009
20263-228838-01 | Xcel Energy | 85 | 13781 | IOU | 04794057 | 5.8 | Solar |  |  | Interconnected | Trade Secret | Trade | RMT | RMT321 | Residential | Solar*Rewards | Trade Secret | 2022 | 2022
20263-228838-01 | Xcel Energy | 85 | 13781 | IOU | SRO19143 | 34.2 | Solar |  |  | Withdrawn | Trade Secret | Trade | WSG | WSG362 | Commercial | Solar*Rewards | Trade Secret | 2011
20263-228838-01 | Xcel Energy | 85 | 13781 | IOU | 06226545 | 5.7 | Solar |  |  | Interconnected | Trade Secret | Trade | OAD | OAD073 | Residential |  | Trade Secret | 2025 | 2025
20263-228838-01 | Xcel Energy | 85 | 13781 | IOU | 06072330 | 15.05 | Solar |  |  | Active Application | Trade Secret | Trade | NOF | NOF061 | Residential | Solar*Rewards | Trade Secret | 2025
20263-228838-01 | Xcel Energy | 85 | 13781 | IOU | 03775782 | 9.57 | Solar |  |  | Interconnected | Trade Secret | Trade | RLK | RLK072 | Residential | Solar*Rewards | Trade Secret | 2020 | 2020
20263-228838-01 | Xcel Energy | 85 | 13781 | IOU | 05338367 | 4.35 | Solar |  |  | Interconnected | Trade Secret | Trade | SOU | SOU069 | Residential |  | Trade Secret | 2022 | 2023
20263-228838-01 | Xcel Energy | 85 | 13781 | IOU | 05424272 | 4.35 | Solar |  |  | Interconnected | Trade Secret | Trade | SOU | SOU069 | Residential |  | Trade Secret | 2023 | 2023
20263-228838-01 | Xcel Energy | 85 | 13781 | IOU | 05732281 | 7.872 | Solar |  |  | Withdrawn | Trade Secret | Trade | ALD | ALD076 | Residential | Solar*Rewards | Trade Secret | 2024
20263-228838-01 | Xcel Energy | 85 | 13781 | IOU | 05758881 | 7.872 | Solar |  |  | Interconnected | Trade Secret | Trade | ALD | ALD076 | Residential |  | Trade Secret | 2024 | 2024
20263-228838-01 | Xcel Energy | 85 | 13781 | IOU | 03135099 | 9.94 | Solar |  |  | Interconnected | Trade Secret | Trade | RPO | RPO312 | Residential | Made in Minnesota | Trade Secret | 2016 | 2017
20263-228838-01 | Xcel Energy | 85 | 13781 | IOU | 06100981 | 10.752 | Solar |  |  | Active Application | Trade Secret | Trade | DOC | DOC211 | Residential | Solar*Rewards | Trade Secret | 2025
20263-228838-01 | Xcel Energy | 85 | 13781 | IOU | 05844721 | 3.747 | Solar |  |  | Interconnected | Trade Secret | Trade | CRL | CRL031 | Residential |  | Trade Secret | 2024 | 2025
20263-228838-01 | Xcel Energy | 85 | 13781 | IOU | 05712221 | 13.262 | Solar |  |  | Interconnected | Trade Secret | Trade | HUG | HUG311 | Residential | Solar*Rewards | Trade Secret | 2024 | 2024
20263-228838-01 | Xcel Energy | 85 | 13781 | IOU | 05695347 | 13.262 | Solar |  |  | Active Application | Trade Secret | Trade | HUG | HUG311 | Residential |  | Trade Secret | 2024
20263-228838-01 | Xcel Energy | 85 | 13781 | IOU | 03645772 | 1.44 | Solar |  |  | Interconnected | Trade Secret | Trade | AHI | AHI022 | Residential | Solar*Rewards | Trade Secret | 2020 | 2020
20263-228838-01 | Xcel Energy | 85 | 13781 | IOU | 05307693 | 5.12 | Solar |  |  | Interconnected | Trade Secret | Trade | CHE | CHE065 | Residential |  | Trade Secret | 2022 | 2023
20263-228838-01 | Xcel Energy | 85 | 13781 | IOU | 06209907 | 4.188 | Solar |  |  | Withdrawn | Trade Secret | Trade | MDT | MDT062 | Residential | Solar*Rewards | Trade Secret | 2025
20263-228838-01 | Xcel Energy | 85 | 13781 | IOU | 06221115 | 6.282 | Solar |  |  | Interconnected | Trade Secret | Trade | MDT | MDT062 | Residential |  | Trade Secret | 2025 | 2025
20263-228838-01 | Xcel Energy | 85 | 13781 | IOU | OID3081049 | 9.94 | Solar |  |  | Withdrawn | Trade Secret | Trade | REW | REW033 | Residential | Solar*Rewards | Trade Secret | 2017
20263-228838-01 | Xcel Energy | 85 | 13781 | IOU | 03749667 | 5.04 | Solar |  |  | Active Application | Trade Secret | Trade | REW | REW033 | Residential | Solar*Rewards | Trade Secret | 2020
20263-228838-01 | Xcel Energy | 85 | 13781 | IOU | OID3095472 | 5.6 | Solar |  |  | Withdrawn | Trade Secret | Trade | WWK | WWK311 | Residential | Solar*Rewards | Trade Secret | 2017
20263-228838-01 | Xcel Energy | 85 | 13781 | IOU | 04793479 | 5.8 | Solar |  |  | Interconnected | Trade Secret | Trade | WWK | WWK311 | Residential | Solar*Rewards | Trade Secret | 2022 | 2022
20263-228838-01 | Xcel Energy | 85 | 13781 | IOU | 05801955 | 8.832 | Solar |  |  | Withdrawn | Trade Secret | Trade | MHW | MHW311 | Residential |  | Trade Secret | 2024
20263-228838-01 | Xcel Energy | 85 | 13781 | IOU | 05476309 | 4.64 | Solar |  |  | Interconnected | Trade Secret | Trade | SOU | SOU063 | Residential |  | Trade Secret | 2023 | 2023
20263-228838-01 | Xcel Energy | 85 | 13781 | IOU | 04431685 | 8.7 | Solar |  |  | Interconnected | Trade Secret | Trade | PIP | PIP061 | Residential | Solar*Rewards | Trade Secret | 2021 | 2022
20263-228838-01 | Xcel Energy | 85 | 13781 | IOU | OID3470348 | 39.998 | Solar |  |  | Withdrawn | Trade Secret | Trade | WYO | WYO033 | Commercial | Solar*Rewards | Trade Secret | 2018
20263-228838-01 | Xcel Energy | 85 | 13781 | IOU | OID3284796 | 19.999 | Solar |  |  | Withdrawn | Trade Secret | Trade | WYO | WYO033 | Commercial | Solar*Rewards | Trade Secret | 2018
20263-228838-01 | Xcel Energy | 85 | 13781 | IOU | 04993272 | 9.772 | Solar |  |  | Interconnected | Trade Secret | Trade | BRP | BRP061 | Residential | Solar*Rewards | Trade Secret | 2022 | 2022
20263-228838-01 | Xcel Energy | 85 | 13781 | IOU | 04795465 | 13.96 | Solar |  |  | Interconnected | Trade Secret | Trade | AFT | AFT321 | Residential | Solar*Rewards | Trade Secret | 2022 | 2023
20263-228838-01 | Xcel Energy | 85 | 13781 | IOU | 06153058 | 11.5 | Storage |  |  | Interconnected | Trade Secret | Trade | AFT | AFT321 | Residential |  | Trade Secret | 2025 | 2025
20263-228838-01 | Xcel Energy | 85 | 13781 | IOU | 05225290 | 4.64 | Solar |  |  | Interconnected | Trade Secret | Trade | UPP | UPP063 | Residential |  | Trade Secret | 2022 | 2023
20263-228838-01 | Xcel Energy | 85 | 13781 | IOU | OID3644442 | 39.998 | Solar |  |  | Withdrawn | Trade Secret | Trade | HSN | HSN321 | Commercial | Solar*Rewards | Trade Secret | 2018
20263-228838-01 | Xcel Energy | 85 | 13781 | IOU | OID3470391 | 19.999 | Solar |  |  | Withdrawn | Trade Secret | Trade | HSN | HSN321 | Commercial | Solar*Rewards | Trade Secret | 2018
20263-228838-01 | Xcel Energy | 85 | 13781 | IOU | OID3284759 | 19.999 | Solar |  |  | Withdrawn | Trade Secret | Trade | HSN | HSN321 | Commercial | Solar*Rewards | Trade Secret | 2018
20263-228838-01 | Xcel Energy | 85 | 13781 | IOU | SRO29754 | 40 | Solar |  |  | Withdrawn | Trade Secret | Trade | HSN | HSN321 | Commercial | Solar*Rewards | Trade Secret | 2013
20263-228838-01 | Xcel Energy | 85 | 13781 | IOU | OID2942809 | 19.999 | Solar |  |  | Withdrawn | Trade Secret | Trade | HSN | HSN321 | Commercial | Solar*Rewards | Trade Secret | 2017
20263-228838-01 | Xcel Energy | 85 | 13781 | IOU | 06229732 | 4.355 | Solar |  |  | Interconnected | Trade Secret | Trade | OAD | OAD071 | Residential |  | Trade Secret | 2025 | 2025
20263-228838-01 | Xcel Energy | 85 | 13781 | IOU | 04891835 | 3.747 | Solar |  |  | Active Application | Trade Secret | Trade | TER | TER083 | Residential |  | Trade Secret | 2022
20263-228838-01 | Xcel Energy | 85 | 13781 | IOU | 05240149 | 11.89 | Solar |  |  | Interconnected | Trade Secret | Trade | WIN | WIN043 | Residential |  | Trade Secret | 2022 | 2023
20263-228838-01 | Xcel Energy | 85 | 13781 | IOU | 05855548 | 5.76 | Solar |  |  | Interconnected | Trade Secret | Trade | OAD | OAD062 | Residential | Solar*Rewards | Trade Secret | 2024 | 2025
20263-228838-01 | Xcel Energy | 85 | 13781 | IOU | 05571116 | 1.54 | Solar |  |  | Active Application | Trade Secret | Trade | OAD | OAD073 | Residential |  | Trade Secret | 2023
20263-228838-01 | Xcel Energy | 85 | 13781 | IOU | 05574783 | 6.93 | Solar |  |  | Interconnected | Trade Secret | Trade | OAD | OAD073 | Residential |  | Trade Secret | 2023 | 2023
20263-228838-01 | Xcel Energy | 85 | 13781 | IOU | 06032388 | 8.96 | Solar |  |  | Active Application | Trade Secret | Trade | ZUM | ZUM022 | Residential |  | Trade Secret | 2025
20263-228838-01 | Xcel Energy | 85 | 13781 | IOU | 03134766 | 20 | Solar |  |  | Interconnected | Trade Secret | Trade | GNL | GNL073 | Commercial | Solar*Rewards | Trade Secret | 2016 | 2016
20263-228838-01 | Xcel Energy | 85 | 13781 | IOU | 05954494 | 6.825 | Solar |  |  | Interconnected | Trade Secret | Trade | MPK | MPK082 | Residential |  | Trade Secret | 2024 | 2025
20263-228838-01 | Xcel Energy | 85 | 13781 | IOU | 05675478 | 7.8 | Solar |  |  | Interconnected | Trade Secret | Trade | DHL | DHL061 | Residential |  | Trade Secret | 2023 | 2024
20263-228838-01 | Xcel Energy | 85 | 13781 | IOU | 05376479 | 39.75 | Solar |  |  | Withdrawn | Trade Secret | Trade | SOU | SOU078 | Commercial | Solar*Rewards | Trade Secret | 2023
20263-228838-01 | Xcel Energy | 85 | 13781 | IOU | 05508374 | 34.6 | Solar |  |  | Interconnected | Trade Secret | Trade | SOU | SOU078 | Commercial | Solar*Rewards | Trade Secret | 2023 | 2024
20263-228838-01 | Xcel Energy | 85 | 13781 | IOU | 04793612 | 10.819 | Solar |  |  | Interconnected | Trade Secret | Trade | RLK | RLK069 | Residential | Solar*Rewards | Trade Secret | 2022 | 2022
20263-228838-01 | Xcel Energy | 85 | 13781 | IOU | 05761775 | 4.095 | Solar |  |  | Interconnected | Trade Secret | Trade | SLP | SLP082 | Residential | Solar*Rewards | Trade Secret | 2024 | 2024
20263-228838-01 | Xcel Energy | 85 | 13781 | IOU | 04145551 | 5.22 | Solar |  |  | Interconnected | Trade Secret | Trade | SLP | SLP082 | Residential | Solar*Rewards | Trade Secret | 2020 | 2021
20263-228838-01 | Xcel Energy | 85 | 13781 | IOU | 06143302 | 3.416 | Solar |  |  | Interconnected | Trade Secret | Trade | IDA | IDA074 | Residential |  | Trade Secret | 2025 | 2025
20263-228838-01 | Xcel Energy | 85 | 13781 | IOU | 03132968 | 14.51 | Solar |  |  | Interconnected | Trade Secret | Trade | WIL | WIL062 | Commercial | Solar*Rewards | Trade Secret | 2018 | 2019
20263-228838-01 | Xcel Energy | 85 | 13781 | IOU | 03134874 | 3.8 | Solar |  |  | Interconnected | Trade Secret | Trade | TLK | TLK061 | Residential | Made in Minnesota | Trade Secret | 2016 | 2016
20263-228838-01 | Xcel Energy | 85 | 13781 | IOU | 06140016 | 6.631 | Solar |  |  | Interconnected | Trade Secret | Trade | PKL | PKL085 | Residential | Solar*Rewards | Trade Secret | 2025 | 2025
20263-228838-01 | Xcel Energy | 85 | 13781 | IOU | 04521998 | 9.994 | Solar |  |  | Interconnected | Trade Secret | Trade | RAM | RAM064 | Residential |  | Trade Secret | 2021 | 2022
20263-228838-01 | Xcel Energy | 85 | 13781 | IOU | 06207845 | 6.387 | Solar |  |  | Active Application | Trade Secret | Trade | OAD | OAD075 | Residential | Solar*Rewards | Trade Secret | 2025
20263-228838-01 | Xcel Energy | 85 | 13781 | IOU | 05213769 | 29.29 | Solar |  |  | Interconnected | Trade Secret | Trade | RRK | RRK063 | Residential |  | Trade Secret | 2022 | 2023
20263-228838-01 | Xcel Energy | 85 | 13781 | IOU | 03291244 | 8.64 | Solar |  |  | Interconnected | Trade Secret | Trade | CNC | CNC072 | Residential | Solar*Rewards | Trade Secret | 2019 | 2020
20263-228838-01 | Xcel Energy | 85 | 13781 | IOU | 06322256 | 8.027 | Solar |  |  | Active Application | Trade Secret | Trade | OSS | OSS063 | Residential | Solar*Rewards | Trade Secret | 2026
20263-228838-01 | Xcel Energy | 85 | 13781 | IOU | 06095373 | 8.74 | Solar |  |  | Active Application | Trade Secret | Trade | OSS | OSS063 | Residential | Solar*Rewards | Trade Secret | 2025
20263-228838-01 |  |  |  |  | 06322250 |  | Solar |  |  | Withdrawn | Trade Secret | Trade | OSS | OSS063 | Residential | Solar*Rewards |  | 2026
20263-228838-01 | Xcel Energy | 85 | 13781 | IOU | OID3891330 | 4.32 | Solar |  |  | Withdrawn | Trade Secret | Trade | MPK | MPK082 | Residential | Solar*Rewards | Trade Secret | 2019
20263-228838-01 | Xcel Energy | 85 | 13781 | IOU | 06083047 | 5.314 | Solar |  |  | Interconnected | Trade Secret | Trade | CNC | CNC071 | Residential |  | Trade Secret | 2025 | 2025
20263-228838-01 | Xcel Energy | 85 | 13781 | IOU | 04495497 | 11.508 | Solar |  |  | Interconnected | Trade Secret | Trade | VMR | VMR062 | Residential |  | Trade Secret | 2021 | 2021
20263-228838-01 | Xcel Energy | 85 | 13781 | IOU | 03133588 | 5.76 | Solar |  |  | Interconnected | Trade Secret | Trade | RVA | RVA061 | Residential | Solar*Rewards | Trade Secret | 2012 | 2012
20263-228838-01 | Xcel Energy | 85 | 13781 | IOU | 06099190 | 19.2 | Solar |  | X | Active Application | Trade Secret | Trade | RPO | RPO312 | Residential | Solar*Rewards | Trade Secret | 2025
20263-228838-01 | Xcel Energy | 85 | 13781 | IOU | 05517190 | 11.52 | Solar |  |  | Interconnected | Trade Secret | Trade | BEL | BEL062 | Residential |  | Trade Secret | 2023 | 2024
20263-228838-01 | Xcel Energy | 85 | 13781 | IOU | 03933006 | 6.72 | Solar |  |  | Interconnected | Trade Secret | Trade | WES | WES073 | Residential | Solar*Rewards | Trade Secret | 2020 | 2020
20263-228838-01 | Xcel Energy | 85 | 13781 | IOU | 05532239 | 9.6 | Solar |  |  | Active Application | Trade Secret | Trade | CHI | CHI311 | Residential |  | Trade Secret | 2023
20263-228838-01 | Xcel Energy | 85 | 13781 | IOU | 06230188 | 4.188 | Solar |  |  | Interconnected | Trade Secret | Trade | SOU | SOU060 | Residential |  | Trade Secret | 2025 | 2025
20263-228838-01 | Xcel Energy | 85 | 13781 | IOU | 03630992 | 3 | Solar |  |  | Active Application | Trade Secret | Trade | TWL | TWL063 | Commercial | Solar*Rewards | Trade Secret | 2020
20263-228838-01 | Xcel Energy | 85 | 13781 | IOU | 05955501 | 8.45 | Solar |  |  | Interconnected | Trade Secret | Trade | RPO | RPO312 | Residential | Solar*Rewards | Trade Secret | 2024 | 2024
20263-228838-01 | Xcel Energy | 85 | 13781 | IOU | OID2082144 | 3.84 | Solar |  |  | Withdrawn | Trade Secret | Trade | IDA | IDA072 | Residential | Solar*Rewards | Trade Secret | 2014
20263-228838-01 | Xcel Energy | 85 | 13781 | IOU | 05252748 | 6.67 | Solar |  |  | Interconnected | Trade Secret | Trade | HYL | HYL073 | Residential |  | Trade Secret | 2022 | 2023
20263-228838-01 | Xcel Energy | 85 | 13781 | IOU | 05464475 | 3.465 | Solar |  |  | Interconnected | Trade Secret | Trade | SLP | SLP082 | Residential | Solar*Rewards | Trade Secret | 2023 | 2023
20263-228838-01 | Xcel Energy | 85 | 13781 | IOU | 03133149 | 0.76 | Solar |  |  | Interconnected | Trade Secret | Trade | CTR | CTR031 | Residential | Solar*Rewards | Trade Secret | 2010 | 2010
20263-228838-01 |  |  |  |  | OID3639229 |  | Solar |  |  | Withdrawn | Trade Secret | Trade | HUG | HUG321 | Residential | Solar*Rewards |  | 2018
20263-228838-01 | Xcel Energy | 85 | 13781 | IOU | 03129635 | 12 | Solar |  |  | Interconnected | Trade Secret | Trade | HUG | HUG321 | Residential | Solar*Rewards | Trade Secret | 2018 | 2019
20263-228838-01 | Xcel Energy | 85 | 13781 | IOU | 04537374 | 5 | Storage |  |  | Interconnected | Trade Secret | Trade | HUG | HUG321 | Residential |  | Trade Secret | 2021 | 2022
20263-228838-01 | Xcel Energy | 85 | 13781 | IOU | 06008319 | 9.869 | Solar |  |  | Interconnected | Trade Secret | Trade | MPK | MPK074 | Residential | Solar*Rewards | Trade Secret | 2025 | 2025
20263-228838-01 | Xcel Energy | 85 | 13781 | IOU | 05993463 | 22.8 | Solar |  |  | Active Application | Trade Secret | Trade | FSL | FSL312 | Commercial |  | Trade Secret | 2025
20263-228838-01 | Xcel Energy | 85 | 13781 | IOU | 04498769 | 5.8 | Solar |  |  | Interconnected | Trade Secret | Trade | WES | WES064 | Residential |  | Trade Secret | 2021 | 2021
20263-228838-01 | Xcel Energy | 85 | 13781 | IOU | OID3284608 | 19.999 | Solar |  |  | Withdrawn | Trade Secret | Trade | EXC | EXC062 | Commercial | Solar*Rewards | Trade Secret | 2018
20263-228838-01 | Xcel Energy | 85 | 13781 | IOU | 04503451 | 8.7 | Solar |  |  | Interconnected | Trade Secret | Trade | BCR | BCR083 | Residential |  | Trade Secret | 2021 | 2021
20263-228838-01 | Xcel Energy | 85 | 13781 | IOU | 05131394 | 10.15 | Solar |  |  | Active Application | Trade Secret | Trade | TWL | TWL072 | Residential |  | Trade Secret | 2022
20263-228838-01 | Xcel Energy | 85 | 13781 | IOU | OID2293616 | 3.8 | Solar |  |  | Withdrawn | Trade Secret | Trade | HWW | HWW062 | Residential | Made in Minnesota | Trade Secret | 2015
20263-228838-01 | Xcel Energy | 85 | 13781 | IOU | 03388652 | 19.988 | Solar |  |  | Interconnected | Trade Secret | Trade | WSG | WSG362 | Residential | Solar*Rewards | Trade Secret | 2019 | 2020
20263-228838-01 | Xcel Energy | 85 | 13781 | IOU | 06221873 | 6.68 | Solar |  |  | Interconnected | Trade Secret | Trade | SIP | SIP071 | Residential |  | Trade Secret | 2025 | 2025
20263-228838-01 | Xcel Energy | 85 | 13781 | IOU | 04794247 | 7.83 | Solar |  |  | Interconnected | Trade Secret | Trade | SLP | SLP084 | Residential | Solar*Rewards | Trade Secret | 2022 | 2022
20263-228838-01 | Xcel Energy | 85 | 13781 | IOU | 05167843 | 5.22 | Solar |  |  | Interconnected | Trade Secret | Trade | WES | WES074 | Residential |  | Trade Secret | 2022 | 2023
20263-228838-01 | Xcel Energy | 85 | 13781 | IOU | 03909689 | 7.616 | Solar |  |  | Interconnected | Trade Secret | Trade | SOU | SOU079 | Residential | Solar*Rewards | Trade Secret | 2020 | 2020
20263-228838-01 | Xcel Energy | 85 | 13781 | IOU | 03133941 | 3.5 | Solar |  |  | Interconnected | Trade Secret | Trade | EDA | EDA067 | Residential | Made in Minnesota | Trade Secret | 2014 | 2014
20263-228838-01 | Xcel Energy | 85 | 13781 | IOU | 05389032 | 3.9 | Solar |  |  | Interconnected | Trade Secret | Trade | PRR | PRR062 | Residential | Solar*Rewards | Trade Secret | 2023 | 2023
20263-228838-01 | Xcel Energy | 85 | 13781 | IOU | 06001668 | 37.988 | Solar |  |  | Active Application | Trade Secret | Trade | DBL | DBL074 | Commercial |  | Trade Secret | 2024
20263-228838-01 | Xcel Energy | 85 | 13781 | IOU | SRO29735 | 18 | Solar |  |  | Withdrawn | Trade Secret | Trade | DBL | DBL074 | Commercial | Solar*Rewards | Trade Secret | 2013
20263-228838-01 | Xcel Energy | 85 | 13781 | IOU | OID1963843 | 6 | Solar |  |  | Withdrawn | Trade Secret | Trade | HUG | HUG311 | Residential | Made in Minnesota | Trade Secret | 2014
20263-228838-01 | Xcel Energy | 85 | 13781 | IOU | 03134231 | 10.56 | Solar |  |  | Interconnected | Trade Secret | Trade | HUG | HUG311 | Residential | Solar*Rewards | Trade Secret | 2015 | 2015
20263-228838-01 | Xcel Energy | 85 | 13781 | IOU | 03651880 | 14.995 | Solar |  |  | Active Application | Trade Secret | Trade | WEL | WEL021 | Commercial | Solar*Rewards | Trade Secret | 2020
20263-228838-01 |  |  |  |  | 05017429 |  |  |  |  | Active Application | Trade Secret | Trade | WEL | WEL021 | Commercial |  |  | 2022
20263-228838-01 | Xcel Energy | 85 | 13781 | IOU | 04409085 | 100 | Solar |  |  | Withdrawn | Trade Secret | Trade | WEL | WEL021 | Commercial |  | Trade Secret | 2021
20263-228838-01 | Xcel Energy | 85 | 13781 | IOU | 06321867 | 5.7 | Solar |  |  | Active Application | Trade Secret | Trade | ALD | ALD076 | Residential | Solar*Rewards | Trade Secret | 2026
20263-228838-01 | Xcel Energy | 85 | 13781 | IOU | 05330965 | 9.86 | Solar |  |  | Interconnected | Trade Secret | Trade | OAD | OAD071 | Residential |  | Trade Secret | 2022 | 2023
20263-228838-01 | Xcel Energy | 85 | 13781 | IOU | 06195833 | 4.188 | Solar |  |  | Interconnected | Trade Secret | Trade | SOU | SOU069 | Residential |  | Trade Secret | 2025 | 2025
20263-228838-01 |  |  |  |  | OID2055027 |  | Solar |  |  | Withdrawn | Trade Secret | Trade | FSL | FSL312 | Residential | Solar*Rewards |  | 2014
20263-228838-01 | Xcel Energy | 85 | 13781 | IOU | 03134781 | 40 | Solar |  |  | Interconnected | Trade Secret | Trade | ALD | ALD097 | Commercial | Made in Minnesota | Trade Secret | 2016 | 2017
20263-228838-01 | Xcel Energy | 85 | 13781 | IOU | 03130131 | 6.96 | Solar |  |  | Interconnected | Trade Secret | Trade | MPK | MPK071 | Residential | Solar*Rewards | Trade Secret | 2018 | 2019
20263-228838-01 | Xcel Energy | 85 | 13781 | IOU | 05676449 | 9.184 | Solar |  |  | Interconnected | Trade Secret | Trade | AFT | AFT322 | Residential |  | Trade Secret | 2024 | 2024
20263-228838-01 | Xcel Energy | 85 | 13781 | IOU | 05332357 | 3.19 | Solar |  |  | Interconnected | Trade Secret | Trade | SOU | SOU087 | Residential |  | Trade Secret | 2022 | 2023
20263-228838-01 | Xcel Energy | 85 | 13781 | IOU | 03630913 | 7.616 | Solar |  |  | Active Application | Trade Secret | Trade | ALD | ALD076 | Commercial | Solar*Rewards | Trade Secret | 2020
20263-228838-01 | Xcel Energy | 85 | 13781 | IOU | 05225187 | 6.98 | Solar |  |  | Interconnected | Trade Secret | Trade | STY | STY062 | Residential |  | Trade Secret | 2022 | 2022
20263-228838-01 | Xcel Energy | 85 | 13781 | IOU | 05817665 | 3.936 | Solar |  |  | Interconnected | Trade Secret | Trade | OAD | OAD071 | Residential | Solar*Rewards | Trade Secret | 2024 | 2024
20263-228838-01 | Xcel Energy | 85 | 13781 | IOU | OID3785697 | 7.616 | Solar |  |  | Withdrawn | Trade Secret | Trade | LEX | LEX332 | Residential | Solar*Rewards | Trade Secret | 2019
20263-228838-01 | Xcel Energy | 85 | 13781 | IOU | 03154593 | 7.616 | Solar |  |  | Interconnected | Trade Secret | Trade | LEX | LEX332 | Residential | Solar*Rewards | Trade Secret | 2019 | 2020
20263-228838-01 | Xcel Energy | 85 | 13781 | IOU | 05499333 | 13.92 | Solar |  |  | Active Application | Trade Secret | Trade | YAM | YAM021 | Commercial |  | Trade Secret | 2023
20263-228838-01 | Xcel Energy | 85 | 13781 | IOU | 06010919 | 4.934 | Solar |  |  | Interconnected | Trade Secret | Trade | IDA | IDA073 | Residential | Solar*Rewards | Trade Secret | 2024 | 2025
20263-228838-01 | Xcel Energy | 85 | 13781 | IOU | 03131145 | 102 | Other |  |  | Interconnected | Trade Secret | Trade | LOW | LOW021 | Commercial |  | Trade Secret | 2012 | 2012
20263-228838-01 |  |  |  |  | 05866455 |  | Solar |  |  | Active Application | Trade Secret | Trade | LOW | LOW021 | Commercial |  |  | 2024
20263-228838-01 | Xcel Energy | 85 | 13781 | IOU | 05308645 | 6.67 | Solar |  |  | Interconnected | Trade Secret | Trade | GLK | GLK072 | Residential |  | Trade Secret | 2022 | 2023
20263-228838-01 | Xcel Energy | 85 | 13781 | IOU | 06056918 | 4.18 | Solar |  |  | Withdrawn | Trade Secret | Trade | TWL | TWL074 | Residential | Solar*Rewards | Trade Secret | 2025
20263-228838-01 | Xcel Energy | 85 | 13781 | IOU | 06050317 | 9.109 | Solar |  |  | Active Application | Trade Secret | Trade | WIL | WIL071 | Residential |  | Trade Secret | 2025
20263-228838-01 | Xcel Energy | 85 | 13781 | IOU | 06272981 | 12 | Storage |  |  | Active Application | Trade Secret | Trade | EXC | EXC062 | Residential |  | Trade Secret | 2025
20263-228838-01 | Xcel Energy | 85 | 13781 | IOU | 05364269 | 8.7 | Solar |  |  | Interconnected | Trade Secret | Trade | EXC | EXC062 | Residential | Solar*Rewards | Trade Secret | 2023 | 2023
20263-228838-01 | Xcel Energy | 85 | 13781 | IOU | OID2058504 | 18 | Solar |  |  | Withdrawn | Trade Secret | Trade | KOL | KOL061 | Commercial | Solar*Rewards | Trade Secret | 2014
20263-228838-01 | Xcel Energy | 85 | 13781 | IOU | 03133247 | 5 | Solar |  |  | Interconnected | Trade Secret | Trade | LLK | LLK071 | Residential | Solar*Rewards | Trade Secret | 2010 | 2010
20263-228838-01 |  |  |  |  | SRO14457 |  | Solar |  |  | Withdrawn | Trade Secret | Trade | LLK | LLK071 | Residential | Solar*Rewards |  | 2010
20263-228838-01 | Xcel Energy | 85 | 13781 | IOU | 05993917 | 5.052 | Solar |  |  | Withdrawn | Trade Secret | Trade | CEL | CEL072 | Residential |  | Trade Secret | 2024
20263-228838-01 | Xcel Energy | 85 | 13781 | IOU | 03129892 | 7.616 | Solar |  | X | Interconnected | Trade Secret | Trade | BCH | BCH311 | Residential | Solar*Rewards | Trade Secret | 2018 | 2020
20263-228838-01 | Xcel Energy | 85 | 13781 | IOU | 05986295 | 6.046 | Solar |  |  | Interconnected | Trade Secret | Trade | HYL | HYL064 | Residential | Solar*Rewards | Trade Secret | 2024 | 2025
20263-228838-01 | Xcel Energy | 85 | 13781 | IOU | 06213044 | 4.934 | Solar |  |  | Withdrawn | Trade Secret | Trade | RVA | RVA061 | Residential | Solar*Rewards | Trade Secret | 2025
20263-228838-01 | Xcel Energy | 85 | 13781 | IOU | 06201535 | 4.934 | Solar |  |  | Interconnected | Trade Secret | Trade | RVA | RVA061 | Residential | Solar*Rewards | Trade Secret | 2025 | 2025
20263-228838-01 | Xcel Energy | 85 | 13781 | IOU | 05500828 | 6.38 | Solar |  |  | Interconnected | Trade Secret | Trade | APA | APA068 | Residential |  | Trade Secret | 2023 | 2023
20263-228838-01 | Xcel Energy | 85 | 13781 | IOU | 04821969 | 39.999 | Solar |  |  | Interconnected | Trade Secret | Trade | WIL | WIL062 | Commercial | Solar*Rewards | Trade Secret | 2022 | 2023
20263-228838-01 | Xcel Energy | 85 | 13781 | IOU | 04563361 | 3.747 |  |  |  | Active Application | Trade Secret | Trade | HWW | HWW072 | Residential |  | Trade Secret | 2021
20263-228838-01 | Xcel Energy | 85 | 13781 | IOU | 04489233 | 3.747 | Solar |  |  | Active Application | Trade Secret | Trade | HWW | HWW072 | Residential | Solar*Rewards | Trade Secret | 2021
20263-228838-01 | Xcel Energy | 85 | 13781 | IOU | 04596398 | 1.74 | Solar |  |  | Active Application | Trade Secret | Trade | HWW | HWW072 | Residential |  | Trade Secret | 2021
20263-228838-01 | Xcel Energy | 85 | 13781 | IOU | 05128290 | 133.2 | Solar |  |  | Active Application | Trade Secret | Trade | ALD | ALD097 | Commercial |  | Trade Secret | 2022
20263-228838-01 | Xcel Energy | 85 | 13781 | IOU | 03960512 | 4.93 | Solar |  |  | Interconnected | Trade Secret | Trade | HOL | HOL061 | Residential | Solar*Rewards | Trade Secret | 2020 | 2021
20263-228838-01 | Xcel Energy | 85 | 13781 | IOU | 05561105 | 4.41 | Solar |  |  | Interconnected | Trade Secret | Trade | ECK | ECK063 | Residential | Solar*Rewards | Trade Secret | 2023 | 2023
20263-228838-01 | Xcel Energy | 85 | 13781 | IOU | 04793582 | 7.6 | Solar |  | X | Interconnected | Trade Secret | Trade | WSG | WSG071 | Residential | Solar*Rewards | Trade Secret | 2022 | 2022
20263-228838-01 | Xcel Energy | 85 | 13781 | IOU | 03577263 | 2.9 | Solar |  |  | Interconnected | Trade Secret | Trade | SOU | SOU066 | Residential | Solar*Rewards | Trade Secret | 2020 | 2020
20263-228838-01 | Xcel Energy | 85 | 13781 | IOU | OID3600765 | 9.94 | Solar |  |  | Withdrawn | Trade Secret | Trade | NER | NER021 | Residential | Solar*Rewards | Trade Secret | 2018
20263-228838-01 | Xcel Energy | 85 | 13781 | IOU | OID2969260 | 5 | Solar |  |  | Withdrawn | Trade Secret | Trade | WIL | WIL097 | Residential | Made in Minnesota | Trade Secret | 2017
20263-228838-01 | Xcel Energy | 85 | 13781 | IOU | 03132545 | 5 | Solar |  |  | Interconnected | Trade Secret | Trade | WIL | WIL097 | Residential | Made in Minnesota | Trade Secret | 2018 | 2018
20263-228838-01 | Xcel Energy | 85 | 13781 | IOU | 04376610 | 33.3 | Solar |  |  | Interconnected | Trade Secret | Trade | EKO | EKO021 | Commercial | Solar*Rewards | Trade Secret | 2021 | 2021
20263-228838-01 | Xcel Energy | 85 | 13781 | IOU | OID3284764 | 19.999 | Solar |  |  | Withdrawn | Trade Secret | Trade | EKO | EKO021 | Commercial | Solar*Rewards | Trade Secret | 2018
20263-228838-01 | Xcel Energy | 85 | 13781 | IOU | 04149636 | 2.32 | Solar |  |  | Interconnected | Trade Secret | Trade | SOU | SOU078 | Residential | Solar*Rewards | Trade Secret | 2020 | 2021
20263-228838-01 | Xcel Energy | 85 | 13781 | IOU | 05956892 | 7.6 | Solar |  |  | Interconnected | Trade Secret | Trade | HSN | HSN311 | Residential | Solar*Rewards | Trade Secret | 2024 | 2025
20263-228838-01 | Xcel Energy | 85 | 13781 | IOU | 05550673 | 4.06 | Solar |  |  | Interconnected | Trade Secret | Trade | WSG | WSG064 | Residential |  | Trade Secret | 2023 | 2023
20263-228838-01 | Xcel Energy | 85 | 13781 | IOU | 04999002 | 8.99 | Solar |  |  | Interconnected | Trade Secret | Trade | IDA | IDA073 | Residential | Solar*Rewards | Trade Secret | 2022 | 2023
20263-228838-01 | Xcel Energy | 85 | 13781 | IOU | 03661916 | 4.8 | Solar |  |  | Interconnected | Trade Secret | Trade | MPK | MPK065 | Residential | Solar*Rewards | Trade Secret | 2020 | 2020
20263-228838-01 | Xcel Energy | 85 | 13781 | IOU | 03659242 | 6.09 | Solar |  |  | Active Application | Trade Secret | Trade | MPK | MPK065 | Residential | Solar*Rewards | Trade Secret | 2020
20263-228838-01 | Xcel Energy | 85 | 13781 | IOU | 03130847 | 1.2 | Solar |  |  | Interconnected | Trade Secret | Trade | RIV | RIV062 | Residential |  | Trade Secret | 2007 | 2007
20263-228838-01 | Xcel Energy | 85 | 13781 | IOU | 03131690 | 6 | Solar |  |  | Interconnected | Trade Secret | Trade | ALD | ALD072 | Residential | Solar*Rewards | Trade Secret | 2017 | 2017
20263-228838-01 | Xcel Energy | 85 | 13781 | IOU | 05278259 | 8.96 | Solar |  |  | Interconnected | Trade Secret | Trade | GRC | GRC311 | Residential |  | Trade Secret | 2022 | 2023
20263-228838-01 | Xcel Energy | 85 | 13781 | IOU | SRO29913 | 25 | Solar |  |  | Withdrawn | Trade Secret | Trade | ELP | ELP062 | Commercial | Solar*Rewards | Trade Secret | 2013
20263-228838-01 | Xcel Energy | 85 | 13781 | IOU | 03905041 | 7.616 | Solar |  | X | Active Application | Trade Secret | Trade | CHI | CHI311 | Residential | Solar*Rewards | Trade Secret | 2020
20263-228838-01 | Xcel Energy | 85 | 13781 | IOU | 03133920 | 9 | Solar |  |  | Interconnected | Trade Secret | Trade | MST | MST068 | Commercial | Made in Minnesota | Trade Secret | 2014 | 2015
20263-228838-01 |  |  |  |  | OID2251391 |  | Solar |  |  | Withdrawn | Trade Secret | Trade | WAB | WAB021 | Commercial | Solar*Rewards |  | 2015
20263-228838-01 |  |  |  |  | OID2296839 |  | Solar |  |  | Withdrawn | Trade Secret | Trade | WAB | WAB021 | Commercial | Made in Minnesota |  | 2015
20263-228838-01 | Xcel Energy | 85 | 13781 | IOU | 03132503 | 3.747 | Solar |  |  | Interconnected | Trade Secret | Trade | TWL | TWL064 | Residential | Solar*Rewards | Trade Secret | 2018 | 2018
20263-228838-01 | Xcel Energy | 85 | 13781 | IOU | 03134734 | 6 | Solar |  |  | Interconnected | Trade Secret | Trade | APA | APA069 | Residential | Made in Minnesota | Trade Secret | 2015 | 2016
20263-228838-01 | Xcel Energy | 85 | 13781 | IOU | 05990546 | 5.2 | Solar |  |  | Active Application | Trade Secret | Trade | WIN | WIN042 | Residential | Solar*Rewards | Trade Secret | 2024
20263-228838-01 | Xcel Energy | 85 | 13781 | IOU | 03877604 | 6 | Solar |  |  | Active Application | Trade Secret | Trade | HSN | HSN321 | Residential | Solar*Rewards | Trade Secret | 2020
20263-228838-01 | Xcel Energy | 85 | 13781 | IOU | 04508267 | 3.747 | Solar |  |  | Active Application | Trade Secret | Trade | APA | APA071 | Residential |  | Trade Secret | 2021
20263-228838-01 | Xcel Energy | 85 | 13781 | IOU | 04502736 | 3.747 | Solar |  |  | Active Application | Trade Secret | Trade | APA | APA071 | Residential | Solar*Rewards | Trade Secret | 2021
20263-228838-01 | Xcel Energy | 85 | 13781 | IOU | 06193823 | 9.994 | Solar |  |  | Interconnected | Trade Secret | Trade | HYL | HYL074 | Residential |  | Trade Secret | 2025 | 2025
20263-228838-01 |  |  |  |  | OID3716452 |  | Solar |  |  | Withdrawn | Trade Secret | Trade | HYL | HYL074 | Residential | Solar*Rewards |  | 2019
20263-228838-01 |  |  |  |  | OID3716453 |  | Solar |  |  | Withdrawn | Trade Secret | Trade | HYL | HYL074 | Residential | Solar*Rewards |  | 2019
20263-228838-01 |  |  |  |  | OID3642140 |  | Solar |  |  | Withdrawn | Trade Secret | Trade | NOF | NOF061 | Commercial | Solar*Rewards |  | 2018
20263-228838-01 | Xcel Energy | 85 | 13781 | IOU | 05505407 | 8.12 | Solar |  |  | Interconnected | Trade Secret | Trade | WSG | WSG076 | Residential |  | Trade Secret | 2023 | 2024
20263-228838-01 |  |  |  |  | OID3069472 |  | Solar |  |  | Withdrawn | Trade Secret | Trade | FRA | FRA211 | Commercial | Solar*Rewards |  | 2017
20263-228838-01 | Xcel Energy | 85 | 13781 | IOU | 04417484 | 5.054 | Solar |  |  | Interconnected | Trade Secret | Trade | SOU | SOU075 | Residential | Solar*Rewards | Trade Secret | 2021 | 2021
20263-228838-01 | Xcel Energy | 85 | 13781 | IOU | 05277220 | 4.35 | Solar |  |  | Interconnected | Trade Secret | Trade | WDY | WDY311 | Residential |  | Trade Secret | 2022 | 2023
20263-228838-01 | Xcel Energy | 85 | 13781 | IOU | 04944311 | 3.836 | Solar |  |  | Interconnected | Trade Secret | Trade | HSN | HSN321 | Residential | Solar*Rewards | Trade Secret | 2022 | 2022
20263-228838-01 | Xcel Energy | 85 | 13781 | IOU | 05150064 | 3.85 | Solar |  |  | Interconnected | Trade Secret | Trade | GLK | GLK074 | Residential |  | Trade Secret | 2022 | 2022
20263-228838-01 | Xcel Energy | 85 | 13781 | IOU | 04880870 | 11.6 | Solar |  |  | Interconnected | Trade Secret | Trade | APA | APA077 | Residential | Solar*Rewards | Trade Secret | 2022 | 2023
20263-228838-01 | Xcel Energy | 85 | 13781 | IOU | 03133511 | 30 | Solar |  |  | Interconnected | Trade Secret | Trade | MST | MST076 | Commercial | Solar*Rewards | Trade Secret | 2011 | 2012
20263-228838-01 | Xcel Energy | 85 | 13781 | IOU | 06198965 | 4.555 | Solar |  |  | Interconnected | Trade Secret | Trade | ALD | ALD083 | Residential | Solar*Rewards | Trade Secret | 2025 | 2025
20263-228838-01 | Xcel Energy | 85 | 13781 | IOU | 06153010 | 8.35 | Solar |  | X | Interconnected | Trade Secret | Trade | ALD | ALD083 | Residential | Solar*Rewards | Trade Secret | 2025 | 2025
20263-228838-01 | Xcel Energy | 85 | 13781 | IOU | 05817234 | 5.052 | Solar |  |  | Interconnected | Trade Secret | Trade | KOL | KOL061 | Residential |  | Trade Secret | 2024 | 2025
20263-228838-01 | Xcel Energy | 85 | 13781 | IOU | 05509430 | 4.108 | Solar |  |  | Interconnected | Trade Secret | Trade | MST | MST066 | Residential |  | Trade Secret | 2023 | 2023
20263-228838-01 | Xcel Energy | 85 | 13781 | IOU | 04438865 | 11.6 | Solar |  |  | Interconnected | Trade Secret | Trade | WSG | WSG065 | Residential | Solar*Rewards | Trade Secret | 2021 | 2021
20263-228838-01 | Xcel Energy | 85 | 13781 | IOU | 05134091 | 3.84 | Solar |  |  | Interconnected | Trade Secret | Trade | ECK | ECK342 | Residential |  | Trade Secret | 2022 | 2023
20263-228838-01 | Xcel Energy | 85 | 13781 | IOU | OID3666835 | 6 | Solar |  |  | Withdrawn | Trade Secret | Trade | MOL | MOL066 | Residential | Solar*Rewards | Trade Secret | 2018
20263-228838-01 | Xcel Energy | 85 | 13781 | IOU | 04923149 | 5.28 | Solar |  |  | Active Application | Trade Secret | Trade | WIL | WIL081 | Residential | Solar*Rewards | Trade Secret | 2022
20263-228838-01 | Xcel Energy | 85 | 13781 | IOU | OID3824530 | 7.616 | Solar |  |  | Withdrawn | Trade Secret | Trade | WIL | WIL081 | Residential | Solar*Rewards | Trade Secret | 2019
20263-228838-01 | Xcel Energy | 85 | 13781 | IOU | 05859393 | 7.616 | Solar |  |  | Interconnected | Trade Secret | Trade | LEX | LEX332 | Residential |  | Trade Secret | 2024 | 2025
20263-228838-01 | Xcel Energy | 85 | 13781 | IOU | 04117585 | 5 | Solar |  |  | Active Application | Trade Secret | Trade | MPK | MPK084 | Residential | Solar*Rewards | Trade Secret | 2020
20263-228838-01 | Xcel Energy | 85 | 13781 | IOU | 03513658 | 24 | Solar |  |  | Interconnected | Trade Secret | Trade | YAM | YAM031 | Commercial | Solar*Rewards | Trade Secret | 2019 | 2020
20263-228838-01 | Xcel Energy | 85 | 13781 | IOU | 03133255 | 3.8 | Solar |  |  | Interconnected | Trade Secret | Trade | ALD | ALD084 | Residential | Solar*Rewards | Trade Secret | 2010 | 2010
20263-228838-01 | Xcel Energy | 85 | 13781 | IOU | 06039365 | 14.423 | Solar |  |  | Interconnected | Trade Secret | Trade | MPK | MPK083 | Residential | Solar*Rewards | Trade Secret | 2024 | 2025
20263-228838-01 | Xcel Energy | 85 | 13781 | IOU | 03132492 | 9.6 | Solar |  |  | Interconnected | Trade Secret | Trade | RLK | RLK079 | Commercial | Solar*Rewards | Trade Secret | 2018 | 2018
20263-228838-01 | Xcel Energy | 85 | 13781 | IOU | SRO19822 | 18 | Solar |  |  | Withdrawn | Trade Secret | Trade | HWW | HWW063 | Commercial | Solar*Rewards | Trade Secret | 2012
20263-228838-01 | Xcel Energy | 85 | 13781 | IOU | SRO22285 | 39.6 | Solar |  |  | Withdrawn | Trade Secret | Trade | HWW | HWW063 | Commercial | Solar*Rewards | Trade Secret | 2012
20263-228838-01 | Xcel Energy | 85 | 13781 | IOU | 03133822 | 36 | Solar |  |  | Interconnected | Trade Secret | Trade | HWW | HWW063 | Commercial | Solar*Rewards | Trade Secret | 2013 | 2013
20263-228838-01 | Xcel Energy | 85 | 13781 | IOU | 05850892 | 8.448 | Solar |  |  | Interconnected | Trade Secret | Trade | WCR | WCR322 | Residential | Solar*Rewards | Trade Secret | 2024 | 2024
20263-228838-01 | Xcel Energy | 85 | 13781 | IOU | 05404995 | 150 | Solar |  |  | Active Application | Trade Secret | Trade | OSS | OSS065 | Commercial |  | Trade Secret | 2023
20263-228838-01 | Xcel Energy | 85 | 13781 | IOU | 06212359 | 5.933 | Solar |  |  | Active Application | Trade Secret | Trade | GLK | GLK072 | Residential |  | Trade Secret | 2025
20263-228838-01 | Xcel Energy | 85 | 13781 | IOU | 05425563 | 7.04 | Solar |  |  | Withdrawn | Trade Secret | Trade | MHW | MHW311 | Residential | Solar*Rewards | Trade Secret | 2023
20263-228838-01 | Xcel Energy | 85 | 13781 | IOU | 05225842 | 6.96 | Solar |  |  | Interconnected | Trade Secret | Trade | RWD | RWD062 | Residential |  | Trade Secret | 2022 | 2023
20263-228838-01 | Xcel Energy | 85 | 13781 | IOU | 04794430 | 33.128 | Solar |  |  | Interconnected | Trade Secret | Trade | APA | APA065 | Commercial | Solar*Rewards | Trade Secret | 2022 | 2023
20263-228838-01 | Xcel Energy | 85 | 13781 | IOU | 05423943 | 11.52 | Solar |  |  | Interconnected | Trade Secret | Trade | LIN | LIN031 | Residential | Solar*Rewards | Trade Secret | 2023 | 2023
20263-228838-01 | Xcel Energy | 85 | 13781 | IOU | 06310555 | 6.4 | Solar |  |  | Withdrawn | Trade Secret | Trade | RWD | RWD081 | Residential |  | Trade Secret | 2025
20263-228838-01 | Xcel Energy | 85 | 13781 | IOU | 06309898 | 6.4 | Solar |  |  | Active Application | Trade Secret | Trade | RWD | RWD081 | Residential |  | Trade Secret | 2026
20263-228838-01 | Xcel Energy | 85 | 13781 | IOU | 06237126 | 5.933 | Solar |  |  | Withdrawn | Trade Secret | Trade | HUG | HUG321 | Commercial |  | Trade Secret | 2025
20263-228838-01 | Xcel Energy | 85 | 13781 | IOU | 03664253 | 13.611 | Solar |  |  | Interconnected | Trade Secret | Trade | APA | APA075 | Residential |  | Trade Secret | 2020 | 2020
20263-228838-01 | Xcel Energy | 85 | 13781 | IOU | 06142160 | 4.934 | Solar |  |  | Interconnected | Trade Secret | Trade | LLK | LLK071 | Residential |  | Trade Secret | 2025 | 2026
20263-228838-01 | Xcel Energy | 85 | 13781 | IOU | 03130605 | 35.5 | Solar |  |  | Interconnected | Trade Secret | Trade | MOC | MOC021 | Residential | Made in Minnesota | Trade Secret | 2016 | 2017
20263-228838-01 | Xcel Energy | 85 | 13781 | IOU | 05476106 | 9.765 | Solar |  |  | Interconnected | Trade Secret | Trade | LAB | LAB311 | Residential | Solar*Rewards | Trade Secret | 2023 | 2023
20263-228838-01 | Xcel Energy | 85 | 13781 | IOU | 05720841 | 4.41 | Solar |  |  | Interconnected | Trade Secret | Trade | UPP | UPP084 | Residential | Solar*Rewards | Trade Secret | 2024 | 2024
20263-228838-01 | Xcel Energy | 85 | 13781 | IOU | 05851915 | 7.616 | Solar |  |  | Interconnected | Trade Secret | Trade | WES | WES073 | Residential | Solar*Rewards | Trade Secret | 2024 | 2025
20263-228838-01 | Xcel Energy | 85 | 13781 | IOU | 05197857 | 8.027 | Solar |  |  | Interconnected | Trade Secret | Trade | HSN | HSN322 | Residential |  | Trade Secret | 2022 | 2022
20263-228838-01 | Xcel Energy | 85 | 13781 | IOU | 06227715 | 7.678 | Solar |  |  | Interconnected | Trade Secret | Trade | WIL | WIL063 | Residential |  | Trade Secret | 2025 | 2025
20263-228838-01 | Xcel Energy | 85 | 13781 | IOU | 06225155 | 12.146 | Solar |  |  | Interconnected | Trade Secret | Trade | HYL | HYL074 | Residential |  | Trade Secret | 2025 | 2026
20263-228838-01 | Xcel Energy | 85 | 13781 | IOU | 06168032 | 7.212 | Solar |  |  | Interconnected | Trade Secret | Trade | NMC | NMC083 | Residential | Solar*Rewards | Trade Secret | 2025 | 2025
20263-228838-01 | Xcel Energy | 85 | 13781 | IOU | 06231822 | 7.329 | Solar |  |  | Interconnected | Trade Secret | Trade | SOU | SOU076 | Residential |  | Trade Secret | 2025 | 2026
20263-228838-01 | Xcel Energy | 85 | 13781 | IOU | 05505196 | 5.688 | Solar |  |  | Interconnected | Trade Secret | Trade | MTV | MTV003 | Residential | Solar*Rewards | Trade Secret | 2023 | 2023
20263-228838-01 | Xcel Energy | 85 | 13781 | IOU | 05365029 | 4.48 | Solar |  |  | Interconnected | Trade Secret | Trade | HYL | HYL064 | Residential | Solar*Rewards | Trade Secret | 2023 | 2023
20263-228838-01 | Xcel Energy | 85 | 13781 | IOU | 03593410 | 300 | Solar |  |  | Interconnected | Trade Secret | Trade | HYL | HYL063 | Commercial |  | Trade Secret | 2020 | 2021
20263-228838-01 | Xcel Energy | 85 | 13781 | IOU | 04736927 | 5.235 | Solar |  |  | Interconnected | Trade Secret | Trade | HUG | HUG321 | Residential |  | Trade Secret | 2021 | 2022
20263-228838-01 | Xcel Energy | 85 | 13781 | IOU | 04335195 | 6 | Solar |  |  | Interconnected | Trade Secret | Trade | OSS | OSS062 | Residential | Solar*Rewards | Trade Secret | 2021 | 2021
20263-228838-01 | Xcel Energy | 85 | 13781 | IOU | 04492920 | 3.747 | Solar |  |  | Active Application | Trade Secret | Trade | SOU | SOU086 | Residential | Solar*Rewards | Trade Secret | 2021
20263-228838-01 | Xcel Energy | 85 | 13781 | IOU | 05933360 | 2.903 | Solar |  |  | Active Application | Trade Secret | Trade | ALD | ALD076 | Residential | Solar*Rewards | Trade Secret | 2024
20263-228838-01 | Xcel Energy | 85 | 13781 | IOU | 06229118 | 3.484 | Solar |  |  | Active Application | Trade Secret | Trade | TER | TER071 | Residential |  | Trade Secret | 2025
20263-228838-01 | Xcel Energy | 85 | 13781 | IOU | 06287542 | 3.9 | Solar |  |  | Active Application | Trade Secret | Trade | SLP | SLP075 | Residential |  | Trade Secret | 2025
20263-228838-01 |  |  |  |  | OID1991417 |  | Solar |  |  | Withdrawn | Trade Secret | Trade | HWW | HWW063 | Commercial | Made in Minnesota |  | 2014
20263-228838-01 | Xcel Energy | 85 | 13781 | IOU | 03133662 | 6 | Solar |  |  | Interconnected | Trade Secret | Trade | RAM | RAM064 | Residential | Solar*Rewards | Trade Secret | 2012 | 2012
20263-228838-01 | Xcel Energy | 85 | 13781 | IOU | 03130772 | 3 | Solar |  |  | Interconnected | Trade Secret | Trade | RAM | RAM064 | Residential |  | Trade Secret | 2007 | 2007
20263-228838-01 | Xcel Energy | 85 | 13781 | IOU | 03131609 | 7.63 | Solar |  |  | Interconnected | Trade Secret | Trade | RPL | RPL063 | Residential | Made in Minnesota | Trade Secret | 2017 | 2017
20263-228838-01 |  |  |  |  | OID3705404 |  | Solar |  |  | Withdrawn | Trade Secret | Trade | GRC | GRC063 | Residential | Solar*Rewards |  | 2019
20263-228838-01 | Xcel Energy | 85 | 13781 | IOU | 03129346 | 6 | Solar |  |  | Interconnected | Trade Secret | Trade | GRC | GRC063 | Commercial | Solar*Rewards | Trade Secret | 2019 | 2020
20263-228838-01 | Xcel Energy | 85 | 13781 | IOU | 03829156 | 5.22 | Solar |  |  | Interconnected | Trade Secret | Trade | SOU | SOU075 | Residential | Solar*Rewards | Trade Secret | 2020 | 2020
20263-228838-01 | Xcel Energy | 85 | 13781 | IOU | 03647984 | 8.2 | Solar |  |  | Active Application | Trade Secret | Trade | GLD | GLD031 | Residential | Solar*Rewards | Trade Secret | 2020
20263-228838-01 | Xcel Energy | 85 | 13781 | IOU | 03152095 | 2.5 | Solar |  |  | Interconnected | Trade Secret | Trade | GVW | GVW031 | Residential | Solar*Rewards | Trade Secret | 2019 | 2020
20263-228838-01 | Xcel Energy | 85 | 13781 | IOU | OID3715074 | 2.5 | Solar |  |  | Withdrawn | Trade Secret | Trade | GVW | GVW031 | Residential | Solar*Rewards | Trade Secret | 2019
20263-228838-01 | Xcel Energy | 85 | 13781 | IOU | 03134592 | 15.26 | Solar |  |  | Interconnected | Trade Secret | Trade | OPK | OPK067 | Residential | Solar*Rewards | Trade Secret | 2015 | 2016
20263-228838-01 | Xcel Energy | 85 | 13781 | IOU | 03133217 | 4 | Solar |  |  | Interconnected | Trade Secret | Trade | RPL | RPL063 | Residential | Solar*Rewards | Trade Secret | 2010 | 2011
20263-228838-01 | Xcel Energy | 85 | 13781 | IOU | 03133584 | 4 | Solar |  |  | Interconnected | Trade Secret | Trade | RPL | RPL063 | Residential | Solar*Rewards | Trade Secret | 2011 | 2011
20263-228838-01 | Xcel Energy | 85 | 13781 | IOU | 05920450 | 23.153 | Solar |  |  | Interconnected | Trade Secret | Trade | WCR | WCR322 | Residential | Solar*Rewards | Trade Secret | 2024 | 2024
20263-228838-01 | Xcel Energy | 85 | 13781 | IOU | SRO29722 | 45 | Solar |  |  | Withdrawn | Trade Secret | Trade | SWN | SWN022 | Commercial | Solar*Rewards | Trade Secret | 2013
20263-228838-01 | Xcel Energy | 85 | 13781 | IOU | 05289131 | 4.188 | Solar |  |  | Interconnected | Trade Secret | Trade | LOK | LOK062 | Residential | Solar*Rewards | Trade Secret | 2022 | 2023
20263-228838-01 | Xcel Energy | 85 | 13781 | IOU | OID2561948 | 5.76 | Solar |  |  | Withdrawn | Trade Secret | Trade | MOL | MOL069 | Residential | Solar*Rewards | Trade Secret | 2016
20263-228838-01 | Xcel Energy | 85 | 13781 | IOU | 03131273 | 5.76 | Solar |  |  | Interconnected | Trade Secret | Trade | MOL | MOL069 | Residential | Made in Minnesota | Trade Secret | 2016 | 2017
20263-228838-01 | Xcel Energy | 85 | 13781 | IOU | 03133893 | 5 | Solar |  |  | Interconnected | Trade Secret | Trade | LAE | LAE061 | Commercial | Made in Minnesota | Trade Secret | 2014 | 2014
20263-228838-01 | Xcel Energy | 85 | 13781 | IOU | OID2732681 | 2.4 | Solar |  |  | Withdrawn | Trade Secret | Trade |  |  | Commercial | Solar*Rewards | Trade Secret | 2016
20263-228838-01 | Xcel Energy | 85 | 13781 | IOU | 03355222 | 5.48 | Solar |  |  | Interconnected | Trade Secret | Trade | HUG | HUG321 | Residential | Solar*Rewards | Trade Secret | 2019 | 2020
20263-228838-01 | Xcel Energy | 85 | 13781 | IOU | 06226842 | 6.912 | Solar |  |  | Interconnected | Trade Secret | Trade | WSG | WSG063 | Residential |  | Trade Secret | 2025 | 2026
20263-228838-01 | Xcel Energy | 85 | 13781 | IOU | 03236494 | 3.747 | Solar |  |  | Interconnected | Trade Secret | Trade | WIN | WIN023 | Residential | Solar*Rewards | Trade Secret | 2019 | 2020
20263-228838-01 | Xcel Energy | 85 | 13781 | IOU | 06208328 | 6.631 | Solar |  |  | Withdrawn | Trade Secret | Trade | WIL | WIL071 | Residential | Solar*Rewards | Trade Secret | 2025
20263-228838-01 | Xcel Energy | 85 | 13781 | IOU | 06321864 | 6.631 | Solar |  | X | Active Application | Trade Secret | Trade | WIL | WIL071 | Residential | Solar*Rewards | Trade Secret | 2026
20263-228838-01 | Xcel Energy | 85 | 13781 | IOU | 05562279 | 20.08 | Solar |  | X | Interconnected | Trade Secret | Trade | GSL | GSL064 | Residential | Solar*Rewards | Trade Secret | 2023 | 2023
20263-228838-01 | Xcel Energy | 85 | 13781 | IOU | 03133890 | 3.5 | Solar |  |  | Interconnected | Trade Secret | Trade | NOF | NOF061 | Residential | Made in Minnesota | Trade Secret | 2014 | 2014
20263-228838-01 | Xcel Energy | 85 | 13781 | IOU | SRO29571 | 3 | Solar |  |  | Withdrawn | Trade Secret | Trade | NOF | NOF061 | Residential | Solar*Rewards | Trade Secret | 2013
20263-228838-01 | Xcel Energy | 85 | 13781 | IOU | 04964190 | 3.747 | Solar |  |  | Active Application | Trade Secret | Trade | SOU | SOU079 | Residential |  | Trade Secret | 2022
20263-228838-01 | Xcel Energy | 85 | 13781 | IOU | 06314915 | 11.808 | Solar |  |  | Active Application | Trade Secret | Trade | HSN | HSN321 | Residential |  | Trade Secret | 2026
20263-228838-01 | Xcel Energy | 85 | 13781 | IOU | 05562323 | 7.56 | Solar |  |  | Interconnected | Trade Secret | Trade | WIL | WIL084 | Residential | Solar*Rewards | Trade Secret | 2023 | 2024
20263-228838-01 | Xcel Energy | 85 | 13781 | IOU | 05418322 | 9.55 | Solar |  | X | Interconnected | Trade Secret | Trade | SOU | SOU072 | Residential | Solar*Rewards | Trade Secret | 2023 | 2023
20263-228838-01 | Xcel Energy | 85 | 13781 | IOU | 04260096 | 5.51 | Solar |  |  | Active Application | Trade Secret | Trade | WIL | WIL098 | Residential | Solar*Rewards | Trade Secret | 2020
20263-228838-01 | Xcel Energy | 85 | 13781 | IOU | 04279527 | 5.51 | Solar |  |  | Interconnected | Trade Secret | Trade | WIL | WIL098 | Residential | Solar*Rewards | Trade Secret | 2021 | 2021
20263-228838-01 | Xcel Energy | 85 | 13781 | IOU | 03133738 | 10.32 | Solar |  |  | Interconnected | Trade Secret | Trade | OPK | OPK077 | Residential | Solar*Rewards | Trade Secret | 2013 | 2013
20263-228838-01 | Xcel Energy | 85 | 13781 | IOU | SRO27191 | 10.32 | Solar |  |  | Withdrawn | Trade Secret | Trade | OPK | OPK077 | Residential | Solar*Rewards | Trade Secret | 2012
20263-228838-01 | Xcel Energy | 85 | 13781 | IOU | 03132535 | 6.72 | Solar |  |  | Interconnected | Trade Secret | Trade | SLP | SLP076 | Residential | Solar*Rewards | Trade Secret | 2018 | 2018
20263-228838-01 | Xcel Energy | 85 | 13781 | IOU | OID3574656 | 12 | Solar |  |  | Withdrawn | Trade Secret | Trade | WAS | WAS092 | Residential | Solar*Rewards | Trade Secret | 2018
20263-228838-01 | Xcel Energy | 85 | 13781 | IOU | 05720404 | 5.226 | Solar |  |  | Interconnected | Trade Secret | Trade | WIL | WIL063 | Residential | Solar*Rewards | Trade Secret | 2024 | 2024
20263-228838-01 | Xcel Energy | 85 | 13781 | IOU | 05624455 | 5.22 | Solar |  |  | Withdrawn | Trade Secret | Trade | WIL | WIL063 | Residential | Solar*Rewards | Trade Secret | 2023
20263-228838-01 | Xcel Energy | 85 | 13781 | IOU | 06342708 | 3.888 | Solar |  | X | Active Application | Trade Secret | Trade | SOU | SOU075 | Residential | Solar*Rewards | Trade Secret | 2026
20263-228838-01 | Xcel Energy | 85 | 13781 | IOU | 04109791 | 4.93 | Solar |  |  | Active Application | Trade Secret | Trade | SOU | SOU075 | Residential | Solar*Rewards | Trade Secret | 2020
20263-228838-01 | Xcel Energy | 85 | 13781 | IOU | OID3734836 | 5 | Solar |  |  | Withdrawn | Trade Secret | Trade | SOU | SOU075 | Residential | Solar*Rewards | Trade Secret | 2019
20263-228838-01 | Xcel Energy | 85 | 13781 | IOU | 04268187 | 3.288 | Solar |  |  | Active Application | Trade Secret | Trade | WCS | WCS062 | Residential |  | Trade Secret | 2020
20263-228838-01 | Xcel Energy | 85 | 13781 | IOU | 04344046 | 6.67 | Solar |  |  | Interconnected | Trade Secret | Trade | WCS | WCS062 | Residential | Solar*Rewards | Trade Secret | 2021 | 2021
20263-228838-01 | Xcel Energy | 85 | 13781 | IOU | 06230198 | 4.555 | Solar |  |  | Active Application | Trade Secret | Trade | ECK | ECK342 | Residential |  | Trade Secret | 2025
20263-228838-01 | Xcel Energy | 85 | 13781 | IOU | 06217315 | 3.936 | Solar |  |  | Interconnected | Trade Secret | Trade | CGR | CGR074 | Residential |  | Trade Secret | 2025 | 2025
20263-228838-01 | Xcel Energy | 85 | 13781 | IOU | 05421145 | 10.88 | Solar |  |  | Withdrawn | Trade Secret | Trade | MHW | MHW311 | Residential | Solar*Rewards | Trade Secret | 2023
20263-228838-01 | Xcel Energy | 85 | 13781 | IOU | 06064511 | 14.592 | Solar |  |  | Interconnected | Trade Secret | Trade | MHW | MHW311 | Residential | Solar*Rewards | Trade Secret | 2025 | 2025
20263-228838-01 | Xcel Energy | 85 | 13781 | IOU | 05527544 | 5.76 | Solar |  |  | Interconnected | Trade Secret | Trade | SLP | SLP082 | Residential | Solar*Rewards | Trade Secret | 2023 | 2023
20263-228838-01 | Xcel Energy | 85 | 13781 | IOU | OID3547362 | 5 | Solar |  |  | Withdrawn | Trade Secret | Trade | SLP | SLP082 | Residential | Solar*Rewards | Trade Secret | 2018
20263-228838-01 | Xcel Energy | 85 | 13781 | IOU | 03710165 | 400 | Solar |  |  | Interconnected | Trade Secret | Trade | GRC | GRC311 | Commercial |  | Trade Secret | 2020 | 2021
20263-228838-01 | Xcel Energy | 85 | 13781 | IOU | 03696676 | 2.88 | Solar |  |  | Interconnected | Trade Secret | Trade | CGR | CGR072 | Residential | Solar*Rewards | Trade Secret | 2020 | 2020
20263-228838-01 | Xcel Energy | 85 | 13781 | IOU | 03132655 | 6.16 | Solar |  |  | Interconnected | Trade Secret | Trade | OAD | OAD061 | Residential | Solar*Rewards | Trade Secret | 2018 | 2019
20263-228838-01 | Xcel Energy | 85 | 13781 | IOU | OID3410973 | 4.48 | Solar |  |  | Withdrawn | Trade Secret | Trade | OAD | OAD061 | Residential | Solar*Rewards | Trade Secret | 2018
20263-228838-01 | Xcel Energy | 85 | 13781 | IOU | 05966943 | 7.616 | Solar |  |  | Active Application | Trade Secret | Trade | WIL | WIL062 | Residential |  | Trade Secret | 2024
20263-228838-01 | Xcel Energy | 85 | 13781 | IOU | 04743916 | 7.616 | Solar |  |  | Interconnected | Trade Secret | Trade | OAD | OAD072 | Residential |  | Trade Secret | 2021 | 2022
20263-228838-01 | Xcel Energy | 85 | 13781 | IOU | 03132244 | 5 | Solar |  |  | Interconnected | Trade Secret | Trade | SOU | SOU081 | Residential | Solar*Rewards | Trade Secret | 2018 | 2018
20263-228838-01 | Xcel Energy | 85 | 13781 | IOU | 04793760 | 6.09 | Solar |  |  | Interconnected | Trade Secret | Trade | WIL | WIL076 | Residential | Solar*Rewards | Trade Secret | 2022 | 2022
20263-228838-01 | Xcel Energy | 85 | 13781 | IOU | 03134849 | 5 | Solar |  |  | Interconnected | Trade Secret | Trade | HWW | HWW072 | Residential | Solar*Rewards | Trade Secret | 2016 | 2016
20263-228838-01 | Xcel Energy | 85 | 13781 | IOU | 05846439 | 5.052 | Solar |  |  | Interconnected | Trade Secret | Trade | CGR | CGR072 | Residential |  | Trade Secret | 2024 | 2025
20263-228838-01 | Xcel Energy | 85 | 13781 | IOU | 04023437 | 3.747 | Solar |  |  | Interconnected | Trade Secret | Trade | TWL | TWL063 | Residential | Solar*Rewards | Trade Secret | 2020 | 2021
20263-228838-01 | Xcel Energy | 85 | 13781 | IOU | 04944617 | 36 | Solar |  |  | Interconnected | Trade Secret | Trade | BEL | BEL061 | Residential |  | Trade Secret | 2022 | 2022
20263-228838-01 | Xcel Energy | 85 | 13781 | IOU | 05332603 | 6.67 | Solar |  |  | Interconnected | Trade Secret | Trade | HWW | HWW074 | Residential |  | Trade Secret | 2022 | 2023
20263-228838-01 | Xcel Energy | 85 | 13781 | IOU | 03133359 | 5.46 | Solar |  |  | Interconnected | Trade Secret | Trade | SMT | SMT091 | Residential | Solar*Rewards | Trade Secret | 2011 | 2011
20263-228838-01 | Xcel Energy | 85 | 13781 | IOU | 06322331 | 6.98 | Solar |  |  | Active Application | Trade Secret | Trade | SOU | SOU063 | Residential | Solar*Rewards | Trade Secret | 2026
20263-228838-01 | Xcel Energy | 85 | 13781 | IOU | OID3666358 | 38.8 | Solar |  |  | Withdrawn | Trade Secret | Trade | RCH | RCH061 | Commercial |  | Trade Secret | 2018
20263-228838-01 | Xcel Energy | 85 | 13781 | IOU | 03134735 | 8.4 | Solar |  |  | Interconnected | Trade Secret | Trade | ALD | ALD084 | Residential | Made in Minnesota | Trade Secret | 2015 | 2016
20263-228838-01 | Xcel Energy | 85 | 13781 | IOU | 05356650 | 4.188 | Solar |  |  | Interconnected | Trade Secret | Trade | MND | MND061 | Residential | Solar*Rewards | Trade Secret | 2023 | 2023
20263-228838-01 | Xcel Energy | 85 | 13781 | IOU | 04078951 | 9.994 | Solar |  |  | Interconnected | Trade Secret | Trade | PIL | PIL021 | Residential | Solar*Rewards | Trade Secret | 2020 | 2021
20263-228838-01 | Xcel Energy | 85 | 13781 | IOU | 06069710 | 9.12 | Solar |  |  | Interconnected | Trade Secret | Trade | LOK | LOK061 | Residential | Solar*Rewards | Trade Secret | 2025 | 2025
20263-228838-01 | Xcel Energy | 85 | 13781 | IOU | 03129639 | 9.994 | Solar |  |  | Interconnected | Trade Secret | Trade | OPK | OPK073 | Residential | Solar*Rewards | Trade Secret | 2018 | 2019
20263-228838-01 | Xcel Energy | 85 | 13781 | IOU | 03321820 | 2.4 | Solar |  |  | Interconnected | Trade Secret | Trade | OPK | OPK073 | Residential | Solar*Rewards | Trade Secret | 2019 | 2020
20263-228838-01 | Xcel Energy | 85 | 13781 | IOU | 05364265 | 7.6 | Solar |  |  | Withdrawn | Trade Secret | Trade | MND | MND062 | Residential |  | Trade Secret | 2023
20263-228838-01 | Xcel Energy | 85 | 13781 | IOU | 05420323 | 7.6 | Solar |  | X | Interconnected | Trade Secret | Trade | MND | MND062 | Residential |  | Trade Secret | 2023 | 2023
20263-228838-01 | Xcel Energy | 85 | 13781 | IOU | 05790337 | 7.591 | Solar |  | X | Interconnected | Trade Secret | Trade | HWW | HWW074 | Residential | Solar*Rewards | Trade Secret | 2024 | 2024
20263-228838-01 | Xcel Energy | 85 | 13781 | IOU | 06018114 | 15.28 | Storage |  |  | Interconnected | Trade Secret | Trade | HWW | HWW074 | Residential |  | Trade Secret | 2024 | 2025
20263-228838-01 | Xcel Energy | 85 | 13781 | IOU | 03130517 | 9.994 | Solar |  |  | Interconnected | Trade Secret | Trade | WDY | WDY312 | Residential | Solar*Rewards | Trade Secret | 2018 | 2019
20263-228838-01 | Xcel Energy | 85 | 13781 | IOU | OID3392636 | 19.88 | Solar |  | X | Withdrawn | Trade Secret | Trade | WDY | WDY312 | Residential | Solar*Rewards | Trade Secret | 2018
20263-228838-01 | Xcel Energy | 85 | 13781 | IOU | OID3084841 | 7.6 | Solar |  |  | Withdrawn | Trade Secret | Trade |  |  | Residential | Solar*Rewards | Trade Secret | 2017
20263-228838-01 | Xcel Energy | 85 | 13781 | IOU | 03133231 | 2 | Solar |  |  | Interconnected | Trade Secret | Trade | WES | WES071 | Residential | Solar*Rewards | Trade Secret | 2010 | 2010
20263-228838-01 | Xcel Energy | 85 | 13781 | IOU | 05277595 | 5 | Storage |  |  | Active Application | Trade Secret | Trade | WES | WES071 | Residential |  | Trade Secret | 2022
20263-228838-01 | Xcel Energy | 85 | 13781 | IOU | 06248171 | 11.136 | Solar |  |  | Active Application | Trade Secret | Trade | RLK | RLK066 | Residential |  | Trade Secret | 2025
20263-228838-01 | Xcel Energy | 85 | 13781 | IOU | 03130691 | 1 | Solar |  |  | Interconnected | Trade Secret | Trade | RLK | RLK066 | Commercial |  | Trade Secret | 2004 | 2013
20263-228838-01 | Xcel Energy | 85 | 13781 | IOU | OID3758922 | 3.44 | Solar |  |  | Withdrawn | Trade Secret | Trade | RLK | RLK066 | Commercial | Solar*Rewards | Trade Secret | 2019
20263-228838-01 | Xcel Energy | 85 | 13781 | IOU | OID3758924 | 3.44 | Solar |  |  | Withdrawn | Trade Secret | Trade | RLK | RLK066 | Commercial | Solar*Rewards | Trade Secret | 2019
20263-228838-01 | Xcel Energy | 85 | 13781 | IOU | 03152066 | 3.44 | Solar |  |  | Interconnected | Trade Secret | Trade | RLK | RLK066 | Commercial | Solar*Rewards | Trade Secret | 2019 | 2019
20263-228838-01 |  |  |  |  | 05416060 |  | Solar |  |  | Withdrawn | Trade Secret | Trade | WAV | WAV021 | Residential | Solar*Rewards |  | 2023
20263-228838-01 | Xcel Energy | 85 | 13781 | IOU | 06053438 | 13.664 | Solar |  | X | Active Application | Trade Secret | Trade | WAV | WAV021 | Residential |  | Trade Secret | 2025
20263-228838-01 | Xcel Energy | 85 | 13781 | IOU | 03133472 | 30 | Solar |  |  | Interconnected | Trade Secret | Trade | WBP | WBP061 | Commercial | Solar*Rewards | Trade Secret | 2011 | 2012
20263-228838-01 | Xcel Energy | 85 | 13781 | IOU | 06154406 | 7.678 | Solar |  |  | Interconnected | Trade Secret | Trade | LEX | LEX333 | Residential | Solar*Rewards | Trade Secret | 2025 | 2025
20263-228838-01 | Xcel Energy | 85 | 13781 | IOU | 04793653 | 5.22 | Solar |  |  | Interconnected | Trade Secret | Trade | SOU | SOU069 | Residential | Solar*Rewards | Trade Secret | 2022 | 2022
20263-228838-01 |  |  |  |  | OID2806521 |  | Solar |  |  | Withdrawn | Trade Secret | Trade | HUG | HUG311 | Residential |  |  | 2012
20263-228838-01 | Xcel Energy | 85 | 13781 | IOU | 04793714 | 8.41 | Solar |  |  | Interconnected | Trade Secret | Trade | MPK | MPK078 | Residential | Solar*Rewards | Trade Secret | 2022 | 2022
20263-228838-01 | Xcel Energy | 85 | 13781 | IOU | 03131926 | 16.32 | Solar |  |  | Interconnected | Trade Secret | Trade | STY | STY065 | Commercial | Solar*Rewards | Trade Secret | 2017 | 2017
20263-228838-01 | Xcel Energy | 85 | 13781 | IOU | 03129812 | 1500 | Other |  |  | Active Application | Trade Secret | Trade | GVW | GVW023 | Commercial |  | Trade Secret | 2017
20263-228838-01 | Xcel Energy | 85 | 13781 | IOU | 03132169 | 9 | Solar |  |  | Interconnected | Trade Secret | Trade | GVW | GVW023 | Commercial | Made in Minnesota | Trade Secret | 2017 | 2015
20263-228838-01 | Xcel Energy | 85 | 13781 | IOU | OID3169761 | 43.53 | Solar |  |  | Withdrawn | Trade Secret | Trade | GVW | GVW023 | Commercial | Made in Minnesota | Trade Secret | 2017
20263-228838-01 | Xcel Energy | 85 | 13781 | IOU | OID2118735 | 3 | Solar |  |  | Interconnected | Trade Secret | Trade | GVW | GVW023 | Commercial | Made in Minnesota | Trade Secret | 2014 | 2015
20263-228838-01 | Xcel Energy | 85 | 13781 | IOU | 05443376 | 9.994 | Solar |  |  | Interconnected | Trade Secret | Trade | WES | WES074 | Residential | Solar*Rewards | Trade Secret | 2023 | 2023
20263-228838-01 | Xcel Energy | 85 | 13781 | IOU | 05756838 | 4.188 | Solar |  |  | Interconnected | Trade Secret | Trade | WES | WES073 | Residential | Solar*Rewards | Trade Secret | 2024 | 2024
20263-228838-01 | Xcel Energy | 85 | 13781 | IOU | 04778110 | 9.994 | Solar |  |  | Interconnected | Trade Secret | Trade | WSG | WSG362 | Residential |  | Trade Secret | 2022 | 2022
20263-228838-01 | Xcel Energy | 85 | 13781 | IOU | 03129736 | 7.616 | Solar |  |  | Interconnected | Trade Secret | Trade | HUG | HUG321 | Residential | Solar*Rewards | Trade Secret | 2019 | 2019
20263-228838-01 | Xcel Energy | 85 | 13781 | IOU | 05711874 | 6.046 | Solar |  |  | Interconnected | Trade Secret | Trade | SLP | SLP082 | Residential | Solar*Rewards | Trade Secret | 2024 | 2024
20263-228838-01 | Xcel Energy | 85 | 13781 | IOU | 06075626 | 2.443 | Solar |  |  | Withdrawn | Trade Secret | Trade | SLP | SLP092 | Residential | Solar*Rewards | Trade Secret | 2025
20263-228838-01 | Xcel Energy | 85 | 13781 | IOU | 06112717 | 3.49 | Solar |  |  | Interconnected | Trade Secret | Trade | SLP | SLP092 | Residential |  | Trade Secret | 2025 | 2025
20263-228838-01 | Xcel Energy | 85 | 13781 | IOU | 03132901 | 15.232 | Solar |  |  | Interconnected | Trade Secret | Trade | RAM | RAM062 | Residential | Solar*Rewards | Trade Secret | 2018 | 2018
20263-228838-01 | Xcel Energy | 85 | 13781 | IOU | 06102486 | 6.56 | Solar |  |  | Interconnected | Trade Secret | Trade | MEL | MEL072 | Residential | Solar*Rewards | Trade Secret | 2025 | 2025
20263-228838-01 | Xcel Energy | 85 | 13781 | IOU | 04171113 | 10.73 | Solar |  |  | Interconnected | Trade Secret | Trade | WSG | WSG063 | Residential | Solar*Rewards | Trade Secret | 2020 | 2021
20263-228838-01 | Xcel Energy | 85 | 13781 | IOU | 05844055 | 4.592 | Solar |  |  | Withdrawn | Trade Secret | Trade | GRC | GRC312 | Residential | Solar*Rewards | Trade Secret | 2024
20263-228838-01 | Xcel Energy | 85 | 13781 | IOU | 05850740 | 4.592 | Solar |  |  | Interconnected | Trade Secret | Trade | GRC | GRC312 | Residential |  | Trade Secret | 2024 | 2024
20263-228838-01 | Xcel Energy | 85 | 13781 | IOU | 05217648 | 4.35 | Solar |  |  | Interconnected | Trade Secret | Trade | SMT | SMT063 | Residential |  | Trade Secret | 2022 | 2023
20263-228838-01 | Xcel Energy | 85 | 13781 | IOU | 05414827 | 4.06 | Solar |  |  | Interconnected | Trade Secret | Trade | IDA | IDA072 | Residential |  | Trade Secret | 2023 | 2023
20263-228838-01 | Xcel Energy | 85 | 13781 | IOU | 05989906 | 11.007 | Solar |  |  | Interconnected | Trade Secret | Trade | SOU | SOU064 | Residential |  | Trade Secret | 2024 | 2025
20263-228838-01 | Xcel Energy | 85 | 13781 | IOU | 05972985 | 9.869 | Solar |  |  | Withdrawn | Trade Secret | Trade | SOU | SOU064 | Residential | Solar*Rewards | Trade Secret | 2024
20263-228838-01 | Xcel Energy | 85 | 13781 | IOU | OID3388266 | 12.616 | Solar |  |  | Withdrawn | Trade Secret | Trade | UPP | UPP085 | Residential | Solar*Rewards | Trade Secret | 2018
20263-228838-01 | Xcel Energy | 85 | 13781 | IOU | 06167817 | 12.905 | Solar |  |  | Interconnected | Trade Secret | Trade | WSG | WSG352 | Residential | Solar*Rewards | Trade Secret | 2025 | 2025
20263-228838-01 | Xcel Energy | 85 | 13781 | IOU | 05261768 | 4.537 | Solar |  |  | Active Application | Trade Secret | Trade | SLP | SLP084 | Residential |  | Trade Secret | 2022
20263-228838-01 | Xcel Energy | 85 | 13781 | IOU | 05964501 | 3.484 | Solar |  |  | Withdrawn | Trade Secret | Trade | RIV | RIV063 | Residential | Solar*Rewards | Trade Secret | 2024
20263-228838-01 | Xcel Energy | 85 | 13781 | IOU | OID3852671 | 7.616 | Solar |  |  | Interconnected | Trade Secret | Trade | WES | WES074 | Residential | Solar*Rewards | Trade Secret | 2019 | 2019
20263-228838-01 | Xcel Energy | 85 | 13781 | IOU | 03132377 | 3.84 | Solar |  |  | Interconnected | Trade Secret | Trade | WDY | WDY321 | Residential | Solar*Rewards | Trade Secret | 2018 | 2018
20263-228838-01 | Xcel Energy | 85 | 13781 | IOU | 06113070 | 3.84 | Storage |  |  | Withdrawn | Trade Secret | Trade | WDY | WDY321 | Residential |  | Trade Secret | 2025
20263-228838-01 | Xcel Energy | 85 | 13781 | IOU | 06179364 | 11.5 | Storage |  |  | Interconnected | Trade Secret | Trade | WDY | WDY321 | Residential |  | Trade Secret | 2025 | 2025
20263-228838-01 | Xcel Energy | 85 | 13781 | IOU | 03132049 | 7.616 | Solar |  |  | Interconnected | Trade Secret | Trade | WIL | WIL063 | Residential | Solar*Rewards | Trade Secret | 2017 | 2018
20263-228838-01 | Xcel Energy | 85 | 13781 | IOU | 03133410 | 45 | Solar |  |  | Interconnected | Trade Secret | Trade | GSL | GSL342 | Commercial | Solar*Rewards | Trade Secret | 2011 | 2012
20263-228838-01 | Xcel Energy | 85 | 13781 | IOU | 06252674 | 5.7 | Solar |  |  | Active Application | Trade Secret | Trade | GLK | GLK074 | Residential |  | Trade Secret | 2025
20263-228838-01 | Xcel Energy | 85 | 13781 | IOU | 03134472 | 4.8 | Solar |  |  | Interconnected | Trade Secret | Trade | APA | APA068 | Residential | Made in Minnesota | Trade Secret | 2015 | 2015
20263-228838-01 | Xcel Energy | 85 | 13781 | IOU | OID2267215 | 6 | Solar |  |  | Withdrawn | Trade Secret | Trade | APA | APA068 | Residential | Solar*Rewards | Trade Secret | 2015
20263-228838-01 | Xcel Energy | 85 | 13781 | IOU | 04999863 | 7.329 | Solar |  |  | Interconnected | Trade Secret | Trade | SOU | SOU060 | Residential | Solar*Rewards | Trade Secret | 2022 | 2022
20263-228838-01 | Xcel Energy | 85 | 13781 | IOU | 03301236 | 3.48 | Solar |  |  | Interconnected | Trade Secret | Trade | SOU | SOU086 | Residential | Solar*Rewards | Trade Secret | 2019 | 2019
20263-228838-01 | Xcel Energy | 85 | 13781 | IOU | 06272419 | 7.6 | Solar |  |  | Active Application | Trade Secret | Trade | ESW | ESW081 | Residential |  | Trade Secret | 2025
20263-228838-01 | Xcel Energy | 85 | 13781 | IOU | 06238738 | 7.6 | Solar |  |  | Interconnected | Trade Secret | Trade | ESW | ESW081 | Residential |  | Trade Secret | 2025 | 2025
20263-228838-01 | Xcel Energy | 85 | 13781 | IOU | 06125649 | 16.512 | Solar |  |  | Interconnected | Trade Secret | Trade | HUG | HUG312 | Residential | Solar*Rewards | Trade Secret | 2025 | 2026
20263-228838-01 | Xcel Energy | 85 | 13781 | IOU | 06178419 | 4.175 | Solar |  |  | Interconnected | Trade Secret | Trade | CGR | CGR072 | Residential |  | Trade Secret | 2025 | 2025
20263-228838-01 |  |  |  |  | OID3119072 |  | Solar |  |  | Withdrawn | Trade Secret | Trade | DPN | DPN072 | Residential |  |  | 2017
20263-228838-01 | Xcel Energy | 85 | 13781 | IOU | OID3125769 | 7.63 | Solar |  |  | Withdrawn | Trade Secret | Trade | DPN | DPN072 | Residential |  | Trade Secret | 2017
20263-228838-01 | Xcel Energy | 85 | 13781 | IOU | 06136266 | 6.144 | Solar |  |  | Active Application | Trade Secret | Trade | RPL | RPL064 | Residential | Solar*Rewards | Trade Secret | 2025
20263-228838-01 | Xcel Energy | 85 | 13781 | IOU | 04575521 | 5.584 | Solar |  |  | Interconnected | Trade Secret | Trade | WIL | WIL089 | Residential |  | Trade Secret | 2021 | 2022
20263-228838-01 | Xcel Energy | 85 | 13781 | IOU | 06152449 | 3.796 | Solar |  | X | Interconnected | Trade Secret | Trade | MDT | MDT077 | Residential | Solar*Rewards | Trade Secret | 2025 | 2025
20263-228838-01 | Xcel Energy | 85 | 13781 | IOU | 03464665 | 7.25 | Solar |  |  | Interconnected | Trade Secret | Trade | WES | WES074 | Residential | Solar*Rewards | Trade Secret | 2019 | 2020
20263-228838-01 | Xcel Energy | 85 | 13781 | IOU | 03133422 | 45 | Solar |  |  | Interconnected | Trade Secret | Trade | HAS | HAS021 | Commercial | Solar*Rewards | Trade Secret | 2012 | 2012
20263-228838-01 | Xcel Energy | 85 | 13781 | IOU | 06174587 | 7.6 | Solar |  |  | Withdrawn | Trade Secret | Trade | ESW | ESW081 | Residential | Solar*Rewards | Trade Secret | 2025
20263-228838-01 | Xcel Energy | 85 | 13781 | IOU | 06178077 | 7.6 | Solar |  |  | Interconnected | Trade Secret | Trade | ESW | ESW081 | Residential |  | Trade Secret | 2025 | 2025
20263-228838-01 | Xcel Energy | 85 | 13781 | IOU | 04846045 | 5.052 | Solar |  |  | Interconnected | Trade Secret | Trade | RAM | RAM064 | Residential | Solar*Rewards | Trade Secret | 2022 | 2022
20263-228838-01 | Xcel Energy | 85 | 13781 | IOU | 04689282 | 7.616 | Solar |  |  | Interconnected | Trade Secret | Trade | SOU | SOU064 | Residential |  | Trade Secret | 2021 | 2021
20263-228838-01 | Xcel Energy | 85 | 13781 | IOU | 04784558 | 6 | Solar |  |  | Interconnected | Trade Secret | Trade | ECK | ECK062 | Residential |  | Trade Secret | 2022 | 2022
20263-228838-01 | Xcel Energy | 85 | 13781 | IOU | 03130836 | 2.5 | Solar |  |  | Interconnected | Trade Secret | Trade | OPK | OPK073 | Residential |  | Trade Secret | 2007 | 2008
20263-228838-01 | Xcel Energy | 85 | 13781 | IOU | 06003638 | 3.747 | Solar |  |  | Active Application | Trade Secret | Trade | BEL | BEL061 | Residential |  | Trade Secret | 2024
20263-228838-01 | Xcel Energy | 85 | 13781 | IOU | 05356768 | 19.38 | Solar |  | X | Interconnected | Trade Secret | Trade | GNL | GNL072 | Residential | Solar*Rewards | Trade Secret | 2023 | 2023
20263-228838-01 | Xcel Energy | 85 | 13781 | IOU | OID3480245 | 30 | Solar |  |  | Withdrawn | Trade Secret | Trade | CTF | CTF021 | Commercial | Solar*Rewards | Trade Secret | 2018
20263-228838-01 | Xcel Energy | 85 | 13781 | IOU | 04709613 | 7.672 | Solar |  |  | Interconnected | Trade Secret | Trade | NOF | NOF071 | Residential |  | Trade Secret | 2021 | 2022
20263-228838-01 | Xcel Energy | 85 | 13781 | IOU | 04687268 | 3.747 | Solar |  |  | Interconnected | Trade Secret | Trade | PRR | PRR062 | Residential |  | Trade Secret | 2021 | 2023
20263-228838-01 | Xcel Energy | 85 | 13781 | IOU | 05626229 | 5.04 | Solar |  |  | Withdrawn | Trade Secret | Trade | MST | MST070 | Residential | Solar*Rewards | Trade Secret | 2023
20263-228838-01 | Xcel Energy | 85 | 13781 | IOU | 05712174 | 5.04 | Solar |  |  | Interconnected | Trade Secret | Trade | MST | MST070 | Residential | Solar*Rewards | Trade Secret | 2024 | 2024
20263-228838-01 | Xcel Energy | 85 | 13781 | IOU | OID3800199 | 3.747 | Solar |  |  | Withdrawn | Trade Secret | Trade | RIV | RIV062 | Residential | Solar*Rewards | Trade Secret | 2019
20263-228838-01 | Xcel Energy | 85 | 13781 | IOU | 03151123 | 2.32 | Solar |  |  | Interconnected | Trade Secret | Trade | RIV | RIV062 | Residential | Solar*Rewards | Trade Secret | 2019 | 2019
20263-228838-01 | Xcel Energy | 85 | 13781 | IOU | 06059767 | 8.36 | Solar |  |  | Withdrawn | Trade Secret | Trade | BRP | BRP073 | Residential | Solar*Rewards | Trade Secret | 2025
20263-228838-01 | Xcel Energy | 85 | 13781 | IOU | 05996605 | 4.592 | Solar |  |  | Interconnected | Trade Secret | Trade | RPL | RPL063 | Residential | Solar*Rewards | Trade Secret | 2024 | 2025
20263-228838-01 | Xcel Energy | 85 | 13781 | IOU | 04382095 | 8.768 | Solar |  |  | Interconnected | Trade Secret | Trade | PBE | PBE061 | Residential | Solar*Rewards | Trade Secret | 2021 | 2021
20263-228838-01 | Xcel Energy | 85 | 13781 | IOU | 03130468 | 7.54 | Solar |  |  | Interconnected | Trade Secret | Trade | TWL | TWL074 | Residential | Solar*Rewards | Trade Secret | 2018 | 2019
20263-228838-01 | Xcel Energy | 85 | 13781 | IOU | 05130115 | 7.54 | Solar |  |  | Interconnected | Trade Secret | Trade | WYO | WYO022 | Residential |  | Trade Secret | 2022 | 2023
20263-228838-01 | Xcel Energy | 85 | 13781 | IOU | 05786583 | 114.66 |  |  |  | Active Application | Trade Secret | Trade | MOL | MOL076 | Commercial |  | Trade Secret | 2024
20263-228838-01 | Xcel Energy | 85 | 13781 | IOU | 05939111 | 600 | Solar |  |  | Interconnected | Trade Secret | Trade | WRR | WRR085 | Commercial |  | Trade Secret | 2024 | 2025
20263-228838-01 | Xcel Energy | 85 | 13781 | IOU | OID3643558 | 33.3 | Solar |  |  | Withdrawn | Trade Secret | Trade |  |  | Residential | Solar*Rewards | Trade Secret | 2018
20263-228838-01 | Xcel Energy | 85 | 13781 | IOU | SRO29738 | 32.895 | Solar |  |  | Withdrawn | Trade Secret | Trade |  |  | Residential | Solar*Rewards | Trade Secret | 2013
20263-228838-01 | Xcel Energy | 85 | 13781 | IOU | OID2019342 | 16.34 | Solar |  |  | Withdrawn | Trade Secret | Trade |  |  | Residential | Solar*Rewards | Trade Secret | 2014
20263-228838-01 |  |  |  |  | OID3667925 |  | Solar |  |  | Withdrawn | Trade Secret | Trade |  |  | Residential |  |  | 2018
20263-228838-01 | Xcel Energy | 85 | 13781 | IOU | 06275393 | 7.678 | Solar |  |  | Active Application | Trade Secret | Trade | VKG | VKG065 | Residential |  | Trade Secret | 2025
20263-228838-01 | Xcel Energy | 85 | 13781 | IOU | 05956286 | 12.905 | Solar |  |  | Interconnected | Trade Secret | Trade | RRK | RRK082 | Residential | Solar*Rewards | Trade Secret | 2024 | 2025
20263-228838-01 | Xcel Energy | 85 | 13781 | IOU | 03134069 | 6 | Solar |  |  | Interconnected | Trade Secret | Trade | WCR | WCR063 | Residential | Made in Minnesota | Trade Secret | 2014 | 2014
20263-228838-01 | Xcel Energy | 85 | 13781 | IOU | 03134127 | 20 | Solar |  |  | Interconnected | Trade Secret | Trade | ALT | ALT021 | Residential | Solar*Rewards | Trade Secret | 2014 | 2015
20263-228838-01 | Xcel Energy | 85 | 13781 | IOU | SRO22649 | 36 | Solar |  |  | Withdrawn | Trade Secret | Trade | ALT | ALT021 | Residential | Solar*Rewards | Trade Secret | 2012
20263-228838-01 | Xcel Energy | 85 | 13781 | IOU | 03130662 | 9.995 | Solar |  |  | Interconnected | Trade Secret | Trade | ALT | ALT021 | Residential | Made in Minnesota | Trade Secret | 2016 | 2017
20263-228838-01 | Xcel Energy | 85 | 13781 | IOU | 05845574 | 11.393 | Solar |  |  | Interconnected | Trade Secret | Trade | SAV | SAV071 | Residential |  | Trade Secret | 2024 | 2025
20263-228838-01 | Xcel Energy | 85 | 13781 | IOU | 05572045 | 5.052 | Solar |  |  | Withdrawn | Trade Secret | Trade | SOU | SOU083 | Residential | Solar*Rewards | Trade Secret | 2023
20263-228838-01 | Xcel Energy | 85 | 13781 | IOU | 05572050 | 5.052 | Solar |  |  | Interconnected | Trade Secret | Trade | SOU | SOU083 | Residential |  | Trade Secret | 2023 | 2023
20263-228838-01 | Xcel Energy | 85 | 13781 | IOU | 05851505 | 13.44 | Solar |  |  | Interconnected | Trade Secret | Trade | HYL | HYL074 | Residential | Solar*Rewards | Trade Secret | 2024 | 2024
20263-228838-01 | Xcel Energy | 85 | 13781 | IOU | 04218462 | 8.027 | Solar |  |  | Interconnected | Trade Secret | Trade | BCR | BCR063 | Residential | Solar*Rewards | Trade Secret | 2020 | 2021
20263-228838-01 | Xcel Energy | 85 | 13781 | IOU | 06241021 | 9.6 | Solar |  |  | Active Application | Trade Secret | Trade | UPP | UPP084 | Residential |  | Trade Secret | 2025
20263-228838-01 | Xcel Energy | 85 | 13781 | IOU | 05373158 | 4.188 | Solar |  |  | Interconnected | Trade Secret | Trade | SHP | SHP072 | Residential |  | Trade Secret | 2023 | 2023
20263-228838-01 | Xcel Energy | 85 | 13781 | IOU | 06111391 | 3.84 | Storage |  |  | Active Application | Trade Secret | Trade | SHP | SHP072 | Residential |  | Trade Secret | 2025
20263-228838-01 | Xcel Energy | 85 | 13781 | IOU | 04025817 | 5 | Solar |  |  | Interconnected | Trade Secret | Trade | WIL | WIL086 | Residential | Solar*Rewards | Trade Secret | 2020 | 2021
20263-228838-01 | Xcel Energy | 85 | 13781 | IOU | 05963323 | 4.56 | Solar |  |  | Withdrawn | Trade Secret | Trade | ALD | ALD097 | Residential | Solar*Rewards | Trade Secret | 2024
20263-228838-01 | Xcel Energy | 85 | 13781 | IOU | 06112979 | 7.616 | Solar |  |  | Interconnected | Trade Secret | Trade | LOK | LOK081 | Residential |  | Trade Secret | 2025 | 2025
20263-228838-01 | Xcel Energy | 85 | 13781 | IOU | 03133336 | 11.97 | Solar |  |  | Interconnected | Trade Secret | Trade | PAT | PAT312 | Residential | Solar*Rewards | Trade Secret | 2011 | 2011
20263-228838-01 | Xcel Energy | 85 | 13781 | IOU | 06065488 | 10.752 | Solar |  |  | Interconnected | Trade Secret | Trade | FSL | FSL312 | Residential | Solar*Rewards | Trade Secret | 2025 | 2025
20263-228838-01 | Xcel Energy | 85 | 13781 | IOU | 04989257 | 5.51 | Solar |  |  | Interconnected | Trade Secret | Trade | GLK | GLK073 | Residential | Solar*Rewards | Trade Secret | 2022 | 2023
20263-228838-01 | Xcel Energy | 85 | 13781 | IOU | 03167789 | 9.6 | Solar |  |  | Interconnected | Trade Secret | Trade | WAT | WAT081 | Residential | Solar*Rewards | Trade Secret | 2019 | 2020
20263-228838-01 | Xcel Energy | 85 | 13781 | IOU | 03129966 | 5.04 | Solar |  |  | Interconnected | Trade Secret | Trade | SLP | SLP082 | Residential | Solar*Rewards | Trade Secret | 2018 | 2019
20263-228838-01 | Xcel Energy | 85 | 13781 | IOU | 03130588 | 5 | Solar |  |  | Interconnected | Trade Secret | Trade | UPP | UPP084 | Residential | Made in Minnesota | Trade Secret | 2016 | 2017
20263-228838-01 | Xcel Energy | 85 | 13781 | IOU | 03131406 | 7.625 | Solar |  |  | Interconnected | Trade Secret | Trade | AFT | AFT321 | Residential | Made in Minnesota | Trade Secret | 2017 | 2017
20263-228838-01 | Xcel Energy | 85 | 13781 | IOU | 04336802 | 10.44 | Solar |  |  | Interconnected | Trade Secret | Trade | SLP | SLP092 | Residential | Solar*Rewards | Trade Secret | 2021 | 2021
20263-228838-01 | Xcel Energy | 85 | 13781 | IOU | 05589788 | 5.76 | Solar |  |  | Interconnected | Trade Secret | Trade | ALD | ALD088 | Residential |  | Trade Secret | 2023 | 2023
20263-228838-01 | Xcel Energy | 85 | 13781 | IOU | 05551214 | 4.725 | Solar |  |  | Withdrawn | Trade Secret | Trade | ALD | ALD088 | Residential | Solar*Rewards | Trade Secret | 2023
20263-228838-01 | Xcel Energy | 85 | 13781 | IOU | 05467198 | 6.09 | Solar |  |  | Interconnected | Trade Secret | Trade | SOU | SOU073 | Residential |  | Trade Secret | 2023 | 2024
20263-228838-01 | Xcel Energy | 85 | 13781 | IOU | 05752282 | 4.592 | Solar |  |  | Interconnected | Trade Secret | Trade | BRP | BRP072 | Residential | Solar*Rewards | Trade Secret | 2024 | 2024
20263-228838-01 | Xcel Energy | 85 | 13781 | IOU | 04888096 | 7.54 | Solar |  |  | Interconnected | Trade Secret | Trade | WIL | WIL079 | Residential | Solar*Rewards | Trade Secret | 2022 | 2022
20263-228838-01 | Xcel Energy | 85 | 13781 | IOU | SRO19168 | 29.985 | Solar |  |  | Withdrawn | Trade Secret | Trade | PKL | PKL071 | Commercial | Solar*Rewards | Trade Secret | 2011
20263-228838-01 | Xcel Energy | 85 | 13781 | IOU | 04924152 | 17.05 | Solar |  |  | Interconnected | Trade Secret | Trade | ALK | ALK072 | Residential | Solar*Rewards | Trade Secret | 2022 | 2022
20263-228838-01 | Xcel Energy | 85 | 13781 | IOU | 05452100 | 13.05 | Solar |  |  | Active Application | Trade Secret | Trade | HUG | HUG321 | Residential | Solar*Rewards | Trade Secret | 2023
20263-228838-01 | Xcel Energy | 85 | 13781 | IOU | 05845272 | 5.052 | Solar |  |  | Interconnected | Trade Secret | Trade | CDV | CDV072 | Residential |  | Trade Secret | 2024 | 2025
20263-228838-01 | Xcel Energy | 85 | 13781 | IOU | 06233977 | 13.262 | Solar |  |  | Withdrawn | Trade Secret | Trade | WCR | WCR063 | Residential |  | Trade Secret | 2025
20263-228838-01 | Xcel Energy | 85 | 13781 | IOU | 06204947 | 10.47 | Solar |  |  | Withdrawn | Trade Secret | Trade | WCR | WCR063 | Residential | Solar*Rewards | Trade Secret | 2025
20263-228838-01 | Xcel Energy | 85 | 13781 | IOU | 03132025 | 7.63 | Solar |  |  | Interconnected | Trade Secret | Trade | HYL | HYL064 | Residential | Made in Minnesota | Trade Secret | 2017 | 2017
20263-228838-01 | Xcel Energy | 85 | 13781 | IOU | 05977450 | 5.76 | Solar |  |  | Interconnected | Trade Secret | Trade | OSS | OSS073 | Residential | Solar*Rewards | Trade Secret | 2024 | 2025
20263-228838-01 | Xcel Energy | 85 | 13781 | IOU | 04994667 | 16.38 | Solar |  | X | Interconnected | Trade Secret | Trade | OPK | OPK073 | Residential |  | Trade Secret | 2022 | 2023
20263-228838-01 | Xcel Energy | 85 | 13781 | IOU | 05816031 | 2.323 | Solar |  |  | Interconnected | Trade Secret | Trade | MPK | MPK078 | Residential |  | Trade Secret | 2024 | 2024
20263-228838-01 | Xcel Energy | 85 | 13781 | IOU | 05992209 | 5.76 | Solar |  |  | Interconnected | Trade Secret | Trade | OAD | OAD073 | Residential | Solar*Rewards | Trade Secret | 2024 | 2025
20263-228838-01 | Xcel Energy | 85 | 13781 | IOU | 05849405 | 3.747 | Solar |  |  | Active Application | Trade Secret | Trade | DBL | DBL067 | Residential |  | Trade Secret | 2024
20263-228838-01 | Xcel Energy | 85 | 13781 | IOU | 04135991 | 11.39 | Solar |  |  | Interconnected | Trade Secret | Trade | FSL | FSL312 | Residential | Solar*Rewards | Trade Secret | 2020 | 2021
20263-228838-01 | Xcel Energy | 85 | 13781 | IOU | 04991827 | 9.57 | Solar |  |  | Active Application | Trade Secret | Trade | WAS | WAS092 | Residential |  | Trade Secret | 2022
20263-228838-01 | Xcel Energy | 85 | 13781 | IOU | 06073553 | 5.32 | Solar |  |  | Active Application | Trade Secret | Trade | BRP | BRP061 | Residential | Solar*Rewards | Trade Secret | 2025
20263-228838-01 | Xcel Energy | 85 | 13781 | IOU | 06322015 | 5.321 | Solar |  |  | Active Application | Trade Secret | Trade | BRP | BRP061 | Residential | Solar*Rewards | Trade Secret | 2026
20263-228838-01 | Xcel Energy | 85 | 13781 | IOU | 05433749 | 3.77 | Solar |  |  | Interconnected | Trade Secret | Trade | TLK | TLK073 | Residential |  | Trade Secret | 2023 | 2023
20263-228838-01 | Xcel Energy | 85 | 13781 | IOU | OID3546878 | 19.999 | Solar |  |  | Withdrawn | Trade Secret | Trade | WES | WES063 | Commercial | Solar*Rewards | Trade Secret | 2018
20263-228838-01 | Xcel Energy | 85 | 13781 | IOU | 05356883 | 11.02 | Solar |  |  | Interconnected | Trade Secret | Trade | WES | WES073 | Residential | Solar*Rewards | Trade Secret | 2023 | 2023
20263-228838-01 | Xcel Energy | 85 | 13781 | IOU | 05334266 | 11.02 | Solar |  |  | Withdrawn | Trade Secret | Trade | WES | WES073 | Residential | Solar*Rewards | Trade Secret | 2022
20263-228838-01 | Xcel Energy | 85 | 13781 | IOU | 05573056 | 8.448 | Solar |  |  | Interconnected | Trade Secret | Trade | SOU | SOU083 | Residential |  | Trade Secret | 2023 | 2024
20263-228838-01 | Xcel Energy | 85 | 13781 | IOU | 06150664 | 8.448 | Solar |  |  | Interconnected | Trade Secret | Trade | ALK | ALK064 | Residential | Solar*Rewards | Trade Secret | 2025 | 2025
20263-228838-01 |  |  |  |  | 04464555 |  | Solar |  |  | Active Application | Trade Secret | Trade | WES | WES074 | Residential | Solar*Rewards |  | 2021
20263-228838-01 | Xcel Energy | 85 | 13781 | IOU | OID4036443 | 11.39 | Solar |  |  | Withdrawn | Trade Secret | Trade | MEL | MEL073 | Residential | Solar*Rewards | Trade Secret | 2019
20263-228838-01 | Xcel Energy | 85 | 13781 | IOU | 03842725 | 19.988 | Solar |  |  | Interconnected | Trade Secret | Trade | MEL | MEL073 | Commercial | Solar*Rewards | Trade Secret | 2020 | 2021
20263-228838-01 | Xcel Energy | 85 | 13781 | IOU | 03133737 | 3 | Solar |  |  | Interconnected | Trade Secret | Trade | SOU | SOU075 | Residential | Solar*Rewards | Trade Secret | 2013 | 2013
20263-228838-01 | Xcel Energy | 85 | 13781 | IOU | OID3406356 | 3.12 | Solar |  |  | Withdrawn | Trade Secret | Trade | RPO | RPO311 | Residential | Solar*Rewards | Trade Secret | 2018
20263-228838-01 | Xcel Energy | 85 | 13781 | IOU | 03133602 | 3.87 | Solar |  |  | Interconnected | Trade Secret | Trade | LCR | LCR311 | Residential | Solar*Rewards | Trade Secret | 2011 | 2012
20263-228838-01 | Xcel Energy | 85 | 13781 | IOU | 03408259 | 7.616 | Solar |  |  | Interconnected | Trade Secret | Trade | LEX | LEX332 | Residential | Solar*Rewards | Trade Secret | 2019 | 2020
20263-228838-01 |  |  |  |  | OID2981909 |  | Solar |  |  | Withdrawn | Trade Secret | Trade | SOU | SOU083 | Residential | Made in Minnesota |  | 2017
20263-228838-01 | Xcel Energy | 85 | 13781 | IOU | 03131511 | 3.8 | Solar |  |  | Interconnected | Trade Secret | Trade | SOU | SOU083 | Residential | Made in Minnesota | Trade Secret | 2017 | 2017
20263-228838-01 | Xcel Energy | 85 | 13781 | IOU | 03132252 | 6 | Solar |  |  | Interconnected | Trade Secret | Trade | ALD | ALD088 | Residential | Solar*Rewards | Trade Secret | 2018 | 2018
20263-228838-01 | Xcel Energy | 85 | 13781 | IOU | 06264859 | 6.631 | Solar |  |  | Withdrawn | Trade Secret | Trade | SOU | SOU077 | Residential |  | Trade Secret | 2025
20263-228838-01 | Xcel Energy | 85 | 13781 | IOU | 06325403 | 6.98 | Solar |  |  | Active Application | Trade Secret | Trade | SOU | SOU077 | Residential | Solar*Rewards | Trade Secret | 2026
20263-228838-01 | Xcel Energy | 85 | 13781 | IOU | 03131694 | 7.63 | Solar |  |  | Interconnected | Trade Secret | Trade | HSN | HSN311 | Residential | Made in Minnesota | Trade Secret | 2017 | 2017
20263-228838-01 | Xcel Energy | 85 | 13781 | IOU | 05290045 | 8.32 | Solar |  |  | Interconnected | Trade Secret | Trade | HSN | HSN321 | Residential |  | Trade Secret | 2022 | 2023
20263-228838-01 | Xcel Energy | 85 | 13781 | IOU | 05952697 | 13.299 | Solar |  |  | Interconnected | Trade Secret | Trade | TLK | TLK077 | Residential | Solar*Rewards | Trade Secret | 2024 | 2024
20263-228838-01 | Xcel Energy | 85 | 13781 | IOU | 06335349 | 10.819 | Solar |  |  | Active Application | Trade Secret | Trade | UPP | UPP062 | Commercial |  | Trade Secret | 2026
20263-228838-01 | Xcel Energy | 85 | 13781 | IOU | 05169191 | 7.616 | Solar |  |  | Active Application | Trade Secret | Trade | TLK | TLK061 | Residential |  | Trade Secret | 2022
20263-228838-01 | Xcel Energy | 85 | 13781 | IOU | 05356601 | 22.95 | Solar |  |  | Withdrawn | Trade Secret | Trade | MPK | MPK087 | Residential | Solar*Rewards | Trade Secret | 2023
20263-228838-01 | Xcel Energy | 85 | 13781 | IOU | 03131269 | 4.8 | Solar |  |  | Interconnected | Trade Secret | Trade | HWW | HWW074 | Residential | Made in Minnesota | Trade Secret | 2016 | 2017
20263-228838-01 | Xcel Energy | 85 | 13781 | IOU | OID3284997 | 19.999 | Solar |  |  | Withdrawn | Trade Secret | Trade | ECK | ECK082 | Commercial | Solar*Rewards | Trade Secret | 2018
20263-228838-01 | Xcel Energy | 85 | 13781 | IOU | 03129707 | 39.998 | Solar |  |  | Interconnected | Trade Secret | Trade | ECK | ECK082 | Commercial | Solar*Rewards | Trade Secret | 2018 | 2020
20263-228838-01 | Xcel Energy | 85 | 13781 | IOU | 03789169 | 50 | Solar |  |  | Active Application | Trade Secret | Trade | SLP | SLP082 | Residential | Solar*Rewards | Trade Secret | 2020
20263-228838-01 | Xcel Energy | 85 | 13781 | IOU | SRO31659 | 45 | Solar |  |  | Withdrawn | Trade Secret | Trade | DBL | DBL061 | Commercial | Solar*Rewards | Trade Secret | 2013
20263-228838-01 | Xcel Energy | 85 | 13781 | IOU | SRO29696 | 40 | Solar |  |  | Withdrawn | Trade Secret | Trade | DBL | DBL061 | Commercial | Solar*Rewards | Trade Secret | 2013
20263-228838-01 | Xcel Energy | 85 | 13781 | IOU | 03773177 | 12 | Solar |  |  | Active Application | Trade Secret | Trade | NER | NER021 | Residential | Solar*Rewards | Trade Secret | 2020
20263-228838-01 | Xcel Energy | 85 | 13781 | IOU | 06027264 | 3.796 | Solar |  |  | Active Application | Trade Secret | Trade | SLP | SLP076 | Residential |  | Trade Secret | 2025
20263-228838-01 | Xcel Energy | 85 | 13781 | IOU | 04444546 | 5.8 | Solar |  |  | Interconnected | Trade Secret | Trade | EDA | EDA079 | Residential |  | Trade Secret | 2021 | 2021
20263-228838-01 | Xcel Energy | 85 | 13781 | IOU | 05606652 | 9.994 | Solar |  |  | Interconnected | Trade Secret | Trade | LAB | LAB312 | Residential |  | Trade Secret | 2023 | 2024
20263-228838-01 | Xcel Energy | 85 | 13781 | IOU | 05985278 | 3.25 | Solar |  |  | Interconnected | Trade Secret | Trade | APA | APA064 | Residential | Solar*Rewards | Trade Secret | 2024 | 2024
20263-228838-01 | Xcel Energy | 85 | 13781 | IOU | 04983288 | 240 | Solar |  |  | Interconnected | Trade Secret | Trade | VKG | VKG065 | Commercial |  | Trade Secret | 2022 | 2024
20263-228838-01 | Xcel Energy | 85 | 13781 | IOU | 04983388 | 3.747 | Solar |  |  | Interconnected | Trade Secret | Trade | MEL | MEL072 | Residential |  | Trade Secret | 2022 | 2022
20263-228838-01 | Xcel Energy | 85 | 13781 | IOU | 06224084 | 7.6 | Solar |  |  | Interconnected | Trade Secret | Trade | LLK | LLK061 | Residential |  | Trade Secret | 2025 | 2025
20263-228838-01 | Xcel Energy | 85 | 13781 | IOU | OID3638480 | 23.51 | Solar |  |  | Withdrawn | Trade Secret | Trade | RWD | RWD063 | Commercial | Solar*Rewards | Trade Secret | 2018
20263-228838-01 | Xcel Energy | 85 | 13781 | IOU | 03202542 | 29.982 | Solar |  |  | Interconnected | Trade Secret | Trade | RWD | RWD063 | Commercial | Solar*Rewards | Trade Secret | 2019 | 2020
20263-228838-01 | Xcel Energy | 85 | 13781 | IOU | 03133095 | 2.58 | Solar |  |  | Interconnected | Trade Secret | Trade | SIP | SIP061 | Commercial | Solar*Rewards | Trade Secret | 2013 | 2015
20263-228838-01 | Xcel Energy | 85 | 13781 | IOU | 03134975 | 3.8 | Solar |  |  | Interconnected | Trade Secret | Trade | BLC | BLC062 | Residential | Made in Minnesota | Trade Secret | 2016 | 2016
20263-228838-01 | Xcel Energy | 85 | 13781 | IOU | 05777208 | 4.064 | Solar |  |  | Interconnected | Trade Secret | Trade | AFT | AFT321 | Residential |  | Trade Secret | 2024 | 2024
20263-228838-01 | Xcel Energy | 85 | 13781 | IOU | 05404465 | 7.8 | Solar |  |  | Interconnected | Trade Secret | Trade | SLP | SLP086 | Commercial |  | Trade Secret | 2023 | 2023
20263-228838-01 | Xcel Energy | 85 | 13781 | IOU | 06018368 | 30.8 | Storage |  |  | Interconnected | Trade Secret | Trade | SLP | SLP086 | Commercial |  | Trade Secret | 2024 | 2025
20263-228838-01 | Xcel Energy | 85 | 13781 | IOU | 03130498 | 16.53 | Solar |  |  | Interconnected | Trade Secret | Trade | UPP | UPP086 | Commercial | Solar*Rewards | Trade Secret | 2018 | 2019
20263-228838-01 | Xcel Energy | 85 | 13781 | IOU | OID2469402 | 17.64 | Solar |  |  | Withdrawn | Trade Secret | Trade | UPP | UPP086 | Commercial | Solar*Rewards | Trade Secret | 2016
20263-228838-01 | Xcel Energy | 85 | 13781 | IOU | 03133352 | 45 | Solar |  |  | Interconnected | Trade Secret | Trade | WCR | WCR322 | Commercial | Solar*Rewards | Trade Secret | 2012 | 2014
20263-228838-01 | Xcel Energy | 85 | 13781 | IOU | 06170083 | 13.824 | Solar |  |  | Interconnected | Trade Secret | Trade | FRM | FRM062 | Residential | Solar*Rewards | Trade Secret | 2025 | 2025
20263-228838-01 | Xcel Energy | 85 | 13781 | IOU | 04454794 | 7.616 | Solar |  |  | Active Application | Trade Secret | Trade | LOK | LOK093 | Residential | Solar*Rewards | Trade Secret | 2021
20263-228838-01 | Xcel Energy | 85 | 13781 | IOU | 04509326 | 7.616 | Solar |  |  | Interconnected | Trade Secret | Trade | LOK | LOK093 | Residential |  | Trade Secret | 2021 | 2021
20263-228838-01 | Xcel Energy | 85 | 13781 | IOU | 06128178 | 7.212 | Solar |  |  | Interconnected | Trade Secret | Trade | GSL | GSL341 | Residential | Solar*Rewards | Trade Secret | 2025 | 2025
20263-228838-01 | Xcel Energy | 85 | 13781 | IOU | 03129772 | 0.98 | Solar |  |  | Interconnected | Trade Secret | Trade | MPK | MPK087 | Residential |  | Trade Secret | 2014 | 2014
20263-228838-01 | Xcel Energy | 85 | 13781 | IOU | 03954684 | 7.15 | Solar |  |  | Interconnected | Trade Secret | Trade | RMT | RMT321 | Residential | Solar*Rewards | Trade Secret | 2020 | 2020
20263-228838-01 | Xcel Energy | 85 | 13781 | IOU | 05443679 | 5.8 | Solar |  |  | Interconnected | Trade Secret | Trade | WCR | WCR311 | Residential |  | Trade Secret | 2023 | 2023
20263-228838-01 | Xcel Energy | 85 | 13781 | IOU | 06204334 | 15.356 | Solar |  | X | Interconnected | Trade Secret | Trade | GNL | GNL072 | Residential |  | Trade Secret | 2025 | 2025
20263-228838-01 | Xcel Energy | 85 | 13781 | IOU | 06236186 | 15.356 | Solar |  |  | Withdrawn | Trade Secret | Trade | GNL | GNL072 | Residential |  | Trade Secret | 2025
20263-228838-01 | Xcel Energy | 85 | 13781 | IOU | 06204362 | 13.285 | Solar |  | X | Active Application | Trade Secret | Trade | GNL | GNL072 | Residential | Solar*Rewards | Trade Secret | 2025
20263-228838-01 |  |  |  |  | OID2806748 |  | Solar |  |  | Withdrawn | Trade Secret | Trade | SWN | SWN022 | Commercial |  |  | 2015
20263-228838-01 | Xcel Energy | 85 | 13781 | IOU | OID2344011 | 12 | Solar |  |  | Withdrawn | Trade Secret | Trade | SWN | SWN022 | Commercial | Solar*Rewards | Trade Secret | 2015
20263-228838-01 |  |  |  |  | OID2344012 |  | Solar |  |  | Withdrawn | Trade Secret | Trade | SWN | SWN022 | Commercial | Solar*Rewards |  | 2015
20263-228838-01 | Xcel Energy | 85 | 13781 | IOU | 03134653 | 6 | Solar |  |  | Interconnected | Trade Secret | Trade | SWN | SWN022 | Commercial | Solar*Rewards | Trade Secret | 2015 | 2016
20263-228838-01 | Xcel Energy | 85 | 13781 | IOU | 04281008 | 8.41 | Solar |  |  | Interconnected | Trade Secret | Trade | ALD | ALD076 | Residential | Solar*Rewards | Trade Secret | 2021 | 2021
20263-228838-01 | Xcel Energy | 85 | 13781 | IOU | 05567035 | 5.985 | Solar |  |  | Interconnected | Trade Secret | Trade | OSS | OSS063 | Residential |  | Trade Secret | 2023 | 2023
20263-228838-01 | Xcel Energy | 85 | 13781 | IOU | 03515313 | 11.02 | Solar |  |  | Interconnected | Trade Secret | Trade | BCH | BCH311 | Residential | Solar*Rewards | Trade Secret | 2019 | 2020
20263-228838-01 | Xcel Energy | 85 | 13781 | IOU | 03344086 | 22.78 | Solar |  |  | Interconnected | Trade Secret | Trade | ALB | ALB022 | Commercial | Solar*Rewards | Trade Secret | 2019 | 2020
20263-228838-01 | Xcel Energy | 85 | 13781 | IOU | 03132352 | 233.1 | Solar |  |  | Interconnected | Trade Secret | Trade | RIV | RIV073 | Commercial |  | Trade Secret | 2018 | 2018
20263-228838-01 | Xcel Energy | 85 | 13781 | IOU | 05797930 | 8.73 | Solar |  |  | Interconnected | Trade Secret | Trade | ECK | ECK322 | Residential | Solar*Rewards | Trade Secret | 2024 | 2024
20263-228838-01 | Xcel Energy | 85 | 13781 | IOU | OID3525321 | 39.98 | Solar |  |  | Withdrawn | Trade Secret | Trade | RNV | RNV021 | Commercial |  | Trade Secret | 2018
20263-228838-01 |  |  |  |  | OID3574776 |  | Solar |  |  | Withdrawn | Trade Secret | Trade | RNV | RNV021 | Commercial |  |  | 2018
20263-228838-01 | Xcel Energy | 85 | 13781 | IOU | OID3590364 | 39.98 | Solar |  |  | Withdrawn | Trade Secret | Trade | RNV | RNV021 | Commercial |  | Trade Secret | 2018
20263-228838-01 | Xcel Energy | 85 | 13781 | IOU | 03133005 | 39.98 | Solar |  |  | Interconnected | Trade Secret | Trade | RNV | RNV021 | Commercial |  | Trade Secret | 2018 | 2019
20263-228838-01 | Xcel Energy | 85 | 13781 | IOU | 05595275 | 3.78 | Solar |  |  | Interconnected | Trade Secret | Trade | ALK | ALK067 | Residential |  | Trade Secret | 2023 | 2024
20263-228838-01 | Xcel Energy | 85 | 13781 | IOU | 06039337 | 1.26 | Solar |  |  | Interconnected | Trade Secret | Trade | ALK | ALK067 | Residential |  | Trade Secret | 2024 | 2025
20263-228838-01 | Xcel Energy | 85 | 13781 | IOU | 05285056 | 7.616 | Solar |  |  | Interconnected | Trade Secret | Trade | CEL | CEL062 | Residential |  | Trade Secret | 2022 | 2023
20263-228838-01 | Xcel Energy | 85 | 13781 | IOU | 06213930 | 34.6 | Solar |  |  | Interconnected | Trade Secret | Trade | HWW | HWW063 | Commercial |  | Trade Secret | 2025 | 2025
20263-228838-01 | Xcel Energy | 85 | 13781 | IOU | 06207248 | 34.6 | Solar |  |  | Withdrawn | Trade Secret | Trade | HWW | HWW063 | Commercial |  | Trade Secret | 2025
20263-228838-01 | Xcel Energy | 85 | 13781 | IOU | 05476481 | 975 | Solar |  |  | Active Application | Trade Secret | Trade | REW | REW023 | LMI | Solar*Rewards Community | Trade Secret | 2024
20263-228838-01 | Xcel Energy | 85 | 13781 | IOU | 04985270 | 500 | Solar |  |  | Active Application | Trade Secret | Trade | LAC | LAC062 | LMI | Solar*Rewards Community | Trade Secret | 2024
20263-228838-01 | Xcel Energy | 85 | 13781 | IOU | 05764583 | 13.96 | Solar |  |  | Interconnected | Trade Secret | Trade | GVW | GVW021 | Residential |  | Trade Secret | 2024 | 2025
20263-228838-01 | Xcel Energy | 85 | 13781 | IOU | 06206499 | 16.128 | Solar |  | X | Active Application | Trade Secret | Trade | LOK | LOK062 | Residential |  | Trade Secret | 2025
20263-228838-01 | Xcel Energy | 85 | 13781 | IOU | 05372982 | 720 | Solar |  |  | Active Application | Trade Secret | Trade | TLK | TLK073 | LMI | Solar*Rewards Community | Trade Secret | 2024
20263-228838-01 | Xcel Energy | 85 | 13781 | IOU | 05372988 | 960 | Solar |  |  | Active Application | Trade Secret | Trade | TLK | TLK062 | LMI | Solar*Rewards Community | Trade Secret | 2024
20263-228838-01 |  |  |  |  | 06083873 |  |  |  |  | Withdrawn | Trade Secret | Trade |  |  | Residential |  |  | 2025
20263-228838-01 | Xcel Energy | 85 | 13781 | IOU | 03126056 | 1000 | Solar |  |  | Interconnected | Zumbro Falls | Trade | ZUF | ZUF021 | Community Solar Garden | Solar*Rewards Community | Trade Secret | 2015 | 2018
20263-228838-01 |  |  |  |  | 04409440 |  | Solar |  |  | Active Application | Trade Secret | Trade |  |  | Residential | Solar*Rewards |  | 2021
20263-228838-01 |  |  |  |  | 05856649 |  | Solar |  |  | Active Application | Trade Secret | Trade |  |  | Residential | Solar*Rewards |  | 2024
20263-228838-01 | Xcel Energy | 85 | 13781 | IOU | SRC041646 | 972 | Solar |  |  | Withdrawn | Trade Secret | Trade | LAP | LAP311 | Community Solar Garden | Solar*Rewards Community | Trade Secret | 2015
20263-228838-01 |  |  |  |  | SRO29099 |  | Solar |  |  | Withdrawn | Trade Secret | Trade |  |  |  | Solar*Rewards |  | 2013
20263-228838-01 |  |  |  |  | 06340085 |  | Solar |  |  | Active Application | Trade Secret | Trade |  |  | Residential | Solar*Rewards |  | 2026
20263-228838-01 |  |  |  |  | 04116775 |  |  |  |  | Active Application | Trade Secret | Trade |  |  | Residential |  |  | 2020
20263-228838-01 |  |  |  |  | 05551584 |  | Solar |  |  | Active Application | Trade Secret | Trade |  |  | Residential | Solar*Rewards |  | 2023
20263-228838-01 |  |  |  |  | 05004282 |  | Solar |  |  | Active Application | Trade Secret | Trade |  |  | Residential | Solar*Rewards |  | 2022
20263-228838-01 |  |  |  |  | 04429906 |  | Solar |  |  | Active Application | Trade Secret | Trade |  |  | Residential | Solar*Rewards |  | 2021
20263-228838-01 |  |  |  |  | 04997705 |  | Solar |  |  | Active Application | Trade Secret | Trade |  |  | Residential | Solar*Rewards |  | 2022
20263-228838-01 |  |  |  |  | 05169109 |  |  |  |  | Active Application | Trade Secret | Trade |  |  | Residential |  |  | 2022
20263-228838-01 |  |  |  |  | 05965496 |  | Solar |  |  | Active Application | Trade Secret | Trade |  |  | Residential | Solar*Rewards |  | 2024
20263-228838-01 | Xcel Energy | 85 | 13781 | IOU | SRC038685 | 1000 | Solar |  |  | Withdrawn | Trade Secret | Trade | FSL | FSL311 | Community Solar Garden | Solar*Rewards Community | Trade Secret | 2014
20263-228838-01 | Xcel Energy | 85 | 13781 | IOU | 03126930 | 1000 | Solar |  |  | Interconnected | Waterville | Trade | WAT | WAT221 | Community Solar Garden | Solar*Rewards Community | Trade Secret | 2015 | 2018
20263-228838-01 |  |  |  |  | 04936451 |  | Solar |  |  | Active Application | Trade Secret | Trade |  |  | Residential | Solar*Rewards |  | 2022
20263-228838-01 |  |  |  |  | 05640521 |  |  |  |  | Active Application | Trade Secret | Trade |  |  | Residential |  |  | 2023
20263-228838-01 | Xcel Energy | 85 | 13781 | IOU | SRC042479 | 950 | Solar |  |  | Withdrawn | Trade Secret | Trade | BUR | BUR032 | Community Solar Garden | Solar*Rewards Community | Trade Secret | 2015
20263-228838-01 | Xcel Energy | 85 | 13781 | IOU | SRC040058 | 1000 | Solar |  |  | Withdrawn | Trade Secret | Trade | WIN | WIN043 | Community Solar Garden | Solar*Rewards Community | Trade Secret | 2015
20263-228838-01 | Xcel Energy | 85 | 13781 | IOU | SRC038651 | 1000 | Solar |  |  | Withdrawn | Trade Secret | Trade | LNS | LNS033 | Community Solar Garden | Solar*Rewards Community | Trade Secret | 2014
20263-228838-01 | Xcel Energy | 85 | 13781 | IOU | SRC042790 | 950 | Solar |  |  | Withdrawn | Trade Secret | Trade | DOC | DOC031 | Community Solar Garden | Solar*Rewards Community | Trade Secret | 2015
20263-228838-01 |  |  |  |  | 06231155 |  | Solar |  |  | Withdrawn | Trade Secret | Trade |  |  | Residential | Solar*Rewards |  | 2025
20263-228838-01 | Xcel Energy | 85 | 13781 | IOU | SRC042638 | 950 | Solar |  |  | Withdrawn | Trade Secret | Trade | FRA | FRA001 | Community Solar Garden | Solar*Rewards Community | Trade Secret | 2015
20263-228838-01 | Xcel Energy | 85 | 13781 | IOU | SRC038646 | 1000 | Solar |  |  | Withdrawn | Trade Secret | Trade | CTF | CTF021 | Community Solar Garden | Solar*Rewards Community | Trade Secret | 2014
20263-228838-01 | Xcel Energy | 85 | 13781 | IOU | SRC069983 | 1000 | Solar |  |  | Withdrawn | Trade Secret | Trade | ZUM | ZUM022 | Community Solar Garden | Solar*Rewards Community | Trade Secret | 2018
20263-228838-01 | Xcel Energy | 85 | 13781 | IOU | SRC040068 | 1000 | Solar |  |  | Withdrawn | Trade Secret | Trade |  |  | Community Solar Garden | Solar*Rewards Community | Trade Secret | 2015
20263-228838-01 | Xcel Energy | 85 | 13781 | IOU | 03127179 | 1000 | Solar |  |  | Interconnected | Eagle Lake | Trade | EGL | EGL021 | Community Solar Garden | Solar*Rewards Community | Trade Secret | 2015 | 2017
20263-228838-01 |  |  |  |  | 03601385 |  |  |  |  | Active Application | Trade Secret | Trade |  |  | Residential |  |  | 2020
20263-228838-01 | Xcel Energy | 85 | 13781 | IOU | 04011489 | 1000 | Solar |  |  | Withdrawn | Trade Secret | Trade | WAT | WAT021 | Community Solar Garden | Solar*Rewards Community | Trade Secret | 2020
20263-228838-01 | Xcel Energy | 85 | 13781 | IOU | 04082716 | 1000 | Solar |  |  | Active Application | Trade Secret | Trade | MHW | MHW311 | Community Solar Garden | Solar*Rewards Community | Trade Secret | 2021
20263-228838-01 |  |  |  |  | 06207665 |  |  |  |  | Withdrawn | Trade Secret | Trade |  |  | Residential |  |  | 2025
20263-228838-01 | Xcel Energy | 85 | 13781 | IOU | SRC042509 | 1000 | Solar |  |  | Withdrawn | Trade Secret | Trade | LCR | LCR311 | Community Solar Garden | Solar*Rewards Community | Trade Secret | 2015
20263-228838-01 | Xcel Energy | 85 | 13781 | IOU | SRC040456 | 250 | Solar |  |  | Withdrawn | Trade Secret | Trade | SAV | SAV071 | Community Solar Garden | Solar*Rewards Community | Trade Secret | 2015
20263-228838-01 | Xcel Energy | 85 | 13781 | IOU | SRC065966 | 1000 | Solar |  |  | Withdrawn | Trade Secret | Trade | DAN | DAN021 | Community Solar Garden | Solar*Rewards Community | Trade Secret | 2018
20263-228838-01 | Xcel Energy | 85 | 13781 | IOU | 03128487 | 1000 | Solar |  |  | Interconnected | Winsted | Trade | WSD | WSD061 | Community Solar Garden | Solar*Rewards Community | Trade Secret | 2015 | 2019
20263-228838-01 | Xcel Energy | 85 | 13781 | IOU | 03126808 | 1000 | Solar |  |  | Interconnected | Big Lake | Trade | FSL | FSL311 | Community Solar Garden | Solar*Rewards Community | Trade Secret | 2015 | 2017
20263-228838-01 |  |  |  |  | 03129783 |  |  |  |  | Withdrawn | Trade Secret | Trade | SMT | SMT072 | Residential | Other |  | 2019
20263-228838-01 |  |  |  |  | 06244109 |  |  |  |  | Active Application | Trade Secret | Trade |  |  | Residential |  |  | 2025
20263-228838-01 |  |  |  |  | 06094468 |  |  |  |  | Withdrawn | Trade Secret | Trade |  |  | Residential |  |  | 2025
20263-228838-01 | Xcel Energy | 85 | 13781 | IOU | SRC068916 | 1000 | Solar |  |  | Withdrawn | Trade Secret | Trade |  |  | Community Solar Garden | Solar*Rewards Community | Trade Secret | 2018
20263-228838-01 | Xcel Energy | 85 | 13781 | IOU | 03128405 | 1000 | Solar |  |  | Interconnected | Taylors Falls | Trade | LCR | LCR311 | Community Solar Garden | Solar*Rewards Community | Trade Secret | 2015 | 2017
20263-228838-01 |  |  |  |  | OID2806650 |  | Solar |  |  | Withdrawn | Trade Secret | Trade | [5 empty] | 2014
20263-228838-01 |  |  |  |  | 03762000 |  | Solar |  |  | Active Application | Trade Secret | Trade |  |  | Residential | Solar*Rewards |  | 2020
20263-228838-01 |  |  |  |  | 04181921 |  | Solar |  |  | Active Application | Trade Secret | Trade |  |  | Residential | Solar*Rewards |  | 2020
20263-228838-01 |  |  |  |  | 06004121 |  | Solar |  |  | Active Application | Trade Secret | Trade |  |  | Residential | Solar*Rewards |  | 2024
20263-228838-01 | Xcel Energy | 85 | 13781 | IOU | SRC040673 | 950 | Solar |  |  | Withdrawn | Trade Secret | Trade |  |  | Community Solar Garden | Solar*Rewards Community | Trade Secret | 2015
20263-228838-01 | Xcel Energy | 85 | 13781 | IOU | 03128008 | 950 | Solar |  |  | Interconnected | Waite Park | Trade | SAK | SAK312 | Community Solar Garden | Solar*Rewards Community | Trade Secret | 2015 | 2019
20263-228838-01 | Xcel Energy | 85 | 13781 | IOU | 03127185 | 1000 | Solar |  |  | Interconnected | Eagle Lake | Trade | EGL | EGL021 | Community Solar Garden | Solar*Rewards Community | Trade Secret | 2015 | 2017
20263-228838-01 |  |  |  |  | 03168076 |  | Solar |  |  | Withdrawn | Trade Secret | Trade |  |  | Residential |  |  | 2019
20263-228838-01 |  |  |  |  | 04555883 |  | Solar |  |  | Active Application | Trade Secret | Trade |  |  | Residential | Solar*Rewards |  | 2021
20263-228838-01 | Xcel Energy | 85 | 13781 | IOU | 05659897 | 750 | Solar |  |  | Active Application | Trade Secret | Trade | PAT | PAT314 | Community Solar Garden | Solar*Rewards Community | Trade Secret | 2023
20263-228838-01 |  |  |  |  | 05711675 |  | Solar |  |  | Withdrawn | Trade Secret | Trade |  |  | Residential | Solar*Rewards |  | 2024
20263-228838-01 |  |  |  |  | 06055313 |  |  |  |  | Withdrawn | Trade Secret | Trade |  |  | Residential |  |  | 2025
20263-228838-01 |  |  |  |  | 06221847 |  | Solar |  |  | Active Application | Trade Secret | Trade |  |  | Residential | Solar*Rewards |  | 2025
20263-228838-01 | Xcel Energy | 85 | 13781 | IOU | 04827550 | 700 | Solar |  |  | Interconnected | Trade Secret | Trade | SMT | SMT092 | Residential |  | Trade Secret | 2022 | 2015
20263-228838-01 | Xcel Energy | 85 | 13781 | IOU | SRC042475 | 950 | Solar |  |  | Withdrawn | Trade Secret | Trade | KEN | KEN022 | Community Solar Garden | Solar*Rewards Community | Trade Secret | 2015
20263-228838-01 | Xcel Energy | 85 | 13781 | IOU | SRC072911 | 1000 | Solar |  |  | Withdrawn | Trade Secret | Trade | SWN | SWN022 | Community Solar Garden | Solar*Rewards Community | Trade Secret | 2019
20263-228838-01 |  |  |  |  | SRO29260 |  | Solar |  |  | Withdrawn | Trade Secret | Trade |  |  |  | Other |  | 2013
20263-228838-01 |  |  |  |  | 05215408 |  |  |  |  | Active Application | Trade Secret | Trade |  |  | Residential |  |  | 2022
20263-228838-01 |  |  |  |  | 05781835 |  |  |  |  | Active Application | Trade Secret | Trade |  |  | Residential |  |  | 2024
20263-228838-01 | Xcel Energy | 85 | 13781 | IOU | SRC038766 | 1000 | Solar |  |  | Withdrawn | Trade Secret | Trade | FSL | FSL311 | Community Solar Garden | Solar*Rewards Community | Trade Secret | 2014
20263-228838-01 | Xcel Energy | 85 | 13781 | IOU | SRC041625 | 972 | Solar |  |  | Withdrawn | Trade Secret | Trade | SOH | SOH001 | Community Solar Garden | Solar*Rewards Community | Trade Secret | 2015
20263-228838-01 |  |  |  |  | 04998718 |  | Solar |  |  | Active Application | Trade Secret | Trade |  |  | Residential | Solar*Rewards |  | 2022
20263-228838-01 |  |  |  |  | 05852656 |  |  |  |  | Active Application | Trade Secret | Trade |  |  | Residential |  |  | 2024
20263-228838-01 |  |  |  |  | 05117827 |  |  |  |  | Active Application | Trade Secret | Trade |  |  | Residential |  |  | 2022
20263-228838-01 |  |  |  |  | 06034470 |  | Solar |  |  | Active Application | Trade Secret | Trade |  |  | Residential | Solar*Rewards |  | 2024
20263-228838-01 | Xcel Energy | 85 | 13781 | IOU | SRC040452 | 1000 | Solar |  |  | Withdrawn | Trade Secret | Trade | BUR | BUR032 | Community Solar Garden | Solar*Rewards Community | Trade Secret | 2015
20263-228838-01 |  |  |  |  | 03187505 |  | Solar |  |  | Withdrawn | Trade Secret | Trade |  |  | Residential | Solar*Rewards |  | 2019
20263-228838-01 |  |  |  |  | 04160432 |  |  |  |  | Active Application | Trade Secret | Trade |  |  | Residential |  |  | 2020
20263-228838-01 | Xcel Energy | 85 | 13781 | IOU | 05793355 | 4.7 | Solar |  |  | Withdrawn | Trade Secret | Trade |  |  | Residential | Other | Trade Secret | 2024
20263-228838-01 | Xcel Energy | 85 | 13781 | IOU | 05782567 | 5000 | Solar |  |  | Withdrawn | Trade Secret | Trade |  |  | Commercial | Other | Trade Secret | 2024
20263-228838-01 |  |  |  |  | 06115534 |  | Solar |  |  | Active Application | Trade Secret | Trade |  |  | Residential | Solar*Rewards |  | 2025
20263-228838-01 | Xcel Energy | 85 | 13781 | IOU | SRC040992 | 1000 | Solar |  |  | Withdrawn | Trade Secret | Trade | CHI | CHI311 | Community Solar Garden | Solar*Rewards Community | Trade Secret | 2015
20263-228838-01 | Xcel Energy | 85 | 13781 | IOU | SRC040446 | 250 | Solar |  |  | Withdrawn | Trade Secret | Trade | SAV | SAV071 | Community Solar Garden | Solar*Rewards Community | Trade Secret | 2015
20263-228838-01 | Xcel Energy | 85 | 13781 | IOU | 03127703 | 1000 | Solar |  |  | Interconnected | Scandia | Trade | SCA | SCA021 | Community Solar Garden | Solar*Rewards Community | Trade Secret | 2015 | 2018
20263-228838-01 | Xcel Energy | 85 | 13781 | IOU | 03128534 | 1000 | Solar |  |  | Interconnected | Montevideo | Trade | FIC | FIC021 | Community Solar Garden | Solar*Rewards Community | Trade Secret | 2015 | 2018
20263-228838-01 | Xcel Energy | 85 | 13781 | IOU | 03124686 | 1000 | Solar |  |  | Interconnected | Renville | Trade | RNV | RNV021 | Community Solar Garden | Solar*Rewards Community | Trade Secret | 2019 | 2022
20263-228838-01 | Xcel Energy | 85 | 13781 | IOU | 06279176 | 96 | Solar |  |  | Withdrawn | Trade Secret | Trade |  |  | Residential | Other | Trade Secret | 2025
20263-228838-01 |  |  |  |  | 04924915 |  | Solar |  |  | Active Application | Trade Secret | Trade |  |  | Residential | Solar*Rewards |  | 2022
20263-228838-01 | Xcel Energy | 85 | 13781 | IOU | SRC069529 | 540 | Solar |  |  | Withdrawn | Trade Secret | Trade | HYL | HYL075 | Community Solar Garden | Solar*Rewards Community | Trade Secret | 2018
20263-228838-01 | Xcel Energy | 85 | 13781 | IOU | SRC042572 | 1000 | Solar |  |  | Withdrawn | Trade Secret | Trade | AFT | AFT322 | Community Solar Garden | Solar*Rewards Community | Trade Secret | 2015
20263-228838-01 | Xcel Energy | 85 | 13781 | IOU | SRC039309 | 1000 | Solar |  |  | Withdrawn | Trade Secret | Trade |  |  | Community Solar Garden | Solar*Rewards Community | Trade Secret | 2015
20263-228838-01 | Xcel Energy | 85 | 13781 | IOU | SRC042448 | 1000 | Solar |  |  | Withdrawn | Trade Secret | Trade | WCS | WCS064 | Community Solar Garden | Solar*Rewards Community | Trade Secret | 2015
20263-228838-01 |  |  |  |  | SRO29511 |  | Solar |  |  | Withdrawn | Trade Secret | Trade |  |  |  | Other |  | 2013
20263-228838-01 | Xcel Energy | 85 | 13781 | IOU | SRC041636 | 1000 | Solar |  |  | Withdrawn | Trade Secret | Trade | FAP | FAP071 | Community Solar Garden | Solar*Rewards Community | Trade Secret | 2015
20263-228838-01 | Xcel Energy | 85 | 13781 | IOU | SRC040725 | 1000 | Solar |  |  | Withdrawn | Trade Secret | Trade | GFD | GFD021 | Community Solar Garden | Solar*Rewards Community | Trade Secret | 2015
20263-228838-01 | Xcel Energy | 85 | 13781 | IOU | SRC040696 | 950 | Solar |  |  | Withdrawn | Trade Secret | Trade |  |  | Community Solar Garden | Solar*Rewards Community | Trade Secret | 2015
20263-228838-01 | Xcel Energy | 85 | 13781 | IOU | SRC040912 | 1000 | Solar |  |  | Withdrawn | Trade Secret | Trade |  |  | Community Solar Garden | Solar*Rewards Community | Trade Secret | 2015
20263-228838-01 |  |  |  |  | 05811855 |  | Solar |  |  | Withdrawn | Trade Secret | Trade |  |  | Residential |  |  | 2024
20263-228838-01 | Xcel Energy | 85 | 13781 | IOU | 05437778 | 1000 | Solar |  |  | Active Application | Trade Secret | Trade |  |  | Community Solar Garden | Solar*Rewards Community | Trade Secret | 2023
20263-228838-01 | Xcel Energy | 85 | 13781 | IOU | SRC039280 | 1000 | Solar |  |  | Withdrawn | Trade Secret | Trade | MEI | MEI021 | Community Solar Garden | Solar*Rewards Community | Trade Secret | 2015
20263-228838-01 | Xcel Energy | 85 | 13781 | IOU | SRC044947 | 1000 | Solar |  |  | Withdrawn | Trade Secret | Trade | HUG | HUG321 | Community Solar Garden | Solar*Rewards Community | Trade Secret | 2016
20263-228838-01 | Xcel Energy | 85 | 13781 | IOU | SRC040853 | 950 | Solar |  |  | Withdrawn | Trade Secret | Trade |  |  | Community Solar Garden | Solar*Rewards Community | Trade Secret | 2015
20263-228838-01 |  |  |  |  | 05798302 |  |  |  |  | Active Application | Trade Secret | Trade |  |  | Residential |  |  | 2024
20263-228838-01 |  |  |  |  | OID2806272 |  | Wind |  |  | Withdrawn | Trade Secret | Trade | [5 empty] | 2009
20263-228838-01 | Xcel Energy | 85 | 13781 | IOU | SRC038585 | 984 | Solar |  |  | Withdrawn | Trade Secret | Trade | RMT | RMT312 | Community Solar Garden | Solar*Rewards Community | Trade Secret | 2014
20263-228838-01 | Xcel Energy | 85 | 13781 | IOU | SRC042444 | 1000 | Solar |  |  | Withdrawn | Trade Secret | Trade | WWK | WWK321 | Community Solar Garden | Solar*Rewards Community | Trade Secret | 2015
20263-228838-01 | Xcel Energy | 85 | 13781 | IOU | SRC068007 | 1000 | Solar |  |  | Withdrawn | Trade Secret | Trade | WAT | WAT081 | Community Solar Garden | Solar*Rewards Community | Trade Secret | 2018
20263-228838-01 | Xcel Energy | 85 | 13781 | IOU | 03125995 | 1000 | Solar |  |  | Interconnected | Sauk Rapids | Trade | MHW | MHW311 | Community Solar Garden | Solar*Rewards Community | Trade Secret | 2015 | 2018
20263-228838-01 | Xcel Energy | 85 | 13781 | IOU | 03127371 | 1000 | Solar |  |  | Interconnected | Saint Cloud | Trade | SCL | SCL322 | Community Solar Garden | Solar*Rewards Community | Trade Secret | 2015 | 2018
20263-228838-01 |  |  |  |  | 05619080 |  | Solar |  |  | Withdrawn | Trade Secret | Trade |  |  | Residential | Solar*Rewards |  | 2023
20263-228838-01 | Xcel Energy | 85 | 13781 | IOU | SRC068987 | 1000 | Solar |  |  | Withdrawn | Trade Secret | Trade | SWN | SWN022 | Community Solar Garden | Solar*Rewards Community | Trade Secret | 2018
20263-228838-01 | Xcel Energy | 85 | 13781 | IOU | SRC042352 | 250 | Solar |  |  | Withdrawn | Trade Secret | Trade | NOF | NOF061 | Community Solar Garden | Solar*Rewards Community | Trade Secret | 2015
20263-228838-01 | Xcel Energy | 85 | 13781 | IOU | SRC042432 | 972 | Solar |  |  | Withdrawn | Trade Secret | Trade | KAN | KAN031 | Community Solar Garden | Solar*Rewards Community | Trade Secret | 2015
20263-228838-01 | Xcel Energy | 85 | 13781 | IOU | SRC039237 | 1000 | Solar |  |  | Withdrawn | Trade Secret | Trade |  |  | Community Solar Garden | Solar*Rewards Community | Trade Secret | 2015
20263-228838-01 | Xcel Energy | 85 | 13781 | IOU | SRC066183 | 1000 | Solar |  |  | Withdrawn | Trade Secret | Trade |  |  | Community Solar Garden | Solar*Rewards Community | Trade Secret | 2018
20263-228838-01 | Xcel Energy | 85 | 13781 | IOU | 03124743 | 1000 | Solar |  |  | Interconnected | Cold Spring | Trade | WAK | WAK321 | Community Solar Garden | Solar*Rewards Community | Trade Secret | 2015 | 2017
20263-228838-01 | Xcel Energy | 85 | 13781 | IOU | SRC039276 | 1000 | Solar |  |  | Withdrawn | Trade Secret | Trade | MEI | MEI021 | Community Solar Garden | Solar*Rewards Community | Trade Secret | 2015
20263-228838-01 | Xcel Energy | 85 | 13781 | IOU | 03125990 | 1000 | Solar |  |  | Interconnected | Foley | Trade | MHW | MHW311 | Community Solar Garden | Solar*Rewards Community | Trade Secret | 2015 | 2017
20263-228838-01 |  |  |  |  | 05588786 |  | Solar |  |  | Withdrawn | Trade Secret | Trade |  |  | Residential | Solar*Rewards |  | 2023
20263-228838-01 |  |  |  |  | 05711681 |  | Solar |  |  | Withdrawn | Trade Secret | Trade |  |  | Residential | Solar*Rewards |  | 2024
20263-228838-01 |  |  |  |  | 05403386 |  | Solar |  |  | Withdrawn | Trade Secret | Trade |  |  | Residential | Solar*Rewards |  | 2023
20263-228838-01 |  |  |  |  | 06093172 |  |  |  |  | Active Application | Trade Secret | Trade |  |  | Residential |  |  | 2025
20263-228838-01 |  |  |  |  | 06057831 |  |  |  |  | Active Application | Trade Secret | Trade |  |  | Residential |  |  | 2025
20263-228838-01 | Xcel Energy | 85 | 13781 | IOU | SRC042813 | 1000 | Solar |  |  | Withdrawn | Trade Secret | Trade | LIN | LIN031 | Community Solar Garden | Solar*Rewards Community | Trade Secret | 2015
20263-228838-01 | Xcel Energy | 85 | 13781 | IOU | SRC039109 | 1000 | Solar |  |  | Withdrawn | Trade Secret | Trade | WTN | WTN062 | Community Solar Garden | Solar*Rewards Community | Trade Secret | 2015
20263-228838-01 | Xcel Energy | 85 | 13781 | IOU | 05508989 | 600 | Solar |  |  | Active Application | Trade Secret | Trade | PKL | PKL084 | LMI | Solar*Rewards Community | Trade Secret | 2023
20263-228838-01 |  |  |  |  | 05162912 |  |  |  |  | Active Application | Trade Secret | Trade |  |  | Residential |  |  | 2022
20263-228838-01 |  |  |  |  | SRO18016 |  | Solar |  |  | Withdrawn | Trade Secret | Trade |  |  |  | Solar*Rewards |  | 2011
20263-228838-01 | Xcel Energy | 85 | 13781 | IOU | SRC038750 | 1000 | Solar |  |  | Withdrawn | Trade Secret | Trade | LNS | LNS033 | Community Solar Garden | Solar*Rewards Community | Trade Secret | 2014
20263-228838-01 | Xcel Energy | 85 | 13781 | IOU | SRC038709 | 1000 | Solar |  |  | Withdrawn | Trade Secret | Trade | LNS | LNS033 | Community Solar Garden | Solar*Rewards Community | Trade Secret | 2014
20263-228838-01 | Xcel Energy | 85 | 13781 | IOU | SRC040837 | 1000 | Solar |  |  | Withdrawn | Trade Secret | Trade | SOH | SOH001 | Community Solar Garden | Solar*Rewards Community | Trade Secret | 2015
20263-228838-01 | Xcel Energy | 85 | 13781 | IOU | 03126703 | 1000 | Solar |  |  | Interconnected | Taylors Falls | Trade | LCR | LCR311 | Community Solar Garden | Solar*Rewards Community | Trade Secret | 2015 | 2018
20263-228838-01 | Xcel Energy | 85 | 13781 | IOU | 03127353 | 1000 | Solar |  |  | Interconnected | Webster | Trade | VES | VES021 | Community Solar Garden | Solar*Rewards Community | Trade Secret | 2015 | 2017
20263-228838-01 | Xcel Energy | 85 | 13781 | IOU | 03127835 | 950 | Solar |  |  | Interconnected | Waite Park | Trade | SAK | SAK312 | Community Solar Garden | Solar*Rewards Community | Trade Secret | 2015 | 2019
20263-228838-01 |  |  |  |  | 04848395 |  | Solar |  |  | Active Application | Trade Secret | Trade |  |  | Residential | Solar*Rewards |  | 2022
20263-228838-01 | Xcel Energy | 85 | 13781 | IOU | SRC040763 | 950 | Solar |  |  | Withdrawn | Trade Secret | Trade |  |  | Community Solar Garden | Solar*Rewards Community | Trade Secret | 2015
20263-228838-01 | Xcel Energy | 85 | 13781 | IOU | 03125967 | 1000 | Solar |  |  | Interconnected | Lake Lillian | Trade | LIL | LIL021 | Community Solar Garden | Solar*Rewards Community | Trade Secret | 2015 | 2017
20263-228838-01 | Xcel Energy | 85 | 13781 | IOU | 03126879 | 1000 | Solar |  |  | Withdrawn | Trade Secret | Trade | CHI | CHI311 | Community Solar Garden | Solar*Rewards Community | Trade Secret | 2019
20263-228838-01 | Xcel Energy | 85 | 13781 | IOU | 03128357 | 1000 | Solar |  |  | Interconnected | Monticello | Trade | LAP | LAP311 | Community Solar Garden | Solar*Rewards Community | Trade Secret | 2015 | 2019
20263-228838-01 |  |  |  |  | 04159752 |  | Solar |  |  | Active Application | Trade Secret | Trade |  |  | Residential | Solar*Rewards |  | 2020
20263-228838-01 | Xcel Energy | 85 | 13781 | IOU | 04880775 | 1000 | Solar |  |  | Withdrawn | Trade Secret | Trade | WEF | WEF071 | Community Solar Garden | Solar*Rewards Community | Trade Secret | 2022
20263-228838-01 | Xcel Energy | 85 | 13781 | IOU | 05762481 | 25 | Wind |  |  | Active Application | Trade Secret | Trade |  |  | Residential |  | Trade Secret | 2024
20263-228838-01 | Xcel Energy | 85 | 13781 | IOU | 03127367 | 1000 | Solar |  |  | Interconnected | Byron | Trade | WEB | WEB021 | Community Solar Garden | Solar*Rewards Community | Trade Secret | 2015 | 2017
20263-228838-01 | Xcel Energy | 85 | 13781 | IOU | 03235617 | 9.36 | Solar |  |  | Active Application | Trade Secret | Trade | LIN | LIN022 | Residential |  | Trade Secret | 2019
20263-228838-01 |  |  |  |  | 04881741 |  | Solar |  |  | Active Application | Trade Secret | Trade |  |  | Residential | Solar*Rewards |  | 2022
20263-228838-01 | Xcel Energy | 85 | 13781 | IOU | SRC038772 | 1000 | Solar |  |  | Withdrawn | Trade Secret | Trade | LNS | LNS033 | Community Solar Garden | Solar*Rewards Community | Trade Secret | 2014
20263-228838-01 | Xcel Energy | 85 | 13781 | IOU | SRC040412 | 990 | Solar |  |  | Withdrawn | Trade Secret | Trade | CGR | CGR061 | Community Solar Garden | Solar*Rewards Community | Trade Secret | 2015
20263-228838-01 | Xcel Energy | 85 | 13781 | IOU | 05689590 | 4750 | Solar |  |  | Active Application | Trade Secret | Trade |  |  | Community Solar Garden | Solar*Rewards Community | Trade Secret | 2024
20263-228838-01 |  |  |  |  | 05791861 |  | Solar |  |  | Active Application | Trade Secret | Trade |  |  | Residential | Solar*Rewards |  | 2024
20263-228838-01 | Xcel Energy | 85 | 13781 | IOU | SRC038627 | 1000 | Solar |  |  | Withdrawn | Trade Secret | Trade | CTF | CTF021 | Community Solar Garden | Solar*Rewards Community | Trade Secret | 2014
20263-228838-01 |  |  |  |  | 05376680 |  | Solar |  |  | Active Application | Trade Secret | Trade |  |  | Residential | Solar*Rewards |  | 2023
20263-228838-01 |  |  |  |  | 05726798 |  | Solar |  |  | Active Application | Trade Secret | Trade |  |  | Residential | Solar*Rewards |  | 2024
20263-228838-01 | Xcel Energy | 85 | 13781 | IOU | SRC038459 | 1000 | Solar |  |  | Withdrawn | Trade Secret | Trade | CTF | CTF021 | Community Solar Garden | Solar*Rewards Community | Trade Secret | 2014
20263-228838-01 | Xcel Energy | 85 | 13781 | IOU | SRC039432 | 1000 | Solar |  |  | Withdrawn | Trade Secret | Trade | NOF | NOF071 | Community Solar Garden | Solar*Rewards Community | Trade Secret | 2015
20263-228838-01 |  |  |  |  | 05486423 |  |  |  |  | Active Application | Trade Secret | Trade |  |  | Residential |  |  | 2023
20263-228838-01 |  |  |  |  | 05985504 |  | Solar |  |  | Active Application | Trade Secret | Trade |  |  | Residential | Solar*Rewards |  | 2024
20263-228838-01 | Xcel Energy | 85 | 13781 | IOU | SRC072362 | 324 | Solar |  |  | Withdrawn | Trade Secret | Trade | MEI | MEI021 | Community Solar Garden | Solar*Rewards Community | Trade Secret | 2019
20263-228838-01 | Xcel Energy | 85 | 13781 | IOU | SRC040636 | 1000 | Solar |  |  | Withdrawn | Trade Secret | Trade | BUR | BUR032 | Community Solar Garden | Solar*Rewards Community | Trade Secret | 2015
20263-228838-01 | Xcel Energy | 85 | 13781 | IOU | 03127239 | 972 | Solar |  |  | Interconnected | Center City | Trade | LCR | LCR311 | Community Solar Garden | Solar*Rewards Community | Trade Secret | 2015 | 2017
20263-228838-01 |  |  |  |  | 05294546 |  | Solar |  |  | Active Application | Trade Secret | Trade |  |  | Residential | Solar*Rewards |  | 2022
20263-228838-01 | Xcel Energy | 85 | 13781 | IOU | SRC040778 | 1000 | Solar |  |  | Withdrawn | Trade Secret | Trade | CHE | CHE075 | Community Solar Garden | Solar*Rewards Community | Trade Secret | 2015
20263-228838-01 | Xcel Energy | 85 | 13781 | IOU | SRC038400 | 1000 | Solar |  |  | Withdrawn | Trade Secret | Trade | RMT | RMT311 | Community Solar Garden | Solar*Rewards Community | Trade Secret | 2014
20263-228838-01 | Xcel Energy | 85 | 13781 | IOU | 03287746 | 6 | Solar |  |  | Active Application | Trade Secret | Trade |  |  | Residential | Solar*Rewards | Trade Secret | 2019
20263-228838-01 |  |  |  |  | 04981708 |  | Solar |  |  | Active Application | Trade Secret | Trade |  |  | Residential | Solar*Rewards |  | 2022
20263-228838-01 | Xcel Energy | 85 | 13781 | IOU | 03806043 | 1000 | Solar |  |  | Withdrawn | Trade Secret | Trade | PAT | PAT312 | Community Solar Garden | Solar*Rewards Community | Trade Secret | 2020
20263-228838-01 |  |  |  |  | 06134025 |  |  |  |  | Active Application | Trade Secret | Trade |  |  | Residential |  |  | 2025
20263-228838-01 | Xcel Energy | 85 | 13781 | IOU | SRC069527 | 1000 | Solar |  |  | Withdrawn | Trade Secret | Trade | ALB | ALB022 | Community Solar Garden | Solar*Rewards Community | Trade Secret | 2018
20263-228838-01 | Xcel Energy | 85 | 13781 | IOU | 03127491 | 1000 | Solar |  |  | Interconnected | Sartell | Trade | GRC | GRC312 | Community Solar Garden | Solar*Rewards Community | Trade Secret | 2017 | 2018
20263-228838-01 | Xcel Energy | 85 | 13781 | IOU | 03581302 | 1000 | Solar |  |  | Withdrawn | Trade Secret | Trade | CHI | CHI311 | Community Solar Garden | Solar*Rewards Community | Trade Secret | 2020
20263-228838-01 | Xcel Energy | 85 | 13781 | IOU | SRC039393 | 1000 | Solar |  |  | Withdrawn | Trade Secret | Trade | BLL | BLL071 | Community Solar Garden | Solar*Rewards Community | Trade Secret | 2015
20263-228838-01 | Xcel Energy | 85 | 13781 | IOU | SRC040467 | 950 | Solar |  |  | Withdrawn | Trade Secret | Trade | FRA | FRA001 | Community Solar Garden | Solar*Rewards Community | Trade Secret | 2015
20263-228838-01 | Xcel Energy | 85 | 13781 | IOU | 03121381 | 1000 | Solar |  |  | Interconnected | Montevideo | Trade | MTV | MTV022 | Community Solar Garden | Solar*Rewards Community | Trade Secret | 2015 | 2018
20263-228838-01 | Xcel Energy | 85 | 13781 | IOU | SRC042230 | 1000 | Solar |  |  | Withdrawn | Trade Secret | Trade | MGN | MGN211 | Community Solar Garden | Solar*Rewards Community | Trade Secret | 2015
20263-228838-01 | Xcel Energy | 85 | 13781 | IOU | SRC038368 | 984 | Solar |  |  | Withdrawn | Trade Secret | Trade | SCL | SCL322 | Community Solar Garden | Solar*Rewards Community | Trade Secret | 2014
20263-228838-01 | Xcel Energy | 85 | 13781 | IOU | SRC038434 | 124.6 | Solar |  |  | Withdrawn | Trade Secret | Trade | TER | TER061 | Community Solar Garden | Solar*Rewards Community | Trade Secret | 2014
20263-228838-01 | Xcel Energy | 85 | 13781 | IOU | SRC040604 | 1000 | Solar |  |  | Withdrawn | Trade Secret | Trade | SMT | SMT082 | Community Solar Garden | Solar*Rewards Community | Trade Secret | 2015
20263-228838-01 | Xcel Energy | 85 | 13781 | IOU | SRC042504 | 1000 | Solar |  |  | Withdrawn | Trade Secret | Trade | BEK | BEK311 | Community Solar Garden | Solar*Rewards Community | Trade Secret | 2015
20263-228838-01 |  |  |  |  | 06020604 |  | Solar |  |  | Withdrawn | Trade Secret | Trade |  |  | Residential | Solar*Rewards |  | 2024
20263-228838-01 |  |  |  |  | 06150715 |  | Solar |  |  | Active Application | Trade Secret | Trade |  |  | Residential |  |  | 2025
20263-228838-01 | Xcel Energy | 85 | 13781 | IOU | SRC042800 | 950 | Solar |  |  | Withdrawn | Trade Secret | Trade | DOC | DOC031 | Community Solar Garden | Solar*Rewards Community | Trade Secret | 2015
20263-228838-01 | Xcel Energy | 85 | 13781 | IOU | 03128312 | 1000 | Solar |  |  | Interconnected | Cleveland | Trade | LAE | LAE061 | Community Solar Garden | Solar*Rewards Community | Trade Secret | 2015 | 2018
20263-228838-01 | Xcel Energy | 85 | 13781 | IOU | 06179394 | 6.56 | Solar |  |  | Interconnected | Trade Secret | Trade | WCS | WCS072 | Residential | Solar*Rewards | Trade Secret | 2025 | 2025
20263-228838-01 | Xcel Energy | 85 | 13781 | IOU | 03130376 | 24.06 | Solar |  |  | Interconnected | Trade Secret | Trade | TER | TER063 | Commercial |  | Trade Secret | 2017 | 2018
20263-228838-01 | Xcel Energy | 85 | 13781 | IOU | OID3360890 | 9.94 | Solar |  |  | Withdrawn | Trade Secret | Trade | ALK | ALK067 | Residential | Solar*Rewards | Trade Secret | 2018
20263-228838-01 | Xcel Energy | 85 | 13781 | IOU | 05560856 | 10.88 | Solar |  |  | Interconnected | Trade Secret | Trade | SAV | SAV063 | Residential | Solar*Rewards | Trade Secret | 2023 | 2023
20263-228838-01 | Xcel Energy | 85 | 13781 | IOU | 03131436 | 6 | Solar |  |  | Interconnected | Trade Secret | Trade | MEL | MEL061 | Residential | Solar*Rewards | Trade Secret | 2017 | 2019
20263-228838-01 | Xcel Energy | 85 | 13781 | IOU | 03131427 | 2.962 | Solar |  |  | Interconnected | Trade Secret | Trade | MEL | MEL061 | Commercial | Solar*Rewards | Trade Secret | 2017 | 2019
20263-228838-01 | Xcel Energy | 85 | 13781 | IOU | 05501809 | 8.32 | Solar |  |  | Active Application | Trade Secret | Trade | MHW | MHW311 | Residential |  | Trade Secret | 2023
20263-228838-01 | Xcel Energy | 85 | 13781 | IOU | 05278642 | 7.678 | Solar |  |  | Interconnected | Trade Secret | Trade | TWL | TWL066 | Residential |  | Trade Secret | 2022 | 2023
20263-228838-01 | Xcel Energy | 85 | 13781 | IOU | 05514437 | 6.952 | Solar |  |  | Interconnected | Trade Secret | Trade | GSL | GSL341 | Residential | Solar*Rewards | Trade Secret | 2023 | 2023
20263-228838-01 | Xcel Energy | 85 | 13781 | IOU | OID3821813 | 8.7 | Solar |  |  | Withdrawn | Trade Secret | Trade | EXC | EXC062 | Residential | Solar*Rewards | Trade Secret | 2019
20263-228838-01 | Xcel Energy | 85 | 13781 | IOU | 03132184 | 11.2 | Solar |  | X | Interconnected | Trade Secret | Trade | EXC | EXC062 | Commercial | Solar*Rewards | Trade Secret | 2018 | 2018
20263-228838-01 | Xcel Energy | 85 | 13781 | IOU | 03339541 | 10 | Storage |  |  | Interconnected | Trade Secret | Trade | EXC | EXC062 | Commercial |  | Trade Secret | 2019 | 2020
20263-228838-01 | Xcel Energy | 85 | 13781 | IOU | 03157093 | 7.2 | Solar |  |  | Interconnected | Trade Secret | Trade | EXC | EXC062 | Residential | Solar*Rewards | Trade Secret | 2019 | 2019
20263-228838-01 | Xcel Energy | 85 | 13781 | IOU | OID3644058 | 19.999 | Solar |  |  | Withdrawn | Trade Secret | Trade | MST | MST066 | Commercial | Solar*Rewards | Trade Secret | 2018
20263-228838-01 | Xcel Energy | 85 | 13781 | IOU | 03440547 | 8.99 | Solar |  |  | Interconnected | Trade Secret | Trade | MPK | MPK064 | Residential | Solar*Rewards | Trade Secret | 2019 | 2020
20263-228838-01 | Xcel Energy | 85 | 13781 | IOU | 04798805 | 299.7 | Solar |  |  | Interconnected | Trade Secret | Trade | CNC | CNC072 | Commercial |  | Trade Secret | 2022 | 2022
20263-228838-01 | Xcel Energy | 85 | 13781 | IOU | 06210656 | 8.832 | Solar |  |  | Interconnected | Trade Secret | Trade | ALK | ALK067 | Residential |  | Trade Secret | 2025 | 2026
20263-228838-01 | Xcel Energy | 85 | 13781 | IOU | 03132865 | 34.17 | Solar |  |  | Interconnected | Trade Secret | Trade | HUG | HUG321 | Commercial | Solar*Rewards | Trade Secret | 2018 | 2018
20263-228838-01 | Xcel Energy | 85 | 13781 | IOU | 04438689 | 5.48 | Solar |  |  | Interconnected | Trade Secret | Trade | RPO | RPO311 | Residential |  | Trade Secret | 2021 | 2022
20263-228838-01 | Xcel Energy | 85 | 13781 | IOU | 04101348 | 0.96 | Solar |  |  | Interconnected | Trade Secret | Trade | GSL | GSL074 | Residential | Solar*Rewards | Trade Secret | 2020 | 2021
20263-228838-01 | Xcel Energy | 85 | 13781 | IOU | 05809140 | 5.806 | Solar |  |  | Interconnected | Trade Secret | Trade | ECK | ECK322 | Residential | Solar*Rewards | Trade Secret | 2024 | 2024
20263-228838-01 | Xcel Energy | 85 | 13781 | IOU | 05472901 | 11.136 | Solar |  |  | Interconnected | Trade Secret | Trade | HSN | HSN322 | Residential |  | Trade Secret | 2023 | 2023
20263-228838-01 | Xcel Energy | 85 | 13781 | IOU | 04420972 | 6.98 | Solar |  |  | Interconnected | Trade Secret | Trade | OPK | OPK077 | Residential | Solar*Rewards | Trade Secret | 2021 | 2021
20263-228838-01 | Xcel Energy | 85 | 13781 | IOU | 05259203 | 6.4 | Solar |  |  | Withdrawn | Trade Secret | Trade | CGR | CGR063 | Residential |  | Trade Secret | 2022
20263-228838-01 | Xcel Energy | 85 | 13781 | IOU | 05441559 | 13.96 | Solar |  |  | Interconnected | Trade Secret | Trade | HOL | HOL071 | Residential | Solar*Rewards | Trade Secret | 2023 | 2023
20263-228838-01 | Xcel Energy | 85 | 13781 | IOU | 05936624 | 8.125 | Solar |  |  | Active Application | Trade Secret | Trade | SOU | SOU065 | Residential | Solar*Rewards | Trade Secret | 2024
20263-228838-01 | Xcel Energy | 85 | 13781 | IOU | 03392151 | 9.994 | Solar |  |  | Interconnected | Trade Secret | Trade | MST | MST070 | Residential | Solar*Rewards | Trade Secret | 2019 | 2020
20263-228838-01 | Xcel Energy | 85 | 13781 | IOU | 06279514 | 6.08 | Solar |  |  | Interconnected | Trade Secret | Trade | HSN | HSN322 | Residential |  | Trade Secret | 2025 | 2026
20263-228838-01 | Xcel Energy | 85 | 13781 | IOU | 05138172 | 7.124 | Solar |  |  | Interconnected | Trade Secret | Trade | HSN | HSN321 | Residential |  | Trade Secret | 2022 | 2022
20263-228838-01 | Xcel Energy | 85 | 13781 | IOU | 06023553 | 7.216 | Solar |  |  | Interconnected | Trade Secret | Trade | MOL | MOL067 | Residential | Solar*Rewards | Trade Secret | 2025 | 2025
20263-228838-01 | Xcel Energy | 85 | 13781 | IOU | 04865808 | 5.584 | Solar |  |  | Interconnected | Trade Secret | Trade | RRK | RRK082 | Residential | Solar*Rewards | Trade Secret | 2022 | 2022
20263-228838-01 | Xcel Energy | 85 | 13781 | IOU | 03127054 | 480 | Solar |  |  | Interconnected | Hayfield | Trade | DOC | DOC211 | Community Solar Garden | Solar*Rewards Community | Trade Secret | 2018 | 2022
20263-228838-01 |  |  |  |  | 05811980 |  |  |  |  | Withdrawn | Trade Secret | Trade | WAV | WAV021 | Residential |  |  | 2024
20263-228838-01 | Xcel Energy | 85 | 13781 | IOU | 05940887 | 6.046 | Solar |  |  | Withdrawn | Trade Secret | Trade | WAV | WAV021 | Residential |  | Trade Secret | 2024
20263-228838-01 | Xcel Energy | 85 | 13781 | IOU | 05812047 | 6.046 | Solar |  |  | Active Application | Trade Secret | Trade | WAV | WAV021 | Residential |  | Trade Secret | 2024
20263-228838-01 | Xcel Energy | 85 | 13781 | IOU | 04403073 | 3.85 | Solar |  |  | Interconnected | Trade Secret | Trade | RPO | RPO311 | Residential | Solar*Rewards | Trade Secret | 2021 | 2021
20263-228838-01 | Xcel Energy | 85 | 13781 | IOU | 04767648 | 3.49 | Solar |  |  | Interconnected | Trade Secret | Trade | NOF | NOF073 | Commercial |  | Trade Secret | 2021 | 2022
20263-228838-01 | Xcel Energy | 85 | 13781 | IOU | 05410001 | 9.772 | Solar |  |  | Interconnected | Trade Secret | Trade | BYT | BYT072 | Residential | Solar*Rewards | Trade Secret | 2023 | 2023
20263-228838-01 | Xcel Energy | 85 | 13781 | IOU | 05580979 | 9.86 | Solar |  |  | Withdrawn | Trade Secret | Trade | LOK | LOK062 | Residential |  | Trade Secret | 2023
20263-228838-01 | Xcel Energy | 85 | 13781 | IOU | 05579727 | 9.86 | Solar |  |  | Withdrawn | Trade Secret | Trade | LOK | LOK062 | Residential | Solar*Rewards | Trade Secret | 2023
20263-228838-01 | Xcel Energy | 85 | 13781 | IOU | 05682213 | 4.592 | Solar |  |  | Interconnected | Trade Secret | Trade | RPO | RPO311 | Residential |  | Trade Secret | 2024 | 2024
20263-228838-01 | Xcel Energy | 85 | 13781 | IOU | 04184580 | 3.36 | Solar |  |  | Interconnected | Trade Secret | Trade | HUG | HUG321 | Residential | Solar*Rewards | Trade Secret | 2020 | 2021
20263-228838-01 | Xcel Energy | 85 | 13781 | IOU | 05831384 | 7.591 | Solar |  |  | Interconnected | Trade Secret | Trade | WDY | WDY312 | Residential | Solar*Rewards | Trade Secret | 2024 | 2024
20263-228838-01 | Xcel Energy | 85 | 13781 | IOU | 05445982 | 5.22 | Solar |  |  | Interconnected | Trade Secret | Trade | RRK | RRK082 | Residential |  | Trade Secret | 2023 | 2023
20263-228838-01 | Xcel Energy | 85 | 13781 | IOU | 05588628 | 5.355 | Solar |  |  | Interconnected | Trade Secret | Trade | FSL | FSL312 | Residential |  | Trade Secret | 2023 | 2024
20263-228838-01 | Xcel Energy | 85 | 13781 | IOU | 04869054 | 43.2 | Solar |  |  | Interconnected | Trade Secret | Trade | SHP | SHP072 | Commercial |  | Trade Secret | 2022 | 2023
20263-228838-01 | Xcel Energy | 85 | 13781 | IOU | 06167190 | 7.6 | Solar |  |  | Interconnected | Trade Secret | Trade | ESW | ESW081 | Residential | Solar*Rewards | Trade Secret | 2025 | 2025
20263-228838-01 | Xcel Energy | 85 | 13781 | IOU | 05649679 | 4.06 | Solar |  |  | Interconnected | Trade Secret | Trade | RPO | RPO311 | Residential |  | Trade Secret | 2023 | 2024
20263-228838-01 | Xcel Energy | 85 | 13781 | IOU | 05472852 | 7.616 | Solar |  |  | Interconnected | Trade Secret | Trade | RPO | RPO311 | Residential |  | Trade Secret | 2023 | 2023
20263-228838-01 | Xcel Energy | 85 | 13781 | IOU | 05484744 | 5.67 | Solar |  |  | Interconnected | Trade Secret | Trade | RPO | RPO311 | Residential | Solar*Rewards | Trade Secret | 2023 | 2023
20263-228838-01 | Xcel Energy | 85 | 13781 | IOU | 06031364 | 7.68 | Solar |  |  | Interconnected | Trade Secret | Trade | WSG | WSG362 | Residential |  | Trade Secret | 2024 | 2025
20263-228838-01 | Xcel Energy | 85 | 13781 | IOU | 06110939 | 7.216 | Solar |  | X | Interconnected | Trade Secret | Trade | ALK | ALK072 | Residential | Solar*Rewards | Trade Secret | 2025 | 2025
20263-228838-01 | Xcel Energy | 85 | 13781 | IOU | 04840018 | 4.64 | Solar |  |  | Interconnected | Trade Secret | Trade | HUG | HUG321 | Residential | Solar*Rewards | Trade Secret | 2022 | 2022
20263-228838-01 | Xcel Energy | 85 | 13781 | IOU | 05226489 | 4.06 | Solar |  |  | Interconnected | Trade Secret | Trade | HUG | HUG321 | Residential |  | Trade Secret | 2022 | 2023
20263-228838-01 | Xcel Energy | 85 | 13781 | IOU | 04841212 | 4.64 | Solar |  |  | Interconnected | Trade Secret | Trade | MND | MND071 | Residential | Solar*Rewards | Trade Secret | 2022 | 2022
20263-228838-01 | Xcel Energy | 85 | 13781 | IOU | 05331399 | 4.93 | Solar |  |  | Withdrawn | Trade Secret | Trade | LAP | LAP311 | Residential |  | Trade Secret | 2022
20263-228838-01 | Xcel Energy | 85 | 13781 | IOU | 05486857 | 12.956 | Solar |  |  | Interconnected | Trade Secret | Trade | RPO | RPO311 | Residential |  | Trade Secret | 2023 | 2023
20263-228838-01 | Xcel Energy | 85 | 13781 | IOU | 05805410 | 2.903 | Solar |  |  | Interconnected | Trade Secret | Trade | ALK | ALK067 | Residential |  | Trade Secret | 2024 | 2024
20263-228838-01 | Xcel Energy | 85 | 13781 | IOU | 05336423 | 7.54 | Solar |  | X | Withdrawn | Trade Secret | Trade | VES | VES021 | Residential |  | Trade Secret | 2023
20263-228838-01 | Xcel Energy | 85 | 13781 | IOU | 05368577 | 80 | Solar |  |  | Interconnected | Trade Secret | Trade | GPH | GPH061 | Commercial |  | Trade Secret | 2023 | 2023
20263-228838-01 | Xcel Energy | 85 | 13781 | IOU | 05552978 | 2.32 | Solar |  |  | Interconnected | Trade Secret | Trade | DHL | DHL061 | Residential |  | Trade Secret | 2023 | 2023
20263-228838-01 | Xcel Energy | 85 | 13781 | IOU | 05311200 | 9.93 | Solar |  |  | Interconnected | Trade Secret | Trade | ALD | ALD082 | Commercial |  | Trade Secret | 2022 | 2023
20263-228838-01 | Xcel Energy | 85 | 13781 | IOU | 06321832 | 7.616 | Solar |  |  | Active Application | Trade Secret | Trade | SOU | SOU063 | Residential | Solar*Rewards | Trade Secret | 2026
20263-228838-01 | Xcel Energy | 85 | 13781 | IOU | 05356630 | 39.5 | Solar |  |  | Interconnected | Trade Secret | Trade | ECK | ECK341 | Commercial | Solar*Rewards | Trade Secret | 2023 | 2024
20263-228838-01 | Xcel Energy | 85 | 13781 | IOU | 05932340 | 3.747 | Solar |  |  | Active Application | Trade Secret | Trade | HSN | HSN321 | Residential |  | Trade Secret | 2024
20263-228838-01 | Xcel Energy | 85 | 13781 | IOU | 05357319 | 8.99 | Solar |  | X | Interconnected | Trade Secret | Trade | GSL | GSL341 | Residential | Solar*Rewards | Trade Secret | 2023 | 2023
20263-228838-01 | Xcel Energy | 85 | 13781 | IOU | 05798787 | 4.9 | Solar |  |  | Interconnected | Trade Secret | Trade | HAS | HAS033 | Residential | Solar*Rewards | Trade Secret | 2024 | 2024
20263-228838-01 | Xcel Energy | 85 | 13781 | IOU | 05847004 | 11.387 | Solar |  |  | Withdrawn | Trade Secret | Trade | EDA | EDA067 | Residential | Solar*Rewards | Trade Secret | 2024
20263-228838-01 | Xcel Energy | 85 | 13781 | IOU | 06018150 | 11.4 | Solar |  | X | Interconnected | Trade Secret | Trade | EDA | EDA067 | Residential | Solar*Rewards | Trade Secret | 2024 | 2025
20263-228838-01 | Xcel Energy | 85 | 13781 | IOU | 06086773 | 3.84 |  |  |  | Withdrawn | Trade Secret | Trade | WTN | WTN061 | Residential |  | Trade Secret | 2025
20263-228838-01 | Xcel Energy | 85 | 13781 | IOU | 05451075 | 15.356 | Solar |  |  | Interconnected | Trade Secret | Trade | WTN | WTN061 | Residential |  | Trade Secret | 2023 | 2024
20263-228838-01 | Xcel Energy | 85 | 13781 | IOU | 06089565 | 3.84 | Storage |  |  | Interconnected | Trade Secret | Trade | WTN | WTN061 | Residential |  | Trade Secret | 2025 | 2025
20263-228838-01 |  |  |  |  | 06086858 |  | Solar |  |  | Withdrawn | Trade Secret | Trade | WTN | WTN061 | Residential | Solar*Rewards |  | 2025
20263-228838-01 | Xcel Energy | 85 | 13781 | IOU | 06246431 | 7.6 | Solar |  |  | Active Application | Trade Secret | Trade | HSN | HSN321 | Residential |  | Trade Secret | 2025
20263-228838-01 | Xcel Energy | 85 | 13781 | IOU | 05539637 | 10 | Solar |  |  | Interconnected | Trade Secret | Trade | EDP | EDP073 | Residential | Solar*Rewards | Trade Secret | 2023 | 2024
20263-228838-01 | Xcel Energy | 85 | 13781 | IOU | 05749222 | 11.56 | Solar |  |  | Interconnected | Trade Secret | Trade | HUG | HUG321 | Residential | Solar*Rewards | Trade Secret | 2024 | 2024
20263-228838-01 | Xcel Energy | 85 | 13781 | IOU | 06164636 | 15.356 | Solar |  |  | Interconnected | Trade Secret | Trade | SHP | SHP061 | Residential | Solar*Rewards | Trade Secret | 2025 | 2025
20263-228838-01 | Xcel Energy | 85 | 13781 | IOU | 05804744 | 9 | Solar |  |  | Active Application | Trade Secret | Trade | MPK | MPK083 | Commercial |  | Trade Secret | 2024
20263-228838-01 | Xcel Energy | 85 | 13781 | IOU | 06096140 | 4.934 | Solar |  |  | Interconnected | Trade Secret | Trade | RMT | RMT321 | Residential |  | Trade Secret | 2025 | 2025
20263-228838-01 | Xcel Energy | 85 | 13781 | IOU | 05517323 | 115 | Solar |  |  | Interconnected | Trade Secret | Trade | MPK | MPK067 | Commercial |  | Trade Secret | 2023 | 2025
20263-228838-01 | Xcel Energy | 85 | 13781 | IOU | 06219263 | 6.097 | Solar |  |  | Interconnected | Trade Secret | Trade | RAM | RAM077 | Residential |  | Trade Secret | 2025 | 2025
20263-228838-01 | Xcel Energy | 85 | 13781 | IOU | 03133763 | 35 | Solar |  |  | Interconnected | Trade Secret | Trade | RAM | RAM072 | Commercial | Solar*Rewards | Trade Secret | 2013 | 2013
20263-228838-01 | Xcel Energy | 85 | 13781 | IOU | 06227403 | 4.886 | Solar |  |  | Interconnected | Trade Secret | Trade | EDA | EDA067 | Residential |  | Trade Secret | 2025 | 2025
20263-228838-01 | Xcel Energy | 85 | 13781 | IOU | 04394777 | 11.995 | Solar |  |  | Active Application | Trade Secret | Trade | RWD | RWD082 | Commercial | Solar*Rewards | Trade Secret | 2021
20263-228838-01 | Xcel Energy | 85 | 13781 | IOU | OID3767936 | 11.995 | Solar |  |  | Withdrawn | Trade Secret | Trade | RWD | RWD082 | Commercial | Solar*Rewards | Trade Secret | 2019
20263-228838-01 | Xcel Energy | 85 | 13781 | IOU | 04975128 | 6.05 | Solar |  |  | Interconnected | Trade Secret | Trade | HSN | HSN322 | Residential |  | Trade Secret | 2022 | 2023
20263-228838-01 | Xcel Energy | 85 | 13781 | IOU | 05000229 | 4.64 | Solar |  |  | Withdrawn | Trade Secret | Trade | ECK | ECK342 | Residential |  | Trade Secret | 2022
20263-228838-01 | Xcel Energy | 85 | 13781 | IOU | 05486041 | 5.052 | Solar |  |  | Interconnected | Trade Secret | Trade | ECK | ECK342 | Residential | Solar*Rewards | Trade Secret | 2023 | 2023
20263-228838-01 | Xcel Energy | 85 | 13781 | IOU | OID2025510 | 18 | Solar |  |  | Withdrawn | Trade Secret | Trade | HWW | HWW074 | Commercial | Solar*Rewards | Trade Secret | 2014
20263-228838-01 | Xcel Energy | 85 | 13781 | IOU | 03130973 | 1825 | Other |  |  | Interconnected | Trade Secret | Trade | OSS | OSS061 | Commercial |  | Trade Secret | 2009 | 2009
20263-228838-01 | Xcel Energy | 85 | 13781 | IOU | 05723618 | 11.168 | Solar |  |  | Interconnected | Trade Secret | Trade | MPK | MPK074 | Residential | Solar*Rewards | Trade Secret | 2024 | 2024
20263-228838-01 | Xcel Energy | 85 | 13781 | IOU | 05168524 | 8.7 | Solar |  |  | Interconnected | Trade Secret | Trade | WES | WES074 | Residential |  | Trade Secret | 2022 | 2023
20263-228838-01 | Xcel Energy | 85 | 13781 | IOU | 05982595 | 6.282 | Solar |  |  | Withdrawn | Trade Secret | Trade | MAP | MAP061 | Residential |  | Trade Secret | 2025
20263-228838-01 | Xcel Energy | 85 | 13781 | IOU | 06191392 | 6.282 | Solar |  |  | Interconnected | Trade Secret | Trade | MAP | MAP061 | Residential | Solar*Rewards | Trade Secret | 2025 | 2025
20263-228838-01 | Xcel Energy | 85 | 13781 | IOU | 03132481 | 12 | Solar |  |  | Interconnected | Trade Secret | Trade | WAS | WAS092 | Residential | Solar*Rewards | Trade Secret | 2018 | 2018
20263-228838-01 |  |  |  |  | OID3473007 |  | Solar |  |  | Withdrawn | Trade Secret | Trade | WAS | WAS092 | Residential | Solar*Rewards |  | 2018
20263-228838-01 |  |  |  |  | OID3353820 |  | Solar |  |  | Withdrawn | Trade Secret | Trade | WAS | WAS092 | Residential | Solar*Rewards |  | 2018
20263-228838-01 | Xcel Energy | 85 | 13781 | IOU | 05845628 | 3.747 | Solar |  |  | Active Application | Trade Secret | Trade | STY | STY061 | Residential |  | Trade Secret | 2024
20263-228838-01 | Xcel Energy | 85 | 13781 | IOU | 04600274 | 4.537 | Solar |  |  | Interconnected | Trade Secret | Trade | HYL | HYL063 | Residential |  | Trade Secret | 2021 | 2021
20263-228838-01 | Xcel Energy | 85 | 13781 | IOU | 03904233 | 5.52 | Solar |  |  | Interconnected | Trade Secret | Trade | MEL | MEL072 | Residential | Solar*Rewards | Trade Secret | 2020 | 2020
20263-228838-01 | Xcel Energy | 85 | 13781 | IOU | 03130980 | 2.7 | Solar |  |  | Interconnected | Trade Secret | Trade | TER | TER062 | Residential |  | Trade Secret | 2009 | 2009
20263-228838-01 | Xcel Energy | 85 | 13781 | IOU | 06090770 | 7.591 | Solar |  |  | Interconnected | Trade Secret | Trade | RRK | RRK064 | Residential | Solar*Rewards | Trade Secret | 2025 | 2025
20263-228838-01 | Xcel Energy | 85 | 13781 | IOU | 05536583 | 3.84 | Solar |  |  | Withdrawn | Trade Secret | Trade | ECK | ECK321 | Residential | Solar*Rewards | Trade Secret | 2023
20263-228838-01 | Xcel Energy | 85 | 13781 | IOU | 05541873 | 3.84 | Solar |  |  | Interconnected | Trade Secret | Trade | ECK | ECK321 | Residential |  | Trade Secret | 2023 | 2023
20263-228838-01 | Xcel Energy | 85 | 13781 | IOU | 05581619 | 6.93 | Solar |  |  | Active Application | Trade Secret | Trade | SLP | SLP092 | Residential |  | Trade Secret | 2024
20263-228838-01 | Xcel Energy | 85 | 13781 | IOU | 04829455 | 13.34 | Solar |  |  | Interconnected | Trade Secret | Trade | HYL | HYL074 | Residential | Solar*Rewards | Trade Secret | 2022 | 2024
20263-228838-01 | Xcel Energy | 85 | 13781 | IOU | 05235438 | 17.45 | Solar |  |  | Interconnected | Trade Secret | Trade | CTR | CTR031 | Residential |  | Trade Secret | 2022 | 2022
20263-228838-01 |  |  |  |  | 04879376 |  | Solar |  |  | Active Application | Trade Secret | Trade | WES | WES073 | Residential | Solar*Rewards |  | 2022
20263-228838-01 | Xcel Energy | 85 | 13781 | IOU | 05356870 | 4.35 | Solar |  |  | Interconnected | Trade Secret | Trade | WES | WES073 | Residential | Solar*Rewards | Trade Secret | 2023 | 2023
20263-228838-01 | Xcel Energy | 85 | 13781 | IOU | 05390363 | 14.5 | Solar |  |  | Withdrawn | Trade Secret | Trade | ALB | ALB021 | Residential |  | Trade Secret | 2023
20263-228838-01 | Xcel Energy | 85 | 13781 | IOU | 05712050 | 7.245 | Solar |  |  | Interconnected | Trade Secret | Trade | GLK | GLK065 | Residential | Solar*Rewards | Trade Secret | 2024 | 2024
20263-228838-01 | Xcel Energy | 85 | 13781 | IOU | 03134805 | 3.8 | Solar |  |  | Interconnected | Trade Secret | Trade | MPK | MPK068 | Residential | Solar*Rewards | Trade Secret | 2016 | 2016
20263-228838-01 | Xcel Energy | 85 | 13781 | IOU | 04294880 | 7.616 | Solar |  |  | Active Application | Trade Secret | Trade | MRN | MRN021 | Residential | Solar*Rewards | Trade Secret | 2021
20263-228838-01 | Xcel Energy | 85 | 13781 | IOU | 05356652 | 9.86 | Solar |  |  | Interconnected | Trade Secret | Trade | HOL | HOL072 | Residential | Solar*Rewards | Trade Secret | 2023 | 2025
20263-228838-01 | Xcel Energy | 85 | 13781 | IOU | 05713745 | 2.52 | Solar |  |  | Interconnected | Trade Secret | Trade | SLP | SLP073 | Residential |  | Trade Secret | 2024 | 2024
20263-228838-01 | Xcel Energy | 85 | 13781 | IOU | 05704187 | 2.52 | Solar |  |  | Withdrawn | Trade Secret | Trade | SLP | SLP073 | Residential |  | Trade Secret | 2024
20263-228838-01 | Xcel Energy | 85 | 13781 | IOU | 05850346 | 9.489 | Solar |  |  | Interconnected | Trade Secret | Trade | HYL | HYL074 | Residential |  | Trade Secret | 2024 | 2024
20263-228838-01 | Xcel Energy | 85 | 13781 | IOU | 05843444 | 9.489 | Solar |  |  | Withdrawn | Trade Secret | Trade | HYL | HYL074 | Residential | Solar*Rewards | Trade Secret | 2024
20263-228838-01 | Xcel Energy | 85 | 13781 | IOU | 04095518 | 10.08 | Solar |  |  | Interconnected | Trade Secret | Trade | RPL | RPL064 | Residential | Solar*Rewards | Trade Secret | 2020 | 2020
20263-228838-01 | Xcel Energy | 85 | 13781 | IOU | 03590793 | 100 | Solar |  |  | Withdrawn | Trade Secret | Trade | MTV | MTV022 | Commercial |  | Trade Secret | 2020
20263-228838-01 | Xcel Energy | 85 | 13781 | IOU | 03506245 | 100 | Solar |  |  | Active Application | Trade Secret | Trade | MTV | MTV022 | Commercial | Solar*Rewards | Trade Secret | 2019
20263-228838-01 | Xcel Energy | 85 | 13781 | IOU | 03131653 | 9.5 | Solar |  |  | Interconnected | Trade Secret | Trade | LAC | LAC062 | Residential | Made in Minnesota | Trade Secret | 2017 | 2017
20263-228838-01 | Xcel Energy | 85 | 13781 | IOU | OID2251284 | 20 | Solar |  |  | Withdrawn | Trade Secret | Trade | BUR | BUR022 | Residential | Solar*Rewards | Trade Secret | 2015
20263-228838-01 | Xcel Energy | 85 | 13781 | IOU | 03135113 | 4.5 | Solar |  |  | Interconnected | Trade Secret | Trade | BUR | BUR022 | Residential | Made in Minnesota | Trade Secret | 2016 | 2016
20263-228838-01 | Xcel Energy | 85 | 13781 | IOU | 04657380 | 6.028 | Solar |  |  | Interconnected | Trade Secret | Trade | WES | WES064 | Residential |  | Trade Secret | 2021 | 2022
20263-228838-01 | Xcel Energy | 85 | 13781 | IOU | 04274746 | 3.48 | Solar |  |  | Interconnected | Trade Secret | Trade | HEC | HEC001 | Residential | Solar*Rewards | Trade Secret | 2021 | 2021
20263-228838-01 | Xcel Energy | 85 | 13781 | IOU | 05818674 | 11.387 | Solar |  |  | Interconnected | Trade Secret | Trade | EDA | EDA063 | Residential | Solar*Rewards | Trade Secret | 2024 | 2024
20263-228838-01 | Xcel Energy | 85 | 13781 | IOU | 04862305 | 7.329 | Solar |  |  | Interconnected | Trade Secret | Trade | LEX | LEX331 | Residential | Solar*Rewards | Trade Secret | 2022 | 2022
20263-228838-01 | Xcel Energy | 85 | 13781 | IOU | 05122216 | 6.96 | Solar |  |  | Interconnected | Trade Secret | Trade | UPP | UPP082 | Residential |  | Trade Secret | 2022 | 2023
20263-228838-01 | Xcel Energy | 85 | 13781 | IOU | 06150077 | 7.678 | Solar |  |  | Interconnected | Trade Secret | Trade | STY | STY073 | Residential | Solar*Rewards | Trade Secret | 2025 | 2025
20263-228838-01 | Xcel Energy | 85 | 13781 | IOU | 03131923 | 5 | Solar |  |  | Interconnected | Trade Secret | Trade | SLP | SLP097 | Residential | Solar*Rewards | Trade Secret | 2017 | 2017
20263-228838-01 | Xcel Energy | 85 | 13781 | IOU | 04360984 | 6 | Solar |  |  | Active Application | Trade Secret | Trade | VIL | VIL021 | Commercial | Solar*Rewards | Trade Secret | 2021
20263-228838-01 | Xcel Energy | 85 | 13781 | IOU | 03130493 | 3.48 | Solar |  |  | Interconnected | Trade Secret | Trade | WRR | WRR085 | Commercial |  | Trade Secret | 2018 | 2019
20263-228838-01 | Xcel Energy | 85 | 13781 | IOU | OID3602980 | 3.48 | Solar |  |  | Withdrawn | Trade Secret | Trade | WRR | WRR085 | Commercial |  | Trade Secret | 2018
20263-228838-01 | Xcel Energy | 85 | 13781 | IOU | 03130857 | 1500 | Other |  |  | Interconnected | Trade Secret | Trade | LOK | LOK063 | Commercial |  | Trade Secret | 2008 | 2008
20263-228838-01 | Xcel Energy | 85 | 13781 | IOU | 04140893 | 8.25 | Solar |  |  | Interconnected | Trade Secret | Trade | PBE | PBE061 | Residential |  | Trade Secret | 2020 | 2021
20263-228838-01 | Xcel Energy | 85 | 13781 | IOU | 03132924 | 6 | Solar |  |  | Interconnected | Trade Secret | Trade | UPP | UPP063 | Residential | Solar*Rewards | Trade Secret | 2018 | 2018
20263-228838-01 | Xcel Energy | 85 | 13781 | IOU | 03132378 | 3.8 | Solar |  |  | Interconnected | Trade Secret | Trade | MPK | MPK064 | Residential | Solar*Rewards | Trade Secret | 2018 | 2018
20263-228838-01 | Xcel Energy | 85 | 13781 | IOU | 04793672 | 11.168 | Solar |  |  | Interconnected | Trade Secret | Trade | HOL | HOL073 | Residential | Solar*Rewards | Trade Secret | 2022 | 2022
20263-228838-01 | Xcel Energy | 85 | 13781 | IOU | 04810574 | 7.616 | Solar |  |  | Interconnected | Trade Secret | Trade | FAB | FAB071 | Residential |  | Trade Secret | 2022 | 2022
20263-228838-01 | Xcel Energy | 85 | 13781 | IOU | 05786345 | 6.073 | Solar |  |  | Interconnected | Trade Secret | Trade | TWL | TWL079 | Residential |  | Trade Secret | 2024 | 2024
20263-228838-01 | Xcel Energy | 85 | 13781 | IOU | 06264716 | 4.188 | Solar |  |  | Active Application | Trade Secret | Trade | RIV | RIV061 | Residential |  | Trade Secret | 2025
20263-228838-01 | Xcel Energy | 85 | 13781 | IOU | 04793830 | 20.94 | Solar |  |  | Interconnected | Trade Secret | Trade | WWK | WWK311 | Residential | Solar*Rewards | Trade Secret | 2022 | 2023
20263-228838-01 | Xcel Energy | 85 | 13781 | IOU | 05534451 | 4.537 | Solar |  |  | Interconnected | Trade Secret | Trade | LAC | LAC063 | Residential | Solar*Rewards | Trade Secret | 2023 | 2023
20263-228838-01 | Xcel Energy | 85 | 13781 | IOU | 06123612 | 5.052 | Solar |  |  | Interconnected | Trade Secret | Trade | SOU | SOU060 | Residential | Solar*Rewards | Trade Secret | 2025 | 2025
20263-228838-01 | Xcel Energy | 85 | 13781 | IOU | 05973062 | 3.84 | Solar |  |  | Interconnected | Trade Secret | Trade | HSN | HSN322 | Residential | Solar*Rewards | Trade Secret | 2024 | 2025
20263-228838-01 | Xcel Energy | 85 | 13781 | IOU | 03134073 | 3.5 | Solar |  |  | Interconnected | Trade Secret | Trade | SCL | SCL322 | Residential | Made in Minnesota | Trade Secret | 2014 | 2014
20263-228838-01 | Xcel Energy | 85 | 13781 | IOU | 03950688 | 5 | Solar |  |  | Interconnected | Trade Secret | Trade | DPN | DPN071 | Residential | Solar*Rewards | Trade Secret | 2020 | 2021
20263-228838-01 | Xcel Energy | 85 | 13781 | IOU | 06265127 | 15 | Storage |  |  | Active Application | Trade Secret | Trade | RPO | RPO312 | Residential |  | Trade Secret | 2025
20263-228838-01 | Xcel Energy | 85 | 13781 | IOU | 03132625 | 11.39 | Solar |  |  | Interconnected | Trade Secret | Trade | RPO | RPO312 | Residential | Solar*Rewards | Trade Secret | 2018 | 2018
20263-228838-01 | Xcel Energy | 85 | 13781 | IOU | OID3360850 | 17.57 | Solar |  |  | Withdrawn | Trade Secret | Trade | RPO | RPO312 | Residential | Solar*Rewards | Trade Secret | 2018
20263-228838-01 | Xcel Energy | 85 | 13781 | IOU | OID4039824 | 2.74 | Solar |  |  | Withdrawn | Trade Secret | Trade | HWW | HWW074 | Residential | Solar*Rewards | Trade Secret | 2019
20263-228838-01 | Xcel Energy | 85 | 13781 | IOU | 05356677 | 7.56 | Solar |  |  | Interconnected | Trade Secret | Trade | RLK | RLK071 | Residential | Solar*Rewards | Trade Secret | 2023 | 2023
20263-228838-01 | Xcel Energy | 85 | 13781 | IOU | 04030131 | 5 | Storage |  |  | Interconnected | Trade Secret | Trade | CEL | CEL075 | Residential |  | Trade Secret | 2020 | 2020
20263-228838-01 | Xcel Energy | 85 | 13781 | IOU | 03135063 | 7.63 | Solar |  |  | Interconnected | Trade Secret | Trade | MND | MND063 | Residential | Solar*Rewards | Trade Secret | 2016 | 2016
20263-228838-01 | Xcel Energy | 85 | 13781 | IOU | 03133323 | 5.2 | Solar |  |  | Interconnected | Trade Secret | Trade | SCA | SCA021 | Residential | Solar*Rewards | Trade Secret | 2010 | 2011
20263-228838-01 | Xcel Energy | 85 | 13781 | IOU | 03133233 | 3 | Solar |  |  | Interconnected | Trade Secret | Trade | ALD | ALD084 | Residential | Solar*Rewards | Trade Secret | 2010 | 2010
20263-228838-01 | Xcel Energy | 85 | 13781 | IOU | 06105122 | 6.56 | Solar |  |  | Interconnected | Trade Secret | Trade | WIL | WIL082 | Residential | Solar*Rewards | Trade Secret | 2025 | 2025
20263-228838-01 | Xcel Energy | 85 | 13781 | IOU | 04592240 | 3.48 | Solar |  |  | Interconnected | Trade Secret | Trade | UPP | UPP082 | Residential |  | Trade Secret | 2021 | 2021
20263-228838-01 | Xcel Energy | 85 | 13781 | IOU | 03132915 | 4.32 | Solar |  |  | Interconnected | Trade Secret | Trade | ALD | ALD076 | Residential | Solar*Rewards | Trade Secret | 2018 | 2019
20263-228838-01 | Xcel Energy | 85 | 13781 | IOU | 03876470 | 7.616 | Solar |  |  | Active Application | Trade Secret | Trade | SLP | SLP095 | Residential | Solar*Rewards | Trade Secret | 2020
20263-228838-01 | Xcel Energy | 85 | 13781 | IOU | 03749487 | 7.616 | Solar |  |  | Interconnected | Trade Secret | Trade | SLP | SLP095 | Residential | Solar*Rewards | Trade Secret | 2020 | 2021
20263-228838-01 | Xcel Energy | 85 | 13781 | IOU | 05495291 | 10.752 | Solar |  |  | Interconnected | Trade Secret | Trade | PKL | PKL066 | Residential |  | Trade Secret | 2023 | 2023
20263-228838-01 | Xcel Energy | 85 | 13781 | IOU | 03134999 | 9.94 | Solar |  |  | Interconnected | Trade Secret | Trade | CHE | CHE075 | Residential | Made in Minnesota | Trade Secret | 2016 | 2016
20263-228838-01 | Xcel Energy | 85 | 13781 | IOU | 05228413 | 7.678 | Solar |  |  | Interconnected | Trade Secret | Trade | MEL | MEL078 | Residential |  | Trade Secret | 2022 | 2023
20263-228838-01 | Xcel Energy | 85 | 13781 | IOU | 06175854 | 8.59 | Solar |  |  | Interconnected | Trade Secret | Trade | WTN | WTN061 | Residential | Solar*Rewards | Trade Secret | 2025 | 2025
20263-228838-01 | Xcel Energy | 85 | 13781 | IOU | 04793897 | 7.54 | Solar |  |  | Interconnected | Trade Secret | Trade | SOU | SOU063 | Residential | Solar*Rewards | Trade Secret | 2022 | 2022
20263-228838-01 | Xcel Energy | 85 | 13781 | IOU | 05448880 | 4.725 | Solar |  |  | Interconnected | Trade Secret | Trade | AFT | AFT315 | Residential | Solar*Rewards | Trade Secret | 2023 | 2025
20263-228838-01 | Xcel Energy | 85 | 13781 | IOU | 04793804 | 10.15 | Solar |  |  | Interconnected | Trade Secret | Trade | AFT | AFT315 | Residential | Solar*Rewards | Trade Secret | 2022 | 2022
20263-228838-01 | Xcel Energy | 85 | 13781 | IOU | 06133189 | 6.453 | Solar |  |  | Active Application | Trade Secret | Trade | STY | STY061 | Residential | Solar*Rewards | Trade Secret | 2025
20263-228838-01 | Xcel Energy | 85 | 13781 | IOU | 06322095 | 6.46 | Solar |  |  | Active Application | Trade Secret | Trade | STY | STY061 | Residential | Solar*Rewards | Trade Secret | 2026
20263-228838-01 | Xcel Energy | 85 | 13781 | IOU | 06043424 | 5.904 | Solar |  |  | Interconnected | Trade Secret | Trade | WIL | WIL098 | Residential | Solar*Rewards | Trade Secret | 2025 | 2025
20263-228838-01 |  |  |  |  | OID3431851 |  | Solar |  |  | Withdrawn | Trade Secret | Trade | MPK | MPK085 | Residential | Solar*Rewards |  | 2018
20263-228838-01 | Xcel Energy | 85 | 13781 | IOU | 03132702 | 3.48 | Solar |  |  | Interconnected | Trade Secret | Trade | MPK | MPK085 | Residential | Solar*Rewards | Trade Secret | 2018 | 2019
20263-228838-01 | Xcel Energy | 85 | 13781 | IOU | 04548961 | 6.38 | Solar |  |  | Interconnected | Trade Secret | Trade | EDA | EDA089 | Residential |  | Trade Secret | 2021 | 2021
20263-228838-01 | Xcel Energy | 85 | 13781 | IOU | 03133086 | 39.5 | Solar |  |  | Interconnected | Trade Secret | Trade | MPK | MPK074 | Commercial | Solar*Rewards | Trade Secret | 2013 | 2014
20263-228838-01 | Xcel Energy | 85 | 13781 | IOU | SRO24383 | 29.985 | Solar |  |  | Withdrawn | Trade Secret | Trade | MPK | MPK074 | Commercial | Solar*Rewards | Trade Secret | 2012
20263-228838-01 | Xcel Energy | 85 | 13781 | IOU | 05850936 | 3.747 | Solar |  |  | Interconnected | Trade Secret | Trade | HAS | HAS022 | Residential |  | Trade Secret | 2024 | 2025
20263-228838-01 | Xcel Energy | 85 | 13781 | IOU | 05372878 | 4.48 | Solar |  |  | Interconnected | Trade Secret | Trade | HUG | HUG311 | Residential | Solar*Rewards | Trade Secret | 2023 | 2023
20263-228838-01 | Xcel Energy | 85 | 13781 | IOU | 05784338 | 3.49 | Solar |  |  | Interconnected | Trade Secret | Trade | SAV | SAV069 | Residential | Solar*Rewards | Trade Secret | 2024 | 2024
20263-228838-01 | Xcel Energy | 85 | 13781 | IOU | 03131966 | 9.94 | Solar |  |  | Interconnected | Trade Secret | Trade | MPK | MPK074 | Residential | Made in Minnesota | Trade Secret | 2017 | 2018
20263-228838-01 | Xcel Energy | 85 | 13781 | IOU | 03130060 | 5.52 | Solar |  |  | Interconnected | Trade Secret | Trade | ECK | ECK082 | Residential | Solar*Rewards | Trade Secret | 2018 | 2019
20263-228838-01 | Xcel Energy | 85 | 13781 | IOU | 05381712 | 6.4 | Solar |  |  | Interconnected | Trade Secret | Trade | WYO | WYO032 | Residential | Solar*Rewards | Trade Secret | 2023 | 2023
20263-228838-01 | Xcel Energy | 85 | 13781 | IOU | 03133244 | 5 | Solar |  |  | Interconnected | Trade Secret | Trade | AFT | AFT314 | Residential | Solar*Rewards | Trade Secret | 2010 | 2010
20263-228838-01 |  |  |  |  | 06093036 |  | Solar |  |  | Active Application | Trade Secret | Trade | HSN | HSN311 | Residential | Solar*Rewards |  | 2025
20263-228838-01 |  |  |  |  | 06124946 |  | Solar |  |  | Active Application | Trade Secret | Trade | HSN | HSN311 | Residential | Solar*Rewards |  | 2025
20263-228838-01 | Xcel Energy | 85 | 13781 | IOU | 03129979 | 11.39 | Solar |  |  | Interconnected | Trade Secret | Trade | HSN | HSN311 | Residential | Solar*Rewards | Trade Secret | 2018 | 2019
20263-228838-01 | Xcel Energy | 85 | 13781 | IOU | 04288649 | 79.98 | Solar |  |  | Active Application | Trade Secret | Trade | DOC | DOC031 | Commercial | Solar*Rewards | Trade Secret | 2021
20263-228838-01 | Xcel Energy | 85 | 13781 | IOU | 05949112 | 6.3 | Solar |  |  | Active Application | Trade Secret | Trade | RAM | RAM073 | Residential | Solar*Rewards | Trade Secret | 2024
20263-228838-01 | Xcel Energy | 85 | 13781 | IOU | 06202335 | 6.98 | Solar |  | X | Interconnected | Trade Secret | Trade | HSN | HSN322 | Residential | Solar*Rewards | Trade Secret | 2025 | 2025
20263-228838-01 | Xcel Energy | 85 | 13781 | IOU | 04376637 | 5.22 | Solar |  |  | Interconnected | Trade Secret | Trade | MPK | MPK087 | Residential | Solar*Rewards | Trade Secret | 2021 | 2021
20263-228838-01 | Xcel Energy | 85 | 13781 | IOU | 05821524 | 3.747 | Solar |  |  | Active Application | Trade Secret | Trade | MOL | MOL077 | Residential |  | Trade Secret | 2024
20263-228838-01 | Xcel Energy | 85 | 13781 | IOU | 03134908 | 2.88 | Solar |  |  | Interconnected | Trade Secret | Trade | MPK | MPK065 | Residential | Made in Minnesota | Trade Secret | 2016 | 2016
20263-228838-01 | Xcel Energy | 85 | 13781 | IOU | 05490672 | 4.35 | Solar |  |  | Interconnected | Trade Secret | Trade | RAM | RAM063 | Residential |  | Trade Secret | 2023 | 2023
20263-228838-01 | Xcel Energy | 85 | 13781 | IOU | 03130743 | 600 | Other |  |  | Interconnected | Trade Secret | Trade | EDA | EDA062 | Commercial |  | Trade Secret | 2004 | 2005
20263-228838-01 | Xcel Energy | 85 | 13781 | IOU | OID2237915 | 36 | Solar |  |  | Interconnected | Trade Secret | Trade | ALD | ALD097 | Commercial | Made in Minnesota | Trade Secret | 2015 | 2015
20263-228838-01 | Xcel Energy | 85 | 13781 | IOU | 03131918 | 7.63 | Solar |  |  | Interconnected | Trade Secret | Trade | UPP | UPP082 | Residential | Made in Minnesota | Trade Secret | 2017 | 2017
20263-228838-01 | Xcel Energy | 85 | 13781 | IOU | 05356781 | 6.67 | Solar |  |  | Interconnected | Trade Secret | Trade | EXC | EXC061 | Residential | Solar*Rewards | Trade Secret | 2023 | 2023
20263-228838-01 | Xcel Energy | 85 | 13781 | IOU | 05991243 | 19.988 | Solar |  |  | Interconnected | Trade Secret | Trade | LOK | LOK093 | Residential | Solar*Rewards | Trade Secret | 2024 | 2025
20263-228838-01 | Xcel Energy | 85 | 13781 | IOU | 05829540 | 2.613 | Solar |  |  | Interconnected | Trade Secret | Trade | RMT | RMT321 | Residential |  | Trade Secret | 2024 | 2024
20263-228838-01 | Xcel Energy | 85 | 13781 | IOU | 04621185 | 2.792 | Solar |  |  | Withdrawn | Trade Secret | Trade | MPK | MPK063 | Residential |  | Trade Secret | 2021
20263-228838-01 | Xcel Energy | 85 | 13781 | IOU | 04686935 | 3.49 | Solar |  |  | Interconnected | Trade Secret | Trade | MPK | MPK063 | Residential |  | Trade Secret | 2021 | 2022
20263-228838-01 |  |  |  |  | 06196036 |  |  |  |  | Active Application | Trade Secret | Trade | KOL | KOL071 | Commercial |  |  | 2025
20263-228838-01 | Xcel Energy | 85 | 13781 | IOU | 06223486 | 400 | Solar |  |  | Active Application | Trade Secret | Trade | KOL | KOL071 | Commercial |  | Trade Secret | 2025
20263-228838-01 | Xcel Energy | 85 | 13781 | IOU | 03133632 | 34 | Solar |  |  | Interconnected | Trade Secret | Trade | TWL | TWL083 | Commercial | Solar*Rewards | Trade Secret | 2012 | 2012
20263-228838-01 | Xcel Energy | 85 | 13781 | IOU | 05346753 | 7.83 | Solar |  |  | Interconnected | Trade Secret | Trade | HEN | HEN021 | Residential |  | Trade Secret | 2023 | 2023
20263-228838-01 | Xcel Energy | 85 | 13781 | IOU | 05251981 | 6.96 | Solar |  |  | Withdrawn | Trade Secret | Trade | KOL | KOL065 | Residential |  | Trade Secret | 2022
20263-228838-01 | Xcel Energy | 85 | 13781 | IOU | 05501607 | 6.96 | Solar |  |  | Interconnected | Trade Secret | Trade | KOL | KOL065 | Residential |  | Trade Secret | 2023 | 2023
20263-228838-01 | Xcel Energy | 85 | 13781 | IOU | 04793811 | 15.705 | Solar |  | X | Interconnected | Trade Secret | Trade | WSG | WSG076 | Residential | Solar*Rewards | Trade Secret | 2022 | 2022
20263-228838-01 | Xcel Energy | 85 | 13781 | IOU | 06212141 | 23.04 | Solar |  |  | Withdrawn | Trade Secret | Trade | KAN | KAN031 | Residential |  | Trade Secret | 2025
20263-228838-01 | Xcel Energy | 85 | 13781 | IOU | 03130474 | 5.76 | Solar |  |  | Interconnected | Trade Secret | Trade | OAD | OAD073 | Residential | Solar*Rewards | Trade Secret | 2018 | 2019
20263-228838-01 | Xcel Energy | 85 | 13781 | IOU | 05356482 | 2.962 | Solar |  |  | Interconnected | Trade Secret | Trade | ALD | ALD072 | Residential | Solar*Rewards | Trade Secret | 2023 | 2023
20263-228838-01 | Xcel Energy | 85 | 13781 | IOU | OID2425604 | 7.63 | Solar |  |  | Withdrawn | Trade Secret | Trade | WEF | WEF071 | Residential | Solar*Rewards | Trade Secret | 2015
20263-228838-01 | Xcel Energy | 85 | 13781 | IOU | 03134848 | 7.63 | Solar |  |  | Interconnected | Trade Secret | Trade | WEF | WEF071 | Residential | Made in Minnesota | Trade Secret | 2016 | 2016
20263-228838-01 | Xcel Energy | 85 | 13781 | IOU | 06072900 | 3.77 | Solar |  |  | Interconnected | Trade Secret | Trade | SOU | SOU086 | Residential | Solar*Rewards | Trade Secret | 2025 | 2025
20263-228838-01 | Xcel Energy | 85 | 13781 | IOU | 03129671 | 4.6 | Solar |  |  | Interconnected | Trade Secret | Trade | GNL | GNL062 | Residential | Solar*Rewards | Trade Secret | 2019 | 2020
20263-228838-01 | Xcel Energy | 85 | 13781 | IOU | 03133209 | 1.14 | Solar |  |  | Interconnected | Trade Secret | Trade | AHI | AHI022 | Residential | Solar*Rewards | Trade Secret | 2010 | 2010
20263-228838-01 | Xcel Energy | 85 | 13781 | IOU | 05147605 | 13.699 | Solar |  |  | Interconnected | Trade Secret | Trade | CRL | CRL031 | Residential |  | Trade Secret | 2022 | 2023
20263-228838-01 | Xcel Energy | 85 | 13781 | IOU | 05454879 | 5.8 | Solar |  |  | Interconnected | Trade Secret | Trade | LLK | LLK072 | Residential | Solar*Rewards | Trade Secret | 2023 | 2023
20263-228838-01 | Xcel Energy | 85 | 13781 | IOU | 05855578 | 3.747 | Solar |  |  | Active Application | Trade Secret | Trade | SOU | SOU064 | Residential |  | Trade Secret | 2024
20263-228838-01 |  |  |  |  | OID3474882 |  | Solar |  |  | Withdrawn | Trade Secret | Trade | CGR | CGR074 | Residential | Solar*Rewards |  | 2018
20263-228838-01 | Xcel Energy | 85 | 13781 | IOU | OID3791917 | 7.616 | Solar |  |  | Withdrawn | Trade Secret | Trade | CGR | CGR074 | Residential | Solar*Rewards | Trade Secret | 2019
20263-228838-01 | Xcel Energy | 85 | 13781 | IOU | OID2806594 | 1 | Wind |  |  | Interconnected | Trade Secret | Trade | CGR | CGR074 | Residential |  | Trade Secret | 2013 | 2013
20263-228838-01 |  |  |  |  | OID2806595 |  | Solar |  |  | Withdrawn | Trade Secret | Trade | CGR | CGR074 | Residential |  |  | 2013
20263-228838-01 | Xcel Energy | 85 | 13781 | IOU | 03140955 | 5 | Solar |  |  | Interconnected | Trade Secret | Trade | CGR | CGR074 | Residential | Solar*Rewards | Trade Secret | 2019 | 2019
20263-228838-01 | Xcel Energy | 85 | 13781 | IOU | 05395419 | 9.68 | Solar |  |  | Interconnected | Trade Secret | Trade | TWL | TWL074 | Residential |  | Trade Secret | 2023 | 2023
20263-228838-01 | Xcel Energy | 85 | 13781 | IOU | 05609900 | 13.86 | Solar |  |  | Interconnected | Trade Secret | Trade | RPO | RPO312 | Residential |  | Trade Secret | 2023 | 2024
20263-228838-01 | Xcel Energy | 85 | 13781 | IOU | 05676922 | 4.48 | Solar |  |  | Interconnected | Trade Secret | Trade | TWL | TWL074 | Residential |  | Trade Secret | 2024 | 2024
20263-228838-01 | Xcel Energy | 85 | 13781 | IOU | SRO26048 | 14.88 | Solar |  |  | Withdrawn | Trade Secret | Trade | LSP | LSP021 | Residential | Solar*Rewards | Trade Secret | 2012
20263-228838-01 | Xcel Energy | 85 | 13781 | IOU | 03133765 | 13.86 | Solar |  |  | Interconnected | Trade Secret | Trade | LSP | LSP021 | Residential | Solar*Rewards | Trade Secret | 2013 | 2013
20263-228838-01 | Xcel Energy | 85 | 13781 | IOU | 03134628 | 20 | Solar |  |  | Interconnected | Trade Secret | Trade | KOL | KOL073 | Commercial | Solar*Rewards | Trade Secret | 2015 | 2015
20263-228838-01 | Xcel Energy | 85 | 13781 | IOU | 04384046 | 33.3 | Solar |  |  | Active Application | Trade Secret | Trade | SLP | SLP096 | Commercial | Solar*Rewards | Trade Secret | 2021
20263-228838-01 | Xcel Energy | 85 | 13781 | IOU | 03131084 | 150 | Other |  |  | Interconnected | Trade Secret | Trade | AIR | AIR060 | Commercial |  | Trade Secret | 2011 | 2012
20263-228838-01 | Xcel Energy | 85 | 13781 | IOU | 03131506 | 5 | Solar |  |  | Interconnected | Trade Secret | Trade | EDA | EDA067 | Residential | Made in Minnesota | Trade Secret | 2017 | 2017
20263-228838-01 | Xcel Energy | 85 | 13781 | IOU | 05005680 | 5.052 | Solar |  |  | Interconnected | Trade Secret | Trade | MDT | MDT077 | Residential |  | Trade Secret | 2022 | 2022
20263-228838-01 | Xcel Energy | 85 | 13781 | IOU | 03131055 | 3 | Wind |  |  | Interconnected | Trade Secret | Trade | WES | WES074 | Commercial |  | Trade Secret | 2011 | 2011
20263-228838-01 | Xcel Energy | 85 | 13781 | IOU | 03131053 | 1.5 | Wind |  |  | Interconnected | Trade Secret | Trade | WES | WES074 | Commercial |  | Trade Secret | 2011 | 2011
20263-228838-01 | Xcel Energy | 85 | 13781 | IOU | 03131052 | 1.5 | Wind |  |  | Interconnected | Trade Secret | Trade | WES | WES074 | Commercial |  | Trade Secret | 2011 | 2011
20263-228838-01 | Xcel Energy | 85 | 13781 | IOU | SRO18417 | 10.45 | Solar |  |  | Withdrawn | Trade Secret | Trade | WES | WES074 | Commercial | Solar*Rewards | Trade Secret | 2011
20263-228838-01 | Xcel Energy | 85 | 13781 | IOU | 03131054 | 1.5 | Wind |  |  | Interconnected | Trade Secret | Trade | WES | WES074 | Commercial |  | Trade Secret | 2011 | 2011
20263-228838-01 | Xcel Energy | 85 | 13781 | IOU | 04041217 | 7.7 | Solar |  |  | Interconnected | Trade Secret | Trade | VMR | VMR062 | Residential |  | Trade Secret | 2020 | 2021
20263-228838-01 | Xcel Energy | 85 | 13781 | IOU | 03964656 | 7.7 | Solar |  |  | Active Application | Trade Secret | Trade | VMR | VMR062 | Residential | Solar*Rewards | Trade Secret | 2020
20263-228838-01 | Xcel Energy | 85 | 13781 | IOU | 06229313 | 7.6 | Solar |  |  | Interconnected | Trade Secret | Trade | ALK | ALK063 | Residential |  | Trade Secret | 2025 | 2025
20263-228838-01 | Xcel Energy | 85 | 13781 | IOU | 03134378 | 3.8 | Solar |  |  | Interconnected | Trade Secret | Trade | SOU | SOU060 | Residential | Made in Minnesota | Trade Secret | 2015 | 2015
20263-228838-01 | Xcel Energy | 85 | 13781 | IOU | 06214203 | 15.182 | Solar |  |  | Active Application | Trade Secret | Trade | LEX | LEX331 | Residential |  | Trade Secret | 2025
20263-228838-01 | Xcel Energy | 85 | 13781 | IOU | 05770477 | 6.98 | Solar |  |  | Interconnected | Trade Secret | Trade | SOU | SOU075 | Residential | Solar*Rewards | Trade Secret | 2024 | 2024
20263-228838-01 | Xcel Energy | 85 | 13781 | IOU | 05791992 | 5.2 | Solar |  |  | Interconnected | Trade Secret | Trade | WCS | WCS071 | Residential | Solar*Rewards | Trade Secret | 2024 | 2024
20263-228838-01 | Xcel Energy | 85 | 13781 | IOU | 05760819 | 8.064 | Solar |  |  | Interconnected | Trade Secret | Trade | WCR | WCR311 | Residential | Solar*Rewards | Trade Secret | 2024 | 2024
20263-228838-01 | Xcel Energy | 85 | 13781 | IOU | 06158380 | 7.591 | Solar |  |  | Interconnected | Trade Secret | Trade | AFT | AFT322 | Residential |  | Trade Secret | 2025 | 2025
20263-228838-01 | Xcel Energy | 85 | 13781 | IOU | 03245512 | 5.8 | Solar |  |  | Interconnected | Trade Secret | Trade | KLK | KLK061 | Residential | Solar*Rewards | Trade Secret | 2019 | 2020
20263-228838-01 | Xcel Energy | 85 | 13781 | IOU | 05515281 | 5.76 | Solar |  |  | Active Application | Trade Secret | Trade | RAM | RAM073 | Residential | Solar*Rewards | Trade Secret | 2023
20263-228838-01 | Xcel Energy | 85 | 13781 | IOU | 05559899 | 5.67 | Solar |  |  | Interconnected | Trade Secret | Trade | RAM | RAM073 | Residential | Solar*Rewards | Trade Secret | 2023 | 2023
20263-228838-01 | Xcel Energy | 85 | 13781 | IOU | 06265330 | 7.6 | Solar |  |  | Active Application | Trade Secret | Trade | ECK | ECK322 | Residential |  | Trade Secret | 2025
20263-228838-01 | Xcel Energy | 85 | 13781 | IOU | 06202525 | 9 | Solar |  |  | Active Application | Trade Secret | Trade | CGR | CGR071 | Residential | Solar*Rewards | Trade Secret | 2025
20263-228838-01 | Xcel Energy | 85 | 13781 | IOU | 03129829 | 9.28 | Solar |  |  | Interconnected | Trade Secret | Trade | GRC | GRC312 | Residential | Solar*Rewards | Trade Secret | 2018 | 2019
20263-228838-01 | Xcel Energy | 85 | 13781 | IOU | 05464092 | 34.6 | Solar |  |  | Interconnected | Trade Secret | Trade | WWK | WWK321 | Commercial |  | Trade Secret | 2023 | 2024
20263-228838-01 | Xcel Energy | 85 | 13781 | IOU | 03130963 | 350 | Other |  |  | Interconnected | Trade Secret | Trade | FAB | FAB061 | Commercial |  | Trade Secret | 2006 | 2006
20263-228838-01 | Xcel Energy | 85 | 13781 | IOU | 03133494 | 6.6 | Solar |  |  | Interconnected | Trade Secret | Trade | SLP | SLP084 | Residential | Solar*Rewards | Trade Secret | 2011 | 2011
20263-228838-01 | Xcel Energy | 85 | 13781 | IOU | 05796058 | 2.835 | Solar |  |  | Interconnected | Trade Secret | Trade | SOU | SOU069 | Residential |  | Trade Secret | 2024 | 2024
20263-228838-01 | Xcel Energy | 85 | 13781 | IOU | SRO22459 | 40 | Solar |  |  | Withdrawn | Trade Secret | Trade | MST | MST074 | Commercial | Solar*Rewards | Trade Secret | 2012
20263-228838-01 | Xcel Energy | 85 | 13781 | IOU | 03133728 | 45 | Solar |  |  | Interconnected | Trade Secret | Trade | MST | MST074 | Commercial | Solar*Rewards | Trade Secret | 2013 | 2016
20263-228838-01 | Xcel Energy | 85 | 13781 | IOU | 06057678 | 11.78 | Solar |  |  | Interconnected | Trade Secret | Trade | WCR | WCR322 | Residential | Solar*Rewards | Trade Secret | 2025 | 2025
20263-228838-01 | Xcel Energy | 85 | 13781 | IOU | 06293173 | 9.58 | Solar |  |  | Active Application | Trade Secret | Trade | RPO | RPO312 | Residential |  | Trade Secret | 2025
20263-228838-01 | Xcel Energy | 85 | 13781 | IOU | 05853401 | 12.913 | Solar |  |  | Interconnected | Trade Secret | Trade | ECK | ECK063 | Residential |  | Trade Secret | 2024 | 2025
20263-228838-01 | Xcel Energy | 85 | 13781 | IOU | 06000567 | 10.725 | Solar |  |  | Interconnected | Trade Secret | Trade | SHP | SHP061 | Residential | Solar*Rewards | Trade Secret | 2024 | 2025
20263-228838-01 | Xcel Energy | 85 | 13781 | IOU | 05619622 | 34.6 |  |  |  | Withdrawn | Trade Secret | Trade | WRR | WRR064 | Commercial |  | Trade Secret | 2023
20263-228838-01 | Xcel Energy | 85 | 13781 | IOU | 05623638 | 34.6 | Solar |  |  | Interconnected | Trade Secret | Trade | WRR | WRR064 | Commercial |  | Trade Secret | 2023 | 2024
20263-228838-01 | Xcel Energy | 85 | 13781 | IOU | 03132077 | 3.747 | Solar |  |  | Interconnected | Trade Secret | Trade | NOF | NOF061 | Residential | Solar*Rewards | Trade Secret | 2017 | 2018
20263-228838-01 | Xcel Energy | 85 | 13781 | IOU | 06220569 | 4.482 | Solar |  |  | Active Application | Trade Secret | Trade | GLK | GLK074 | Residential |  | Trade Secret | 2025
20263-228838-01 | Xcel Energy | 85 | 13781 | IOU | 05366246 | 8.376 | Solar |  |  | Interconnected | Trade Secret | Trade | MOL | MOL073 | Residential |  | Trade Secret | 2023 | 2023
20263-228838-01 | Xcel Energy | 85 | 13781 | IOU | 06271845 | 4.188 | Solar |  | X | Active Application | Trade Secret | Trade | MEL | MEL062 | Residential |  | Trade Secret | 2025
20263-228838-01 | Xcel Energy | 85 | 13781 | IOU | 05823423 | 5.052 | Solar |  |  | Interconnected | Trade Secret | Trade | MOL | MOL067 | Residential |  | Trade Secret | 2024 | 2025
20263-228838-01 | Xcel Energy | 85 | 13781 | IOU | 04174557 | 10.15 | Solar |  |  | Interconnected | Trade Secret | Trade | MHW | MHW311 | Residential | Solar*Rewards | Trade Secret | 2020 | 2021
20263-228838-01 | Xcel Energy | 85 | 13781 | IOU | 05601528 | 7.245 | Solar |  |  | Interconnected | Trade Secret | Trade | RAM | RAM071 | Residential |  | Trade Secret | 2023 | 2023
20263-228838-01 | Xcel Energy | 85 | 13781 | IOU | 03129905 | 15.246 | Solar |  |  | Interconnected | Trade Secret | Trade | LEX | LEX332 | Residential | Solar*Rewards | Trade Secret | 2018 | 2019
20263-228838-01 |  |  |  |  | OID3758939 |  | Solar |  |  | Withdrawn | Trade Secret | Trade | NER | NER021 | Commercial | Solar*Rewards |  | 2019
20263-228838-01 | Xcel Energy | 85 | 13781 | IOU | 04202418 | 11.363 | Solar |  |  | Interconnected | Trade Secret | Trade | WES | WES065 | Residential | Solar*Rewards | Trade Secret | 2021 | 2021
20263-228838-01 | Xcel Energy | 85 | 13781 | IOU | 05759951 | 9.772 | Solar |  |  | Interconnected | Trade Secret | Trade | HOL | HOL061 | Residential | Solar*Rewards | Trade Secret | 2024 | 2024
20263-228838-01 | Xcel Energy | 85 | 13781 | IOU | 05946212 | 7.6 | Solar |  |  | Interconnected | Trade Secret | Trade | HUG | HUG312 | Residential | Solar*Rewards | Trade Secret | 2024 | 2024
20263-228838-01 | Xcel Energy | 85 | 13781 | IOU | 03134177 | 18 | Solar |  |  | Interconnected | Trade Secret | Trade | OSS | OSS071 | Commercial | Solar*Rewards | Trade Secret | 2014 | 2015
20263-228838-01 | Xcel Energy | 85 | 13781 | IOU | 03131808 | 39.998 | Solar |  |  | Interconnected | Trade Secret | Trade | OSS | OSS071 | Commercial | Made in Minnesota | Trade Secret | 2017 | 2017
20263-228838-01 | Xcel Energy | 85 | 13781 | IOU | 03129823 | 7.616 | Solar |  |  | Interconnected | Trade Secret | Trade | HUG | HUG311 | Residential | Solar*Rewards | Trade Secret | 2018 | 2018
20263-228838-01 | Xcel Energy | 85 | 13781 | IOU | 03133228 | 4.37 | Solar |  |  | Interconnected | Trade Secret | Trade | WIL | WIL081 | Residential | Solar*Rewards | Trade Secret | 2010 | 2010
20263-228838-01 | Xcel Energy | 85 | 13781 | IOU | 04999932 | 5.235 | Solar |  |  | Interconnected | Trade Secret | Trade | WIL | WIL097 | Residential | Solar*Rewards | Trade Secret | 2022 | 2022
20263-228838-01 | Xcel Energy | 85 | 13781 | IOU | 04445637 | 5.22 | Solar |  |  | Interconnected | Trade Secret | Trade | SOU | SOU060 | Residential | Solar*Rewards | Trade Secret | 2021 | 2021
20263-228838-01 | Xcel Energy | 85 | 13781 | IOU | 04386870 | 6.67 | Solar |  | X | Interconnected | Trade Secret | Trade | MPK | MPK071 | Residential | Solar*Rewards | Trade Secret | 2021 | 2021
20263-228838-01 | Xcel Energy | 85 | 13781 | IOU | 05478689 | 5.12 | Solar |  |  | Interconnected | Trade Secret | Trade | WCR | WCR322 | Residential | Solar*Rewards | Trade Secret | 2023 | 2023
20263-228838-01 | Xcel Energy | 85 | 13781 | IOU | 06209400 | 6.387 | Solar |  |  | Interconnected | Trade Secret | Trade | OAD | OAD063 | Residential |  | Trade Secret | 2025 | 2025
20263-228838-01 | Xcel Energy | 85 | 13781 | IOU | 03135090 | 9.94 | Solar |  |  | Interconnected | Trade Secret | Trade | ANN | ANN021 | Residential | Solar*Rewards | Trade Secret | 2016 | 2017
20263-228838-01 | Xcel Energy | 85 | 13781 | IOU | 05991862 | 11.7 | Solar |  |  | Interconnected | Trade Secret | Trade | WDY | WDY322 | Residential |  | Trade Secret | 2024 | 2025
20263-228838-01 | Xcel Energy | 85 | 13781 | IOU | 06122224 | 11.5 | Solar |  | X | Interconnected | Trade Secret | Trade | SLP | SLP321 | Residential | Solar*Rewards | Trade Secret | 2025 | 2026
20263-228838-01 | Xcel Energy | 85 | 13781 | IOU | 06325078 | 10 | Storage |  |  | Active Application | Trade Secret | Trade | RIV | RIV061 | Residential |  | Trade Secret | 2026
20263-228838-01 | Xcel Energy | 85 | 13781 | IOU | 04476998 | 66.6 | Solar |  |  | Interconnected | Trade Secret | Trade | COK | COK061 | Commercial |  | Trade Secret | 2021 | 2024
20263-228838-01 | Xcel Energy | 85 | 13781 | IOU | 03134124 | 18 | Solar |  |  | Interconnected | Trade Secret | Trade | TWL | TWL082 | Commercial | Solar*Rewards | Trade Secret | 2014 | 2015
20263-228838-01 | Xcel Energy | 85 | 13781 | IOU | 05566964 | 5.67 | Solar |  |  | Interconnected | Trade Secret | Trade | RAM | RAM062 | Residential | Solar*Rewards | Trade Secret | 2023 | 2023
20263-228838-01 | Xcel Energy | 85 | 13781 | IOU | 03132028 | 3.8 | Solar |  |  | Interconnected | Trade Secret | Trade | TWL | TWL068 | Residential | Solar*Rewards | Trade Secret | 2017 | 2017
20263-228838-01 | Xcel Energy | 85 | 13781 | IOU | 04997795 | 1.74 | Solar |  |  | Interconnected | Trade Secret | Trade | RRK | RRK064 | Residential |  | Trade Secret | 2022 | 2022
20263-228838-01 | Xcel Energy | 85 | 13781 | IOU | 04445243 | 19.988 | Solar |  |  | Active Application | Trade Secret | Trade | SLP | SLP081 | Commercial | Solar*Rewards | Trade Secret | 2021
20263-228838-01 | Xcel Energy | 85 | 13781 | IOU | 05846248 | 3.747 | Solar |  |  | Interconnected | Trade Secret | Trade | UPP | UPP086 | Residential |  | Trade Secret | 2024 | 2025
20263-228838-01 | Xcel Energy | 85 | 13781 | IOU | 06072263 | 6.832 | Solar |  |  | Interconnected | Trade Secret | Trade | TLK | TLK061 | Residential |  | Trade Secret | 2025 | 2025
20263-228838-01 | Xcel Energy | 85 | 13781 | IOU | 05755874 | 6.98 | Solar |  |  | Interconnected | Trade Secret | Trade | ALD | ALD097 | Residential | Solar*Rewards | Trade Secret | 2024 | 2024
20263-228838-01 | Xcel Energy | 85 | 13781 | IOU | 05822230 | 3.747 | Solar |  |  | Active Application | Trade Secret | Trade | LLK | LLK072 | Residential |  | Trade Secret | 2024
20263-228838-01 |  |  |  |  | OID2996824 |  | Solar |  |  | Withdrawn | Trade Secret | Trade | ALB | ALB022 | Residential | Solar*Rewards |  | 2017
20263-228838-01 | Xcel Energy | 85 | 13781 | IOU | OID3099100 | 7.63 | Solar |  |  | Withdrawn | Trade Secret | Trade | GSL | GSL074 | Residential | Solar*Rewards | Trade Secret | 2017
20263-228838-01 | Xcel Energy | 85 | 13781 | IOU | 03130404 | 12.616 | Solar |  |  | Interconnected | Trade Secret | Trade | GSL | GSL074 | Residential | Solar*Rewards | Trade Secret | 2018 | 2019
20263-228838-01 | Xcel Energy | 85 | 13781 | IOU | 05950563 | 8.725 | Solar |  |  | Interconnected | Trade Secret | Trade | UPP | UPP086 | Residential | Solar*Rewards | Trade Secret | 2024 | 2024
20263-228838-01 | Xcel Energy | 85 | 13781 | IOU | 05748162 | 2.52 | Solar |  |  | Withdrawn | Trade Secret | Trade | RAM | RAM073 | Residential | Solar*Rewards | Trade Secret | 2024
20263-228838-01 | Xcel Energy | 85 | 13781 | IOU | 05761760 | 2.52 | Solar |  |  | Interconnected | Trade Secret | Trade | RAM | RAM073 | Residential |  | Trade Secret | 2024 | 2024
20263-228838-01 | Xcel Energy | 85 | 13781 | IOU | 04658734 | 0.63 | Solar |  |  | Interconnected | Trade Secret | Trade | FSL | FSL312 | Residential |  | Trade Secret | 2021 | 2022
20263-228838-01 | Xcel Energy | 85 | 13781 | IOU | 05240547 | 66.6 | Solar |  |  | Withdrawn | Trade Secret | Trade | APA | APA064 | Commercial |  | Trade Secret | 2022
20263-228838-01 | Xcel Energy | 85 | 13781 | IOU | 05663843 | 12.16 | Solar |  |  | Interconnected | Trade Secret | Trade | WDY | WDY311 | Residential |  | Trade Secret | 2023 | 2024
20263-228838-01 | Xcel Energy | 85 | 13781 | IOU | 06208173 | 3.421 | Solar |  |  | Interconnected | Trade Secret | Trade | IDA | IDA071 | Residential | Solar*Rewards | Trade Secret | 2025 | 2025
20263-228838-01 | Xcel Energy | 85 | 13781 | IOU | 05426509 | 8.5 | Solar |  |  | Interconnected | Trade Secret | Trade | STY | STY061 | Residential |  | Trade Secret | 2023 | 2023
20263-228838-01 | Xcel Energy | 85 | 13781 | IOU | 03131458 | 2.88 | Solar |  |  | Interconnected | Trade Secret | Trade | MPK | MPK063 | Residential | Made in Minnesota | Trade Secret | 2017 | 2017
20263-228838-01 | Xcel Energy | 85 | 13781 | IOU | OID2562006 | 2.88 | Solar |  |  | Withdrawn | Trade Secret | Trade | MPK | MPK063 | Residential | Solar*Rewards | Trade Secret | 2016
20263-228838-01 | Xcel Energy | 85 | 13781 | IOU | 04095136 | 5 | Solar |  |  | Interconnected | Trade Secret | Trade | SLP | SLP072 | Residential | Solar*Rewards | Trade Secret | 2020 | 2021
20263-228838-01 |  |  |  |  | OID3637807 |  | Solar |  |  | Withdrawn | Trade Secret | Trade | WAT | WAT021 | Commercial | Solar*Rewards |  | 2018
20263-228838-01 |  |  |  |  | OID3908321 |  | Solar |  |  | Withdrawn | Trade Secret | Trade | WAT | WAT021 | Commercial | Solar*Rewards |  | 2019
20263-228838-01 | Xcel Energy | 85 | 13781 | IOU | 05007860 | 10.44 | Solar |  |  | Interconnected | Trade Secret | Trade | HOL | HOL073 | Residential |  | Trade Secret | 2022 | 2023
20263-228838-01 | Xcel Energy | 85 | 13781 | IOU | 04990634 | 6.96 | Solar |  |  | Interconnected | Trade Secret | Trade | RRK | RRK064 | Residential | Solar*Rewards | Trade Secret | 2022 | 2022
20263-228838-01 | Xcel Energy | 85 | 13781 | IOU | 06239201 | 6.631 | Solar |  |  | Interconnected | Trade Secret | Trade | AFT | AFT321 | Residential |  | Trade Secret | 2025 | 2025
20263-228838-01 | Xcel Energy | 85 | 13781 | IOU | 04147177 | 3.85 | Solar |  |  | Active Application | Trade Secret | Trade | PBE | PBE061 | Residential | Solar*Rewards | Trade Secret | 2020
20263-228838-01 | Xcel Energy | 85 | 13781 | IOU | 04916032 | 9.316 | Solar |  |  | Interconnected | Trade Secret | Trade | HYL | HYL074 | Residential | Solar*Rewards | Trade Secret | 2022 | 2022
20263-228838-01 | Xcel Energy | 85 | 13781 | IOU | 03142461 | 5 | Solar |  |  | Interconnected | Trade Secret | Trade | HWW | HWW062 | Residential | Solar*Rewards | Trade Secret | 2019 | 2019
20263-228838-01 | Xcel Energy | 85 | 13781 | IOU | 06225130 | 7.6 | Solar |  |  | Active Application | Trade Secret | Trade | LLK | LLK061 | Residential |  | Trade Secret | 2025
20263-228838-01 | Xcel Energy | 85 | 13781 | IOU | 03133192 | 8 | Solar |  |  | Interconnected | Trade Secret | Trade | HUG | HUG321 | Residential | Solar*Rewards | Trade Secret | 2010 | 2010
20263-228838-01 | Xcel Energy | 85 | 13781 | IOU | 06260912 | 7.216 | Solar |  |  | Interconnected | Trade Secret | Trade | ECK | ECK061 | Residential |  | Trade Secret | 2025 | 2026
20263-228838-01 | Xcel Energy | 85 | 13781 | IOU | 05951155 | 6.453 | Solar |  |  | Interconnected | Trade Secret | Trade | TER | TER081 | Residential | Solar*Rewards | Trade Secret | 2024 | 2024
20263-228838-01 | Xcel Energy | 85 | 13781 | IOU | 03551708 | 3.19 | Solar |  |  | Interconnected | Trade Secret | Trade | UPP | UPP084 | Residential | Solar*Rewards | Trade Secret | 2020 | 2020
20263-228838-01 | Xcel Energy | 85 | 13781 | IOU | 03130117 | 3.747 | Solar |  |  | Interconnected | Trade Secret | Trade | TLK | TLK061 | Residential | Solar*Rewards | Trade Secret | 2018 | 2019
20263-228838-01 | Xcel Energy | 85 | 13781 | IOU | 06226465 | 7.6 | Solar |  |  | Active Application | Trade Secret | Trade | GLK | GLK074 | Residential |  | Trade Secret | 2025
20263-228838-01 | Xcel Energy | 85 | 13781 | IOU | 04309553 | 7.2 | Solar |  |  | Interconnected | Trade Secret | Trade | SLP | SLP092 | Residential | Solar*Rewards | Trade Secret | 2021 | 2021
20263-228838-01 | Xcel Energy | 85 | 13781 | IOU | 06169974 | 4.555 | Solar |  |  | Interconnected | Trade Secret | Trade | SOU | SOU086 | Residential | Solar*Rewards | Trade Secret | 2025 | 2025
20263-228838-01 | Xcel Energy | 85 | 13781 | IOU | SRO12655 | 9.995 | Solar |  |  | Withdrawn | Trade Secret | Trade | MOL | MOL078 | Commercial | Solar*Rewards | Trade Secret | 2010
20263-228838-01 | Xcel Energy | 85 | 13781 | IOU | 03133286 | 40 | Solar |  |  | Interconnected | Trade Secret | Trade | MOL | MOL078 | Commercial | Solar*Rewards | Trade Secret | 2010 | 2011
20263-228838-01 | Xcel Energy | 85 | 13781 | IOU | 03131637 | 9.94 | Solar |  |  | Interconnected | Trade Secret | Trade | HUG | HUG322 | Residential | Made in Minnesota | Trade Secret | 2017 | 2017
20263-228838-01 | Xcel Energy | 85 | 13781 | IOU | 06018182 | 33 | Storage |  |  | Interconnected | Trade Secret | Trade | HUG | HUG322 | Residential |  | Trade Secret | 2024 | 2025
20263-228838-01 | Xcel Energy | 85 | 13781 | IOU | 05974090 | 6.912 | Solar |  |  | Interconnected | Trade Secret | Trade | STY | STY072 | Residential |  | Trade Secret | 2024 | 2025
20263-228838-01 | Xcel Energy | 85 | 13781 | IOU | 05977142 | 3.796 | Solar |  |  | Withdrawn | Trade Secret | Trade | STY | STY072 | Residential |  | Trade Secret | 2024
20263-228838-01 | Xcel Energy | 85 | 13781 | IOU | 05213529 | 6.282 | Solar |  |  | Interconnected | Trade Secret | Trade | WES | WES072 | Residential |  | Trade Secret | 2022 | 2022
20263-228838-01 | Xcel Energy | 85 | 13781 | IOU | OID3848416 | 7.616 | Solar |  |  | Interconnected | Trade Secret | Trade | SOU | SOU064 | Residential | Solar*Rewards | Trade Secret | 2019 | 2019
20263-228838-01 | Xcel Energy | 85 | 13781 | IOU | 06050344 | 11.5 | Storage |  |  | Interconnected | Trade Secret | Trade | SOU | SOU064 | Residential |  | Trade Secret | 2025 | 2025
20263-228838-01 |  |  |  |  | OID3910753 |  | Solar |  |  | Withdrawn | Trade Secret | Trade | SOU | SOU063 | Residential | Solar*Rewards |  | 2019
20263-228838-01 |  |  |  |  | OID3900102 |  | Solar |  |  | Withdrawn | Trade Secret | Trade | SOU | SOU063 | Residential | Solar*Rewards |  | 2019
20263-228838-01 | Xcel Energy | 85 | 13781 | IOU | 03294379 | 9.994 | Solar |  |  | Interconnected | Trade Secret | Trade | SOU | SOU063 | Residential | Solar*Rewards | Trade Secret | 2019 | 2020
20263-228838-01 | Xcel Energy | 85 | 13781 | IOU | 04366993 | 7.494 | Solar |  |  | Withdrawn | Trade Secret | Trade | WRR | WRR075 | Residential | Solar*Rewards | Trade Secret | 2021
20263-228838-01 | Xcel Energy | 85 | 13781 | IOU | 04508281 | 9.994 | Solar |  |  | Interconnected | Trade Secret | Trade | SLP | SLP087 | Residential |  | Trade Secret | 2021 | 2021
20263-228838-01 | Xcel Energy | 85 | 13781 | IOU | 05732498 | 5.67 | Solar |  |  | Interconnected | Trade Secret | Trade | MPK | MPK065 | Residential | Solar*Rewards | Trade Secret | 2024 | 2024
20263-228838-01 | Xcel Energy | 85 | 13781 | IOU | 04917084 | 7.54 | Solar |  |  | Interconnected | Trade Secret | Trade | LEX | LEX075 | Residential | Solar*Rewards | Trade Secret | 2022 | 2022
20263-228838-01 | Xcel Energy | 85 | 13781 | IOU | SRO14452 | 4.8 | Solar |  |  | Withdrawn | Trade Secret | Trade | LEX | LEX075 | Residential | Solar*Rewards | Trade Secret | 2010
20263-228838-01 | Xcel Energy | 85 | 13781 | IOU | 05295387 | 19.43 | Solar |  |  | Interconnected | Trade Secret | Trade | HOL | HOL071 | Residential |  | Trade Secret | 2023 | 2023
20263-228838-01 | Xcel Energy | 85 | 13781 | IOU | 04795989 | 3.141 | Solar |  |  | Withdrawn | Trade Secret | Trade | HWW | HWW071 | Residential | Solar*Rewards | Trade Secret | 2022
20263-228838-01 | Xcel Energy | 85 | 13781 | IOU | 04797355 | 5.51 | Solar |  |  | Interconnected | Trade Secret | Trade | BRP | BRP071 | Residential |  | Trade Secret | 2022 | 2023
20263-228838-01 | Xcel Energy | 85 | 13781 | IOU | 03131871 | 5 | Solar |  |  | Interconnected | Trade Secret | Trade | SOU | SOU077 | Residential | Solar*Rewards | Trade Secret | 2017 | 2017
20263-228838-01 | Xcel Energy | 85 | 13781 | IOU | 03135144 | 38.02 | Solar |  |  | Interconnected | Trade Secret | Trade | SAK | SAK311 | Commercial | Made in Minnesota | Trade Secret | 2016 | 2017
20263-228838-01 | Xcel Energy | 85 | 13781 | IOU | 05986055 | 9.109 | Solar |  |  | Interconnected | Trade Secret | Trade | ECK | ECK063 | Residential | Solar*Rewards | Trade Secret | 2024 | 2025
20263-228838-01 | Xcel Energy | 85 | 13781 | IOU | 05883749 | 99.5 | Solar |  |  | Interconnected | Trade Secret | Trade | MPK | MPK066 | Commercial |  | Trade Secret | 2024 | 2025
20263-228838-01 | Xcel Energy | 85 | 13781 | IOU | 05015087 | 9.994 | Solar |  |  | Active Application | Trade Secret | Trade | WAS | WAS092 | Residential |  | Trade Secret | 2022
20263-228838-01 | Xcel Energy | 85 | 13781 | IOU | 04548592 | 11.39 | Solar |  |  | Active Application | Trade Secret | Trade | WAS | WAS092 | Residential |  | Trade Secret | 2021
20263-228838-01 |  |  |  |  | OID3827867 |  | Solar |  |  | Withdrawn | Trade Secret | Trade | WES | WES075 | Residential | Solar*Rewards |  | 2019
20263-228838-01 | Xcel Energy | 85 | 13781 | IOU | 06123224 | 5.584 | Solar |  |  | Interconnected | Trade Secret | Trade | WES | WES075 | Residential | Solar*Rewards | Trade Secret | 2025 | 2025
20263-228838-01 | Xcel Energy | 85 | 13781 | IOU | 05660208 | 2.6 | Solar |  |  | Withdrawn | Trade Secret | Trade | SOU | SOU077 | Residential |  | Trade Secret | 2023
20263-228838-01 | Xcel Energy | 85 | 13781 | IOU | 05866858 | 1.95 | Solar |  |  | Interconnected | Trade Secret | Trade | SOU | SOU077 | Residential | Solar*Rewards | Trade Secret | 2024 | 2025
20263-228838-01 | Xcel Energy | 85 | 13781 | IOU | 05736965 | 4.55 | Solar |  |  | Withdrawn | Trade Secret | Trade | SOU | SOU077 | Residential |  | Trade Secret | 2024
20263-228838-01 | Xcel Energy | 85 | 13781 | IOU | OID2242560 | 18 | Solar |  |  | Withdrawn | Trade Secret | Trade | XRD | XRD076 | Commercial | Solar*Rewards | Trade Secret | 2015
20263-228838-01 | Xcel Energy | 85 | 13781 | IOU | 03134338 | 36 | Solar |  |  | Interconnected | Trade Secret | Trade | XRD | XRD076 | Commercial | Made in Minnesota | Trade Secret | 2015 | 2017
20263-228838-01 | Xcel Energy | 85 | 13781 | IOU | 05493609 | 22.215 | Solar |  | X | Interconnected | Trade Secret | Trade | LNS | LNS032 | Commercial |  | Trade Secret | 2023 | 2024
20263-228838-01 | Xcel Energy | 85 | 13781 | IOU | 05958639 | 15.046 | Solar |  |  | Interconnected | Trade Secret | Trade | SLP | SLP091 | Commercial |  | Trade Secret | 2024 | 2024
20263-228838-01 | Xcel Energy | 85 | 13781 | IOU | 06137688 | 3.796 | Solar |  |  | Withdrawn | Trade Secret | Trade | SOU | SOU065 | Residential | Solar*Rewards | Trade Secret | 2025
20263-228838-01 | Xcel Energy | 85 | 13781 | IOU | 06150382 | 4.175 | Solar |  |  | Interconnected | Trade Secret | Trade | SOU | SOU065 | Residential |  | Trade Secret | 2025 | 2025
20263-228838-01 | Xcel Energy | 85 | 13781 | IOU | OID2968973 | 7.625 | Solar |  |  | Withdrawn | Trade Secret | Trade | BRP | BRP072 | Residential | Made in Minnesota | Trade Secret | 2017
20263-228838-01 | Xcel Energy | 85 | 13781 | IOU | 03132608 | 7.616 | Solar |  |  | Interconnected | Trade Secret | Trade | BRP | BRP072 | Residential | Made in Minnesota | Trade Secret | 2018 | 2018
20263-228838-01 | Xcel Energy | 85 | 13781 | IOU | SRO29841 | 30 | Solar |  |  | Withdrawn | Trade Secret | Trade | MEL | MEL063 | Commercial | Solar*Rewards | Trade Secret | 2013
20263-228838-01 | Xcel Energy | 85 | 13781 | IOU | 03134659 | 38.02 | Solar |  |  | Interconnected | Trade Secret | Trade | MEL | MEL063 | Commercial | Made in Minnesota | Trade Secret | 2015 | 2017
20263-228838-01 | Xcel Energy | 85 | 13781 | IOU | OID2917717 | 9.94 | Solar |  |  | Withdrawn | Trade Secret | Trade | LAB | LAB312 | Residential | Solar*Rewards | Trade Secret | 2017
20263-228838-01 | Xcel Energy | 85 | 13781 | IOU | OID2962359 | 9.94 | Solar |  |  | Withdrawn | Trade Secret | Trade | LAB | LAB312 | Residential | Made in Minnesota | Trade Secret | 2017
20263-228838-01 | Xcel Energy | 85 | 13781 | IOU | 03740938 | 4.35 | Solar |  |  | Interconnected | Trade Secret | Trade | TER | TER062 | Residential | Solar*Rewards | Trade Secret | 2020 | 2020
20263-228838-01 | Xcel Energy | 85 | 13781 | IOU | 03139793 | 7.616 | Solar |  |  | Interconnected | Trade Secret | Trade | HWW | HWW072 | Residential | Solar*Rewards | Trade Secret | 2019 | 2019
20263-228838-01 | Xcel Energy | 85 | 13781 | IOU | 05259141 | 9.994 | Solar |  |  | Interconnected | Trade Secret | Trade | LNS | LNS033 | Residential |  | Trade Secret | 2022 | 2022
20263-228838-01 | Xcel Energy | 85 | 13781 | IOU | 06018559 | 11.387 | Solar |  | X | Interconnected | Trade Secret | Trade | WSG | WSG361 | Residential | Solar*Rewards | Trade Secret | 2024 | 2025
20263-228838-01 | Xcel Energy | 85 | 13781 | IOU | 03943013 | 6.09 | Solar |  |  | Interconnected | Trade Secret | Trade | WDY | WDY311 | Residential | Solar*Rewards | Trade Secret | 2020 | 2020
20263-228838-01 | Xcel Energy | 85 | 13781 | IOU | 04799149 | 6.282 | Solar |  |  | Withdrawn | Trade Secret | Trade | SOU | SOU086 | Residential | Solar*Rewards | Trade Secret | 2022
20263-228838-01 | Xcel Energy | 85 | 13781 | IOU | 05385001 | 7.04 | Solar |  |  | Interconnected | Trade Secret | Trade | HUG | HUG311 | Residential | Solar*Rewards | Trade Secret | 2023 | 2023
20263-228838-01 | Xcel Energy | 85 | 13781 | IOU | 05000243 | 5.22 | Solar |  |  | Withdrawn | Trade Secret | Trade | HUG | HUG311 | Residential | Solar*Rewards | Trade Secret | 2022
20263-228838-01 | Xcel Energy | 85 | 13781 | IOU | 06149076 | 2.903 | Solar |  |  | Active Application | Trade Secret | Trade | SLP | SLP082 | Residential | Solar*Rewards | Trade Secret | 2025
20263-228838-01 | Xcel Energy | 85 | 13781 | IOU | 05553577 | 7.54 | Solar |  |  | Interconnected | Trade Secret | Trade | GRC | GRC311 | Residential |  | Trade Secret | 2023 | 2024
20263-228838-01 | Xcel Energy | 85 | 13781 | IOU | 03970289 | 5.8 | Solar |  |  | Interconnected | Trade Secret | Trade | AFT | AFT322 | Residential | Solar*Rewards | Trade Secret | 2020 | 2020
20263-228838-01 | Xcel Energy | 85 | 13781 | IOU | 05805851 | 18.432 | Solar |  |  | Interconnected | Trade Secret | Trade | CHE | CHE075 | Residential | Solar*Rewards | Trade Secret | 2024 | 2025
20263-228838-01 |  |  |  |  | SRO12735 |  | Solar |  |  | Withdrawn | Trade Secret | Trade | RED | RED091 | Commercial | Solar*Rewards |  | 2010
20263-228838-01 | Xcel Energy | 85 | 13781 | IOU | 03131124 | 3.44 | Solar |  |  | Interconnected | Trade Secret | Trade | UPP | UPP082 | Residential |  | Trade Secret | 2012 | 2013
20263-228838-01 | Xcel Energy | 85 | 13781 | IOU | 05403776 | 7.15 | Solar |  |  | Interconnected | Trade Secret | Trade | BCH | BCH311 | Residential |  | Trade Secret | 2023 | 2023
20263-228838-01 | Xcel Energy | 85 | 13781 | IOU | 05394602 | 6.175 | Solar |  |  | Withdrawn | Trade Secret | Trade | BCH | BCH311 | Residential | Solar*Rewards | Trade Secret | 2023
20263-228838-01 | Xcel Energy | 85 | 13781 | IOU | 05833864 | 5.052 | Solar |  |  | Interconnected | Trade Secret | Trade | SOU | SOU061 | Residential |  | Trade Secret | 2024 | 2025
20263-228838-01 | Xcel Energy | 85 | 13781 | IOU | 04146642 | 3.48 | Solar |  |  | Interconnected | Trade Secret | Trade | IDA | IDA062 | Residential | Solar*Rewards | Trade Secret | 2021 | 2021
20263-228838-01 | Xcel Energy | 85 | 13781 | IOU | 06017828 | 20.24 | Solar |  | X | Interconnected | Trade Secret | Trade | DPN | DPN072 | Residential | Solar*Rewards | Trade Secret | 2024 | 2025
20263-228838-01 | Xcel Energy | 85 | 13781 | IOU | OID3768089 | 39.998 | Solar |  |  | Withdrawn | Trade Secret | Trade | SOU | SOU075 | Commercial | Solar*Rewards | Trade Secret | 2019
20263-228838-01 | Xcel Energy | 85 | 13781 | IOU | 03131359 | 9.94 | Solar |  |  | Interconnected | Trade Secret | Trade | WCS | WCS062 | Residential | Made in Minnesota | Trade Secret | 2017 | 2017
20263-228838-01 | Xcel Energy | 85 | 13781 | IOU | 04032333 | 6.67 | Solar |  |  | Interconnected | Trade Secret | Trade | SAV | SAV069 | Residential | Solar*Rewards | Trade Secret | 2020 | 2020
20263-228838-01 | Xcel Energy | 85 | 13781 | IOU | OID3715839 | 7.616 | Solar |  |  | Withdrawn | Trade Secret | Trade | VMR | VMR061 | Residential | Solar*Rewards | Trade Secret | 2019
20263-228838-01 | Xcel Energy | 85 | 13781 | IOU | 05833573 | 5.248 | Solar |  |  | Withdrawn | Trade Secret | Trade | SCL | SCL311 | Residential | Solar*Rewards | Trade Secret | 2024
20263-228838-01 | Xcel Energy | 85 | 13781 | IOU | 05860087 | 5.248 | Solar |  |  | Interconnected | Trade Secret | Trade | SCL | SCL311 | Residential |  | Trade Secret | 2024 | 2024
20263-228838-01 | Xcel Energy | 85 | 13781 | IOU | OID2155104 | 18 | Solar |  |  | Withdrawn | Trade Secret | Trade | HUG | HUG312 | Commercial | Solar*Rewards | Trade Secret | 2014
20263-228838-01 | Xcel Energy | 85 | 13781 | IOU | 05356687 | 44.928 | Solar |  |  | Interconnected | Trade Secret | Trade | WSG | WSG076 | Residential | Solar*Rewards | Trade Secret | 2023 | 2023
20263-228838-01 | Xcel Energy | 85 | 13781 | IOU | 03131141 | 1.7 | Solar |  |  | Interconnected | Trade Secret | Trade | TLK | TLK075 | Commercial |  | Trade Secret | 2012 | 2013
20263-228838-01 | Xcel Energy | 85 | 13781 | IOU | SRO23488 | 1.72 | Solar |  |  | Withdrawn | Trade Secret | Trade | TLK | TLK075 | Commercial | Solar*Rewards | Trade Secret | 2012
20263-228838-01 | Xcel Energy | 85 | 13781 | IOU | 05830912 | 3.796 | Solar |  |  | Withdrawn | Trade Secret | Trade | IDA | IDA061 | Residential |  | Trade Secret | 2024
20263-228838-01 | Xcel Energy | 85 | 13781 | IOU | 05831632 | 3.796 | Solar |  |  | Active Application | Trade Secret | Trade | IDA | IDA061 | Residential |  | Trade Secret | 2024
20263-228838-01 | Xcel Energy | 85 | 13781 | IOU | 04454747 | 7.616 | Solar |  |  | Active Application | Trade Secret | Trade | SCL | SCL312 | Residential | Solar*Rewards | Trade Secret | 2021
20263-228838-01 | Xcel Energy | 85 | 13781 | IOU | 04555325 | 7.616 | Solar |  |  | Interconnected | Trade Secret | Trade | SCL | SCL312 | Residential |  | Trade Secret | 2021 | 2022
20263-228838-01 | Xcel Energy | 85 | 13781 | IOU | 03133034 | 7.616 | Solar |  |  | Interconnected | Trade Secret | Trade | WSG | WSG071 | Residential | Solar*Rewards | Trade Secret | 2018 | 2019
20263-228838-01 | Xcel Energy | 85 | 13781 | IOU | 03815108 | 7.616 | Solar |  |  | Interconnected | Trade Secret | Trade | GSL | GSL076 | Residential | Solar*Rewards | Trade Secret | 2020 | 2020
20263-228838-01 | Xcel Energy | 85 | 13781 | IOU | 03135024 | 9 | Solar |  |  | Interconnected | Trade Secret | Trade | LAC | LAC062 | Residential | Made in Minnesota | Trade Secret | 2016 | 2016
20263-228838-01 | Xcel Energy | 85 | 13781 | IOU | 04671003 | 5 | Solar |  |  | Interconnected | Trade Secret | Trade | DBL | DBL065 | Commercial |  | Trade Secret | 2021 | 2021
20263-228838-01 | Xcel Energy | 85 | 13781 | IOU | 06255483 | 10.885 | Solar |  |  | Interconnected | Trade Secret | Trade | WDY | WDY312 | Residential |  | Trade Secret | 2025 | 2026
20263-228838-01 | Xcel Energy | 85 | 13781 | IOU | 06193154 | 7.971 | Solar |  |  | Interconnected | Trade Secret | Trade | OAD | OAD062 | Residential |  | Trade Secret | 2025 | 2025
20263-228838-01 | Xcel Energy | 85 | 13781 | IOU | 06239711 | 5.01 | Solar |  |  | Active Application | Trade Secret | Trade | XRD | XRD062 | Residential |  | Trade Secret | 2025
20263-228838-01 | Xcel Energy | 85 | 13781 | IOU | 05712392 | 3.465 | Solar |  |  | Interconnected | Trade Secret | Trade | APA | APA075 | Residential | Solar*Rewards | Trade Secret | 2024 | 2024
20263-228838-01 | Xcel Energy | 85 | 13781 | IOU | 05382844 | 8.32 | Solar |  |  | Interconnected | Trade Secret | Trade | WDY | WDY311 | Residential |  | Trade Secret | 2023 | 2023
20263-228838-01 | Xcel Energy | 85 | 13781 | IOU | 03131800 | 9.94 | Solar |  |  | Interconnected | Trade Secret | Trade | OPK | OPK073 | Residential | Solar*Rewards | Trade Secret | 2017 | 2017
20263-228838-01 | Xcel Energy | 85 | 13781 | IOU | 04319239 | 4.64 | Solar |  |  | Interconnected | Trade Secret | Trade | RMT | RMT321 | Residential | Solar*Rewards | Trade Secret | 2021 | 2021
20263-228838-01 | Xcel Energy | 85 | 13781 | IOU | 03130647 | 17.57 | Solar |  |  | Interconnected | Trade Secret | Trade | RRK | RRK082 | Residential | Solar*Rewards | Trade Secret | 2016 | 2017
20263-228838-01 | Xcel Energy | 85 | 13781 | IOU | 05188874 | 5.96 | Solar |  |  | Interconnected | Trade Secret | Trade | AFT | AFT314 | Residential |  | Trade Secret | 2022 | 2022
20263-228838-01 | Xcel Energy | 85 | 13781 | IOU | 04784294 | 3.747 | Solar |  |  | Interconnected | Trade Secret | Trade | IDA | IDA072 | Residential |  | Trade Secret | 2022 | 2022
20263-228838-01 | Xcel Energy | 85 | 13781 | IOU | 03133211 | 9.8 | Solar |  |  | Interconnected | Trade Secret | Trade | MRN | MRN021 | Commercial | Solar*Rewards | Trade Secret | 2010 | 2010
20263-228838-01 | Xcel Energy | 85 | 13781 | IOU | SRO29946 | 30 | Solar |  |  | Withdrawn | Trade Secret | Trade | KEN | KEN022 | Commercial | Solar*Rewards | Trade Secret | 2013
20263-228838-01 | Xcel Energy | 85 | 13781 | IOU | 06071181 | 4.555 | Solar |  |  | Interconnected | Trade Secret | Trade | CDV | CDV063 | Residential |  | Trade Secret | 2025 | 2025
20263-228838-01 | Xcel Energy | 85 | 13781 | IOU | 04101241 | 3.747 | Solar |  |  | Interconnected | Trade Secret | Trade | MEL | MEL073 | Residential | Solar*Rewards | Trade Secret | 2020 | 2021
20263-228838-01 | Xcel Energy | 85 | 13781 | IOU | OID3038803 | 11.241 | Solar |  |  | Withdrawn | Trade Secret | Trade |  |  | Residential | Solar*Rewards | Trade Secret | 2017
20263-228838-01 | Xcel Energy | 85 | 13781 | IOU | 04384004 | 99 | Solar |  |  | Active Application | Trade Secret | Trade | SLP | SLP092 | Commercial |  | Trade Secret | 2021
20263-228838-01 | Xcel Energy | 85 | 13781 | IOU | 03132650 | 5.22 | Solar |  |  | Interconnected | Trade Secret | Trade | MPK | MPK074 | Residential | Solar*Rewards | Trade Secret | 2018 | 2019
20263-228838-01 | Xcel Energy | 85 | 13781 | IOU | 04797400 | 7.54 | Solar |  |  | Interconnected | Trade Secret | Trade | APA | APA077 | Residential |  | Trade Secret | 2022 | 2022
20263-228838-01 | Xcel Energy | 85 | 13781 | IOU | 03129700 | 36 | Solar |  |  | Interconnected | Trade Secret | Trade | STY | STY065 | Commercial | Solar*Rewards | Trade Secret | 2018 | 2020
20263-228838-01 | Xcel Energy | 85 | 13781 | IOU | 05795198 | 7.212 | Solar |  |  | Interconnected | Trade Secret | Trade | EDA | EDA067 | Residential | Solar*Rewards | Trade Secret | 2024 | 2024
20263-228838-01 | Xcel Energy | 85 | 13781 | IOU | 05357547 | 3.48 | Solar |  |  | Interconnected | Trade Secret | Trade | SAV | SAV063 | Residential |  | Trade Secret | 2023 | 2023
20263-228838-01 | Xcel Energy | 85 | 13781 | IOU | 05581478 | 8.99 | Solar |  |  | Interconnected | Trade Secret | Trade | CEL | CEL066 | Residential | Solar*Rewards | Trade Secret | 2023 | 2023
20263-228838-01 | Xcel Energy | 85 | 13781 | IOU | 06036925 | 5.7 | Solar |  |  | Interconnected | Trade Secret | Trade | TWL | TWL062 | Residential | Solar*Rewards | Trade Secret | 2024 | 2025
20263-228838-01 | Xcel Energy | 85 | 13781 | IOU | 06109341 | 11.5 | Storage |  |  | Interconnected | Trade Secret | Trade | SOU | SOU065 | Residential |  | Trade Secret | 2025 | 2025
20263-228838-01 | Xcel Energy | 85 | 13781 | IOU | 03134974 | 3.8 | Solar |  |  | Interconnected | Trade Secret | Trade | SOU | SOU065 | Residential | Solar*Rewards | Trade Secret | 2016 | 2016
20263-228838-01 | Xcel Energy | 85 | 13781 | IOU | 04261343 | 6.576 | Solar |  |  | Interconnected | Trade Secret | Trade | WSG | WSG064 | Residential | Solar*Rewards | Trade Secret | 2021 | 2021
20263-228838-01 | Xcel Energy | 85 | 13781 | IOU | 03130532 | 9.6 | Solar |  |  | Interconnected | Trade Secret | Trade | RVA | RVA061 | Residential | Solar*Rewards | Trade Secret | 2018 | 2019
20263-228838-01 | Xcel Energy | 85 | 13781 | IOU | 05228606 | 4.188 | Solar |  |  | Interconnected | Trade Secret | Trade | RMT | RMT321 | Residential |  | Trade Secret | 2022 | 2023
20263-228838-01 | Xcel Energy | 85 | 13781 | IOU | 03294384 | 2.61 | Solar |  |  | Interconnected | Trade Secret | Trade | UPP | UPP068 | Residential | Solar*Rewards | Trade Secret | 2019 | 2020
20263-228838-01 | Xcel Energy | 85 | 13781 | IOU | 06018444 | 23.219 | Solar |  | X | Active Application | Trade Secret | Trade | UPP | UPP068 | Residential | Solar*Rewards | Trade Secret | 2024
20263-228838-01 | Xcel Energy | 85 | 13781 | IOU | 04414497 | 2.4 | Solar |  |  | Interconnected | Trade Secret | Trade | MPK | MPK078 | Residential | Solar*Rewards | Trade Secret | 2021 | 2021
20263-228838-01 | Xcel Energy | 85 | 13781 | IOU | OID2019316 | 20 | Solar |  |  | Withdrawn | Trade Secret | Trade | RLK | RLK072 | Commercial | Solar*Rewards | Trade Secret | 2014
20263-228838-01 | Xcel Energy | 85 | 13781 | IOU | 06220248 | 5.516 | Solar |  |  | Active Application | Trade Secret | Trade | WCR | WCR322 | Residential |  | Trade Secret | 2025
20263-228838-01 | Xcel Energy | 85 | 13781 | IOU | 06043428 | 900 | Solar |  |  | Interconnected | Trade Secret | Trade | OAD | OAD075 | Commercial |  | Trade Secret | 2025 | 2025
20263-228838-01 | Xcel Energy | 85 | 13781 | IOU | 06219232 | 5.052 | Solar |  |  | Interconnected | Trade Secret | Trade | MPK | MPK068 | Residential |  | Trade Secret | 2025 | 2025
20263-228838-01 | Xcel Energy | 85 | 13781 | IOU | OID3951382 | 12.604 | Solar |  |  | Withdrawn | Trade Secret | Trade | MDT | MDT071 | Commercial | Solar*Rewards | Trade Secret | 2019
20263-228838-01 | Xcel Energy | 85 | 13781 | IOU | 05389007 | 360 | Solar |  |  | Interconnected | Trade Secret | Trade | LEX | LEX074 | Commercial |  | Trade Secret | 2023 | 2023
20263-228838-01 | Xcel Energy | 85 | 13781 | IOU | 04793704 | 8.12 | Solar |  |  | Interconnected | Trade Secret | Trade | SOU | SOU069 | Residential | Solar*Rewards | Trade Secret | 2022 | 2022
20263-228838-01 | Xcel Energy | 85 | 13781 | IOU | 06022789 | 9.994 | Solar |  |  | Withdrawn | Trade Secret | Trade | SOU | SOU069 | Residential |  | Trade Secret | 2024
20263-228838-01 | Xcel Energy | 85 | 13781 | IOU | 06033253 | 12.146 | Solar |  |  | Interconnected | Trade Secret | Trade | SOU | SOU069 | Residential | Solar*Rewards | Trade Secret | 2024 | 2025
20263-228838-01 | Xcel Energy | 85 | 13781 | IOU | 04857960 | 5.22 | Solar |  |  | Interconnected | Trade Secret | Trade | OAD | OAD061 | Residential | Solar*Rewards | Trade Secret | 2022 | 2022
20263-228838-01 | Xcel Energy | 85 | 13781 | IOU | 05424273 | 2.9 | Solar |  |  | Interconnected | Trade Secret | Trade | ALD | ALD093 | Residential |  | Trade Secret | 2023 | 2023
20263-228838-01 | Xcel Energy | 85 | 13781 | IOU | 05795728 | 3.747 | Solar |  |  | Interconnected | Trade Secret | Trade | OSS | OSS077 | Residential |  | Trade Secret | 2024 | 2024
20263-228838-01 | Xcel Energy | 85 | 13781 | IOU | 05309112 | 14.21 | Solar |  |  | Interconnected | Trade Secret | Trade | WWK | WWK321 | Residential |  | Trade Secret | 2023 | 2023
20263-228838-01 | Xcel Energy | 85 | 13781 | IOU | OID2424184 | 5 | Solar |  |  | Withdrawn | Trade Secret | Trade | RIV | RIV061 | Residential | Solar*Rewards | Trade Secret | 2015
20263-228838-01 | Xcel Energy | 85 | 13781 | IOU | 03134663 | 5 | Solar |  |  | Interconnected | Trade Secret | Trade | RIV | RIV061 | Residential | Solar*Rewards | Trade Secret | 2015 | 2016
20263-228838-01 | Xcel Energy | 85 | 13781 | IOU | 04434290 | 5.8 | Solar |  |  | Interconnected | Trade Secret | Trade | PKL | PKL075 | Residential | Solar*Rewards | Trade Secret | 2021 | 2021
20263-228838-01 | Xcel Energy | 85 | 13781 | IOU | 04476848 | 192 | Solar |  |  | Interconnected | Trade Secret | Trade | COK | COK061 | Commercial |  | Trade Secret | 2021 | 2025
20263-228838-01 | Xcel Energy | 85 | 13781 | IOU | 04793501 | 19.14 | Solar |  |  | Interconnected | Trade Secret | Trade | STY | STY065 | Commercial | Solar*Rewards | Trade Secret | 2022 | 2023
20263-228838-01 | Xcel Energy | 85 | 13781 | IOU | 06216948 | 5.235 | Solar |  |  | Active Application | Trade Secret | Trade | WES | WES074 | Residential |  | Trade Secret | 2025
20263-228838-01 | Xcel Energy | 85 | 13781 | IOU | 04669222 | 7.616 | Solar |  |  | Interconnected | Trade Secret | Trade | SLP | SLP082 | Residential |  | Trade Secret | 2021 | 2022
20263-228838-01 | Xcel Energy | 85 | 13781 | IOU | 05812579 | 3.193 | Solar |  |  | Active Application | Trade Secret | Trade | ECK | ECK322 | Residential |  | Trade Secret | 2024
20263-228838-01 | Xcel Energy | 85 | 13781 | IOU | 03131182 | 18 | Other |  |  | Interconnected | Trade Secret | Trade | AFT | AFT315 | Residential |  | Trade Secret | 2013 | 2013
20263-228838-01 | Xcel Energy | 85 | 13781 | IOU | 06227129 | 4.188 | Solar |  |  | Interconnected | Trade Secret | Trade | GNL | GNL063 | Residential |  | Trade Secret | 2025 | 2025
20263-228838-01 | Xcel Energy | 85 | 13781 | IOU | 03134415 | 4.32 | Solar |  |  | Interconnected | Trade Secret | Trade | HYL | HYL062 | Residential | Made in Minnesota | Trade Secret | 2015 | 2015
20263-228838-01 | Xcel Energy | 85 | 13781 | IOU | OID2261526 | 5 | Solar |  |  | Withdrawn | Trade Secret | Trade | HYL | HYL062 | Residential | Solar*Rewards | Trade Secret | 2015
20263-228838-01 |  |  |  |  | OID2262348 |  | Solar |  |  | Withdrawn | Trade Secret | Trade | HYL | HYL062 | Residential | Solar*Rewards |  | 2015
20263-228838-01 | Xcel Energy | 85 | 13781 | IOU | 05442134 | 18.993 | Solar |  |  | Interconnected | Trade Secret | Trade | WSG | WSG066 | Residential |  | Trade Secret | 2023 | 2023
20263-228838-01 | Xcel Energy | 85 | 13781 | IOU | 05366980 | 5.12 | Solar |  |  | Interconnected | Trade Secret | Trade | HYL | HYL064 | Residential | Solar*Rewards | Trade Secret | 2023 | 2023
20263-228838-01 | Xcel Energy | 85 | 13781 | IOU | 04602542 | 11.02 | Solar |  |  | Interconnected | Trade Secret | Trade | ORO | ORO061 | Residential |  | Trade Secret | 2021 | 2022
20263-228838-01 | Xcel Energy | 85 | 13781 | IOU | 05993539 | 8.419 | Solar |  |  | Interconnected | Trade Secret | Trade | SLP | SLP082 | Residential | Solar*Rewards | Trade Secret | 2024 | 2025
20263-228838-01 | Xcel Energy | 85 | 13781 | IOU | 04793576 | 11.07 | Solar |  |  | Interconnected | Trade Secret | Trade | PIL | PIL022 | Residential | Solar*Rewards | Trade Secret | 2022 | 2022
20263-228838-01 | Xcel Energy | 85 | 13781 | IOU | 04794407 | 6.15 | Solar |  |  | Interconnected | Trade Secret | Trade | PIL | PIL022 | Residential |  | Trade Secret | 2022 | 2022
20263-228838-01 | Xcel Energy | 85 | 13781 | IOU | 03132768 | 3.84 | Solar |  |  | Interconnected | Trade Secret | Trade | APA | APA075 | Residential | Solar*Rewards | Trade Secret | 2018 | 2019
20263-228838-01 | Xcel Energy | 85 | 13781 | IOU | 03132847 | 2.16 | Solar |  |  | Interconnected | Trade Secret | Trade | SOU | SOU083 | Residential | Solar*Rewards | Trade Secret | 2018 | 2019
20263-228838-01 | Xcel Energy | 85 | 13781 | IOU | OID3284579 | 19.999 | Solar |  |  | Withdrawn | Trade Secret | Trade | MDT | MDT074 | Commercial | Solar*Rewards | Trade Secret | 2018
20263-228838-01 | Xcel Energy | 85 | 13781 | IOU | 05227678 | 19.28 | Solar |  | X | Interconnected | Trade Secret | Trade | MPK | MPK074 | Residential |  | Trade Secret | 2022 | 2023
20263-228838-01 | Xcel Energy | 85 | 13781 | IOU | 04793722 | 9.994 | Solar |  |  | Interconnected | Trade Secret | Trade | FRM | FRM062 | Residential | Solar*Rewards | Trade Secret | 2022 | 2022
20263-228838-01 | Xcel Energy | 85 | 13781 | IOU | 03130983 | 5.6 | Solar |  |  | Interconnected | Trade Secret | Trade | EDA | EDA063 | Residential |  | Trade Secret | 2009 | 2009
20263-228838-01 | Xcel Energy | 85 | 13781 | IOU | 05855384 | 9.994 | Solar |  |  | Interconnected | Trade Secret | Trade | AFT | AFT321 | Residential |  | Trade Secret | 2024 | 2025
20263-228838-01 | Xcel Energy | 85 | 13781 | IOU | 03131395 | 11.39 | Solar |  |  | Interconnected | Trade Secret | Trade | EDA | EDA072 | Residential | Solar*Rewards | Trade Secret | 2017 | 2017
20263-228838-01 | Xcel Energy | 85 | 13781 | IOU | 03132981 | 5 | Solar |  |  | Interconnected | Trade Secret | Trade | EDA | EDA072 | Residential | Solar*Rewards | Trade Secret | 2018 | 2019
20263-228838-01 | Xcel Energy | 85 | 13781 | IOU | 06031367 | 9.8 | Solar |  |  | Active Application | Trade Secret | Trade | MTR | MTR021 | Residential | Solar*Rewards | Trade Secret | 2024
20263-228838-01 | Xcel Energy | 85 | 13781 | IOU | 04309437 | 5 | Solar |  |  | Interconnected | Trade Secret | Trade | AFT | AFT315 | Residential | Solar*Rewards | Trade Secret | 2021 | 2021
20263-228838-01 | Xcel Energy | 85 | 13781 | IOU | 04997661 | 5.5 | Solar |  |  | Active Application | Trade Secret | Trade | SCL | SCL313 | Residential |  | Trade Secret | 2022
20263-228838-01 | Xcel Energy | 85 | 13781 | IOU | 03130684 | 2 | Solar |  |  | Interconnected | Trade Secret | Trade | OAD | OAD063 | Residential |  | Trade Secret | 2001 | 2003
20263-228838-01 | Xcel Energy | 85 | 13781 | IOU | 06258360 | 6.98 | Solar |  |  | Active Application | Trade Secret | Trade | LLK | LLK061 | Residential |  | Trade Secret | 2025
20263-228838-01 | Xcel Energy | 85 | 13781 | IOU | 03133891 | 3 | Solar |  |  | Interconnected | Trade Secret | Trade | EDP | EDP073 | Residential | Made in Minnesota | Trade Secret | 2014 | 2015
20263-228838-01 | Xcel Energy | 85 | 13781 | IOU | 04439281 | 26.622 | Solar |  |  | Interconnected | Trade Secret | Trade | GLK | GLK065 | Residential | Solar*Rewards | Trade Secret | 2021 | 2021
20263-228838-01 | Xcel Energy | 85 | 13781 | IOU | 04657482 | 6 | Solar |  |  | Interconnected | Trade Secret | Trade | MEL | MEL087 | Residential |  | Trade Secret | 2021 | 2022
20263-228838-01 | Xcel Energy | 85 | 13781 | IOU | 03134531 | 2.15 | Solar |  |  | Interconnected | Trade Secret | Trade | SMT | SMT061 | Residential | Solar*Rewards | Trade Secret | 2015 | 2015
20263-228838-01 | Xcel Energy | 85 | 13781 | IOU | 05652087 | 19.76 | Solar |  |  | Active Application | Trade Secret | Trade | MTR | MTR021 | Residential |  | Trade Secret | 2023
20263-228838-01 | Xcel Energy | 85 | 13781 | IOU | 05264321 | 19.5 | Solar |  |  | Withdrawn | Trade Secret | Trade | MTR | MTR021 | Residential |  | Trade Secret | 2022
20263-228838-01 | Xcel Energy | 85 | 13781 | IOU | 05793650 | 6.677 | Solar |  |  | Interconnected | Trade Secret | Trade | CEL | CEL064 | Residential | Solar*Rewards | Trade Secret | 2024 | 2024
20263-228838-01 | Xcel Energy | 85 | 13781 | IOU | 05612836 | 67.3 | Solar |  |  | Interconnected | Trade Secret | Trade | NOF | NOF071 | Commercial |  | Trade Secret | 2023 | 2024
20263-228838-01 | Xcel Energy | 85 | 13781 | IOU | 03131585 | 13.63 | Solar |  |  | Interconnected | Trade Secret | Trade | PIL | PIL021 | Residential | Solar*Rewards | Trade Secret | 2017 | 2017
20263-228838-01 | Xcel Energy | 85 | 13781 | IOU | 06123861 | 9.109 | Solar |  |  | Interconnected | Trade Secret | Trade | ALD | ALD085 | Residential | Solar*Rewards | Trade Secret | 2025 | 2025
20263-228838-01 | Xcel Energy | 85 | 13781 | IOU | 03130800 | 2.99 | Solar |  |  | Interconnected | Trade Secret | Trade | UPP | UPP086 | Residential |  | Trade Secret | 2007 | 2007
20263-228838-01 | Xcel Energy | 85 | 13781 | IOU | 06190039 | 5.052 | Solar |  |  | Withdrawn | Trade Secret | Trade | MTR | MTR021 | Residential | Solar*Rewards | Trade Secret | 2025
20263-228838-01 | Xcel Energy | 85 | 13781 | IOU | 06218505 | 5.052 | Solar |  | X | Active Application | Trade Secret | Trade | MTR | MTR021 | Residential |  | Trade Secret | 2025
20263-228838-01 | Xcel Energy | 85 | 13781 | IOU | 06230682 | 19.195 | Solar |  |  | Active Application | Trade Secret | Trade | SLP | SLP092 | Residential |  | Trade Secret | 2025
20263-228838-01 | Xcel Energy | 85 | 13781 | IOU | 05587883 | 6.631 | Solar |  |  | Interconnected | Trade Secret | Trade | RAM | RAM064 | Residential | Solar*Rewards | Trade Secret | 2023 | 2024
20263-228838-01 | Xcel Energy | 85 | 13781 | IOU | OID2996828 | 5 | Solar |  |  | Withdrawn | Trade Secret | Trade | SCL | SCL312 | Residential | Solar*Rewards | Trade Secret | 2017
20263-228838-01 | Xcel Energy | 85 | 13781 | IOU | 06201737 | 3.037 | Solar |  |  | Withdrawn | Trade Secret | Trade | RLK | RLK073 | Residential | Solar*Rewards | Trade Secret | 2025
20263-228838-01 | Xcel Energy | 85 | 13781 | IOU | 06202882 | 3.037 | Solar |  |  | Interconnected | Trade Secret | Trade | RLK | RLK073 | Residential |  | Trade Secret | 2025 | 2025
20263-228838-01 | Xcel Energy | 85 | 13781 | IOU | 05390076 | 67.7 | Solar |  |  | Interconnected | Trade Secret | Trade | WSD | WSD061 | Commercial |  | Trade Secret | 2023 | 2024
20263-228838-01 | Xcel Energy | 85 | 13781 | IOU | 03131265 | 7.63 | Solar |  |  | Interconnected | Trade Secret | Trade | SCA | SCA021 | Residential | Made in Minnesota | Trade Secret | 2016 | 2016
20263-228838-01 | Xcel Energy | 85 | 13781 | IOU | 05859000 | 7.616 | Solar |  |  | Interconnected | Trade Secret | Trade | WES | WES064 | Residential |  | Trade Secret | 2024 | 2025
20263-228838-01 | Xcel Energy | 85 | 13781 | IOU | 05942287 | 3.84 | Solar |  |  | Interconnected | Trade Secret | Trade | SOU | SOU063 | Residential | Solar*Rewards | Trade Secret | 2024 | 2025
20263-228838-01 | Xcel Energy | 85 | 13781 | IOU | 05514699 | 5.688 | Solar |  |  | Interconnected | Trade Secret | Trade | ALD | ALD073 | Residential |  | Trade Secret | 2023 | 2023
20263-228838-01 | Xcel Energy | 85 | 13781 | IOU | 04379988 | 6 | Solar |  |  | Active Application | Trade Secret | Trade | NOF | NOF061 | Commercial | Solar*Rewards | Trade Secret | 2021
20263-228838-01 | Xcel Energy | 85 | 13781 | IOU | 04603313 | 5.8 | Solar |  |  | Interconnected | Trade Secret | Trade | EDA | EDA067 | Residential |  | Trade Secret | 2021 | 2021
20263-228838-01 | Xcel Energy | 85 | 13781 | IOU | OID3374715 | 9.994 | Solar |  |  | Withdrawn | Trade Secret | Trade | ALT | ALT021 | Residential | Solar*Rewards | Trade Secret | 2018
20263-228838-01 | Xcel Energy | 85 | 13781 | IOU | 03134931 | 9.94 | Solar |  |  | Interconnected | Trade Secret | Trade | DOC | DOC021 | Residential | Made in Minnesota | Trade Secret | 2016 | 2016
20263-228838-01 | Xcel Energy | 85 | 13781 | IOU | 04373890 | 1.92 | Solar |  |  | Interconnected | Trade Secret | Trade | ALD | ALD076 | Residential | Solar*Rewards | Trade Secret | 2021 | 2021
20263-228838-01 | Xcel Energy | 85 | 13781 | IOU | 05395943 | 3.15 | Solar |  |  | Interconnected | Trade Secret | Trade | TER | TER071 | Residential | Solar*Rewards | Trade Secret | 2023 | 2023
20263-228838-01 | Xcel Energy | 85 | 13781 | IOU | 03130450 | 3.747 | Solar |  |  | Interconnected | Trade Secret | Trade | SOU | SOU063 | Residential | Solar*Rewards | Trade Secret | 2018 | 2018
20263-228838-01 | Xcel Energy | 85 | 13781 | IOU | 05598996 | 9.45 | Solar |  |  | Interconnected | Trade Secret | Trade | APA | APA071 | Residential | Solar*Rewards | Trade Secret | 2023 | 2024
20263-228838-01 | Xcel Energy | 85 | 13781 | IOU | OID3501423 | 4.93 | Solar |  |  | Withdrawn | Trade Secret | Trade | APA | APA071 | Residential | Solar*Rewards | Trade Secret | 2018
20263-228838-01 | Xcel Energy | 85 | 13781 | IOU | 03131707 | 9.5 | Solar |  |  | Interconnected | Trade Secret | Trade | GVW | GVW023 | Residential | Made in Minnesota | Trade Secret | 2017 | 2017
20263-228838-01 | Xcel Energy | 85 | 13781 | IOU | 06066011 | 6.046 | Solar |  |  | Interconnected | Trade Secret | Trade | SOU | SOU064 | Residential | Solar*Rewards | Trade Secret | 2025 | 2025
20263-228838-01 | Xcel Energy | 85 | 13781 | IOU | 05217256 | 5.76 | Solar |  |  | Interconnected | Trade Secret | Trade | CTR | CTR031 | Residential |  | Trade Secret | 2022 | 2022
20263-228838-01 | Xcel Energy | 85 | 13781 | IOU | 05835601 | 5.904 | Solar |  |  | Interconnected | Trade Secret | Trade | XRD | XRD076 | Residential | Solar*Rewards | Trade Secret | 2024 | 2024
20263-228838-01 | Xcel Energy | 85 | 13781 | IOU | 06097125 | 7.616 | Solar |  |  | Interconnected | Trade Secret | Trade | WIL | WIL098 | Residential |  | Trade Secret | 2025 | 2025
20263-228838-01 | Xcel Energy | 85 | 13781 | IOU | 06057759 | 3.747 | Solar |  |  | Active Application | Trade Secret | Trade | UPP | UPP084 | Residential |  | Trade Secret | 2025
20263-228838-01 | Xcel Energy | 85 | 13781 | IOU | 06008297 | 9.423 | Solar |  |  | Interconnected | Trade Secret | Trade | EDA | EDA071 | Residential | Solar*Rewards | Trade Secret | 2024 | 2025
20263-228838-01 | Xcel Energy | 85 | 13781 | IOU | 05331478 | 2.9 | Solar |  |  | Interconnected | Trade Secret | Trade | MPK | MPK063 | Residential |  | Trade Secret | 2022 | 2023
20263-228838-01 | Xcel Energy | 85 | 13781 | IOU | 03691441 | 6 | Solar |  |  | Interconnected | Trade Secret | Trade | CAF | CAF021 | Residential | Solar*Rewards | Trade Secret | 2020 | 2021
20263-228838-01 | Xcel Energy | 85 | 13781 | IOU | 06180584 | 7.971 | Solar |  |  | Interconnected | Trade Secret | Trade | RPO | RPO312 | Residential | Solar*Rewards | Trade Secret | 2025 | 2025
20263-228838-01 | Xcel Energy | 85 | 13781 | IOU | OID3285127 | 7.7 | Solar |  |  | Withdrawn | Trade Secret | Trade | WAS | WAS092 | Residential | Solar*Rewards | Trade Secret | 2018
20263-228838-01 | Xcel Energy | 85 | 13781 | IOU | 03132312 | 7.7 | Solar |  |  | Interconnected | Trade Secret | Trade | WAS | WAS092 | Residential | Solar*Rewards | Trade Secret | 2018 | 2018
20263-228838-01 | Xcel Energy | 85 | 13781 | IOU | 05711670 | 6.282 | Solar |  |  | Interconnected | Trade Secret | Trade | KOL | KOL063 | Residential | Solar*Rewards | Trade Secret | 2024 | 2024
20263-228838-01 | Xcel Energy | 85 | 13781 | IOU | 05709985 | 6.282 |  |  |  | Withdrawn | Trade Secret | Trade | KOL | KOL063 | Residential |  | Trade Secret | 2024
20263-228838-01 | Xcel Energy | 85 | 13781 | IOU | 04981187 | 6.67 | Solar |  |  | Withdrawn | Trade Secret | Trade | EDA | EDA061 | Residential |  | Trade Secret | 2022
20263-228838-01 | Xcel Energy | 85 | 13781 | IOU | OID2624822 | 17.57 | Solar |  |  | Withdrawn | Trade Secret | Trade | SLP | SLP075 | Commercial | Solar*Rewards | Trade Secret | 2016
20263-228838-01 | Xcel Energy | 85 | 13781 | IOU | 03132296 | 5 | Solar |  |  | Interconnected | Trade Secret | Trade | WES | WES076 | Residential | Solar*Rewards | Trade Secret | 2018 | 2018
20263-228838-01 | Xcel Energy | 85 | 13781 | IOU | 06100968 | 21.125 | Solar |  |  | Active Application | Trade Secret | Trade | MDT | MDT073 | Commercial |  | Trade Secret | 2025
20263-228838-01 | Xcel Energy | 85 | 13781 | IOU | 05811985 | 3.747 | Solar |  |  | Interconnected | Trade Secret | Trade | RRK | RRK064 | Residential |  | Trade Secret | 2024 | 2025
20263-228838-01 | Xcel Energy | 85 | 13781 | IOU | 04651192 | 7.616 | Solar |  |  | Interconnected | Trade Secret | Trade | LOK | LOK081 | Residential |  | Trade Secret | 2021 | 2022
20263-228838-01 |  |  |  |  | 06210015 |  | Solar |  |  | Withdrawn | Trade Secret | Trade | WSG | WSG071 | Residential | Solar*Rewards |  | 2025
20263-228838-01 | Xcel Energy | 85 | 13781 | IOU | 05356755 | 8.376 | Solar |  |  | Interconnected | Trade Secret | Trade | WSG | WSG071 | Residential | Solar*Rewards | Trade Secret | 2023 | 2023
20263-228838-01 | Xcel Energy | 85 | 13781 | IOU | 06210005 | 11.5 | Storage |  |  | Withdrawn | Trade Secret | Trade | WSG | WSG071 | Residential |  | Trade Secret | 2025
20263-228838-01 | Xcel Energy | 85 | 13781 | IOU | 06210316 | 11.5 | Storage |  |  | Interconnected | Trade Secret | Trade | WSG | WSG071 | Residential |  | Trade Secret | 2025 | 2025
20263-228838-01 | Xcel Energy | 85 | 13781 | IOU | 04316669 | 8.22 | Solar |  |  | Interconnected | Trade Secret | Trade | WWK | WWK321 | Residential | Solar*Rewards | Trade Secret | 2021 | 2021
20263-228838-01 | Xcel Energy | 85 | 13781 | IOU | 05356725 | 10.121 | Solar |  |  | Interconnected | Trade Secret | Trade | EDP | EDP091 | Residential | Solar*Rewards | Trade Secret | 2023 | 2023
20263-228838-01 | Xcel Energy | 85 | 13781 | IOU | OID1946187 | 3 | Solar |  |  | Interconnected | Trade Secret | Trade | EGL | EGL022 | Residential | Made in Minnesota | Trade Secret | 2014 | 2015
20263-228838-01 | Xcel Energy | 85 | 13781 | IOU | 03134223 | 3 | Solar |  |  | Interconnected | Trade Secret | Trade | EGL | EGL022 | Residential | Made in Minnesota | Trade Secret | 2015 | 2015
20263-228838-01 | Xcel Energy | 85 | 13781 | IOU | 03129695 | 39.998 | Solar |  |  | Interconnected | Trade Secret | Trade | LAC | LAC063 | Commercial | Solar*Rewards | Trade Secret | 2018 | 2019
20263-228838-01 | Xcel Energy | 85 | 13781 | IOU | 05582858 | 15.046 | Solar |  |  | Interconnected | Trade Secret | Trade | MPK | MPK078 | Commercial |  | Trade Secret | 2023 | 2024
20263-228838-01 | Xcel Energy | 85 | 13781 | IOU | 03134272 | 36 | Solar |  |  | Interconnected | Trade Secret | Trade | PIP | PIP090 | Commercial | Made in Minnesota | Trade Secret | 2015 | 2015
20263-228838-01 | Xcel Energy | 85 | 13781 | IOU | 03131934 | 18 | Solar |  |  | Interconnected | Trade Secret | Trade | WAT | WAT081 | Residential | Solar*Rewards | Trade Secret | 2017 | 2018
20263-228838-01 |  |  |  |  | OID3524950 |  | Solar |  |  | Withdrawn | Trade Secret | Trade | WAT | WAT081 | Residential | Solar*Rewards |  | 2018
20263-228838-01 |  |  |  |  | OID3524962 |  | Solar |  |  | Withdrawn | Trade Secret | Trade | WAT | WAT081 | Residential | Solar*Rewards |  | 2018
20263-228838-01 | Xcel Energy | 85 | 13781 | IOU | OID3031483 | 24 | Solar |  |  | Withdrawn | Trade Secret | Trade | WAT | WAT081 | Residential |  | Trade Secret | 2017
20263-228838-01 | Xcel Energy | 85 | 13781 | IOU | 03132099 | 6 | Solar |  |  | Interconnected | Trade Secret | Trade | WAT | WAT081 | Residential |  | Trade Secret | 2017 | 2018
20263-228838-01 | Xcel Energy | 85 | 13781 | IOU | 05712418 | 45.572 | Solar |  |  | Withdrawn | Trade Secret | Trade | RLK | RLK079 | Commercial |  | Trade Secret | 2024
20263-228838-01 | Xcel Energy | 85 | 13781 | IOU | 05714815 | 39.976 | Solar |  |  | Active Application | Trade Secret | Trade | RLK | RLK079 | Commercial |  | Trade Secret | 2024
20263-228838-01 | Xcel Energy | 85 | 13781 | IOU | 04084573 | 5 | Solar |  |  | Interconnected | Trade Secret | Trade | CGR | CGR072 | Residential | Solar*Rewards | Trade Secret | 2020 | 2021
20263-228838-01 | Xcel Energy | 85 | 13781 | IOU | 05419835 | 4.55 | Solar |  |  | Interconnected | Trade Secret | Trade | SLP | SLP072 | Residential | Solar*Rewards | Trade Secret | 2023 | 2023
20263-228838-01 | Xcel Energy | 85 | 13781 | IOU | 04866426 | 7.616 | Solar |  |  | Interconnected | Trade Secret | Trade | ALD | ALD085 | Residential |  | Trade Secret | 2022 | 2022
20263-228838-01 | Xcel Energy | 85 | 13781 | IOU | 05832868 | 99.999 | Solar |  |  | Interconnected | Trade Secret | Trade | RAM | RAM072 | Commercial |  | Trade Secret | 2024 | 2025
20263-228838-01 | Xcel Energy | 85 | 13781 | IOU | 05761740 | 14.976 | Solar |  |  | Interconnected | Trade Secret | Trade | CAF | CAF022 | Residential |  | Trade Secret | 2024 | 2024
20263-228838-01 | Xcel Energy | 85 | 13781 | IOU | OID2955689 | 5 | Solar |  |  | Withdrawn | Trade Secret | Trade | GNL | GNL072 | Residential | Solar*Rewards | Trade Secret | 2017
20263-228838-01 | Xcel Energy | 85 | 13781 | IOU | 03131492 | 7.63 | Solar |  |  | Interconnected | Trade Secret | Trade | GNL | GNL072 | Residential | Solar*Rewards | Trade Secret | 2017 | 2017
20263-228838-01 | Xcel Energy | 85 | 13781 | IOU | 04800778 | 7.329 | Solar |  |  | Withdrawn | Trade Secret | Trade | GLK | GLK063 | Residential | Solar*Rewards | Trade Secret | 2022
20263-228838-01 | Xcel Energy | 85 | 13781 | IOU | 05389001 | 10.075 | Solar |  |  | Interconnected | Trade Secret | Trade | GLK | GLK063 | Residential |  | Trade Secret | 2023 | 2023
20263-228838-01 | Xcel Energy | 85 | 13781 | IOU | 03132810 | 7.616 | Solar |  |  | Interconnected | Trade Secret | Trade | SOU | SOU076 | Residential | Solar*Rewards | Trade Secret | 2018 | 2018
20263-228838-01 |  |  |  |  | OID3461360 |  | Solar |  |  | Withdrawn | Trade Secret | Trade | SOU | SOU076 | Residential | Solar*Rewards |  | 2018
20263-228838-01 | Xcel Energy | 85 | 13781 | IOU | OID3461576 | 7.616 | Solar |  |  | Withdrawn | Trade Secret | Trade | SOU | SOU076 | Residential | Solar*Rewards | Trade Secret | 2018
20263-228838-01 | Xcel Energy | 85 | 13781 | IOU | OID3429430 | 7.616 | Solar |  |  | Withdrawn | Trade Secret | Trade | SOU | SOU076 | Residential | Solar*Rewards | Trade Secret | 2018
20263-228838-01 | Xcel Energy | 85 | 13781 | IOU | 06151516 | 5.314 | Solar |  |  | Interconnected | Trade Secret | Trade | BRP | BRP072 | Residential |  | Trade Secret | 2025 | 2025
20263-228838-01 | Xcel Energy | 85 | 13781 | IOU | 03130606 | 5 | Solar |  |  | Interconnected | Trade Secret | Trade | WKN | WKN001 | Residential | Made in Minnesota | Trade Secret | 2016 | 2017
20263-228838-01 | Xcel Energy | 85 | 13781 | IOU | 05712096 | 6.93 | Solar |  |  | Interconnected | Trade Secret | Trade | MPK | MPK076 | Residential | Solar*Rewards | Trade Secret | 2024 | 2024
20263-228838-01 | Xcel Energy | 85 | 13781 | IOU | 05601541 | 5.04 | Solar |  | X | Active Application | Trade Secret | Trade | MPK | MPK076 | Residential | Solar*Rewards | Trade Secret | 2023
20263-228838-01 | Xcel Energy | 85 | 13781 | IOU | 06018015 | 5 | Storage |  |  | Interconnected | Trade Secret | Trade | MPK | MPK076 | Residential |  | Trade Secret | 2024 | 2025
20263-228838-01 | Xcel Energy | 85 | 13781 | IOU | 04924191 | 7.7 | Solar |  |  | Interconnected | Trade Secret | Trade | ALK | ALK072 | Residential | Solar*Rewards | Trade Secret | 2022 | 2022
20263-228838-01 | Xcel Energy | 85 | 13781 | IOU | 05356776 | 5.584 | Solar |  |  | Interconnected | Trade Secret | Trade | SOU | SOU072 | Residential | Solar*Rewards | Trade Secret | 2023 | 2023
20263-228838-01 | Xcel Energy | 85 | 13781 | IOU | 05358834 | 6.09 | Solar |  |  | Active Application | Trade Secret | Trade | MEL | MEL069 | Residential |  | Trade Secret | 2023
20263-228838-01 | Xcel Energy | 85 | 13781 | IOU | 05287060 | 6.09 | Solar |  |  | Withdrawn | Trade Secret | Trade | MEL | MEL069 | Residential |  | Trade Secret | 2022
20263-228838-01 | Xcel Energy | 85 | 13781 | IOU | 05377228 | 6.09 | Solar |  |  | Interconnected | Trade Secret | Trade | MEL | MEL069 | Residential |  | Trade Secret | 2023 | 2023
20263-228838-01 | Xcel Energy | 85 | 13781 | IOU | 03134629 | 9.12 | Solar |  |  | Interconnected | Trade Secret | Trade | MND | MND063 | Residential | Solar*Rewards | Trade Secret | 2015 | 2015
20263-228838-01 | Xcel Energy | 85 | 13781 | IOU | 05292549 | 7.68 | Solar |  |  | Withdrawn | Trade Secret | Trade | LAP | LAP311 | Residential |  | Trade Secret | 2022
20263-228838-01 | Xcel Energy | 85 | 13781 | IOU | OID3705133 | 6.052 | Solar |  |  | Withdrawn | Trade Secret | Trade | MOL | MOL072 | Residential | Solar*Rewards | Trade Secret | 2019
20263-228838-01 | Xcel Energy | 85 | 13781 | IOU | 03130552 | 7.76 | Solar |  |  | Interconnected | Trade Secret | Trade | MOL | MOL072 | Residential | Solar*Rewards | Trade Secret | 2019 | 2019
20263-228838-01 | Xcel Energy | 85 | 13781 | IOU | 03134046 | 7.63 | Solar |  |  | Interconnected | Trade Secret | Trade | DOC | DOC031 | Residential | Solar*Rewards | Trade Secret | 2014 | 2014
20263-228838-01 | Xcel Energy | 85 | 13781 | IOU | 05981020 | 8.73 | Solar |  |  | Interconnected | Trade Secret | Trade | DND | DND071 | Residential | Solar*Rewards | Trade Secret | 2024 | 2025
20263-228838-01 | Xcel Energy | 85 | 13781 | IOU | 05225858 | 6.4 | Solar |  |  | Interconnected | Trade Secret | Trade | FSL | FSL312 | Residential |  | Trade Secret | 2022 | 2023
20263-228838-01 | Xcel Energy | 85 | 13781 | IOU | 04923183 | 7.616 | Solar |  |  | Interconnected | Trade Secret | Trade | TWL | TWL072 | Residential | Solar*Rewards | Trade Secret | 2022 | 2022
20263-228838-01 | Xcel Energy | 85 | 13781 | IOU | SRO29733 | 3.6 | Solar |  |  | Withdrawn | Trade Secret | Trade | NOF | NOF071 | Residential | Solar*Rewards | Trade Secret | 2013
20263-228838-01 | Xcel Energy | 85 | 13781 | IOU | 03134690 | 3.8 | Solar |  |  | Interconnected | Trade Secret | Trade | NOF | NOF071 | Residential | Solar*Rewards | Trade Secret | 2015 | 2016
20263-228838-01 | Xcel Energy | 85 | 13781 | IOU | OID3789651 | 7.616 | Solar |  |  | Withdrawn | Trade Secret | Trade | MND | MND063 | Residential | Solar*Rewards | Trade Secret | 2019
20263-228838-01 | Xcel Energy | 85 | 13781 | IOU | 06264838 | 5.693 | Solar |  |  | Active Application | Trade Secret | Trade | GNL | GNL063 | Residential |  | Trade Secret | 2025
20263-228838-01 | Xcel Energy | 85 | 13781 | IOU | 05939264 | 7.616 | Solar |  |  | Interconnected | Trade Secret | Trade | WIL | WIL071 | Residential |  | Trade Secret | 2024 | 2025
20263-228838-01 | Xcel Energy | 85 | 13781 | IOU | 03134456 | 3 | Solar |  |  | Interconnected | Trade Secret | Trade | NOF | NOF072 | Residential | Solar*Rewards | Trade Secret | 2015 | 2015
20263-228838-01 | Xcel Energy | 85 | 13781 | IOU | 06144144 | 4.064 | Solar |  |  | Active Application | Trade Secret | Trade | AFT | AFT322 | Residential | Solar*Rewards | Trade Secret | 2025
20263-228838-01 | Xcel Energy | 85 | 13781 | IOU | 03130900 | 2.7 | Solar |  |  | Interconnected | Trade Secret | Trade | BLC | BLC062 | Residential |  | Trade Secret | 2009 | 2009
20263-228838-01 | Xcel Energy | 85 | 13781 | IOU | 05707976 | 7.616 | Solar |  |  | Withdrawn | Trade Secret | Trade | BLC | BLC062 | Residential |  | Trade Secret | 2024
20263-228838-01 | Xcel Energy | 85 | 13781 | IOU | 04418268 | 7.616 | Solar |  |  | Interconnected | Trade Secret | Trade | BLC | BLC062 | Residential | Solar*Rewards | Trade Secret | 2021 | 2022
20263-228838-01 | Xcel Energy | 85 | 13781 | IOU | 05278044 | 7.68 | Solar |  |  | Interconnected | Trade Secret | Trade | CHE | CHE065 | Residential |  | Trade Secret | 2022 | 2023
20263-228838-01 | Xcel Energy | 85 | 13781 | IOU | 03130602 | 6 | Solar |  |  | Interconnected | Trade Secret | Trade | GIB | GIB021 | Residential | Solar*Rewards | Trade Secret | 2016 | 2016
20263-228838-01 | Xcel Energy | 85 | 13781 | IOU | 06230182 | 10.121 | Solar |  |  | Interconnected | Trade Secret | Trade | WES | WES074 | Residential |  | Trade Secret | 2025 | 2025
20263-228838-01 | Xcel Energy | 85 | 13781 | IOU | 04402120 | 4.35 | Solar |  |  | Interconnected | Trade Secret | Trade | RLK | RLK066 | Residential | Solar*Rewards | Trade Secret | 2021 | 2021
20263-228838-01 | Xcel Energy | 85 | 13781 | IOU | 06212992 | 6.282 | Solar |  |  | Interconnected | Trade Secret | Trade | UPP | UPP085 | Residential |  | Trade Secret | 2025 | 2025
20263-228838-01 | Xcel Energy | 85 | 13781 | IOU | 03131125 | 7.31 | Solar |  |  | Interconnected | Trade Secret | Trade | AFT | AFT314 | Residential |  | Trade Secret | 2012 | 2012
20263-228838-01 | Xcel Energy | 85 | 13781 | IOU | 06104639 | 9.109 | Solar |  |  | Withdrawn | Trade Secret | Trade | RAM | RAM073 | Residential | Solar*Rewards | Trade Secret | 2025
20263-228838-01 | Xcel Energy | 85 | 13781 | IOU | 06104683 | 10.628 | Solar |  | X | Interconnected | Trade Secret | Trade | RAM | RAM073 | Residential |  | Trade Secret | 2025 | 2025
20263-228838-01 | Xcel Energy | 85 | 13781 | IOU | 06037007 | 8.064 | Solar |  |  | Interconnected | Trade Secret | Trade | RIV | RIV076 | Residential |  | Trade Secret | 2024 | 2025
20263-228838-01 | Xcel Energy | 85 | 13781 | IOU | 03132324 | 13.616 | Solar |  |  | Interconnected | Trade Secret | Trade | RAM | RAM064 | Residential | Solar*Rewards | Trade Secret | 2018 | 2018
20263-228838-01 | Xcel Energy | 85 | 13781 | IOU | 03132216 | 9.94 | Solar |  |  | Interconnected | Trade Secret | Trade | NOF | NOF061 | Residential | Solar*Rewards | Trade Secret | 2018 | 2018
20263-228838-01 | Xcel Energy | 85 | 13781 | IOU | 06213994 | 4.06 | Solar |  |  | Interconnected | Trade Secret | Trade | TWL | TWL063 | Residential |  | Trade Secret | 2025 | 2025
20263-228838-01 | Xcel Energy | 85 | 13781 | IOU | 05855012 | 5.052 | Solar |  |  | Interconnected | Trade Secret | Trade | BYT | BYT061 | Residential |  | Trade Secret | 2024 | 2025
20263-228838-01 | Xcel Energy | 85 | 13781 | IOU | 04794050 | 9.994 | Solar |  |  | Interconnected | Trade Secret | Trade | HYL | HYL074 | Residential | Solar*Rewards | Trade Secret | 2022 | 2022
20263-228838-01 | Xcel Energy | 85 | 13781 | IOU | 03130516 | 7.616 | Solar |  |  | Interconnected | Trade Secret | Trade | HUG | HUG312 | Residential | Solar*Rewards | Trade Secret | 2018 | 2019
20263-228838-01 | Xcel Energy | 85 | 13781 | IOU | 03787174 | 6.96 | Solar |  |  | Interconnected | Trade Secret | Trade | ORO | ORO061 | Residential | Solar*Rewards | Trade Secret | 2020 | 2020
20263-228838-01 | Xcel Energy | 85 | 13781 | IOU | 06212264 | 10.47 | Solar |  |  | Interconnected | Trade Secret | Trade | WES | WES073 | Residential |  | Trade Secret | 2025 | 2025
20263-228838-01 | Xcel Energy | 85 | 13781 | IOU | SRO29834 | 45 | Solar |  |  | Withdrawn | Trade Secret | Trade |  |  | Residential | Solar*Rewards | Trade Secret | 2013
20263-228838-01 | Xcel Energy | 85 | 13781 | IOU | 05154144 | 5.5 | Solar |  |  | Interconnected | Trade Secret | Trade | AFT | AFT315 | Residential |  | Trade Secret | 2022 | 2022
20263-228838-01 | Xcel Energy | 85 | 13781 | IOU | 05537416 | 8.99 | Solar |  |  | Interconnected | Trade Secret | Trade | MEL | MEL061 | Residential |  | Trade Secret | 2023 | 2023
20263-228838-01 | Xcel Energy | 85 | 13781 | IOU | 04823229 | 15.232 | Solar |  |  | Interconnected | Trade Secret | Trade | VMR | VMR062 | Residential |  | Trade Secret | 2022 | 2022
20263-228838-01 | Xcel Energy | 85 | 13781 | IOU | 03974030 | 2.16 | Solar |  |  | Interconnected | Trade Secret | Trade | WES | WES065 | Residential | Solar*Rewards | Trade Secret | 2020 | 2020
20263-228838-01 | Xcel Energy | 85 | 13781 | IOU | 03132141 | 7 | Solar |  |  | Interconnected | Trade Secret | Trade | GVW | GVW032 | Residential | Made in Minnesota | Trade Secret | 2017 | 2017
20263-228838-01 |  |  |  |  | OID3821691 |  | Solar |  |  | Withdrawn | Trade Secret | Trade | FAP | FAP061 | Residential | Solar*Rewards |  | 2019
20263-228838-01 | Xcel Energy | 85 | 13781 | IOU | 05356937 | 21.46 | Solar |  |  | Active Application | Trade Secret | Trade | SAV | SAV069 | Residential | Solar*Rewards | Trade Secret | 2023
20263-228838-01 | Xcel Energy | 85 | 13781 | IOU | 05675108 | 5.904 | Solar |  |  | Interconnected | Trade Secret | Trade | RPO | RPO311 | Residential |  | Trade Secret | 2023 | 2024
20263-228838-01 | Xcel Energy | 85 | 13781 | IOU | 05356569 | 13.05 | Solar |  | X | Interconnected | Trade Secret | Trade | LEX | LEX332 | Residential | Solar*Rewards | Trade Secret | 2023 | 2024
20263-228838-01 | Xcel Energy | 85 | 13781 | IOU | 03886651 | 4.56 | Solar |  |  | Interconnected | Trade Secret | Trade | GAY | GAY002 | Residential | Solar*Rewards | Trade Secret | 2020 | 2020
20263-228838-01 | Xcel Energy | 85 | 13781 | IOU | 03132696 | 19.88 | Solar |  |  | Interconnected | Trade Secret | Trade | CEL | CEL064 | Residential | Solar*Rewards | Trade Secret | 2018 | 2018
20263-228838-01 | Xcel Energy | 85 | 13781 | IOU | OID3425562 | 19.015 | Solar |  |  | Withdrawn | Trade Secret | Trade | CEL | CEL064 | Residential | Solar*Rewards | Trade Secret | 2018
20263-228838-01 | Xcel Energy | 85 | 13781 | IOU | OID2814727 | 9.995 | Solar |  |  | Withdrawn | Trade Secret | Trade | MST | MST075 | Commercial | Made in Minnesota | Trade Secret | 2016
20263-228838-01 | Xcel Energy | 85 | 13781 | IOU | 03131392 | 9.995 | Solar |  |  | Interconnected | Trade Secret | Trade | MST | MST075 | Commercial | Solar*Rewards | Trade Secret | 2017 | 2017
20263-228838-01 | Xcel Energy | 85 | 13781 | IOU | 05988657 | 5.052 | Solar |  |  | Withdrawn | Trade Secret | Trade | HYL | HYL072 | Residential |  | Trade Secret | 2024
20263-228838-01 | Xcel Energy | 85 | 13781 | IOU | 06053574 | 7.591 | Solar |  |  | Interconnected | Trade Secret | Trade | HYL | HYL072 | Residential | Solar*Rewards | Trade Secret | 2025 | 2025
20263-228838-01 |  |  |  |  | OID3785712 |  | Solar |  |  | Withdrawn | Trade Secret | Trade | SED | SED061 | Residential | Solar*Rewards |  | 2019
20263-228838-01 | Xcel Energy | 85 | 13781 | IOU | SRO31407 | 5 | Solar |  |  | Withdrawn | Trade Secret | Trade | UPP | UPP082 | Residential | Solar*Rewards | Trade Secret | 2013
20263-228838-01 | Xcel Energy | 85 | 13781 | IOU | 06246469 | 7.6 | Solar |  |  | Withdrawn | Trade Secret | Trade | ESW | ESW081 | Residential |  | Trade Secret | 2025
20263-228838-01 | Xcel Energy | 85 | 13781 | IOU | 06201464 | 7.6 | Solar |  |  | Withdrawn | Trade Secret | Trade | ESW | ESW081 | Residential | Solar*Rewards | Trade Secret | 2025
20263-228838-01 | Xcel Energy | 85 | 13781 | IOU | 05982872 | 5.76 | Solar |  |  | Interconnected | Trade Secret | Trade | ESW | ESW081 | Residential | Solar*Rewards | Trade Secret | 2024 | 2025
20263-228838-01 | Xcel Energy | 85 | 13781 | IOU | 06161508 | 4.934 | Solar |  |  | Interconnected | Trade Secret | Trade | RRK | RRK064 | Residential | Solar*Rewards | Trade Secret | 2025 | 2025
20263-228838-01 | Xcel Energy | 85 | 13781 | IOU | 05809778 | 7.35 | Solar |  |  | Interconnected | Trade Secret | Trade | APA | APA061 | Residential | Solar*Rewards | Trade Secret | 2024 | 2024
20263-228838-01 | Xcel Energy | 85 | 13781 | IOU | 03134651 | 9.1 | Solar |  |  | Interconnected | Trade Secret | Trade | CGR | CGR063 | Residential | Made in Minnesota | Trade Secret | 2015 | 2016
20263-228838-01 | Xcel Energy | 85 | 13781 | IOU | 04266007 | 40 | Solar |  |  | Interconnected | Trade Secret | Trade | ECK | ECK061 | Commercial | Solar*Rewards | Trade Secret | 2021 | 2021
20263-228838-01 | Xcel Energy | 85 | 13781 | IOU | 04935224 | 532.8 | Solar |  |  | Interconnected | Trade Secret | Trade | ECK | ECK061 | Commercial |  | Trade Secret | 2022 | 2022
20263-228838-01 | Xcel Energy | 85 | 13781 | IOU | 05364297 | 2.61 | Solar |  |  | Interconnected | Trade Secret | Trade | EDA | EDA067 | Residential |  | Trade Secret | 2023 | 2023
20263-228838-01 | Xcel Energy | 85 | 13781 | IOU | 03137701 | 9.94 | Solar |  |  | Interconnected | Trade Secret | Trade | UPP | UPP082 | Residential | Solar*Rewards | Trade Secret | 2017 | 2018
20263-228838-01 |  |  |  |  | OID3353839 |  | Solar |  |  | Withdrawn | Trade Secret | Trade | UPP | UPP082 | Residential |  |  | 2018
20263-228838-01 | Xcel Energy | 85 | 13781 | IOU | 04745587 | 10 | Storage |  |  | Interconnected | Trade Secret | Trade | UPP | UPP082 | Residential |  | Trade Secret | 2021 | 2022
20263-228838-01 | Xcel Energy | 85 | 13781 | IOU | 03131840 | 8 | Solar |  |  | Interconnected | Trade Secret | Trade | ESW | ESW082 | Residential | Solar*Rewards | Trade Secret | 2017 | 2017
20263-228838-01 | Xcel Energy | 85 | 13781 | IOU | 05848810 | 7.212 | Solar |  |  | Interconnected | Trade Secret | Trade | PKL | PKL065 | Residential |  | Trade Secret | 2024 | 2024
20263-228838-01 | Xcel Energy | 85 | 13781 | IOU | 05427731 | 12.216 | Storage |  |  | Interconnected | Trade Secret | Trade | HWW | HWW074 | Residential |  | Trade Secret | 2023 | 2023
20263-228838-01 | Xcel Energy | 85 | 13781 | IOU | 05226563 | 8.376 | Solar |  |  | Interconnected | Trade Secret | Trade | HWW | HWW074 | Residential |  | Trade Secret | 2022 | 2023
20263-228838-01 | Xcel Energy | 85 | 13781 | IOU | 05239460 | 299.997 | Solar |  |  | Interconnected | Trade Secret | Trade | PKL | PKL062 | Commercial |  | Trade Secret | 2023 | 2023
20263-228838-01 | Xcel Energy | 85 | 13781 | IOU | 06227688 | 2.881 | Solar |  |  | Interconnected | Trade Secret | Trade | TLK | TLK064 | Residential |  | Trade Secret | 2025 | 2026
20263-228838-01 | Xcel Energy | 85 | 13781 | IOU | 03149760 | 15.2 | Solar |  |  | Interconnected | Trade Secret | Trade | MTV | MTV021 | Residential | Solar*Rewards | Trade Secret | 2019 | 2020
20263-228838-01 | Xcel Energy | 85 | 13781 | IOU | OID3721073 | 16.4 | Solar |  |  | Withdrawn | Trade Secret | Trade | MTV | MTV021 | Residential | Solar*Rewards | Trade Secret | 2019
20263-228838-01 | Xcel Energy | 85 | 13781 | IOU | SRO29920 | 45 | Solar |  |  | Withdrawn | Trade Secret | Trade | UPP | UPP061 | Commercial | Solar*Rewards | Trade Secret | 2013
20263-228838-01 | Xcel Energy | 85 | 13781 | IOU | 05344423 | 5.76 | Solar |  |  | Interconnected | Trade Secret | Trade | ECK | ECK342 | Residential |  | Trade Secret | 2022 | 2023
20263-228838-01 | Xcel Energy | 85 | 13781 | IOU | 05507709 | 6.32 | Solar |  |  | Interconnected | Trade Secret | Trade | WES | WES074 | Residential |  | Trade Secret | 2023 | 2023
20263-228838-01 | Xcel Energy | 85 | 13781 | IOU | 05476076 | 5.67 | Solar |  |  | Withdrawn | Trade Secret | Trade | WES | WES074 | Residential | Solar*Rewards | Trade Secret | 2023
20263-228838-01 | Xcel Energy | 85 | 13781 | IOU | 03131153 | 4800 | Other |  |  | Interconnected | Trade Secret | Trade | UPP | UPP067 | Commercial |  | Trade Secret | 2013 | 2013
20263-228838-01 | Xcel Energy | 85 | 13781 | IOU | 05992716 | 6.046 | Solar |  |  | Interconnected | Trade Secret | Trade | ESW | ESW072 | Residential |  | Trade Secret | 2024 | 2025
20263-228838-01 | Xcel Energy | 85 | 13781 | IOU | 05995877 | 4.35 | Solar |  |  | Active Application | Trade Secret | Trade | HWW | HWW072 | Residential | Solar*Rewards | Trade Secret | 2024
20263-228838-01 | Xcel Energy | 85 | 13781 | IOU | 05954859 | 4.886 | Solar |  |  | Interconnected | Trade Secret | Trade | HWW | HWW072 | Residential | Solar*Rewards | Trade Secret | 2024 | 2025
20263-228838-01 | Xcel Energy | 85 | 13781 | IOU | 04793475 | 7.83 | Solar |  |  | Interconnected | Trade Secret | Trade | WCS | WCS072 | Residential | Solar*Rewards | Trade Secret | 2022 | 2022
20263-228838-01 | Xcel Energy | 85 | 13781 | IOU | 03134179 | 7.5 | Solar |  |  | Interconnected | Trade Secret | Trade | RAM | RAM073 | Residential | Solar*Rewards | Trade Secret | 2015 | 2015
20263-228838-01 | Xcel Energy | 85 | 13781 | IOU | 04294004 | 5.584 | Solar |  |  | Interconnected | Trade Secret | Trade | SOU | SOU087 | Residential | Solar*Rewards | Trade Secret | 2021 | 2021
20263-228838-01 | Xcel Energy | 85 | 13781 | IOU | 04419141 | 3.84 | Storage |  |  | Interconnected | Trade Secret | Trade | SOU | SOU087 | Residential |  | Trade Secret | 2021 | 2021
20263-228838-01 | Xcel Energy | 85 | 13781 | IOU | 03512493 | 3.19 | Solar |  |  | Interconnected | Trade Secret | Trade | TER | TER071 | Residential | Solar*Rewards | Trade Secret | 2019 | 2020
20263-228838-01 | Xcel Energy | 85 | 13781 | IOU | OID3313565 | 19.999 | Solar |  |  | Withdrawn | Trade Secret | Trade | JOR | JOR022 | Commercial | Solar*Rewards | Trade Secret | 2018
20263-228838-01 | Xcel Energy | 85 | 13781 | IOU | 06322110 | 9.772 | Solar |  | X | Active Application | Trade Secret | Trade | MEL | MEL067 | Residential | Solar*Rewards | Trade Secret | 2026
20263-228838-01 | Xcel Energy | 85 | 13781 | IOU | 06203109 | 9.772 | Solar |  | X | Withdrawn | Trade Secret | Trade | MEL | MEL067 | Residential | Solar*Rewards | Trade Secret | 2025
20263-228838-01 | Xcel Energy | 85 | 13781 | IOU | 04793679 | 5.054 | Solar |  |  | Interconnected | Trade Secret | Trade | WIL | WIL097 | Residential | Solar*Rewards | Trade Secret | 2022 | 2022
20263-228838-01 | Xcel Energy | 85 | 13781 | IOU | 03133367 | 6.08 | Solar |  |  | Interconnected | Trade Secret | Trade | LAB | LAB312 | Residential | Solar*Rewards | Trade Secret | 2011 | 2011
20263-228838-01 | Xcel Energy | 85 | 13781 | IOU | 05712372 | 6.3 | Solar |  |  | Interconnected | Trade Secret | Trade | AFT | AFT314 | Residential | Solar*Rewards | Trade Secret | 2024 | 2024
20263-228838-01 |  |  |  |  | 03845639 |  | Solar |  |  | Active Application | Trade Secret | Trade | SMT | SMT061 | Residential | Solar*Rewards |  | 2020
20263-228838-01 | Xcel Energy | 85 | 13781 | IOU | 04043188 | 6 | Solar |  |  | Interconnected | Trade Secret | Trade | SMT | SMT061 | Residential | Solar*Rewards | Trade Secret | 2020 | 2021
20263-228838-01 | Xcel Energy | 85 | 13781 | IOU | 05755884 | 5.355 | Solar |  |  | Interconnected | Trade Secret | Trade | GLK | GLK063 | Residential | Solar*Rewards | Trade Secret | 2024 | 2024
20263-228838-01 | Xcel Energy | 85 | 13781 | IOU | 03569745 | 2.32 | Solar |  |  | Interconnected | Trade Secret | Trade | SOU | SOU075 | Residential | Solar*Rewards | Trade Secret | 2020 | 2020
20263-228838-01 | Xcel Energy | 85 | 13781 | IOU | 06075212 | 22.272 | Solar |  | X | Active Application | Trade Secret | Trade | BYT | BYT061 | Residential | Solar*Rewards | Trade Secret | 2025
20263-228838-01 | Xcel Energy | 85 | 13781 | IOU | 03131984 | 9.94 | Solar |  |  | Interconnected | Trade Secret | Trade | LCR | LCR311 | Residential | Made in Minnesota | Trade Secret | 2017 | 2017
20263-228838-01 | Xcel Energy | 85 | 13781 | IOU | 04916972 | 10.121 | Solar |  |  | Interconnected | Trade Secret | Trade | MEL | MEL061 | Residential | Solar*Rewards | Trade Secret | 2022 | 2022
20263-228838-01 | Xcel Energy | 85 | 13781 | IOU | 06121690 | 8.064 | Solar |  |  | Interconnected | Trade Secret | Trade | WAS | WAS092 | Residential | Solar*Rewards | Trade Secret | 2025 | 2025
20263-228838-01 | Xcel Energy | 85 | 13781 | IOU | 05834457 | 5.052 | Solar |  |  | Interconnected | Trade Secret | Trade | STY | STY065 | Residential |  | Trade Secret | 2024 | 2025
20263-228838-01 | Xcel Energy | 85 | 13781 | IOU | 06296091 | 9.184 | Solar |  |  | Interconnected | Trade Secret | Trade | ALD | ALD088 | Residential |  | Trade Secret | 2025 | 2025
20263-228838-01 | Xcel Energy | 85 | 13781 | IOU | 03129970 | 6 | Solar |  |  | Interconnected | Trade Secret | Trade | HWW | HWW074 | Residential | Solar*Rewards | Trade Secret | 2018 | 2019
20263-228838-01 | Xcel Energy | 85 | 13781 | IOU | 06228580 | 7.6 | Solar |  |  | Active Application | Trade Secret | Trade | WCR | WCR322 | Residential |  | Trade Secret | 2025
20263-228838-01 | Xcel Energy | 85 | 13781 | IOU | 05320805 | 1500 | Other |  |  | Active Application | Trade Secret | Trade | BCR | BCR083 | Commercial |  | Trade Secret | 2023
20263-228838-01 | Xcel Energy | 85 | 13781 | IOU | 03358765 | 5 | Solar |  |  | Interconnected | Trade Secret | Trade | ALD | ALD072 | Residential | Solar*Rewards | Trade Secret | 2019 | 2020
20263-228838-01 | Xcel Energy | 85 | 13781 | IOU | 05496740 | 6.636 | Solar |  |  | Withdrawn | Trade Secret | Trade | BYT | BYT061 | Residential | Solar*Rewards | Trade Secret | 2023
20263-228838-01 | Xcel Energy | 85 | 13781 | IOU | 03132668 | 18 | Solar |  |  | Interconnected | Trade Secret | Trade | WAS | WAS092 | Residential | Solar*Rewards | Trade Secret | 2018 | 2019
20263-228838-01 | Xcel Energy | 85 | 13781 | IOU | OID4039180 | 39.998 | Solar |  |  | Withdrawn | Trade Secret | Trade | ALD | ALD086 | Commercial | Solar*Rewards | Trade Secret | 2019
20263-228838-01 | Xcel Energy | 85 | 13781 | IOU | 04279598 | 18 | Solar |  |  | Interconnected | Trade Secret | Trade | ALD | ALD086 | Commercial | Solar*Rewards | Trade Secret | 2021 | 2021
20263-228838-01 | Xcel Energy | 85 | 13781 | IOU | 04793895 | 4.886 | Solar |  |  | Interconnected | Trade Secret | Trade | SHP | SHP062 | Residential | Solar*Rewards | Trade Secret | 2022 | 2022
20263-228838-01 | Xcel Energy | 85 | 13781 | IOU | 05527912 | 7.83 | Solar |  |  | Interconnected | Trade Secret | Trade | DHL | DHL061 | Residential | Solar*Rewards | Trade Secret | 2023 | 2023
20263-228838-01 | Xcel Energy | 85 | 13781 | IOU | 05766915 | 5.355 | Solar |  |  | Interconnected | Trade Secret | Trade | SOU | SOU076 | Residential | Solar*Rewards | Trade Secret | 2024 | 2024
20263-228838-01 | Xcel Energy | 85 | 13781 | IOU | 03134574 | 3.8 | Solar |  |  | Interconnected | Trade Secret | Trade | NOF | NOF071 | Residential | Made in Minnesota | Trade Secret | 2015 | 2015
20263-228838-01 | Xcel Energy | 85 | 13781 | IOU | 05852414 | 5.76 | Solar |  |  | Interconnected | Trade Secret | Trade | AFT | AFT321 | Residential | Solar*Rewards | Trade Secret | 2024 | 2024
20263-228838-01 | Xcel Energy | 85 | 13781 | IOU | SRO30319 | 2.795 | Solar |  |  | Withdrawn | Trade Secret | Trade | SLP | SLP084 | Residential | Solar*Rewards | Trade Secret | 2013
20263-228838-01 | Xcel Energy | 85 | 13781 | IOU | 03131183 | 3.25 | Solar |  |  | Interconnected | Trade Secret | Trade | SLP | SLP084 | Residential |  | Trade Secret | 2013 | 2013
20263-228838-01 | Xcel Energy | 85 | 13781 | IOU | 05174957 | 6.4 | Solar |  |  | Interconnected | Trade Secret | Trade | ECK | ECK342 | Residential |  | Trade Secret | 2022 | 2022
20263-228838-01 | Xcel Energy | 85 | 13781 | IOU | 05825096 | 180 | Solar |  |  | Interconnected | Trade Secret | Trade | LLK | LLK072 | Commercial |  | Trade Secret | 2024 | 2024
20263-228838-01 | Xcel Energy | 85 | 13781 | IOU | 05532342 | 9.6 | Solar |  |  | Interconnected | Trade Secret | Trade | HUG | HUG322 | Residential | Solar*Rewards | Trade Secret | 2023 | 2023
20263-228838-01 | Xcel Energy | 85 | 13781 | IOU | 06104758 | 11.5 | Solar |  | X | Interconnected | Trade Secret | Trade | SHP | SHP061 | Residential |  | Trade Secret | 2025 | 2025
20263-228838-01 | Xcel Energy | 85 | 13781 | IOU | 03132714 | 6.67 | Solar |  |  | Interconnected | Trade Secret | Trade | WTN | WTN061 | Residential | Solar*Rewards | Trade Secret | 2018 | 2019
20263-228838-01 | Xcel Energy | 85 | 13781 | IOU | 05966525 | 15.232 | Solar |  |  | Active Application | Trade Secret | Trade | FSL | FSL311 | Residential |  | Trade Secret | 2024
20263-228838-01 |  |  |  |  | OID2289694 |  | Solar |  |  | Withdrawn | Trade Secret | Trade | HUG | HUG321 | Residential | Made in Minnesota |  | 2015
20263-228838-01 | Xcel Energy | 85 | 13781 | IOU | 06276526 | 4.875 | Solar |  |  | Active Application | Trade Secret | Trade | CEL | CEL061 | Residential |  | Trade Secret | 2025
20263-228838-01 | Xcel Energy | 85 | 13781 | IOU | 03140647 | 8.7 | Solar |  |  | Interconnected | Trade Secret | Trade | CTR | CTR031 | Residential | Solar*Rewards | Trade Secret | 2019 | 2019
20263-228838-01 | Xcel Energy | 85 | 13781 | IOU | OID3785669 | 8.7 | Solar |  |  | Withdrawn | Trade Secret | Trade | CTR | CTR031 | Residential | Solar*Rewards | Trade Secret | 2019
20263-228838-01 | Xcel Energy | 85 | 13781 | IOU | 04794009 | 11.31 | Solar |  |  | Interconnected | Trade Secret | Trade | LOK | LOK093 | Residential | Solar*Rewards | Trade Secret | 2022 | 2022
20263-228838-01 | Xcel Energy | 85 | 13781 | IOU | 05510359 | 2.61 | Solar |  |  | Interconnected | Trade Secret | Trade | OSS | OSS063 | Residential |  | Trade Secret | 2023 | 2023
20263-228838-01 | Xcel Energy | 85 | 13781 | IOU | 06323330 | 3.839 | Solar |  |  | Active Application | Trade Secret | Trade | RPO | RPO312 | Residential | Solar*Rewards | Trade Secret | 2026
20263-228838-01 | Xcel Energy | 85 | 13781 | IOU | 04948528 | 36 | Solar |  |  | Active Application | Trade Secret | Trade | NOF | NOF061 | Commercial | Solar*Rewards | Trade Secret | 2022
20263-228838-01 | Xcel Energy | 85 | 13781 | IOU | 03131576 | 11.377 | Solar |  |  | Interconnected | Trade Secret | Trade | SLP | SLP092 | Residential | Solar*Rewards | Trade Secret | 2017 | 2017
20263-228838-01 | Xcel Energy | 85 | 13781 | IOU | 06262756 | 8.34 | Solar |  |  | Active Application | Trade Secret | Trade | GLK | GLK074 | Residential |  | Trade Secret | 2025
20263-228838-01 | Xcel Energy | 85 | 13781 | IOU | 06003556 | 6.046 | Solar |  |  | Active Application | Trade Secret | Trade | EBL | EBL084 | Residential |  | Trade Secret | 2024
20263-228838-01 | Xcel Energy | 85 | 13781 | IOU | 03130035 | 4.32 | Solar |  |  | Interconnected | Trade Secret | Trade | SOU | SOU075 | Residential | Solar*Rewards | Trade Secret | 2018 | 2019
20263-228838-01 | Xcel Energy | 85 | 13781 | IOU | 06236239 | 7.6 | Solar |  |  | Active Application | Trade Secret | Trade | TER | TER062 | Residential |  | Trade Secret | 2025
20263-228838-01 | Xcel Energy | 85 | 13781 | IOU | 03131687 | 9.5 | Solar |  |  | Interconnected | Trade Secret | Trade | WAB | WAB021 | Residential | Made in Minnesota | Trade Secret | 2017 | 2017
20263-228838-01 | Xcel Energy | 85 | 13781 | IOU | 06212237 | 5.314 | Solar |  |  | Interconnected | Trade Secret | Trade | BYT | BYT071 | Residential |  | Trade Secret | 2025 | 2025
20263-228838-01 | Xcel Energy | 85 | 13781 | IOU | 03130243 | 12 | Solar |  |  | Interconnected | Trade Secret | Trade | DOC | DOC031 | Residential | Solar*Rewards | Trade Secret | 2019 | 2019
20263-228838-01 | Xcel Energy | 85 | 13781 | IOU | 03133899 | 6 | Solar |  |  | Interconnected | Trade Secret | Trade | HWW | HWW074 | Commercial | Made in Minnesota | Trade Secret | 2014 | 2014
20263-228838-01 | Xcel Energy | 85 | 13781 | IOU | OID3581362 | 29.02 | Solar |  |  | Withdrawn | Trade Secret | Trade | GRC | GRC313 | Commercial | Solar*Rewards | Trade Secret | 2018
20263-228838-01 | Xcel Energy | 85 | 13781 | IOU | OID3999185 | 875 | Solar |  |  | Withdrawn | Trade Secret | Trade | WIL | WIL093 | Commercial |  | Trade Secret | 2019
20263-228838-01 | Xcel Energy | 85 | 13781 | IOU | 03414444 | 970.8 | Solar |  |  | Interconnected | Trade Secret | Trade | WIL | WIL093 | Commercial |  | Trade Secret | 2019 | 2021
20263-228838-01 | Xcel Energy | 85 | 13781 | IOU | SRO29812 | 4.725 | Solar |  |  | Withdrawn | Trade Secret | Trade | SIP | SIP061 | Residential | Solar*Rewards | Trade Secret | 2013
20263-228838-01 | Xcel Energy | 85 | 13781 | IOU | 05420227 | 7.68 | Solar |  |  | Interconnected | Trade Secret | Trade | GRC | GRC313 | Residential | Solar*Rewards | Trade Secret | 2023 | 2023
20263-228838-01 | Xcel Energy | 85 | 13781 | IOU | SRO30195 | 4.2 | Solar |  |  | Withdrawn | Trade Secret | Trade | RPO | RPO312 | Residential | Solar*Rewards | Trade Secret | 2013
20263-228838-01 | Xcel Energy | 85 | 13781 | IOU | 05581738 | 5.052 | Solar |  |  | Interconnected | Trade Secret | Trade | RPO | RPO312 | Residential | Solar*Rewards | Trade Secret | 2023 | 2023
20263-228838-01 | Xcel Energy | 85 | 13781 | IOU | 05451357 | 5.22 | Solar |  |  | Withdrawn | Trade Secret | Trade | HSN | HSN322 | Residential | Solar*Rewards | Trade Secret | 2023
20263-228838-01 | Xcel Energy | 85 | 13781 | IOU | 05471458 | 5.22 | Solar |  |  | Interconnected | Trade Secret | Trade | HSN | HSN322 | Residential |  | Trade Secret | 2023 | 2023
20263-228838-01 | Xcel Energy | 85 | 13781 | IOU | 03132329 | 7.2 | Solar |  |  | Interconnected | Trade Secret | Trade | MOL | MOL066 | Residential | Solar*Rewards | Trade Secret | 2018 | 2018
20263-228838-01 | Xcel Energy | 85 | 13781 | IOU | 05424922 | 6.5 | Solar |  |  | Interconnected | Trade Secret | Trade | OAD | OAD072 | Residential |  | Trade Secret | 2023 | 2023
20263-228838-01 | Xcel Energy | 85 | 13781 | IOU | 03583640 | 6.38 | Solar |  |  | Interconnected | Trade Secret | Trade | SOU | SOU072 | Residential | Solar*Rewards | Trade Secret | 2020 | 2020
20263-228838-01 | Xcel Energy | 85 | 13781 | IOU | 05976438 | 11.007 | Solar |  |  | Active Application | Trade Secret | Trade | FRM | FRM062 | Residential | Solar*Rewards | Trade Secret | 2025
20263-228838-01 | Xcel Energy | 85 | 13781 | IOU | 06083347 | 6.144 | Solar |  |  | Interconnected | Trade Secret | Trade | MDT | MDT074 | Residential | Solar*Rewards | Trade Secret | 2025 | 2025
20263-228838-01 | Xcel Energy | 85 | 13781 | IOU | 05233936 | 6.631 | Solar |  |  | Interconnected | Trade Secret | Trade | MPK | MPK076 | Residential |  | Trade Secret | 2022 | 2023
20263-228838-01 | Xcel Energy | 85 | 13781 | IOU | 04793607 | 11.559 | Solar |  |  | Interconnected | Trade Secret | Trade | ALD | ALD092 | Residential | Solar*Rewards | Trade Secret | 2022 | 2022
20263-228838-01 | Xcel Energy | 85 | 13781 | IOU | 05237666 | 9.86 | Solar |  |  | Interconnected | Trade Secret | Trade | HSN | HSN311 | Residential |  | Trade Secret | 2022 | 2023
20263-228838-01 | Xcel Energy | 85 | 13781 | IOU | 06012383 | 3.747 | Solar |  |  | Interconnected | Trade Secret | Trade | REW | REW033 | Residential |  | Trade Secret | 2024 | 2025
20263-228838-01 | Xcel Energy | 85 | 13781 | IOU | 04478930 | 5.054 | Solar |  |  | Active Application | Trade Secret | Trade | OAD | OAD075 | Residential | Solar*Rewards | Trade Secret | 2021
20263-228838-01 | Xcel Energy | 85 | 13781 | IOU | 04509190 | 5.054 | Solar |  |  | Interconnected | Trade Secret | Trade | OAD | OAD075 | Residential |  | Trade Secret | 2021 | 2021
20263-228838-01 | Xcel Energy | 85 | 13781 | IOU | OID3284630 | 19.999 | Solar |  |  | Withdrawn | Trade Secret | Trade | WYO | WYO032 | Commercial | Solar*Rewards | Trade Secret | 2018
20263-228838-01 | Xcel Energy | 85 | 13781 | IOU | OID2898543 | 19.999 | Solar |  |  | Withdrawn | Trade Secret | Trade | WYO | WYO032 | Commercial | Solar*Rewards | Trade Secret | 2017
20263-228838-01 | Xcel Energy | 85 | 13781 | IOU | 04296230 | 39.998 | Solar |  |  | Interconnected | Trade Secret | Trade | WYO | WYO032 | Commercial | Solar*Rewards | Trade Secret | 2021 | 2021
20263-228838-01 | Xcel Energy | 85 | 13781 | IOU | 04316702 | 19.999 | Solar |  |  | Interconnected | Trade Secret | Trade | WYO | WYO032 | Commercial |  | Trade Secret | 2021 | 2021
20263-228838-01 | Xcel Energy | 85 | 13781 | IOU | 03131791 | 7.29 | Solar |  |  | Interconnected | Trade Secret | Trade | CGR | CGR064 | Residential | Solar*Rewards | Trade Secret | 2017 | 2018
20263-228838-01 | Xcel Energy | 85 | 13781 | IOU | SRO29809 | 2.7 | Solar |  |  | Withdrawn | Trade Secret | Trade | OPK | OPK065 | Residential | Solar*Rewards | Trade Secret | 2013
20263-228838-01 | Xcel Energy | 85 | 13781 | IOU | 03133968 | 3 | Solar |  |  | Interconnected | Trade Secret | Trade | OPK | OPK065 | Residential | Solar*Rewards | Trade Secret | 2014 | 2015
20263-228838-01 | Xcel Energy | 85 | 13781 | IOU | 06209959 | 11.517 | Solar |  |  | Interconnected | Trade Secret | Trade | RLK | RLK071 | Residential |  | Trade Secret | 2025 | 2025
20263-228838-01 | Xcel Energy | 85 | 13781 | IOU | 06118025 | 6.832 | Solar |  |  | Interconnected | Trade Secret | Trade | SOU | SOU064 | Residential | Solar*Rewards | Trade Secret | 2025 | 2025
20263-228838-01 | Xcel Energy | 85 | 13781 | IOU | 05750033 | 6.144 | Solar |  |  | Interconnected | Trade Secret | Trade | MPK | MPK065 | Residential |  | Trade Secret | 2024 | 2024
20263-228838-01 | Xcel Energy | 85 | 13781 | IOU | 03131042 | 5 | Wind |  |  | Interconnected | Trade Secret | Trade | HUG | HUG321 | Residential |  | Trade Secret | 2010 | 2010
20263-228838-01 | Xcel Energy | 85 | 13781 | IOU | 03130370 | 5 | Solar |  |  | Active Application | Trade Secret | Trade | HUG | HUG321 | Residential |  | Trade Secret | 2017
20263-228838-01 | Xcel Energy | 85 | 13781 | IOU | 04135299 | 3.85 | Solar |  |  | Interconnected | Trade Secret | Trade | RIV | RIV061 | Residential | Solar*Rewards | Trade Secret | 2020 | 2021
20263-228838-01 |  |  |  |  | OID3782906 |  | Solar |  |  | Withdrawn | Trade Secret | Trade | MDT | MDT071 | Residential | Solar*Rewards |  | 2019
20263-228838-01 | Xcel Energy | 85 | 13781 | IOU | 05572073 | 6 | Solar |  |  | Interconnected | Trade Secret | Trade | KOL | KOL071 | Residential | Solar*Rewards | Trade Secret | 2023 | 2023
20263-228838-01 | Xcel Energy | 85 | 13781 | IOU | 04453426 | 17.39 | Solar |  |  | Interconnected | Trade Secret | Trade | SIP | SIP072 | Residential |  | Trade Secret | 2021 | 2022
20263-228838-01 | Xcel Energy | 85 | 13781 | IOU | 05160872 | 11.7 | Solar |  |  | Interconnected | Trade Secret | Trade | YAM | YAM031 | Residential |  | Trade Secret | 2022 | 2022
20263-228838-01 | Xcel Energy | 85 | 13781 | IOU | 05582115 | 6 | Solar |  |  | Interconnected | Trade Secret | Trade | DND | DND071 | Residential |  | Trade Secret | 2023 | 2024
20263-228838-01 | Xcel Energy | 85 | 13781 | IOU | 03130848 | 1.2 | Solar |  |  | Interconnected | Trade Secret | Trade | RIV | RIV062 | Residential |  | Trade Secret | 2007 | 2007
20263-228838-01 | Xcel Energy | 85 | 13781 | IOU | SRO29926 | 25 | Solar |  |  | Withdrawn | Trade Secret | Trade | RPL | RPL072 | Commercial | Solar*Rewards | Trade Secret | 2013
20263-228838-01 | Xcel Energy | 85 | 13781 | IOU | 04943846 | 6.67 | Solar |  |  | Interconnected | Trade Secret | Trade | TLK | TLK077 | Residential |  | Trade Secret | 2022 | 2022
20263-228838-01 | Xcel Energy | 85 | 13781 | IOU | 05567749 | 3.77 | Solar |  |  | Withdrawn | Trade Secret | Trade |  |  | Residential |  | Trade Secret | 2023
20263-228838-01 | Xcel Energy | 85 | 13781 | IOU | 06027650 | 7.616 | Solar |  |  | Interconnected | Trade Secret | Trade | SOU | SOU063 | Residential |  | Trade Secret | 2025 | 2025
20263-228838-01 | Xcel Energy | 85 | 13781 | IOU | 03134645 | 10 | Solar |  |  | Interconnected | Trade Secret | Trade | CHE | CHE065 | Residential | Made in Minnesota | Trade Secret | 2015 | 2015
20263-228838-01 | Xcel Energy | 85 | 13781 | IOU | 04794421 | 15 | Solar |  | X | Interconnected | Trade Secret | Trade | SCA | SCA021 | Residential | Solar*Rewards | Trade Secret | 2022 | 2023
20263-228838-01 | Xcel Energy | 85 | 13781 | IOU | 05364239 | 4.35 | Solar |  |  | Interconnected | Trade Secret | Trade | STY | STY062 | Residential |  | Trade Secret | 2023 | 2023
20263-228838-01 | Xcel Energy | 85 | 13781 | IOU | 05240106 | 6.4 | Solar |  |  | Interconnected | Trade Secret | Trade | WDY | WDY311 | Residential |  | Trade Secret | 2022 | 2023
20263-228838-01 | Xcel Energy | 85 | 13781 | IOU | 04439966 | 5.22 | Solar |  |  | Interconnected | Trade Secret | Trade | SLP | SLP084 | Residential |  | Trade Secret | 2021 | 2021
20263-228838-01 | Xcel Energy | 85 | 13781 | IOU | 05357047 | 8.41 | Solar |  |  | Interconnected | Trade Secret | Trade | WSG | WSG071 | Residential | Solar*Rewards | Trade Secret | 2023 | 2023
20263-228838-01 |  |  |  |  | 06188316 |  | Solar |  |  | Withdrawn | Trade Secret | Trade | STY | STY062 | Residential | Solar*Rewards |  | 2025
20263-228838-01 | Xcel Energy | 85 | 13781 | IOU | 06188324 | 12.672 | Solar |  |  | Active Application | Trade Secret | Trade | STY | STY062 | Residential | Solar*Rewards | Trade Secret | 2025
20263-228838-01 | Xcel Energy | 85 | 13781 | IOU | 03134513 | 6 | Solar |  |  | Interconnected | Trade Secret | Trade | MOL | MOL064 | Residential | Solar*Rewards | Trade Secret | 2015 | 2016
20263-228838-01 | Xcel Energy | 85 | 13781 | IOU | 04632936 | 3.77 | Solar |  |  | Interconnected | Trade Secret | Trade | MPK | MPK063 | Residential |  | Trade Secret | 2021 | 2021
20263-228838-01 | Xcel Energy | 85 | 13781 | IOU | 03355381 | 9.994 | Solar |  |  | Interconnected | Trade Secret | Trade | EDA | EDA074 | Residential | Solar*Rewards | Trade Secret | 2019 | 2020
20263-228838-01 | Xcel Energy | 85 | 13781 | IOU | 04303521 | 99.9 | Solar |  |  | Interconnected | Trade Secret | Trade | RLK | RLK079 | Commercial |  | Trade Secret | 2021 | 2021
20263-228838-01 | Xcel Energy | 85 | 13781 | IOU | 03132709 | 13.616 | Solar |  |  | Interconnected | Trade Secret | Trade | MEL | MEL061 | Residential | Solar*Rewards | Trade Secret | 2018 | 2018
20263-228838-01 | Xcel Energy | 85 | 13781 | IOU | OID3465033 | 5.2 | Solar |  |  | Withdrawn | Trade Secret | Trade | MEL | MEL061 | Residential | Solar*Rewards | Trade Secret | 2018
20263-228838-01 | Xcel Energy | 85 | 13781 | IOU | 04108524 | 3.747 | Solar |  |  | Interconnected | Trade Secret | Trade | MOL | MOL068 | Residential | Solar*Rewards | Trade Secret | 2020 | 2021
20263-228838-01 | Xcel Energy | 85 | 13781 | IOU | 05001444 | 5.8 | Solar |  |  | Interconnected | Trade Secret | Trade | WSG | WSG075 | Residential |  | Trade Secret | 2022 | 2022
20263-228838-01 | Xcel Energy | 85 | 13781 | IOU | 06198070 | 19.138 | Solar |  |  | Active Application | Trade Secret | Trade | RPO | RPO312 | Residential | Solar*Rewards | Trade Secret | 2025
20263-228838-01 | Xcel Energy | 85 | 13781 | IOU | OID2536843 | 18 | Solar |  |  | Withdrawn | Trade Secret | Trade | RWD | RWD062 | Commercial | Solar*Rewards | Trade Secret | 2016
20263-228838-01 | Xcel Energy | 85 | 13781 | IOU | 05461072 | 2.61 | Solar |  |  | Withdrawn | Trade Secret | Trade | IDA | IDA062 | Residential |  | Trade Secret | 2023
20263-228838-01 | Xcel Energy | 85 | 13781 | IOU | 04441041 | 6.09 | Solar |  |  | Interconnected | Trade Secret | Trade | MPK | MPK071 | Residential | Solar*Rewards | Trade Secret | 2021 | 2022
20263-228838-01 | Xcel Energy | 85 | 13781 | IOU | 06267220 | 7.6 | Solar |  |  | Active Application | Trade Secret | Trade | HUG | HUG311 | Residential |  | Trade Secret | 2025
20263-228838-01 | Xcel Energy | 85 | 13781 | IOU | OID3833758 | 9.994 | Solar |  |  | Interconnected | Trade Secret | Trade | BCR | BCR062 | Residential | Solar*Rewards | Trade Secret | 2019 | 2019
20263-228838-01 | Xcel Energy | 85 | 13781 | IOU | 05938048 | 6.453 | Solar |  |  | Interconnected | Trade Secret | Trade | APA | APA077 | Residential | Solar*Rewards | Trade Secret | 2024 | 2024
20263-228838-01 | Xcel Energy | 85 | 13781 | IOU | 05959264 | 3.747 | Solar |  |  | Interconnected | Trade Secret | Trade | IDA | IDA073 | Residential |  | Trade Secret | 2024 | 2025
20263-228838-01 | Xcel Energy | 85 | 13781 | IOU | 04925656 | 16.98 | Solar |  | X | Interconnected | Trade Secret | Trade | RAM | RAM077 | Residential | Solar*Rewards | Trade Secret | 2022 | 2022
20263-228838-01 | Xcel Energy | 85 | 13781 | IOU | 06113165 | 9.6 | Solar |  |  | Interconnected | Trade Secret | Trade | MPK | MPK071 | Residential | Solar*Rewards | Trade Secret | 2025 | 2026
20263-228838-01 | Xcel Energy | 85 | 13781 | IOU | 04035795 | 4.8 | Solar |  |  | Interconnected | Trade Secret | Trade | EDA | EDA075 | Residential | Solar*Rewards | Trade Secret | 2020 | 2021
20263-228838-01 | Xcel Energy | 85 | 13781 | IOU | 03135057 | 8.64 | Solar |  |  | Interconnected | Trade Secret | Trade | AHI | AHI022 | Residential | Solar*Rewards | Trade Secret | 2016 | 2016
20263-228838-01 | Xcel Energy | 85 | 13781 | IOU | 05758671 | 9.984 | Solar |  |  | Interconnected | Trade Secret | Trade | DBL | DBL068 | Residential |  | Trade Secret | 2024 | 2024
20263-228838-01 | Xcel Energy | 85 | 13781 | IOU | 03130750 | 3 | Solar |  |  | Interconnected | Trade Secret | Trade | UPP | UPP084 | Residential |  | Trade Secret | 2006 | 2007
20263-228838-01 | Xcel Energy | 85 | 13781 | IOU | OID3877329 | 7.616 | Solar |  |  | Interconnected | Trade Secret | Trade | HUG | HUG321 | Residential | Solar*Rewards | Trade Secret | 2019 | 2020
20263-228838-01 | Xcel Energy | 85 | 13781 | IOU | 05432988 | 5.5 | Solar |  |  | Active Application | Trade Secret | Trade | HUG | HUG321 | Residential |  | Trade Secret | 2023
20263-228838-01 | Xcel Energy | 85 | 13781 | IOU | 05458890 | 6.5 | Solar |  |  | Active Application | Trade Secret | Trade | HUG | HUG321 | Residential |  | Trade Secret | 2023
20263-228838-01 | Xcel Energy | 85 | 13781 | IOU | 05940038 | 6.5 | Solar |  |  | Interconnected | Trade Secret | Trade | KAN | KAN031 | Residential | Solar*Rewards | Trade Secret | 2024 | 2024
20263-228838-01 | Xcel Energy | 85 | 13781 | IOU | 06017936 | 11.5 | Storage |  |  | Interconnected | Trade Secret | Trade | WCS | WCS072 | Residential |  | Trade Secret | 2024 | 2025
20263-228838-01 | Xcel Energy | 85 | 13781 | IOU | 05828670 | 12.564 | Solar |  |  | Interconnected | Trade Secret | Trade | WCS | WCS072 | Residential | Solar*Rewards | Trade Secret | 2024 | 2024
20263-228838-01 | Xcel Energy | 85 | 13781 | IOU | 03129619 | 36 | Solar |  |  | Interconnected | Trade Secret | Trade | AFT | AFT315 | Commercial | Made in Minnesota | Trade Secret | 2018 | 2020
20263-228838-01 | Xcel Energy | 85 | 13781 | IOU | 05458662 | 3.84 | Solar |  |  | Interconnected | Trade Secret | Trade | WCR | WCR322 | Residential | Solar*Rewards | Trade Secret | 2023 | 2023
20263-228838-01 | Xcel Energy | 85 | 13781 | IOU | 06322066 | 7.678 | Solar |  |  | Active Application | Trade Secret | Trade | WIL | WIL063 | Residential | Solar*Rewards | Trade Secret | 2026
20263-228838-01 | Xcel Energy | 85 | 13781 | IOU | 03129998 | 6.96 | Solar |  |  | Interconnected | Trade Secret | Trade | APA | APA068 | Residential | Solar*Rewards | Trade Secret | 2018 | 2019
20263-228838-01 | Xcel Energy | 85 | 13781 | IOU | 03928643 | 4.188 | Solar |  |  | Interconnected | Trade Secret | Trade | WSG | WSG061 | Residential | Solar*Rewards | Trade Secret | 2020 | 2020
20263-228838-01 | Xcel Energy | 85 | 13781 | IOU | SRO29976 | 5 | Solar |  |  | Withdrawn | Trade Secret | Trade | SHP | SHP061 | Residential | Solar*Rewards | Trade Secret | 2013
20263-228838-01 | Xcel Energy | 85 | 13781 | IOU | 03134121 | 2.5 | Solar |  |  | Interconnected | Trade Secret | Trade | SHP | SHP061 | Residential | Made in Minnesota | Trade Secret | 2014 | 2014
20263-228838-01 | Xcel Energy | 85 | 13781 | IOU | 03130383 | 7.63 | Solar |  |  | Interconnected | Trade Secret | Trade | SHP | SHP061 | Residential |  | Trade Secret | 2017 | 2018
20263-228838-01 | Xcel Energy | 85 | 13781 | IOU | 03134900 | 5 | Solar |  |  | Interconnected | Trade Secret | Trade | OPK | OPK073 | Residential | Made in Minnesota | Trade Secret | 2016 | 2016
20263-228838-01 | Xcel Energy | 85 | 13781 | IOU | 04283646 | 5.8 | Solar |  |  | Interconnected | Trade Secret | Trade | VKG | VKG061 | Residential | Solar*Rewards | Trade Secret | 2021 | 2021
20263-228838-01 | Xcel Energy | 85 | 13781 | IOU | 03132278 | 13.74 | Solar |  |  | Interconnected | Trade Secret | Trade | MRN | MRN021 | Residential | Solar*Rewards | Trade Secret | 2018 | 2018
20263-228838-01 | Xcel Energy | 85 | 13781 | IOU | 03132117 | 9.24 | Solar |  |  | Interconnected | Trade Secret | Trade | SCL | SCL312 | Residential | Made in Minnesota | Trade Secret | 2017 | 2018
20263-228838-01 |  |  |  |  | OID3950694 |  | Storage |  |  | Withdrawn | Trade Secret | Trade | SCL | SCL312 | Residential |  |  | 2019
20263-228838-01 | Xcel Energy | 85 | 13781 | IOU | OID2663312 | 13.23 | Solar |  |  | Withdrawn | Trade Secret | Trade | SCL | SCL312 | Residential | Solar*Rewards | Trade Secret | 2016
20263-228838-01 | Xcel Energy | 85 | 13781 | IOU | 03131315 | 6.72 | Solar |  |  | Interconnected | Trade Secret | Trade | SCL | SCL312 | Residential | Solar*Rewards | Trade Secret | 2017 | 2017
20263-228838-01 | Xcel Energy | 85 | 13781 | IOU | 05273809 | 5 | Solar |  | X | Active Application | Trade Secret | Trade | SCL | SCL312 | Residential |  | Trade Secret | 2022
20263-228838-01 |  |  |  |  | OID3333868 |  | Solar |  |  | Withdrawn | Trade Secret | Trade | UPP | UPP084 | Residential | Solar*Rewards |  | 2018
20263-228838-01 | Xcel Energy | 85 | 13781 | IOU | 04190729 | 5.22 | Solar |  |  | Active Application | Trade Secret | Trade | MDT | MDT061 | Residential | Solar*Rewards | Trade Secret | 2020
20263-228838-01 | Xcel Energy | 85 | 13781 | IOU | 04798341 | 5.22 | Solar |  |  | Active Application | Trade Secret | Trade | MDT | MDT061 | Residential | Solar*Rewards | Trade Secret | 2022
20263-228838-01 | Xcel Energy | 85 | 13781 | IOU | 04363944 | 5.22 | Solar |  |  | Active Application | Trade Secret | Trade | MDT | MDT061 | Residential | Solar*Rewards | Trade Secret | 2021
20263-228838-01 | Xcel Energy | 85 | 13781 | IOU | 03131650 | 9.94 | Solar |  |  | Interconnected | Trade Secret | Trade | DPN | DPN072 | Residential | Made in Minnesota | Trade Secret | 2017 | 2018
20263-228838-01 | Xcel Energy | 85 | 13781 | IOU | 06115045 | 7.296 | Solar |  |  | Withdrawn | Trade Secret | Trade | APA | APA076 | Residential | Solar*Rewards | Trade Secret | 2025
20263-228838-01 | Xcel Energy | 85 | 13781 | IOU | 06117877 | 7.296 | Solar |  |  | Interconnected | Trade Secret | Trade | APA | APA076 | Residential |  | Trade Secret | 2025 | 2025
20263-228838-01 |  |  |  |  | OID3410141 |  | Solar |  |  | Withdrawn | Trade Secret | Trade |  |  | Residential | Made in Minnesota |  | 2018
20263-228838-01 | Xcel Energy | 85 | 13781 | IOU | OID3269834 | 14.51 | Solar |  |  | Withdrawn | Trade Secret | Trade |  |  | Residential | Made in Minnesota | Trade Secret | 2017
20263-228838-01 | Xcel Energy | 85 | 13781 | IOU | 05843729 | 23.424 |  |  |  | Active Application | Trade Secret | Trade | CNC | CNC073 | Residential |  | Trade Secret | 2024
20263-228838-01 | Xcel Energy | 85 | 13781 | IOU | 04842544 | 4.932 | Solar |  |  | Interconnected | Trade Secret | Trade | AFT | AFT314 | Residential | Solar*Rewards | Trade Secret | 2022 | 2022
20263-228838-01 | Xcel Energy | 85 | 13781 | IOU | 06017282 | 2.903 | Solar |  |  | Interconnected | Trade Secret | Trade | TER | TER081 | Residential | Solar*Rewards | Trade Secret | 2024 | 2025
20263-228838-01 | Xcel Energy | 85 | 13781 | IOU | 03133175 | 4.18 | Solar |  |  | Interconnected | Trade Secret | Trade | GVW | GVW021 | Residential | Solar*Rewards | Trade Secret | 2010 | 2010
20263-228838-01 | Xcel Energy | 85 | 13781 | IOU | OID3508286 | 900 | Solar |  |  | Withdrawn | Trade Secret | Trade | BCR | BCR062 | Commercial |  | Trade Secret | 2018
20263-228838-01 | Xcel Energy | 85 | 13781 | IOU | OID3508220 | 540 | Solar |  |  | Withdrawn | Trade Secret | Trade | BCR | BCR062 | Commercial |  | Trade Secret | 2018
20263-228838-01 | Xcel Energy | 85 | 13781 | IOU | 03844026 | 900 | Solar |  |  | Interconnected | Trade Secret | Trade | BCR | BCR062 | Commercial |  | Trade Secret | 2020 | 2022
20263-228838-01 | Xcel Energy | 85 | 13781 | IOU | 03132371 | 5 | Solar |  |  | Interconnected | Trade Secret | Trade | AFT | AFT314 | Residential | Solar*Rewards | Trade Secret | 2018 | 2018
20263-228838-01 | Xcel Energy | 85 | 13781 | IOU | 04466860 | 7.678 | Solar |  |  | Interconnected | Trade Secret | Trade | LAC | LAC063 | Residential |  | Trade Secret | 2021 | 2021
20263-228838-01 | Xcel Energy | 85 | 13781 | IOU | 03130595 | 6.48 | Solar |  |  | Interconnected | Trade Secret | Trade | WIL | WIL063 | Residential | Made in Minnesota | Trade Secret | 2016 | 2017
20263-228838-01 | Xcel Energy | 85 | 13781 | IOU | SRO14685 | 38.95 | Solar |  |  | Withdrawn | Trade Secret | Trade | WIL | WIL075 | Commercial | Solar*Rewards | Trade Secret | 2010
20263-228838-01 |  |  |  |  | SRO15417 |  | Solar |  |  | Withdrawn | Trade Secret | Trade | WIL | WIL075 | Commercial | Solar*Rewards |  | 2010
20263-228838-01 |  |  |  |  | SRO15477 |  | Solar |  |  | Withdrawn | Trade Secret | Trade | WIL | WIL075 | Commercial | Solar*Rewards |  | 2010
20263-228838-01 |  |  |  |  | SRO14477 |  | Solar |  |  | Withdrawn | Trade Secret | Trade | WIL | WIL075 | Commercial | Solar*Rewards |  | 2010
20263-228838-01 |  |  |  |  | SRO15402 |  | Solar |  |  | Withdrawn | Trade Secret | Trade | WIL | WIL075 | Commercial | Solar*Rewards |  | 2010
20263-228838-01 | Xcel Energy | 85 | 13781 | IOU | SRO15532 | 40 | Solar |  |  | Withdrawn | Trade Secret | Trade | WIL | WIL075 | Commercial | Solar*Rewards | Trade Secret | 2010
20263-228838-01 | Xcel Energy | 85 | 13781 | IOU | 03133287 | 40 | Solar |  |  | Interconnected | Trade Secret | Trade | WIL | WIL075 | Commercial | Solar*Rewards | Trade Secret | 2010 | 2011
20263-228838-01 | Xcel Energy | 85 | 13781 | IOU | 05358397 | 5.99 | Solar |  |  | Interconnected | Trade Secret | Trade | LEX | LEX074 | Residential | Solar*Rewards | Trade Secret | 2023 | 2023
20263-228838-01 | Xcel Energy | 85 | 13781 | IOU | 04552372 | 6.98 | Solar |  |  | Interconnected | Trade Secret | Trade | UPP | UPP085 | Residential |  | Trade Secret | 2021 | 2022
20263-228838-01 | Xcel Energy | 85 | 13781 | IOU | 05525426 | 7.56 | Solar |  |  | Interconnected | Trade Secret | Trade | MPK | MPK074 | Residential | Solar*Rewards | Trade Secret | 2023 | 2023
20263-228838-01 | Xcel Energy | 85 | 13781 | IOU | 03134803 | 10.01 | Solar |  |  | Interconnected | Trade Secret | Trade | SOU | SOU081 | Commercial | Made in Minnesota | Trade Secret | 2016 | 2016
20263-228838-01 | Xcel Energy | 85 | 13781 | IOU | 06000536 | 36 | Solar |  |  | Interconnected | Trade Secret | Trade | HOL | HOL073 | Commercial |  | Trade Secret | 2024 | 2025
20263-228838-01 | Xcel Energy | 85 | 13781 | IOU | 04384180 | 8.12 | Solar |  |  | Interconnected | Trade Secret | Trade | HYL | HYL074 | Residential | Solar*Rewards | Trade Secret | 2021 | 2021
20263-228838-01 | Xcel Energy | 85 | 13781 | IOU | 03498562 | 115.42 | Solar |  |  | Interconnected | Trade Secret | Trade | GNL | GNL072 | Commercial |  | Trade Secret | 2019 | 2021
20263-228838-01 | Xcel Energy | 85 | 13781 | IOU | 03530629 | 133.2 | Solar |  |  | Active Application | Trade Secret | Trade | GNL | GNL072 | Commercial |  | Trade Secret | 2020
20263-228838-01 | Xcel Energy | 85 | 13781 | IOU | 03900716 | 5 | Solar |  |  | Interconnected | Trade Secret | Trade | LEX | LEX332 | Residential | Solar*Rewards | Trade Secret | 2020 | 2020
20263-228838-01 | Xcel Energy | 85 | 13781 | IOU | 05308644 | 10.44 | Solar |  |  | Interconnected | Trade Secret | Trade | CRL | CRL033 | Residential |  | Trade Secret | 2022 | 2023
20263-228838-01 | Xcel Energy | 85 | 13781 | IOU | 06231976 | 6.282 | Solar |  |  | Interconnected | Trade Secret | Trade | MEL | MEL078 | Residential |  | Trade Secret | 2025 | 2026
20263-228838-01 | Xcel Energy | 85 | 13781 | IOU | 03750390 | 4.64 | Solar |  |  | Interconnected | Trade Secret | Trade | WCS | WCS064 | Commercial | Solar*Rewards | Trade Secret | 2020 | 2021
20263-228838-01 | Xcel Energy | 85 | 13781 | IOU | 03130168 | 4.06 | Solar |  |  | Interconnected | Trade Secret | Trade | WDY | WDY311 | Residential | Solar*Rewards | Trade Secret | 2019 | 2019
20263-228838-01 | Xcel Energy | 85 | 13781 | IOU | 03860883 | 5 | Solar |  |  | Interconnected | Trade Secret | Trade | AHI | AHI024 | Residential | Solar*Rewards | Trade Secret | 2020 | 2020
20263-228838-01 | Xcel Energy | 85 | 13781 | IOU | 03777376 | 5 | Solar |  |  | Active Application | Trade Secret | Trade | AHI | AHI024 | Residential | Solar*Rewards | Trade Secret | 2020
20263-228838-01 | Xcel Energy | 85 | 13781 | IOU | 05012446 | 9.994 | Solar |  |  | Interconnected | Trade Secret | Trade | WWK | WWK321 | Residential |  | Trade Secret | 2022 | 2023
20263-228838-01 | Xcel Energy | 85 | 13781 | IOU | 03131662 | 3.747 | Solar |  |  | Interconnected | Trade Secret | Trade | NOF | NOF061 | Residential | Made in Minnesota | Trade Secret | 2017 | 2017
20263-228838-01 | Xcel Energy | 85 | 13781 | IOU | 03616229 | 10.15 | Solar |  |  | Interconnected | Trade Secret | Trade | LEX | LEX061 | Residential | Solar*Rewards | Trade Secret | 2020 | 2020
20263-228838-01 | Xcel Energy | 85 | 13781 | IOU | 03132966 | 6.96 | Solar |  |  | Interconnected | Trade Secret | Trade | BLC | BLC062 | Residential | Solar*Rewards | Trade Secret | 2018 | 2019
20263-228838-01 | Xcel Energy | 85 | 13781 | IOU | 03130335 | 7.616 | Solar |  |  | Interconnected | Trade Secret | Trade | GSL | GSL341 | Residential | Solar*Rewards | Trade Secret | 2019 | 2019
20263-228838-01 | Xcel Energy | 85 | 13781 | IOU | 03129904 | 40.001 | Solar |  |  | Active Application | Trade Secret | Trade | ZUM | ZUM022 | Commercial |  | Trade Secret | 2018
20263-228838-01 | Xcel Energy | 85 | 13781 | IOU | 06234138 | 7.6 | Solar |  |  | Interconnected | Trade Secret | Trade | WWK | WWK321 | Residential |  | Trade Secret | 2025 | 2025
20263-228838-01 | Xcel Energy | 85 | 13781 | IOU | 06018198 | 30.6 | Storage |  |  | Interconnected | Trade Secret | Trade | WEH | WEH021 | Residential |  | Trade Secret | 2024 | 2025
20263-228838-01 | Xcel Energy | 85 | 13781 | IOU | 03131872 | 7.63 | Solar |  |  | Interconnected | Trade Secret | Trade | WEH | WEH021 | Residential | Solar*Rewards | Trade Secret | 2017 | 2017
20263-228838-01 | Xcel Energy | 85 | 13781 | IOU | 03134777 | 8.64 | Solar |  |  | Interconnected | Trade Secret | Trade | UPP | UPP082 | Residential | Made in Minnesota | Trade Secret | 2016 | 2016
20263-228838-01 | Xcel Energy | 85 | 13781 | IOU | 03135050 | 2.88 | Solar |  |  | Interconnected | Trade Secret | Trade | UPP | UPP082 | Residential | Solar*Rewards | Trade Secret | 2016 | 2016
20263-228838-01 | Xcel Energy | 85 | 13781 | IOU | 03856795 | 43.2 | Solar |  |  | Interconnected | Trade Secret | Trade | ALT | ALT021 | Commercial | Solar*Rewards | Trade Secret | 2020 | 2021
20263-228838-01 | Xcel Energy | 85 | 13781 | IOU | 03130581 | 3.6 | Solar |  | X | Interconnected | Trade Secret | Trade | IDA | IDA072 | Commercial |  | Trade Secret | 2016 | 2017
20263-228838-01 | Xcel Energy | 85 | 13781 | IOU | 03591926 | 4.93 | Solar |  |  | Interconnected | Trade Secret | Trade | MST | MST071 | Residential | Solar*Rewards | Trade Secret | 2020 | 2020
20263-228838-01 | Xcel Energy | 85 | 13781 | IOU | 03520008 | 3.77 | Solar |  |  | Active Application | Trade Secret | Trade | MST | MST071 | Residential | Solar*Rewards | Trade Secret | 2020
20263-228838-01 | Xcel Energy | 85 | 13781 | IOU | 03131400 | 9.94 | Solar |  |  | Interconnected | Trade Secret | Trade | OSS | OSS063 | Residential | Solar*Rewards | Trade Secret | 2017 | 2017
20263-228838-01 | Xcel Energy | 85 | 13781 | IOU | 05600122 | 9.45 | Solar |  |  | Interconnected | Trade Secret | Trade | WWK | WWK311 | Residential |  | Trade Secret | 2023 | 2023
20263-228838-01 | Xcel Energy | 85 | 13781 | IOU | 03519656 | 38.02 | Solar |  |  | Interconnected | Trade Secret | Trade | MDT | MDT071 | Commercial | Solar*Rewards | Trade Secret | 2020 | 2021
20263-228838-01 | Xcel Energy | 85 | 13781 | IOU | 03134167 | 5 | Solar |  |  | Interconnected | Trade Secret | Trade | GLK | GLK072 | Residential | Solar*Rewards | Trade Secret | 2014 | 2015
20263-228838-01 | Xcel Energy | 85 | 13781 | IOU | OID3732065 | 7.616 | Solar |  |  | Withdrawn | Trade Secret | Trade | WWK | WWK321 | Residential | Solar*Rewards | Trade Secret | 2019
20263-228838-01 | Xcel Energy | 85 | 13781 | IOU | 03130210 | 7.616 | Solar |  |  | Interconnected | Trade Secret | Trade | WWK | WWK321 | Residential | Solar*Rewards | Trade Secret | 2019 | 2019
20263-228838-01 | Xcel Energy | 85 | 13781 | IOU | 04599750 | 7.54 | Solar |  |  | Active Application | Trade Secret | Trade | NOF | NOF061 | Residential |  | Trade Secret | 2021
20263-228838-01 | Xcel Energy | 85 | 13781 | IOU | 03224459 | 6 | Solar |  |  | Interconnected | Trade Secret | Trade | RPO | RPO311 | Residential | Solar*Rewards | Trade Secret | 2019 | 2019
20263-228838-01 |  |  |  |  | OID2806684 |  | Solar |  |  | Withdrawn | Trade Secret | Trade | WAS | WAS081 | Commercial |  |  | 2013
20263-228838-01 | Xcel Energy | 85 | 13781 | IOU | 03131869 | 13.74 | Solar |  |  | Interconnected | Trade Secret | Trade | AFT | AFT314 | Residential | Solar*Rewards | Trade Secret | 2017 | 2017
20263-228838-01 | Xcel Energy | 85 | 13781 | IOU | 06018141 | 11.5 | Storage |  |  | Interconnected | Trade Secret | Trade | AFT | AFT314 | Residential |  | Trade Secret | 2024 | 2025
20263-228838-01 | Xcel Energy | 85 | 13781 | IOU | 04387653 | 4.932 | Solar |  |  | Interconnected | Trade Secret | Trade | BEL | BEL061 | Residential | Solar*Rewards | Trade Secret | 2021 | 2021
20263-228838-01 | Xcel Energy | 85 | 13781 | IOU | OID3864719 | 7.616 | Solar |  |  | Interconnected | Trade Secret | Trade | WCR | WCR311 | Residential | Solar*Rewards | Trade Secret | 2019 | 2019
20263-228838-01 | Xcel Energy | 85 | 13781 | IOU | 03132380 | 19.88 | Solar |  |  | Interconnected | Trade Secret | Trade | DOC | DOC211 | Commercial | Solar*Rewards | Trade Secret | 2018 | 2018
20263-228838-01 | Xcel Energy | 85 | 13781 | IOU | OID3470445 | 39.998 | Solar |  |  | Withdrawn | Trade Secret | Trade | EKO | EKO021 | Commercial | Solar*Rewards | Trade Secret | 2018
20263-228838-01 | Xcel Energy | 85 | 13781 | IOU | 04643535 | 120 | Solar |  |  | Interconnected | Trade Secret | Trade | EKO | EKO021 | Commercial |  | Trade Secret | 2021 | 2024
20263-228838-01 | Xcel Energy | 85 | 13781 | IOU | 03130118 | 39.998 | Solar |  |  | Interconnected | Trade Secret | Trade | EKO | EKO021 | Commercial | Solar*Rewards | Trade Secret | 2018 | 2019
20263-228838-01 | Xcel Energy | 85 | 13781 | IOU | 04274796 | 10 | Storage |  |  | Interconnected | Trade Secret | Trade | LAP | LAP311 | Residential |  | Trade Secret | 2021 | 2022
20263-228838-01 | Xcel Energy | 85 | 13781 | IOU | 04800640 | 20 | Storage |  |  | Active Application | Trade Secret | Trade | LAP | LAP311 | Residential |  | Trade Secret | 2022
20263-228838-01 | Xcel Energy | 85 | 13781 | IOU | 04019454 | 15.232 | Solar |  |  | Interconnected | Trade Secret | Trade | LAP | LAP311 | Residential | Solar*Rewards | Trade Secret | 2020 | 2021
20263-228838-01 | Xcel Energy | 85 | 13781 | IOU | 06059299 | 39.75 | Solar |  |  | Interconnected | Trade Secret | Trade | LEX | LEX074 | Commercial |  | Trade Secret | 2025 | 2025
20263-228838-01 | Xcel Energy | 85 | 13781 | IOU | 04482726 | 15.36 | Solar |  |  | Active Application | Trade Secret | Trade | PBE | PBE061 | Residential |  | Trade Secret | 2021
20263-228838-01 | Xcel Energy | 85 | 13781 | IOU | 04441547 | 11.39 | Solar |  |  | Interconnected | Trade Secret | Trade | AHI | AHI025 | Residential | Solar*Rewards | Trade Secret | 2021 | 2021
20263-228838-01 | Xcel Energy | 85 | 13781 | IOU | 04834148 | 10.96 | Solar |  |  | Interconnected | Trade Secret | Trade | RPO | RPO311 | Residential | Solar*Rewards | Trade Secret | 2022 | 2022
20263-228838-01 | Xcel Energy | 85 | 13781 | IOU | 03130252 | 5.52 | Solar |  |  | Interconnected | Trade Secret | Trade | VMR | VMR061 | Residential | Solar*Rewards | Trade Secret | 2019 | 2019
20263-228838-01 | Xcel Energy | 85 | 13781 | IOU | 05516370 | 5.76 | Solar |  |  | Interconnected | Trade Secret | Trade | LEX | LEX332 | Residential | Solar*Rewards | Trade Secret | 2023 | 2023
20263-228838-01 | Xcel Energy | 85 | 13781 | IOU | 03773463 | 437.5 | Solar |  |  | Withdrawn | Trade Secret | Trade | GSL | GSL076 | Commercial |  | Trade Secret | 2020
20263-228838-01 | Xcel Energy | 85 | 13781 | IOU | 05772029 | 620 | Solar |  |  | Interconnected | Trade Secret | Trade | GSL | GSL076 | Commercial |  | Trade Secret | 2024 | 2025
20263-228838-01 | Xcel Energy | 85 | 13781 | IOU | 05342096 | 8.96 | Solar |  |  | Interconnected | Trade Secret | Trade | GLK | GLK074 | Residential |  | Trade Secret | 2022 | 2023
20263-228838-01 | Xcel Energy | 85 | 13781 | IOU | 06129680 | 8.125 | Solar |  | X | Interconnected | Trade Secret | Trade | EDA | EDA067 | Residential |  | Trade Secret | 2025 | 2025
20263-228838-01 | Xcel Energy | 85 | 13781 | IOU | 06051139 | 3.747 | Solar |  |  | Interconnected | Trade Secret | Trade | CGR | CGR071 | Residential |  | Trade Secret | 2025 | 2025
20263-228838-01 | Xcel Energy | 85 | 13781 | IOU | 04784398 | 996 | Solar |  |  | Interconnected | Clear Lake | Trade | SDX | SDX311 | LMI | Solar*Rewards Community | Trade Secret | 2023 | 2025
20263-228838-01 | Xcel Energy | 85 | 13781 | IOU | 06183542 | 5.314 | Solar |  |  | Withdrawn | Trade Secret | Trade | RPO | RPO311 | Residential | Solar*Rewards | Trade Secret | 2025
20263-228838-01 | Xcel Energy | 85 | 13781 | IOU | 06187587 | 5.314 | Solar |  |  | Interconnected | Trade Secret | Trade | RPO | RPO311 | Residential | Solar*Rewards | Trade Secret | 2025 | 2025
20263-228838-01 | Xcel Energy | 85 | 13781 | IOU | 04071601 | 1000 | Solar |  |  | Interconnected | Pipestone | Trade | PIP | PIP061 | Community Solar Garden | Solar*Rewards Community | Trade Secret | 2022 | 2025
20263-228838-01 | Xcel Energy | 85 | 13781 | IOU | 06237305 | 3.522 | Solar |  |  | Interconnected | Trade Secret | Trade | RMT | RMT321 | Residential |  | Trade Secret | 2025 | 2025
20263-228838-01 | Xcel Energy | 85 | 13781 | IOU | 05398960 | 999 | Solar |  |  | Active Application | Trade Secret | Trade | RNV | RNV021 | Community Solar Garden | Solar*Rewards Community | Trade Secret | 2024
20263-228838-01 | Xcel Energy | 85 | 13781 | IOU | 05978864 | 4.86 | Solar |  |  | Active Application | Trade Secret | Trade | OAD | OAD074 | Commercial | Solar*Rewards | Trade Secret | 2025
20263-228838-01 | Xcel Energy | 85 | 13781 | IOU | 05978842 | 4.86 | Solar |  |  | Interconnected | Trade Secret | Trade | OAD | OAD074 | Commercial | Solar*Rewards | Trade Secret | 2025 | 2025
20263-228838-01 | Xcel Energy | 85 | 13781 | IOU | 04182202 | 1000 | Solar |  |  | Active Application | Trade Secret | Trade | FAB | FAB063 | LMI | Solar*Rewards Community | Trade Secret | 2024
20263-228838-01 | Xcel Energy | 85 | 13781 | IOU | SRC038662 | 1000 | Solar |  |  | Withdrawn | Trade Secret | Trade | FSL | FSL311 | Community Solar Garden | Solar*Rewards Community | Trade Secret | 2014
20263-228838-01 | Xcel Energy | 85 | 13781 | IOU | SRC042433 | 1000 | Solar |  |  | Withdrawn | Trade Secret | Trade | KAN | KAN031 | Community Solar Garden | Solar*Rewards Community | Trade Secret | 2015
20263-228838-01 | Xcel Energy | 85 | 13781 | IOU | 03127738 | 1000 | Solar |  |  | Interconnected | Sauk Rapids | Trade | MHW | MHW311 | Community Solar Garden | Solar*Rewards Community | Trade Secret | 2017 | 2020
20263-228838-01 | Xcel Energy | 85 | 13781 | IOU | SRC042720 | 950 | Solar |  |  | Withdrawn | Trade Secret | Trade | MNL | MNL001 | Community Solar Garden | Solar*Rewards Community | Trade Secret | 2015
20263-228838-01 | Xcel Energy | 85 | 13781 | IOU | SRC063644 | 1000 | Solar |  |  | Withdrawn | Trade Secret | Trade |  |  | Community Solar Garden | Solar*Rewards Community | Trade Secret | 2017
20263-228838-01 |  |  |  |  | 05401254 |  | Solar |  |  | Active Application | Trade Secret | Trade |  |  | Residential | Solar*Rewards |  | 2023
20263-228838-01 |  |  |  |  | 04303939 |  |  |  |  | Active Application | Trade Secret | Trade |  |  | Residential |  |  | 2021
20263-228838-01 |  |  |  |  | 04086980 |  |  |  |  | Active Application | Trade Secret | Trade |  |  | Residential |  |  | 2020
20263-228838-01 | Xcel Energy | 85 | 13781 | IOU | 05937832 | 5000 | Solar |  |  | Withdrawn | Trade Secret | Trade |  |  | Commercial | Other | Trade Secret | 2024
20263-228838-01 |  |  |  |  | 05684566 |  |  |  |  | Active Application | Trade Secret | Trade |  |  | Residential |  |  | 2023
20263-228838-01 |  |  |  |  | 03360021 |  | Solar |  |  | Withdrawn | Trade Secret | Trade |  |  | Residential | Solar*Rewards |  | 2019
20263-228838-01 |  |  |  |  | 06342167 |  | Solar |  |  | Withdrawn | Trade Secret | Trade |  |  | Residential | Solar*Rewards |  | 2026
20263-228838-01 | Xcel Energy | 85 | 13781 | IOU | SRC039905 | 1000 | Solar |  |  | Withdrawn | Trade Secret | Trade |  |  | Community Solar Garden | Solar*Rewards Community | Trade Secret | 2015
20263-228838-01 | Xcel Energy | 85 | 13781 | IOU | SRC042489 | 1000 | Solar |  |  | Withdrawn | Trade Secret | Trade | LAF | LAF001 | Community Solar Garden | Solar*Rewards Community | Trade Secret | 2015
20263-228838-01 | Xcel Energy | 85 | 13781 | IOU | SRC068967 | 1000 | Solar |  |  | Withdrawn | Trade Secret | Trade |  |  | Community Solar Garden | Solar*Rewards Community | Trade Secret | 2018
20263-228838-01 | Xcel Energy | 85 | 13781 | IOU | SRC052736 | 1000 | Solar |  |  | Withdrawn | Trade Secret | Trade |  |  | Community Solar Garden | Solar*Rewards Community | Trade Secret | 2016
20263-228838-01 | Xcel Energy | 85 | 13781 | IOU | SRC042610 | 950 | Solar |  |  | Withdrawn | Trade Secret | Trade | MTV | MTV022 | Community Solar Garden | Solar*Rewards Community | Trade Secret | 2015
20263-228838-01 | Xcel Energy | 85 | 13781 | IOU | SRO13393 | 666 | Solar |  | X | Withdrawn | Trade Secret | Trade |  |  |  | Solar*Rewards | Trade Secret | 2010
20263-228838-01 |  |  |  |  | 06188345 |  | Solar |  |  | Active Application | Trade Secret | Trade |  |  | Residential | Solar*Rewards |  | 2025
20263-228838-01 | Xcel Energy | 85 | 13781 | IOU | SRC069532 | 1000 | Solar |  |  | Withdrawn | Trade Secret | Trade | WCR | WCR322 | Community Solar Garden | Solar*Rewards Community | Trade Secret | 2018
20263-228838-01 | Xcel Energy | 85 | 13781 | IOU | SRC038452 | 1000 | Solar |  |  | Withdrawn | Trade Secret | Trade | CHI | CHI311 | Community Solar Garden | Solar*Rewards Community | Trade Secret | 2014
20263-228838-01 | Xcel Energy | 85 | 13781 | IOU | 03126754 | 1000 | Solar |  |  | Interconnected | Scandia | Trade | HUG | HUG321 | Community Solar Garden | Solar*Rewards Community | Trade Secret | 2015 | 2017
20263-228838-01 | Xcel Energy | 85 | 13781 | IOU | 03128222 | 1000 | Solar |  |  | Interconnected | Albany | Trade | ALB | ALB021 | Community Solar Garden | Solar*Rewards Community | Trade Secret | 2018 | 2019
20263-228838-01 | Xcel Energy | 85 | 13781 | IOU | 03128236 | 1000 | Solar |  |  | Interconnected | Albany | Trade | ALB | ALB021 | Community Solar Garden | Solar*Rewards Community | Trade Secret | 2018 | 2020
20263-228838-01 |  |  |  |  | OID2806675 |  | Solar |  |  | Withdrawn | Trade Secret | Trade | [5 empty] | 2014
20263-228838-01 | Xcel Energy | 85 | 13781 | IOU | 03130356 | 7.63 | Solar |  |  | Withdrawn | Trade Secret | Trade | BEL | BEL062 | Residential | Solar*Rewards | Trade Secret | 2016
20263-228838-01 | Xcel Energy | 85 | 13781 | IOU | SRC042245 | 1000 | Solar |  |  | Withdrawn | Trade Secret | Trade | MTR | MTR021 | Community Solar Garden | Solar*Rewards Community | Trade Secret | 2015
20263-228838-01 | Xcel Energy | 85 | 13781 | IOU | SRC040817 | 1000 | Solar |  |  | Withdrawn | Trade Secret | Trade | HUG | HUG321 | Community Solar Garden | Solar*Rewards Community | Trade Secret | 2015
20263-228838-01 | Xcel Energy | 85 | 13781 | IOU | SRC071530 | 1000 | Solar |  |  | Withdrawn | Trade Secret | Trade |  |  | Community Solar Garden | Solar*Rewards Community | Trade Secret | 2019
20263-228838-01 | Xcel Energy | 85 | 13781 | IOU | 03126062 | 972 | Solar |  |  | Interconnected | Saint Joseph | Trade | WTB | WTB021 | Community Solar Garden | Solar*Rewards Community | Trade Secret | 2015 | 2017
20263-228838-01 |  |  |  |  | SRO29183 |  | Solar |  |  | Withdrawn | Trade Secret | Trade |  |  |  | Other |  | 2013
20263-228838-01 |  |  |  |  | 05348950 |  |  |  |  | Active Application | Trade Secret | Trade |  |  | Residential |  |  | 2022
20263-228838-01 | Xcel Energy | 85 | 13781 | IOU | SRC039215 | 1000 | Solar |  |  | Withdrawn | Trade Secret | Trade |  |  | Community Solar Garden | Solar*Rewards Community | Trade Secret | 2015
20263-228838-01 | Xcel Energy | 85 | 13781 | IOU | 03126847 | 1000 | Solar |  |  | Interconnected | Kasson | Trade | KAN | KAN021 | Community Solar Garden | Solar*Rewards Community | Trade Secret | 2015 | 2017
20263-228838-01 | Xcel Energy | 85 | 13781 | IOU | SRC042383 | 1000 | Solar |  |  | Withdrawn | Trade Secret | Trade | FRM | FRM071 | Community Solar Garden | Solar*Rewards Community | Trade Secret | 2015
20263-228838-01 | Xcel Energy | 85 | 13781 | IOU | SRC052720 | 1000 | Solar |  |  | Withdrawn | Trade Secret | Trade | LAC | LAC063 | Community Solar Garden | Solar*Rewards Community | Trade Secret | 2016
20263-228838-01 | Xcel Energy | 85 | 13781 | IOU | 03125997 | 990 | Solar |  |  | Interconnected | Belle Plaine | Trade | BEL | BEL062 | Community Solar Garden | Solar*Rewards Community | Trade Secret | 2015 | 2018
20263-228838-01 | Xcel Energy | 85 | 13781 | IOU | 04256885 | 1000 | Solar |  |  | Active Application | Trade Secret | Trade | HUG | HUG321 | LMI | Solar*Rewards Community | Trade Secret | 2023
20263-228838-01 |  |  |  |  | 03129802 |  | Solar |  |  | Active Application | Trade Secret | Trade |  |  | Residential |  |  | 2016
20263-228838-01 |  |  |  |  | 04508322 |  |  |  |  | Active Application | Trade Secret | Trade |  |  | Residential |  |  | 2021
20263-228838-01 | Xcel Energy | 85 | 13781 | IOU | 05660779 | 1000 | Solar |  |  | Withdrawn | Trade Secret | Trade | MTV | MTV021 | Community Solar Garden | Solar*Rewards Community | Trade Secret | 2023
20263-228838-01 | Xcel Energy | 85 | 13781 | IOU | 03129899 | 3.747 | Solar |  |  | Withdrawn | Trade Secret | Trade | ALD | ALD085 | Residential | Solar*Rewards | Trade Secret | 2018
20263-228838-01 | Xcel Energy | 85 | 13781 | IOU | SRC042676 | 950 | Solar |  |  | Withdrawn | Trade Secret | Trade | KEN | KEN022 | Community Solar Garden | Solar*Rewards Community | Trade Secret | 2015
20263-228838-01 | Xcel Energy | 85 | 13781 | IOU | 03127986 | 1000 | Solar |  |  | Interconnected | Waverly | Trade | WAV | WAV021 | Community Solar Garden | Solar*Rewards Community | Trade Secret | 2014 | 2017
20263-228838-01 | Xcel Energy | 85 | 13781 | IOU | 03130797 | 1750 | Other |  |  | Interconnected | Trade Secret | Trade | WES | WES072 | Commercial |  | Trade Secret | 2003 | 2005
20263-228838-01 |  |  |  |  | 05948955 |  | Solar |  |  | Withdrawn | Trade Secret | Trade |  |  | Residential | Solar*Rewards |  | 2024
20263-228838-01 |  |  |  |  | 05948975 |  | Solar |  |  | Withdrawn | Trade Secret | Trade |  |  | Residential | Solar*Rewards |  | 2024
20263-228838-01 |  |  |  |  | 04973578 |  |  |  |  | Active Application | Trade Secret | Trade |  |  | Residential |  |  | 2022
20263-228838-01 |  |  |  |  | 05958720 |  | Solar |  |  | Withdrawn | Trade Secret | Trade |  |  | Residential | Solar*Rewards |  | 2024
20263-228838-01 |  |  |  |  | 05814344 |  | Solar |  |  | Active Application | Trade Secret | Trade |  |  | Residential | Solar*Rewards |  | 2024
20263-228838-01 |  |  |  |  | 05800283 |  | Solar |  |  | Withdrawn | Trade Secret | Trade |  |  | Residential | Solar*Rewards |  | 2024
20263-228838-01 |  |  |  |  | 06023351 |  |  |  |  | Active Application | Trade Secret | Trade |  |  | Residential |  |  | 2024
20263-228838-01 | Xcel Energy | 85 | 13781 | IOU | SRC038555 | 1000 | Solar |  |  | Withdrawn | Trade Secret | Trade | HAS | HAS021 | Community Solar Garden | Solar*Rewards Community | Trade Secret | 2014
20263-228838-01 | Xcel Energy | 85 | 13781 | IOU | SRC041402 | 1000 | Solar |  |  | Withdrawn | Trade Secret | Trade |  |  | Community Solar Garden | Solar*Rewards Community | Trade Secret | 2015
20263-228838-01 | Xcel Energy | 85 | 13781 | IOU | 03126874 | 1000 | Solar |  |  | Interconnected | Watertown | Trade | WTN | WTN061 | Community Solar Garden | Solar*Rewards Community | Trade Secret | 2015 | 2017
20263-228838-01 | Xcel Energy | 85 | 13781 | IOU | 03129971 | 7.6 | Solar |  |  | Withdrawn | Trade Secret | Trade | AFT | AFT314 | Residential | Solar*Rewards | Trade Secret | 2018
20263-228838-01 |  |  |  |  | 06202153 |  | Solar |  |  | Withdrawn | Trade Secret | Trade |  |  | Residential | Solar*Rewards |  | 2025
20263-228838-01 | Xcel Energy | 85 | 13781 | IOU | SRC040890 | 1000 | Solar |  |  | Withdrawn | Trade Secret | Trade |  |  | Community Solar Garden | Solar*Rewards Community | Trade Secret | 2015
20263-228838-01 | Xcel Energy | 85 | 13781 | IOU | SRC052567 | 810 | Solar |  |  | Withdrawn | Trade Secret | Trade |  |  | Community Solar Garden | Solar*Rewards Community | Trade Secret | 2016
20263-228838-01 | Xcel Energy | 85 | 13781 | IOU | SRC038682 | 1000 | Solar |  |  | Withdrawn | Trade Secret | Trade | CSR | CSR001 | Community Solar Garden | Solar*Rewards Community | Trade Secret | 2014
20263-228838-01 | Xcel Energy | 85 | 13781 | IOU | 03124688 | 1000 | Solar |  |  | Interconnected | Starbuck | Trade | LOW | LOW021 | Community Solar Garden | Solar*Rewards Community | Trade Secret | 2018 | 2020
20263-228838-01 | Xcel Energy | 85 | 13781 | IOU | SRO18311 | 10 | Solar |  |  | Withdrawn | Trade Secret | Trade |  |  |  | Solar*Rewards | Trade Secret | 2011
20263-228838-01 | Xcel Energy | 85 | 13781 | IOU | SRC042726 | 950 | Solar |  |  | Withdrawn | Trade Secret | Trade | MTV | MTV022 | Community Solar Garden | Solar*Rewards Community | Trade Secret | 2015
20263-228838-01 | Xcel Energy | 85 | 13781 | IOU | SRC039465 | 1000 | Solar |  |  | Withdrawn | Trade Secret | Trade | SWN | SWN022 | Community Solar Garden | Solar*Rewards Community | Trade Secret | 2015
20263-228838-01 | Xcel Energy | 85 | 13781 | IOU | 03125955 | 972 | Solar |  |  | Interconnected | Cokato | Trade | COK | COK061 | Community Solar Garden | Solar*Rewards Community | Trade Secret | 2015 | 2018
20263-228838-01 | Xcel Energy | 85 | 13781 | IOU | 03128584 | 250 | Solar |  |  | Interconnected | Mayer | Trade | WCS | WCS064 | Community Solar Garden | Solar*Rewards Community | Trade Secret | 2015 | 2018
20263-228838-01 | Xcel Energy | 85 | 13781 | IOU | 03127611 | 1000 | Solar |  |  | Interconnected | Farmington | Trade | FRM | FRM062 | Community Solar Garden | Solar*Rewards Community | Trade Secret | 2014 | 2017
20263-228838-01 | Xcel Energy | 85 | 13781 | IOU | 03127762 | 990 | Solar |  |  | Interconnected | Sartell | Trade | MHW | MHW312 | Community Solar Garden | Solar*Rewards Community | Trade Secret | 2015 | 2018
20263-228838-01 | Xcel Energy | 85 | 13781 | IOU | 03127628 | 1000 | Solar |  |  | Interconnected | Montrose | Trade | MTR | MTR021 | Community Solar Garden | Solar*Rewards Community | Trade Secret | 2014 | 2017
20263-228838-01 | Xcel Energy | 85 | 13781 | IOU | 03128244 | 1000 | Solar |  |  | Interconnected | Buffalo Lake | Trade | BFL | BFL021 | Community Solar Garden | Solar*Rewards Community | Trade Secret | 2019 | 2021
20263-228838-01 | Xcel Energy | 85 | 13781 | IOU | SRC038457 | 1000 | Solar |  |  | Withdrawn | Trade Secret | Trade | LAP | LAP311 | Community Solar Garden | Solar*Rewards Community | Trade Secret | 2014
20263-228838-01 | Xcel Energy | 85 | 13781 | IOU | SRC040815 | 1000 | Solar |  |  | Withdrawn | Trade Secret | Trade | HUG | HUG321 | Community Solar Garden | Solar*Rewards Community | Trade Secret | 2015
20263-228838-01 |  |  |  |  | SRO23447 |  | Solar |  |  | Withdrawn | Trade Secret | Trade |  |  |  | Other |  | 2012
20263-228838-01 | Xcel Energy | 85 | 13781 | IOU | 05597161 | 1000 | Solar |  |  | Withdrawn | Trade Secret | Trade | MDF | MDF021 | Community Solar Garden | Solar*Rewards Community | Trade Secret | 2023
20263-228838-01 | Xcel Energy | 85 | 13781 | IOU | 05601938 | 1000 | Solar |  |  | Active Application | Trade Secret | Trade |  |  | Community Solar Garden | Solar*Rewards Community | Trade Secret | 2023
20263-228838-01 | Xcel Energy | 85 | 13781 | IOU | 05601985 | 1000 | Solar |  |  | Withdrawn | Trade Secret | Trade | FIC | FIC022 | Community Solar Garden | Solar*Rewards Community | Trade Secret | 2023
20263-228838-01 |  |  |  |  | 04591318 |  |  |  |  | Active Application | Trade Secret | Trade |  |  | Residential |  |  | 2021
20263-228838-01 |  |  |  |  | 05408267 |  | Solar |  |  | Withdrawn | Trade Secret | Trade |  |  | Residential | Solar*Rewards |  | 2023
20263-228838-01 | Xcel Energy | 85 | 13781 | IOU | SRC038710 | 1000 | Solar |  |  | Withdrawn | Trade Secret | Trade | SCL | SCL322 | Community Solar Garden | Solar*Rewards Community | Trade Secret | 2014
20263-228838-01 | Xcel Energy | 85 | 13781 | IOU | SRC040050 | 1000 | Solar |  |  | Withdrawn | Trade Secret | Trade |  |  | Community Solar Garden | Solar*Rewards Community | Trade Secret | 2015
20263-228838-01 | Xcel Energy | 85 | 13781 | IOU | SRC038675 | 1000 | Solar |  |  | Withdrawn | Trade Secret | Trade | LNS | LNS033 | Community Solar Garden | Solar*Rewards Community | Trade Secret | 2014
20263-228838-01 |  |  |  |  | 03129779 |  | Solar |  |  | Withdrawn | Trade Secret | Trade | EDA | EDA068 | Residential |  |  | 2015
20263-228838-01 | Xcel Energy | 85 | 13781 | IOU | SRC042190 | 1000 | Solar |  |  | Withdrawn | Trade Secret | Trade |  |  | Community Solar Garden | Solar*Rewards Community | Trade Secret | 2015
20263-228838-01 | Xcel Energy | 85 | 13781 | IOU | SRC064300 | 1000 | Solar |  |  | Withdrawn | Trade Secret | Trade |  |  | Community Solar Garden | Solar*Rewards Community | Trade Secret | 2018
20263-228838-01 | Xcel Energy | 85 | 13781 | IOU | SRC040646 | 1000 | Solar |  |  | Withdrawn | Trade Secret | Trade | CGR | CGR063 | Community Solar Garden | Solar*Rewards Community | Trade Secret | 2015
20263-228838-01 |  |  |  |  | 04384985 |  | Solar |  |  | Active Application | Trade Secret | Trade |  |  | Residential | Solar*Rewards |  | 2021
20263-228838-01 | Xcel Energy | 85 | 13781 | IOU | SRC064855 | 1000 | Solar |  |  | Withdrawn | Trade Secret | Trade | PAT | PAT312 | Community Solar Garden | Solar*Rewards Community | Trade Secret | 2018
20263-228838-01 | Xcel Energy | 85 | 13781 | IOU | SRC042614 | 950 | Solar |  |  | Withdrawn | Trade Secret | Trade |  |  | Community Solar Garden | Solar*Rewards Community | Trade Secret | 2015
20263-228838-01 | Xcel Energy | 85 | 13781 | IOU | 03129750 | 3.8 | Solar |  |  | Withdrawn | Trade Secret | Trade |  |  | Residential | Solar*Rewards | Trade Secret | 2016
20263-228838-01 |  |  |  |  | 05396671 |  |  |  |  | Active Application | Trade Secret | Trade |  |  | Residential |  |  | 2023
20263-228838-01 | Xcel Energy | 85 | 13781 | IOU | 03128515 | 1000 | Solar |  |  | Interconnected | Plato | Trade | PLA | PLA022 | Community Solar Garden | Solar*Rewards Community | Trade Secret | 2015 | 2020
20263-228838-01 |  |  |  |  | 05994144 |  | Solar |  |  | Withdrawn | Trade Secret | Trade |  |  | Residential | Solar*Rewards |  | 2024
20263-228838-01 |  |  |  |  | 05403382 |  | Solar |  |  | Withdrawn | Trade Secret | Trade |  |  | Residential | Solar*Rewards |  | 2023
20263-228838-01 | Xcel Energy | 85 | 13781 | IOU | SRC042635 | 950 | Solar |  |  | Withdrawn | Trade Secret | Trade | FRA | FRA001 | Community Solar Garden | Solar*Rewards Community | Trade Secret | 2015
20263-228838-01 | Xcel Energy | 85 | 13781 | IOU | SRC038971 | 1000 | Solar |  |  | Withdrawn | Trade Secret | Trade | LAP | LAP311 | Community Solar Garden | Solar*Rewards Community | Trade Secret | 2015
20263-228838-01 | Xcel Energy | 85 | 13781 | IOU | SRC042502 | 1000 | Solar |  |  | Withdrawn | Trade Secret | Trade | BEK | BEK311 | Community Solar Garden | Solar*Rewards Community | Trade Secret | 2015
20263-228838-01 | Xcel Energy | 85 | 13781 | IOU | 05756390 | 4990 | Solar |  |  | Withdrawn | Trade Secret | Trade |  |  | Commercial | Other | Trade Secret | 2024
20263-228838-01 | Xcel Energy | 85 | 13781 | IOU | 04827536 | 8500 | Hydro |  |  | Interconnected | Trade Secret | Trade |  |  | Commercial |  | Trade Secret | 2022 | 1987
20263-228838-01 | Xcel Energy | 85 | 13781 | IOU | SRC039313 | 1000 | Solar |  |  | Withdrawn | Trade Secret | Trade |  |  | Community Solar Garden | Solar*Rewards Community | Trade Secret | 2015
20263-228838-01 | Xcel Energy | 85 | 13781 | IOU | 03126074 | 250 | Solar |  |  | Interconnected | Hastings | Trade | CGR | CGR063 | Community Solar Garden | Solar*Rewards Community | Trade Secret | 2015 | 2018
20263-228838-01 | Xcel Energy | 85 | 13781 | IOU | SRC040444 | 250 | Solar |  |  | Withdrawn | Trade Secret | Trade | HYL | HYL064 | Community Solar Garden | Solar*Rewards Community | Trade Secret | 2015
20263-228838-01 | Xcel Energy | 85 | 13781 | IOU | 03573220 | 1000 | Solar |  |  | Interconnected | Clear Lake | Trade | SDX | SDX311 | Community Solar Garden | Solar*Rewards Community | Trade Secret | 2020 | 2022
20263-228838-01 |  |  |  |  | 05944370 |  |  |  |  | Withdrawn | Trade Secret | Trade |  |  | Residential |  |  | 2024
20263-228838-01 | Xcel Energy | 85 | 13781 | IOU | SRC040629 | 1000 | Solar |  |  | Withdrawn | Trade Secret | Trade | CTF | CTF021 | Community Solar Garden | Solar*Rewards Community | Trade Secret | 2015
20263-228838-01 | Xcel Energy | 85 | 13781 | IOU | SRC052841 | 1000 | Solar |  |  | Withdrawn | Trade Secret | Trade | LAE | LAE061 | Community Solar Garden | Solar*Rewards Community | Trade Secret | 2017
20263-228838-01 | Xcel Energy | 85 | 13781 | IOU | SRC039319 | 1000 | Solar |  |  | Withdrawn | Trade Secret | Trade |  |  | Community Solar Garden | Solar*Rewards Community | Trade Secret | 2015
20263-228838-01 | Xcel Energy | 85 | 13781 | IOU | SRC052756 | 1000 | Solar |  |  | Withdrawn | Trade Secret | Trade | SCA | SCA021 | Community Solar Garden | Solar*Rewards Community | Trade Secret | 2017
20263-228838-01 | Xcel Energy | 85 | 13781 | IOU | SRC042804 | 950 | Solar |  |  | Withdrawn | Trade Secret | Trade | DOC | DOC031 | Community Solar Garden | Solar*Rewards Community | Trade Secret | 2015
20263-228838-01 | Xcel Energy | 85 | 13781 | IOU | 03127646 | 1000 | Solar |  |  | Interconnected | Saint Michael | Trade | HSN | HSN321 | Community Solar Garden | Solar*Rewards Community | Trade Secret | 2014 | 2019
20263-228838-01 | Xcel Energy | 85 | 13781 | IOU | 05799989 | 2599.3 | Solar |  |  | Active Application | Trade Secret | Trade | SMT | SMT072 | LMI | Solar*Rewards Community | Trade Secret | 2024
20263-228838-01 | Xcel Energy | 85 | 13781 | IOU | 03129319 | 39.998 | Solar |  |  | Withdrawn | Trade Secret | Trade | GLK | GLK071 | Residential | Solar*Rewards | Trade Secret | 2018
20263-228838-01 | Xcel Energy | 85 | 13781 | IOU | 05495353 | 1000 | Solar |  |  | Withdrawn | Trade Secret | Trade | PAT | PAT312 | Community Solar Garden | Solar*Rewards Community | Trade Secret | 2023
20263-228838-01 | Xcel Energy | 85 | 13781 | IOU | SRC040027 | 1000 | Solar |  |  | Withdrawn | Trade Secret | Trade |  |  | Community Solar Garden | Solar*Rewards Community | Trade Secret | 2015
20263-228838-01 | Xcel Energy | 85 | 13781 | IOU | SRC041280 | 1000 | Solar |  |  | Withdrawn | Trade Secret | Trade | WWK | WWK321 | Community Solar Garden | Solar*Rewards Community | Trade Secret | 2015
20263-228838-01 | Xcel Energy | 85 | 13781 | IOU | 03127600 | 1000 | Solar |  |  | Interconnected | Clear Lake | Trade | SCL | SCL322 | Community Solar Garden | Solar*Rewards Community | Trade Secret | 2014 | 2018
20263-228838-01 | Xcel Energy | 85 | 13781 | IOU | SRC040858 | 950 | Solar |  |  | Withdrawn | Trade Secret | Trade |  |  | Community Solar Garden | Solar*Rewards Community | Trade Secret | 2015
20263-228838-01 | Xcel Energy | 85 | 13781 | IOU | SRC042796 | 950 | Solar |  |  | Withdrawn | Trade Secret | Trade | WAV | WAV021 | Community Solar Garden | Solar*Rewards Community | Trade Secret | 2015
20263-228838-01 | Xcel Energy | 85 | 13781 | IOU | 03123425 | 1000 | Solar |  |  | Interconnected | Faribault | Trade | WEF | WEF071 | Community Solar Garden | Solar*Rewards Community | Trade Secret | 2017 | 2019
20263-228838-01 | Xcel Energy | 85 | 13781 | IOU | 03125893 | 5500 | Solar |  |  | Interconnected | Trade Secret | Trade | FAP | FAP061 | Utility |  | Trade Secret | 2016 | 2017
20263-228838-01 | Xcel Energy | 85 | 13781 | IOU | 05676053 | 2000 | Solar |  |  | Active Application | Trade Secret | Trade |  |  | Community Solar Garden | Solar*Rewards Community | Trade Secret | 2023
20263-228838-01 | Xcel Energy | 85 | 13781 | IOU | 03521214 | 4800 | Natural Gas |  |  | Active Application | Trade Secret | Trade | ELP | ELP081 | Commercial |  | Trade Secret | 2021
20263-228838-01 | Xcel Energy | 85 | 13781 | IOU | SRC039293 | 1000 | Solar |  |  | Withdrawn | Trade Secret | Trade |  |  | Community Solar Garden | Solar*Rewards Community | Trade Secret | 2015
20263-228838-01 | Xcel Energy | 85 | 13781 | IOU | SRC039051 | 36 | Solar |  |  | Withdrawn | Trade Secret | Trade | MST | MST069 | Community Solar Garden | Solar*Rewards Community | Trade Secret | 2015
20263-228838-01 | Xcel Energy | 85 | 13781 | IOU | SRC042446 | 1000 | Solar |  |  | Withdrawn | Trade Secret | Trade | WWK | WWK321 | Community Solar Garden | Solar*Rewards Community | Trade Secret | 2015
20263-228838-01 | Xcel Energy | 85 | 13781 | IOU | SRC038760 | 1000 | Solar |  |  | Withdrawn | Trade Secret | Trade | LNS | LNS033 | Community Solar Garden | Solar*Rewards Community | Trade Secret | 2014
20263-228838-01 | Xcel Energy | 85 | 13781 | IOU | 03123368 | 1000 | Solar |  |  | Interconnected | Big Lake | Trade | FSL | FSL311 | Community Solar Garden | Solar*Rewards Community | Trade Secret | 2016 | 2018
20263-228838-01 | Xcel Energy | 85 | 13781 | IOU | 03878843 | 1000 | Solar |  |  | Withdrawn | Trade Secret | Trade | HOW | HOW061 | Community Solar Garden | Solar*Rewards Community | Trade Secret | 2021
20263-228838-01 | Xcel Energy | 85 | 13781 | IOU | 03128092 | 1000 | Solar |  |  | Interconnected | Waite Park | Trade | SAK | SAK312 | Community Solar Garden | Solar*Rewards Community | Trade Secret | 2015 | 2019
20263-228838-01 | Xcel Energy | 85 | 13781 | IOU | SRC042156 | 1000 | Solar |  |  | Withdrawn | Trade Secret | Trade | BEK | BEK311 | Community Solar Garden | Solar*Rewards Community | Trade Secret | 2015
20263-228838-01 | Xcel Energy | 85 | 13781 | IOU | SRC040695 | 950 | Solar |  |  | Withdrawn | Trade Secret | Trade |  |  | Community Solar Garden | Solar*Rewards Community | Trade Secret | 2015
20263-228838-01 | Xcel Energy | 85 | 13781 | IOU | SRC042397 | 1000 | Solar |  |  | Withdrawn | Trade Secret | Trade | WTN | WTN061 | Community Solar Garden | Solar*Rewards Community | Trade Secret | 2015
20263-228838-01 | Xcel Energy | 85 | 13781 | IOU | SRC039318 | 1000 | Solar |  |  | Withdrawn | Trade Secret | Trade |  |  | Community Solar Garden | Solar*Rewards Community | Trade Secret | 2015
20263-228838-01 | Xcel Energy | 85 | 13781 | IOU | SRC042227 | 1000 | Solar |  |  | Withdrawn | Trade Secret | Trade | MGN | MGN211 | Community Solar Garden | Solar*Rewards Community | Trade Secret | 2015
20263-228838-01 | Xcel Energy | 85 | 13781 | IOU | 04896997 | 1000 | Solar |  |  | Withdrawn | Trade Secret | Trade | GLD | GLD021 | Community Solar Garden | Solar*Rewards Community | Trade Secret | 2022
20263-228838-01 | Xcel Energy | 85 | 13781 | IOU | 03128555 | 1000 | Solar |  |  | Interconnected | Glenwood | Trade | GLD | GLD021 | Community Solar Garden | Solar*Rewards Community | Trade Secret | 2015 | 2017
20263-228838-01 | Xcel Energy | 85 | 13781 | IOU | 04962318 | 875 | Solar |  |  | Active Application | Trade Secret | Trade |  |  | Community Solar Garden | Solar*Rewards Community | Trade Secret | 2022
20263-228838-01 | Xcel Energy | 85 | 13781 | IOU | SRC040475 | 1000 | Solar |  |  | Withdrawn | Trade Secret | Trade | WAB | WAB031 | Community Solar Garden | Solar*Rewards Community | Trade Secret | 2015
20263-228838-01 | Xcel Energy | 85 | 13781 | IOU | SRC052792 | 1000 | Solar |  |  | Withdrawn | Trade Secret | Trade | LOK | LOK082 | Community Solar Garden | Solar*Rewards Community | Trade Secret | 2017
20263-228838-01 | Xcel Energy | 85 | 13781 | IOU | SRC039278 | 1000 | Solar |  |  | Withdrawn | Trade Secret | Trade | MEI | MEI021 | Community Solar Garden | Solar*Rewards Community | Trade Secret | 2015
20263-228838-01 | Xcel Energy | 85 | 13781 | IOU | SRC040014 | 1000 | Solar |  |  | Withdrawn | Trade Secret | Trade | DND | DND071 | Community Solar Garden | Solar*Rewards Community | Trade Secret | 2015
20263-228838-01 | Xcel Energy | 85 | 13781 | IOU | 03127872 | 1000 | Solar |  |  | Interconnected | Waite Park | Trade | SAK | SAK312 | Community Solar Garden | Solar*Rewards Community | Trade Secret | 2015 | 2019
20263-228838-01 |  |  |  |  | 05394087 |  |  |  |  | Active Application | Trade Secret | Trade |  |  | Residential |  |  | 2023
20263-228838-01 |  |  |  |  | 04313959 |  | Solar |  |  | Active Application | Trade Secret | Trade |  |  | Residential | Solar*Rewards |  | 2021
20263-228838-01 |  |  |  |  | 05785420 |  |  |  |  | Active Application | Trade Secret | Trade |  |  | Residential |  |  | 2024
20263-228838-01 | Xcel Energy | 85 | 13781 | IOU | SRC052793 | 1000 | Solar |  |  | Withdrawn | Trade Secret | Trade | SCL | SCL322 | Community Solar Garden | Solar*Rewards Community | Trade Secret | 2017
20263-228838-01 | Xcel Energy | 85 | 13781 | IOU | SRC038505 | 1000 | Solar |  |  | Withdrawn | Trade Secret | Trade | HSN | HSN321 | Community Solar Garden | Solar*Rewards Community | Trade Secret | 2014
20263-228838-01 | Xcel Energy | 85 | 13781 | IOU | SRC041342 | 1000 | Solar |  |  | Withdrawn | Trade Secret | Trade | RAP | RAP081 | Community Solar Garden | Solar*Rewards Community | Trade Secret | 2015
20263-228838-01 | Xcel Energy | 85 | 13781 | IOU | SRC050646 | 1000 | Solar |  |  | Withdrawn | Trade Secret | Trade |  |  | Community Solar Garden | Solar*Rewards Community | Trade Secret | 2016
20263-228838-01 | Xcel Energy | 85 | 13781 | IOU | SRC042744 | 1000 | Solar |  |  | Withdrawn | Trade Secret | Trade | PLA | PLA022 | Community Solar Garden | Solar*Rewards Community | Trade Secret | 2015
20263-228838-01 | Xcel Energy | 85 | 13781 | IOU | 03123441 | 1000 | Solar |  |  | Interconnected | Kasson | Trade | KAN | KAN022 | Community Solar Garden | Solar*Rewards Community | Trade Secret | 2015 | 2017
20263-228838-01 |  |  |  |  | 05198878 |  |  |  |  | Active Application | Trade Secret | Trade |  |  | Residential |  |  | 2022
20263-228838-01 |  |  |  |  | 06239680 |  |  |  |  | Active Application | Trade Secret | Trade |  |  | Residential |  |  | 2025
20263-228838-01 | Xcel Energy | 85 | 13781 | IOU | SRC073042 | 1000 | Solar |  |  | Withdrawn | Trade Secret | Trade |  |  | Community Solar Garden | Solar*Rewards Community | Trade Secret | 2019
20263-228838-01 | Xcel Energy | 85 | 13781 | IOU | SRC042665 | 950 | Solar |  |  | Withdrawn | Trade Secret | Trade | WCS | WCS064 | Community Solar Garden | Solar*Rewards Community | Trade Secret | 2015
20263-228838-01 | Xcel Energy | 85 | 13781 | IOU | 05843148 | 7.616 | Solar |  |  | Withdrawn | Trade Secret | Trade | ALK | ALK067 | Residential |  | Trade Secret | 2024
20263-228838-01 | Xcel Energy | 85 | 13781 | IOU | 04170358 | 3.747 | Solar |  |  | Interconnected | Trade Secret | Trade | LEX | LEX332 | Residential |  | Trade Secret | 2020 | 2022
20263-228838-01 | Xcel Energy | 85 | 13781 | IOU | 03131292 | 9.94 | Solar |  |  | Interconnected | Trade Secret | Trade | RRK | RRK082 | Residential | Solar*Rewards | Trade Secret | 2016 | 2017
20263-228838-01 | Xcel Energy | 85 | 13781 | IOU | 03132814 | 9.6 | Solar |  |  | Interconnected | Trade Secret | Trade | SLP | SLP092 | Residential | Solar*Rewards | Trade Secret | 2018 | 2018
20263-228838-01 | Xcel Energy | 85 | 13781 | IOU | 06301313 | 42.75 | Solar |  |  | Active Application | Trade Secret | Trade | FSL | FSL311 | Commercial |  | Trade Secret | 2025
20263-228838-01 |  |  |  |  | 05965905 |  |  |  |  | Active Application | Trade Secret | Trade | FSL | FSL311 | Commercial |  |  | 2024
20263-228838-01 | Xcel Energy | 85 | 13781 | IOU | 03131496 | 9.94 | Solar |  |  | Interconnected | Trade Secret | Trade | SMT | SMT061 | Residential | Made in Minnesota | Trade Secret | 2017 | 2017
20263-228838-01 | Xcel Energy | 85 | 13781 | IOU | 03131842 | 5 | Solar |  |  | Interconnected | Trade Secret | Trade | AHI | AHI063 | Commercial | Solar*Rewards | Trade Secret | 2017 | 2017
20263-228838-01 | Xcel Energy | 85 | 13781 | IOU | 05837283 | 3.936 | Solar |  |  | Interconnected | Trade Secret | Trade | SCL | SCL311 | Residential | Solar*Rewards | Trade Secret | 2024 | 2024
20263-228838-01 | Xcel Energy | 85 | 13781 | IOU | 06106585 | 99.9 | Solar |  |  | Interconnected | Trade Secret | Trade | AFT | AFT321 | Commercial |  | Trade Secret | 2025 | 2025
20263-228838-01 | Xcel Energy | 85 | 13781 | IOU | 06310587 | 6.528 | Solar |  |  | Active Application | Trade Secret | Trade | ALK | ALK067 | Residential |  | Trade Secret | 2026
20263-228838-01 | Xcel Energy | 85 | 13781 | IOU | OID3368825 | 9.94 | Solar |  |  | Withdrawn | Trade Secret | Trade | ALK | ALK067 | Commercial | Solar*Rewards | Trade Secret | 2018
20263-228838-01 | Xcel Energy | 85 | 13781 | IOU | 03131975 | 2.962 | Solar |  |  | Interconnected | Trade Secret | Trade | MEL | MEL061 | Residential | Solar*Rewards | Trade Secret | 2017 | 2017
20263-228838-01 | Xcel Energy | 85 | 13781 | IOU | 03131972 | 5 | Solar |  |  | Interconnected | Trade Secret | Trade | MEL | MEL061 | Residential | Solar*Rewards | Trade Secret | 2017 | 2017
20263-228838-01 | Xcel Energy | 85 | 13781 | IOU | 04794437 | 10.819 | Solar |  |  | Interconnected | Trade Secret | Trade | UPP | UPP084 | Residential | Solar*Rewards | Trade Secret | 2022 | 2023
20263-228838-01 | Xcel Energy | 85 | 13781 | IOU | 06106466 | 6.073 | Solar |  |  | Interconnected | Trade Secret | Trade | HSN | HSN321 | Residential | Solar*Rewards | Trade Secret | 2025 | 2025
20263-228838-01 | Xcel Energy | 85 | 13781 | IOU | 04185913 | 5 | Solar |  |  | Interconnected | Trade Secret | Trade | RPO | RPO311 | Residential | Solar*Rewards | Trade Secret | 2021 | 2021
20263-228838-01 | Xcel Energy | 85 | 13781 | IOU | 05535928 | 249.375 | Solar |  |  | Active Application | Trade Secret | Trade | RIV | RIV066 | Commercial |  | Trade Secret | 2024
20263-228838-01 | Xcel Energy | 85 | 13781 | IOU | 03742703 | 8.12 | Solar |  |  | Interconnected | Trade Secret | Trade | DBL | DBL074 | Residential | Solar*Rewards | Trade Secret | 2020 | 2020
20263-228838-01 | Xcel Energy | 85 | 13781 | IOU | 05792806 | 5.904 | Solar |  |  | Withdrawn | Trade Secret | Trade | LAB | LAB312 | Residential | Solar*Rewards | Trade Secret | 2024
20263-228838-01 | Xcel Energy | 85 | 13781 | IOU | 05813090 | 5.904 | Solar |  |  | Interconnected | Trade Secret | Trade | LAB | LAB312 | Residential | Solar*Rewards | Trade Secret | 2024 | 2024
20263-228838-01 | Xcel Energy | 85 | 13781 | IOU | 04793733 | 6.09 | Solar |  |  | Interconnected | Trade Secret | Trade | AFT | AFT314 | Residential | Solar*Rewards | Trade Secret | 2022 | 2022
20263-228838-01 | Xcel Energy | 85 | 13781 | IOU | 04505256 | 7.329 | Solar |  |  | Active Application | Trade Secret | Trade | AFT | AFT314 | Residential | Solar*Rewards | Trade Secret | 2021
20263-228838-01 | Xcel Energy | 85 | 13781 | IOU | 05365168 | 17.799 | Solar |  |  | Interconnected | Trade Secret | Trade | EDA | EDA067 | Residential |  | Trade Secret | 2023 | 2023
20263-228838-01 | Xcel Energy | 85 | 13781 | IOU | 04517353 | 3.747 | Solar |  |  | Interconnected | Trade Secret | Trade | WCR | WCR321 | Residential |  | Trade Secret | 2021 | 2021
20263-228838-01 | Xcel Energy | 85 | 13781 | IOU | 05774818 | 4.175 | Solar |  |  | Interconnected | Trade Secret | Trade | HSN | HSN322 | Residential | Solar*Rewards | Trade Secret | 2024 | 2024
20263-228838-01 | Xcel Energy | 85 | 13781 | IOU | 05194214 | 12.76 | Solar |  |  | Interconnected | Trade Secret | Trade | HUG | HUG312 | Residential |  | Trade Secret | 2022 | 2022
20263-228838-01 | Xcel Energy | 85 | 13781 | IOU | 03327416 | 7.616 | Solar |  |  | Interconnected | Trade Secret | Trade | AFT | AFT314 | Residential | Solar*Rewards | Trade Secret | 2019 | 2020
20263-228838-01 | Xcel Energy | 85 | 13781 | IOU | 03182773 | 7.616 | Solar |  |  | Interconnected | Trade Secret | Trade | HUG | HUG312 | Residential | Solar*Rewards | Trade Secret | 2019 | 2020
20263-228838-01 | Xcel Energy | 85 | 13781 | IOU | 06022024 | 15.232 | Solar |  |  | Interconnected | Trade Secret | Trade | HUG | HUG312 | Residential |  | Trade Secret | 2024 | 2025
20263-228838-01 | Xcel Energy | 85 | 13781 | IOU | 04279637 | 4.64 | Solar |  |  | Interconnected | Trade Secret | Trade | WWK | WWK311 | Residential | Solar*Rewards | Trade Secret | 2021 | 2021
20263-228838-01 | Xcel Energy | 85 | 13781 | IOU | 05508282 | 25.35 | Solar |  | X | Interconnected | Trade Secret | Trade | LIN | LIN031 | Commercial |  | Trade Secret | 2023 | 2024
20263-228838-01 | Xcel Energy | 85 | 13781 | IOU | 05541250 | 25.04 | Solar |  |  | Withdrawn | Trade Secret | Trade | DHL | DHL061 | Residential | Solar*Rewards | Trade Secret | 2023
20263-228838-01 | Xcel Energy | 85 | 13781 | IOU | 04794071 | 6.38 | Solar |  |  | Interconnected | Trade Secret | Trade | ALK | ALK072 | Residential | Solar*Rewards | Trade Secret | 2022 | 2022
20263-228838-01 | Xcel Energy | 85 | 13781 | IOU | 05346167 | 5.22 | Solar |  |  | Interconnected | Trade Secret | Trade | RRK | RRK082 | Residential |  | Trade Secret | 2022 | 2023
20263-228838-01 | Xcel Energy | 85 | 13781 | IOU | 04964031 | 6.96 | Solar |  |  | Interconnected | Trade Secret | Trade | RMT | RMT321 | Residential |  | Trade Secret | 2022 | 2022
20263-228838-01 | Xcel Energy | 85 | 13781 | IOU | 05668201 | 7.872 | Solar |  |  | Interconnected | Trade Secret | Trade | RPO | RPO311 | Residential |  | Trade Secret | 2023 | 2024
20263-228838-01 | Xcel Energy | 85 | 13781 | IOU | 05287790 | 6.96 | Solar |  |  | Interconnected | Trade Secret | Trade | AFT | AFT314 | Residential |  | Trade Secret | 2022 | 2023
20263-228838-01 | Xcel Energy | 85 | 13781 | IOU | 05584745 | 7.245 | Solar |  |  | Interconnected | Trade Secret | Trade | HUG | HUG311 | Residential | Solar*Rewards | Trade Secret | 2023 | 2023
20263-228838-01 | Xcel Energy | 85 | 13781 | IOU | 05398837 | 3.84 | Solar |  |  | Interconnected | Trade Secret | Trade | RPO | RPO311 | Residential | Solar*Rewards | Trade Secret | 2023 | 2023
20263-228838-01 | Xcel Energy | 85 | 13781 | IOU | 05537407 | 8.82 | Solar |  |  | Interconnected | Trade Secret | Trade | DHL | DHL061 | Residential |  | Trade Secret | 2023 | 2023
20263-228838-01 | Xcel Energy | 85 | 13781 | IOU | 05133238 | 4.64 | Solar |  |  | Interconnected | Trade Secret | Trade | DND | DND061 | Residential |  | Trade Secret | 2022 | 2022
20263-228838-01 | Xcel Energy | 85 | 13781 | IOU | 05334124 | 7.54 | Solar |  |  | Interconnected | Trade Secret | Trade | CGR | CGR071 | Residential |  | Trade Secret | 2022 | 2023
20263-228838-01 | Xcel Energy | 85 | 13781 | IOU | 05122563 | 7.329 | Solar |  |  | Interconnected | Trade Secret | Trade | ECK | ECK322 | Residential |  | Trade Secret | 2022 | 2023
20263-228838-01 | Xcel Energy | 85 | 13781 | IOU | 06204822 | 11.5 | Solar |  | X | Interconnected | Trade Secret | Trade | SLP | SLP092 | Residential | Solar*Rewards | Trade Secret | 2025 | 2025
20263-228838-01 | Xcel Energy | 85 | 13781 | IOU | 04992198 | 12.76 | Solar |  |  | Interconnected | Trade Secret | Trade | RPO | RPO311 | Residential |  | Trade Secret | 2022 | 2023
20263-228838-01 | Xcel Energy | 85 | 13781 | IOU | 05607671 | 5.355 | Solar |  |  | Interconnected | Trade Secret | Trade | ECK | ECK322 | Residential |  | Trade Secret | 2023 | 2024
20263-228838-01 | Xcel Energy | 85 | 13781 | IOU | 05862672 | 5.052 | Solar |  |  | Interconnected | Trade Secret | Trade | AFT | AFT321 | Residential |  | Trade Secret | 2024 | 2024
20263-228838-01 | Xcel Energy | 85 | 13781 | IOU | 05232011 | 9.57 | Solar |  |  | Interconnected | Trade Secret | Trade | RPO | RPO311 | Residential |  | Trade Secret | 2022 | 2023
20263-228838-01 | Xcel Energy | 85 | 13781 | IOU | 04802052 | 8.376 | Solar |  |  | Interconnected | Trade Secret | Trade | CTF | CTF021 | Residential | Solar*Rewards | Trade Secret | 2022 | 2023
20263-228838-01 | Xcel Energy | 85 | 13781 | IOU | 04997774 | 18.848 | Solar |  | X | Interconnected | Trade Secret | Trade | WAB | WAB021 | Residential | Solar*Rewards | Trade Secret | 2022 | 2024
20263-228838-01 | Xcel Energy | 85 | 13781 | IOU | 06099862 | 3.84 | Storage |  |  | Interconnected | Trade Secret | Trade | WAB | WAB021 | Residential |  | Trade Secret | 2025 | 2025
20263-228838-01 | Xcel Energy | 85 | 13781 | IOU | 04962633 | 4.35 | Solar |  |  | Interconnected | Trade Secret | Trade | HUG | HUG321 | Residential | Solar*Rewards | Trade Secret | 2022 | 2022
20263-228838-01 | Xcel Energy | 85 | 13781 | IOU | 04917802 | 23.51 | Solar |  |  | Interconnected | Trade Secret | Trade | SOU | SOU081 | Commercial | Solar*Rewards | Trade Secret | 2022 | 2023
20263-228838-01 | Xcel Energy | 85 | 13781 | IOU | 05576122 | 8.12 | Solar |  |  | Interconnected | Trade Secret | Trade | ECK | ECK322 | Residential |  | Trade Secret | 2023 | 2024
20263-228838-01 | Xcel Energy | 85 | 13781 | IOU | 04145172 | 999.999 | Solar |  |  | Interconnected | Afton | Trade | AFT | AFT322 | Community Solar Garden | Solar*Rewards Community | Trade Secret | 2021 | 2023
20263-228838-01 | Xcel Energy | 85 | 13781 | IOU | 06328635 | 28.6 | Storage |  |  | Active Application | Trade Secret | Trade | ALB | ALB022 | Residential |  | Trade Secret | 2026
20263-228838-01 | Xcel Energy | 85 | 13781 | IOU | 06250624 | 28.6 | Storage |  |  | Withdrawn | Trade Secret | Trade | ALB | ALB022 | Residential |  | Trade Secret | 2025
20263-228838-01 | Xcel Energy | 85 | 13781 | IOU | 05365672 | 11.39 | Solar |  |  | Interconnected | Trade Secret | Trade | LEX | LEX074 | Residential | Solar*Rewards | Trade Secret | 2023 | 2023
20263-228838-01 | Xcel Energy | 85 | 13781 | IOU | 03579892 | 999 | Solar |  |  | Interconnected | Altura | Trade | ALT | ALT021 | Community Solar Garden | Solar*Rewards Community | Trade Secret | 2020 | 2023
20263-228838-01 | Xcel Energy | 85 | 13781 | IOU | 05365229 | 49.692 | Solar |  |  | Interconnected | Trade Secret | Trade | MPK | MPK071 | Commercial |  | Trade Secret | 2023 | 2023
20263-228838-01 | Xcel Energy | 85 | 13781 | IOU | 05487082 | 18 | Storage |  |  | Interconnected | Trade Secret | Trade | PIL | PIL022 | Residential |  | Trade Secret | 2023 | 2024
20263-228838-01 | Xcel Energy | 85 | 13781 | IOU | 05006661 | 17.964 | Solar |  |  | Interconnected | Trade Secret | Trade | PIL | PIL022 | Residential |  | Trade Secret | 2022 | 2022
20263-228838-01 | Xcel Energy | 85 | 13781 | IOU | 03579868 | 999 | Solar |  |  | Interconnected | Kellogg | Trade | WAB | WAB031 | Community Solar Garden | Solar*Rewards Community | Trade Secret | 2022 | 2023
20263-228838-01 | Xcel Energy | 85 | 13781 | IOU | 05007730 | 7.25 | Solar |  |  | Interconnected | Trade Secret | Trade | WRR | WRR075 | Residential | Solar*Rewards | Trade Secret | 2022 | 2023
20263-228838-01 | Xcel Energy | 85 | 13781 | IOU | 04798258 | 39.74 | Solar |  |  | Interconnected | Trade Secret | Trade | SOU | SOU079 | Commercial | Solar*Rewards | Trade Secret | 2022 | 2023
20263-228838-01 | Xcel Energy | 85 | 13781 | IOU | 05803790 | 4.095 | Solar |  |  | Interconnected | Trade Secret | Trade | RMT | RMT321 | Residential |  | Trade Secret | 2024 | 2024
20263-228838-01 | Xcel Energy | 85 | 13781 | IOU | 06290528 | 999.99 | Solar |  |  | Active Application | Trade Secret | Trade | OSS | OSS073 | Commercial |  | Trade Secret | 2025
20263-228838-01 | Xcel Energy | 85 | 13781 | IOU | 05677055 | 7.875 | Solar |  |  | Interconnected | Trade Secret | Trade | CGR | CGR071 | Residential |  | Trade Secret | 2024 | 2024
20263-228838-01 | Xcel Energy | 85 | 13781 | IOU | 05377827 | 5.67 | Solar |  |  | Interconnected | Trade Secret | Trade | SLP | SLP092 | Residential |  | Trade Secret | 2023 | 2023
20263-228838-01 | Xcel Energy | 85 | 13781 | IOU | 06114798 | 8.832 | Solar |  |  | Interconnected | Trade Secret | Trade | RPO | RPO311 | Residential | Solar*Rewards | Trade Secret | 2025 | 2025
20263-228838-01 | Xcel Energy | 85 | 13781 | IOU | 05996445 | 8.832 | Solar |  |  | Interconnected | Trade Secret | Trade | RPO | RPO311 | Residential |  | Trade Secret | 2024 | 2024
20263-228838-01 | Xcel Energy | 85 | 13781 | IOU | 03663175 | 1000 | Solar |  |  | Interconnected | Sauk Rapids | Trade | MHW | MHW311 | Community Solar Garden | Solar*Rewards Community | Trade Secret | 2022 | 2024
20263-228838-01 | Xcel Energy | 85 | 13781 | IOU | 04201814 | 999 | Solar |  |  | Interconnected | Clear Lake | Trade | SDX | SDX311 | Community Solar Garden | Solar*Rewards Community | Trade Secret | 2022 | 2023
20263-228838-01 | Xcel Energy | 85 | 13781 | IOU | 06182222 | 3.924 | Solar |  |  | Interconnected | Trade Secret | Trade | WCS | WCS064 | Residential | Solar*Rewards | Trade Secret | 2025 | 2025
20263-228838-01 | Xcel Energy | 85 | 13781 | IOU | 06321992 | 3.28 | Solar |  |  | Active Application | Trade Secret | Trade | HWW | HWW071 | Residential | Solar*Rewards | Trade Secret | 2026
20263-228838-01 | Xcel Energy | 85 | 13781 | IOU | 06076685 | 3.2 | Solar |  |  | Active Application | Trade Secret | Trade | HWW | HWW071 | Residential | Solar*Rewards | Trade Secret | 2025
20263-228838-01 | Xcel Energy | 85 | 13781 | IOU | 05561545 | 50 | Solar |  |  | Interconnected | Trade Secret | Trade | GPH | GPH061 | Commercial |  | Trade Secret | 2023 | 2025
20263-228838-01 | Xcel Energy | 85 | 13781 | IOU | 05844648 | 3.25 | Solar |  |  | Active Application | Trade Secret | Trade | CGR | CGR063 | Residential |  | Trade Secret | 2024
20263-228838-01 | Xcel Energy | 85 | 13781 | IOU | 06204356 | 4.162 | Solar |  |  | Interconnected | Trade Secret | Trade | RMT | RMT321 | Residential |  | Trade Secret | 2025 | 2025
20263-228838-01 | Xcel Energy | 85 | 13781 | IOU | 05714460 | 6.3 | Solar |  |  | Interconnected | Trade Secret | Trade | RLK | RLK069 | Residential | Solar*Rewards | Trade Secret | 2024 | 2024
20263-228838-01 | Xcel Energy | 85 | 13781 | IOU | 05651341 | 13.23 | Solar |  |  | Active Application | Trade Secret | Trade | WIN | WIN023 | Commercial |  | Trade Secret | 2023
20263-228838-01 | Xcel Energy | 85 | 13781 | IOU | 05003854 | 6 | Solar |  |  | Interconnected | Trade Secret | Trade | GLK | GLK063 | Residential | Solar*Rewards | Trade Secret | 2022 | 2023
20263-228838-01 | Xcel Energy | 85 | 13781 | IOU | 05373740 | 5.76 | Solar |  |  | Interconnected | Trade Secret | Trade | HUG | HUG311 | Residential | Solar*Rewards | Trade Secret | 2023 | 2023
20263-228838-01 | Xcel Energy | 85 | 13781 | IOU | 06145240 | 15.2 | Solar |  |  | Interconnected | Trade Secret | Trade | GLK | GLK073 | Residential | Solar*Rewards | Trade Secret | 2025 | 2025
20263-228838-01 | Xcel Energy | 85 | 13781 | IOU | 05985216 | 5.052 | Solar |  |  | Active Application | Trade Secret | Trade | EKO | EKO021 | Residential |  | Trade Secret | 2025
20263-228838-01 | Xcel Energy | 85 | 13781 | IOU | OID3083712 | 5.4 | Solar |  |  | Withdrawn | Trade Secret | Trade | TER | TER081 | Residential | Solar*Rewards | Trade Secret | 2017
20263-228838-01 | Xcel Energy | 85 | 13781 | IOU | 04312782 | 2.61 | Solar |  |  | Interconnected | Trade Secret | Trade | SAV | SAV063 | Residential | Solar*Rewards | Trade Secret | 2021 | 2021
20263-228838-01 | Xcel Energy | 85 | 13781 | IOU | 04527631 | 9.994 | Solar |  |  | Withdrawn | Trade Secret | Trade | TLK | TLK067 | Residential |  | Trade Secret | 2021
20263-228838-01 | Xcel Energy | 85 | 13781 | IOU | 03132721 | 3.48 | Solar |  |  | Interconnected | Trade Secret | Trade | UPP | UPP086 | Residential | Solar*Rewards | Trade Secret | 2018 | 2019
20263-228838-01 | Xcel Energy | 85 | 13781 | IOU | 05979234 | 7.678 | Solar |  |  | Interconnected | Trade Secret | Trade | APA | APA067 | Residential | Solar*Rewards | Trade Secret | 2024 | 2025
20263-228838-01 | Xcel Energy | 85 | 13781 | IOU | 04798896 | 4.06 | Solar |  |  | Interconnected | Trade Secret | Trade | MPK | MPK065 | Residential | Solar*Rewards | Trade Secret | 2022 | 2022
20263-228838-01 |  |  |  |  | OID3593003 |  | Solar |  |  | Withdrawn | Trade Secret | Trade | WCR | WCR063 | Residential | Solar*Rewards |  | 2018
20263-228838-01 | Xcel Energy | 85 | 13781 | IOU | 03129988 | 6 | Solar |  |  | Interconnected | Trade Secret | Trade | WCR | WCR063 | Residential | Solar*Rewards | Trade Secret | 2018 | 2019
20263-228838-01 | Xcel Energy | 85 | 13781 | IOU | 06018179 | 17.25 | Storage |  |  | Interconnected | Trade Secret | Trade | WCR | WCR063 | Residential |  | Trade Secret | 2024 | 2025
20263-228838-01 | Xcel Energy | 85 | 13781 | IOU | 05261753 | 12.25 | Storage |  |  | Interconnected | Trade Secret | Trade | WCR | WCR063 | Residential |  | Trade Secret | 2022 | 2023
20263-228838-01 | Xcel Energy | 85 | 13781 | IOU | 03621656 | 5.584 | Solar |  |  | Interconnected | Trade Secret | Trade | UPP | UPP084 | Residential | Solar*Rewards | Trade Secret | 2020 | 2020
20263-228838-01 | Xcel Energy | 85 | 13781 | IOU | 05746695 | 120 | Solar |  |  | Interconnected | Trade Secret | Trade | GLK | GLK072 | Commercial |  | Trade Secret | 2024 | 2025
20263-228838-01 | Xcel Energy | 85 | 13781 | IOU | 05958370 | 3.49 | Solar |  |  | Interconnected | Trade Secret | Trade | RIV | RIV064 | Residential | Solar*Rewards | Trade Secret | 2024 | 2025
20263-228838-01 | Xcel Energy | 85 | 13781 | IOU | 05991446 | 6.967 | Solar |  |  | Interconnected | Trade Secret | Trade | WES | WES064 | Residential | Solar*Rewards | Trade Secret | 2024 | 2025
20263-228838-01 | Xcel Energy | 85 | 13781 | IOU | 05971323 | 6.967 | Solar |  |  | Withdrawn | Trade Secret | Trade | WES | WES064 | Residential |  | Trade Secret | 2024
20263-228838-01 | Xcel Energy | 85 | 13781 | IOU | 06056706 | 43.92 | Solar |  |  | Withdrawn | Trade Secret | Trade | WRR | WRR061 | Commercial |  | Trade Secret | 2025
20263-228838-01 |  |  |  |  | 06123959 |  |  |  |  | Active Application | Trade Secret | Trade | WRR | WRR061 | Commercial |  |  | 2025
20263-228838-01 | Xcel Energy | 85 | 13781 | IOU | 06165735 | 5.693 | Solar |  |  | Interconnected | Trade Secret | Trade | ALD | ALD076 | Residential |  | Trade Secret | 2025 | 2025
20263-228838-01 | Xcel Energy | 85 | 13781 | IOU | 04793726 | 6.98 | Solar |  |  | Interconnected | Trade Secret | Trade | MPK | MPK063 | Residential | Solar*Rewards | Trade Secret | 2022 | 2022
20263-228838-01 | Xcel Energy | 85 | 13781 | IOU | OID3438744 | 6.72 | Solar |  |  | Withdrawn | Trade Secret | Trade | MPK | MPK063 | Residential | Solar*Rewards | Trade Secret | 2018
20263-228838-01 | Xcel Energy | 85 | 13781 | IOU | 06036096 | 6.677 | Solar |  |  | Interconnected | Trade Secret | Trade | SOU | SOU087 | Residential | Solar*Rewards | Trade Secret | 2024 | 2025
20263-228838-01 | Xcel Energy | 85 | 13781 | IOU | 03134156 | 36 | Solar |  |  | Interconnected | Trade Secret | Trade | MDT | MDT061 | Commercial | Made in Minnesota | Trade Secret | 2014 | 2014
20263-228838-01 | Xcel Energy | 85 | 13781 | IOU | SRO29874 | 45 | Solar |  |  | Withdrawn | Trade Secret | Trade | MDT | MDT061 | Commercial | Solar*Rewards | Trade Secret | 2013
20263-228838-01 | Xcel Energy | 85 | 13781 | IOU | 06322094 | 3.77 | Solar |  |  | Active Application | Trade Secret | Trade | SOU | SOU064 | Residential | Solar*Rewards | Trade Secret | 2026
20263-228838-01 | Xcel Energy | 85 | 13781 | IOU | 06200867 | 3.774 | Solar |  |  | Withdrawn | Trade Secret | Trade | SOU | SOU064 | Residential |  | Trade Secret | 2025
20263-228838-01 | Xcel Energy | 85 | 13781 | IOU | 06109567 | 2.443 | Solar |  |  | Interconnected | Trade Secret | Trade | SOU | SOU073 | Residential |  | Trade Secret | 2025 | 2025
20263-228838-01 | Xcel Energy | 85 | 13781 | IOU | 05815863 | 2.443 | Solar |  |  | Interconnected | Trade Secret | Trade | SOU | SOU073 | Residential | Solar*Rewards | Trade Secret | 2024 | 2024
20263-228838-01 | Xcel Energy | 85 | 13781 | IOU | 05220149 | 5.933 | Solar |  |  | Interconnected | Trade Secret | Trade | BCR | BCR082 | Residential |  | Trade Secret | 2022 | 2022
20263-228838-01 | Xcel Energy | 85 | 13781 | IOU | 05220106 | 9.772 | Solar |  |  | Interconnected | Trade Secret | Trade | MPK | MPK068 | Commercial |  | Trade Secret | 2022 | 2023
20263-228838-01 | Xcel Energy | 85 | 13781 | IOU | 03130112 | 4.8 | Solar |  |  | Interconnected | Trade Secret | Trade | SOU | SOU083 | Residential | Solar*Rewards | Trade Secret | 2018 | 2019
20263-228838-01 | Xcel Energy | 85 | 13781 | IOU | OID3081133 | 6 | Solar |  |  | Withdrawn | Trade Secret | Trade | SOU | SOU083 | Residential | Solar*Rewards | Trade Secret | 2017
20263-228838-01 | Xcel Energy | 85 | 13781 | IOU | 05364361 | 5.22 | Solar |  |  | Interconnected | Trade Secret | Trade | SLP | SLP092 | Residential |  | Trade Secret | 2023 | 2023
20263-228838-01 | Xcel Energy | 85 | 13781 | IOU | 05938902 | 4.06 | Solar |  |  | Interconnected | Trade Secret | Trade | ALD | ALD076 | Residential | Solar*Rewards | Trade Secret | 2024 | 2025
20263-228838-01 | Xcel Energy | 85 | 13781 | IOU | OID2255108 | 15.26 | Solar |  |  | Withdrawn | Trade Secret | Trade | ALD | ALD095 | Residential | Solar*Rewards | Trade Secret | 2016
20263-228838-01 | Xcel Energy | 85 | 13781 | IOU | 03134810 | 15.19 | Solar |  |  | Interconnected | Trade Secret | Trade | ALD | ALD095 | Residential | Solar*Rewards | Trade Secret | 2016 | 2016
20263-228838-01 | Xcel Energy | 85 | 13781 | IOU | 06063631 | 7.591 | Solar |  |  | Interconnected | Trade Secret | Trade | MOL | MOL079 | Residential | Solar*Rewards | Trade Secret | 2025 | 2025
20263-228838-01 |  |  |  |  | OID3502387 |  | Solar |  |  | Withdrawn | Trade Secret | Trade | ALT | ALT021 | Residential | Solar*Rewards |  | 2018
20263-228838-01 | Xcel Energy | 85 | 13781 | IOU | 03132918 | 29.985 | Solar |  |  | Interconnected | Trade Secret | Trade | ALT | ALT021 | Residential | Solar*Rewards | Trade Secret | 2018 | 2019
20263-228838-01 | Xcel Energy | 85 | 13781 | IOU | 06144945 | 4.064 | Solar |  |  | Active Application | Trade Secret | Trade | RLK | RLK066 | Residential | Solar*Rewards | Trade Secret | 2025
20263-228838-01 | Xcel Energy | 85 | 13781 | IOU | 05974412 | 11.007 | Solar |  |  | Interconnected | Trade Secret | Trade | RPO | RPO312 | Residential |  | Trade Secret | 2024 | 2025
20263-228838-01 | Xcel Energy | 85 | 13781 | IOU | 04908753 | 6.576 | Solar |  |  | Interconnected | Trade Secret | Trade | ALK | ALK072 | Residential | Solar*Rewards | Trade Secret | 2022 | 2022
20263-228838-01 | Xcel Energy | 85 | 13781 | IOU | 05618802 | 11.52 | Solar |  |  | Interconnected | Trade Secret | Trade | ECK | ECK062 | Residential |  | Trade Secret | 2023 | 2024
20263-228838-01 | Xcel Energy | 85 | 13781 | IOU | OID3993296 | 3.6 | Solar |  |  | Withdrawn | Trade Secret | Trade | TWL | TWL082 | Commercial |  | Trade Secret | 2019
20263-228838-01 | Xcel Energy | 85 | 13781 | IOU | 06099741 | 5.933 | Solar |  |  | Interconnected | Trade Secret | Trade | SLP | SLP086 | Residential | Solar*Rewards | Trade Secret | 2025 | 2025
20263-228838-01 | Xcel Energy | 85 | 13781 | IOU | SRO29990 | 5 | Solar |  |  | Withdrawn | Trade Secret | Trade | EDA | EDA067 | Residential | Solar*Rewards | Trade Secret | 2013
20263-228838-01 | Xcel Energy | 85 | 13781 | IOU | 05397957 | 7.8 | Solar |  |  | Withdrawn | Trade Secret | Trade | MHW | MHW311 | Residential | Solar*Rewards | Trade Secret | 2023
20263-228838-01 | Xcel Energy | 85 | 13781 | IOU | 05366471 | 11.89 | Solar |  |  | Interconnected | Trade Secret | Trade | CGR | CGR071 | Residential |  | Trade Secret | 2023 | 2023
20263-228838-01 | Xcel Energy | 85 | 13781 | IOU | 05853212 | 3.747 | Solar |  |  | Interconnected | Trade Secret | Trade | LLK | LLK072 | Residential |  | Trade Secret | 2024 | 2025
20263-228838-01 | Xcel Energy | 85 | 13781 | IOU | 04600362 | 5.8 | Solar |  | X | Interconnected | Trade Secret | Trade | GLK | GLK064 | Residential |  | Trade Secret | 2021 | 2023
20263-228838-01 | Xcel Energy | 85 | 13781 | IOU | 05761796 | 5.04 | Solar |  |  | Interconnected | Trade Secret | Trade | SOU | SOU081 | Residential |  | Trade Secret | 2024 | 2024
20263-228838-01 | Xcel Energy | 85 | 13781 | IOU | 05745495 | 5.04 | Solar |  |  | Withdrawn | Trade Secret | Trade | SOU | SOU081 | Residential | Solar*Rewards | Trade Secret | 2024
20263-228838-01 | Xcel Energy | 85 | 13781 | IOU | 05269669 | 5.51 | Solar |  |  | Withdrawn | Trade Secret | Trade | CGR | CGR063 | Residential |  | Trade Secret | 2022
20263-228838-01 | Xcel Energy | 85 | 13781 | IOU | OID3328010 | 43.53 | Solar |  |  | Withdrawn | Trade Secret | Trade | MDT | MDT071 | Commercial | Made in Minnesota | Trade Secret | 2018
20263-228838-01 |  |  |  |  | OID3169753 |  | Solar |  |  | Withdrawn | Trade Secret | Trade | MDT | MDT071 | Commercial | Made in Minnesota |  | 2017
20263-228838-01 | Xcel Energy | 85 | 13781 | IOU | 05837289 | 6.56 | Solar |  |  | Interconnected | Trade Secret | Trade | SCL | SCL311 | Residential | Solar*Rewards | Trade Secret | 2024 | 2024
20263-228838-01 | Xcel Energy | 85 | 13781 | IOU | 04814139 | 4.35 | Solar |  |  | Interconnected | Trade Secret | Trade | WIL | WIL061 | Residential | Solar*Rewards | Trade Secret | 2022 | 2022
20263-228838-01 | Xcel Energy | 85 | 13781 | IOU | 03131878 | 6 | Solar |  |  | Interconnected | Trade Secret | Trade | SOU | SOU063 | Residential | Solar*Rewards | Trade Secret | 2017 | 2017
20263-228838-01 | Xcel Energy | 85 | 13781 | IOU | 06197841 | 6.967 | Solar |  |  | Active Application | Trade Secret | Trade | CGR | CGR064 | Residential | Solar*Rewards | Trade Secret | 2025
20263-228838-01 | Xcel Energy | 85 | 13781 | IOU | 03665251 | 6 | Solar |  |  | Interconnected | Trade Secret | Trade | DPN | DPN071 | Residential | Solar*Rewards | Trade Secret | 2020 | 2020
20263-228838-01 | Xcel Energy | 85 | 13781 | IOU | 04408092 | 7.616 | Solar |  |  | Interconnected | Trade Secret | Trade | WOB | WOB021 | Residential | Solar*Rewards | Trade Secret | 2021 | 2021
20263-228838-01 | Xcel Energy | 85 | 13781 | IOU | 03132612 | 8.4 | Solar |  |  | Interconnected | Trade Secret | Trade | LEX | LEX073 | Residential | Solar*Rewards | Trade Secret | 2018 | 2018
20263-228838-01 | Xcel Energy | 85 | 13781 | IOU | 06202391 | 4.064 | Solar |  |  | Active Application | Trade Secret | Trade | TER | TER071 | Residential | Solar*Rewards | Trade Secret | 2025
20263-228838-01 | Xcel Energy | 85 | 13781 | IOU | 03132392 | 3 | Solar |  |  | Interconnected | Trade Secret | Trade | DBL | DBL068 | Residential | Solar*Rewards | Trade Secret | 2018 | 2018
20263-228838-01 | Xcel Energy | 85 | 13781 | IOU | 06240389 | 8.832 | Solar |  |  | Interconnected | Trade Secret | Trade | HWW | HWW062 | Residential |  | Trade Secret | 2025 | 2026
20263-228838-01 | Xcel Energy | 85 | 13781 | IOU | 05397762 | 4.48 | Solar |  |  | Interconnected | Trade Secret | Trade | AFT | AFT314 | Residential | Solar*Rewards | Trade Secret | 2023 | 2023
20263-228838-01 | Xcel Energy | 85 | 13781 | IOU | 04492942 | 3.747 | Solar |  |  | Active Application | Trade Secret | Trade | LEX | LEX332 | Residential | Solar*Rewards | Trade Secret | 2021
20263-228838-01 | Xcel Energy | 85 | 13781 | IOU | 04509441 | 3.747 | Solar |  |  | Active Application | Trade Secret | Trade | LEX | LEX332 | Residential |  | Trade Secret | 2021
20263-228838-01 | Xcel Energy | 85 | 13781 | IOU | 04528824 | 3.747 | Solar |  |  | Interconnected | Trade Secret | Trade | LEX | LEX332 | Residential |  | Trade Secret | 2021 | 2022
20263-228838-01 | Xcel Energy | 85 | 13781 | IOU | 06228475 | 5.235 | Solar |  |  | Active Application | Trade Secret | Trade | HWW | HWW074 | Residential |  | Trade Secret | 2025
20263-228838-01 | Xcel Energy | 85 | 13781 | IOU | 06190005 | 5.693 | Solar |  |  | Interconnected | Trade Secret | Trade | CHE | CHE076 | Residential |  | Trade Secret | 2025 | 2025
20263-228838-01 | Xcel Energy | 85 | 13781 | IOU | 03134675 | 20 | Solar |  |  | Interconnected | Trade Secret | Trade | WRR | WRR064 | Commercial | Solar*Rewards | Trade Secret | 2015 | 2016
20263-228838-01 | Xcel Energy | 85 | 13781 | IOU | 03131184 | 5.98 | Solar |  |  | Interconnected | Trade Secret | Trade | NOF | NOF071 | Residential |  | Trade Secret | 2013 | 2013
20263-228838-01 | Xcel Energy | 85 | 13781 | IOU | 04050156 | 7.7 | Solar |  |  | Interconnected | Trade Secret | Trade | VMR | VMR062 | Residential |  | Trade Secret | 2020 | 2021
20263-228838-01 | Xcel Energy | 85 | 13781 | IOU | 04400283 | 3.747 | Solar |  |  | Active Application | Trade Secret | Trade | MTV | MTV003 | Residential | Solar*Rewards | Trade Secret | 2021
20263-228838-01 | Xcel Energy | 85 | 13781 | IOU | 04393269 | 6 | Solar |  |  | Interconnected | Trade Secret | Trade | LEX | LEX074 | Residential | Solar*Rewards | Trade Secret | 2021 | 2021
20263-228838-01 | Xcel Energy | 85 | 13781 | IOU | 04657479 | 9.994 | Solar |  |  | Withdrawn | Trade Secret | Trade | SCL | SCL322 | Residential |  | Trade Secret | 2021
20263-228838-01 | Xcel Energy | 85 | 13781 | IOU | 04296778 | 39.976 | Solar |  |  | Interconnected | Trade Secret | Trade | CHE | CHE075 | Commercial | Solar*Rewards | Trade Secret | 2021 | 2022
20263-228838-01 | Xcel Energy | 85 | 13781 | IOU | 04296741 | 39.976 | Solar |  |  | Interconnected | Trade Secret | Trade | CHE | CHE075 | Commercial |  | Trade Secret | 2021 | 2022
20263-228838-01 | Xcel Energy | 85 | 13781 | IOU | 03142984 | 180 | Solar |  |  | Interconnected | Trade Secret | Trade | WAB | WAB031 | Residential |  | Trade Secret | 2019 | 2020
20263-228838-01 | Xcel Energy | 85 | 13781 | IOU | OID3284604 | 19.999 | Solar |  |  | Withdrawn | Trade Secret | Trade |  |  | Residential | Solar*Rewards | Trade Secret | 2018
20263-228838-01 | Xcel Energy | 85 | 13781 | IOU | OID3470372 | 39.998 | Solar |  |  | Withdrawn | Trade Secret | Trade |  |  | Residential | Solar*Rewards | Trade Secret | 2018
20263-228838-01 | Xcel Energy | 85 | 13781 | IOU | 05150091 | 8.768 | Solar |  |  | Interconnected | Trade Secret | Trade | HUG | HUG311 | Residential |  | Trade Secret | 2022 | 2022
20263-228838-01 | Xcel Energy | 85 | 13781 | IOU | 04838150 | 12.978 | Solar |  |  | Withdrawn | Trade Secret | Trade | SCL | SCL322 | Residential | Solar*Rewards | Trade Secret | 2022
20263-228838-01 | Xcel Energy | 85 | 13781 | IOU | 05958638 | 2.323 | Solar |  |  | Interconnected | Trade Secret | Trade | IDA | IDA072 | Residential |  | Trade Secret | 2024 | 2024
20263-228838-01 | Xcel Energy | 85 | 13781 | IOU | 03133549 | 15 | Solar |  |  | Interconnected | Trade Secret | Trade | RWD | RWD082 | Commercial | Solar*Rewards | Trade Secret | 2011 | 2012
20263-228838-01 | Xcel Energy | 85 | 13781 | IOU | 05218624 | 3.3 | Solar |  |  | Interconnected | Trade Secret | Trade | RIV | RIV063 | Residential |  | Trade Secret | 2022 | 2022
20263-228838-01 | Xcel Energy | 85 | 13781 | IOU | 03134991 | 39.76 | Solar |  |  | Interconnected | Trade Secret | Trade | CDV | CDV072 | Commercial | Made in Minnesota | Trade Secret | 2016 | 2017
20263-228838-01 | Xcel Energy | 85 | 13781 | IOU | 03132547 | 3.747 | Solar |  |  | Interconnected | Trade Secret | Trade | AVN | AVN021 | Residential | Solar*Rewards | Trade Secret | 2018 | 2018
20263-228838-01 | Xcel Energy | 85 | 13781 | IOU | 04799128 | 6.98 | Solar |  |  | Withdrawn | Trade Secret | Trade | RIV | RIV063 | Residential | Solar*Rewards | Trade Secret | 2022
20263-228838-01 | Xcel Energy | 85 | 13781 | IOU | 03130701 | 1.2 | Solar |  |  | Interconnected | Trade Secret | Trade | RIV | RIV062 | Residential |  | Trade Secret | 2008 | 2005
20263-228838-01 | Xcel Energy | 85 | 13781 | IOU | SRO27175 | 5 | Solar |  |  | Withdrawn | Trade Secret | Trade | MPK | MPK074 | Residential | Solar*Rewards | Trade Secret | 2012
20263-228838-01 | Xcel Energy | 85 | 13781 | IOU | 03133776 | 5 | Solar |  |  | Interconnected | Trade Secret | Trade | MPK | MPK074 | Residential | Solar*Rewards | Trade Secret | 2013 | 2013
20263-228838-01 | Xcel Energy | 85 | 13781 | IOU | SRO26960 | 5.76 | Solar |  |  | Withdrawn | Trade Secret | Trade | TER | TER061 | Residential | Solar*Rewards | Trade Secret | 2012
20263-228838-01 | Xcel Energy | 85 | 13781 | IOU | SRO29801 | 5.16 | Solar |  |  | Withdrawn | Trade Secret | Trade | TER | TER061 | Residential | Solar*Rewards | Trade Secret | 2013
20263-228838-01 | Xcel Energy | 85 | 13781 | IOU | 03133933 | 5 | Solar |  |  | Interconnected | Trade Secret | Trade | TER | TER061 | Residential | Made in Minnesota | Trade Secret | 2014 | 2014
20263-228838-01 | Xcel Energy | 85 | 13781 | IOU | OID2632733 | 11.39 | Solar |  |  | Withdrawn | Trade Secret | Trade | RMT | RMT321 | Residential | Solar*Rewards | Trade Secret | 2016
20263-228838-01 | Xcel Energy | 85 | 13781 | IOU | OID2984424 | 9.94 | Solar |  |  | Withdrawn | Trade Secret | Trade | RMT | RMT321 | Residential | Made in Minnesota | Trade Secret | 2017
20263-228838-01 | Xcel Energy | 85 | 13781 | IOU | 03133586 | 10 | Solar |  |  | Interconnected | Trade Secret | Trade | SCA | SCA021 | Residential | Solar*Rewards | Trade Secret | 2011 | 2012
20263-228838-01 | Xcel Energy | 85 | 13781 | IOU | 03626691 | 36 | Solar |  |  | Active Application | Trade Secret | Trade | YLM | YLM211 | Commercial | Solar*Rewards | Trade Secret | 2020
20263-228838-01 |  |  |  |  | OID2749725 |  | Solar |  |  | Withdrawn | Trade Secret | Trade | UPP | UPP084 | Residential |  |  | 2016
20263-228838-01 |  |  |  |  | OID2890902 |  | Solar |  |  | Withdrawn | Trade Secret | Trade | UPP | UPP084 | Residential | Solar*Rewards |  | 2016
20263-228838-01 | Xcel Energy | 85 | 13781 | IOU | 04389869 | 3.77 | Solar |  |  | Interconnected | Trade Secret | Trade | ALD | ALD088 | Residential | Solar*Rewards | Trade Secret | 2021 | 2021
20263-228838-01 | Xcel Energy | 85 | 13781 | IOU | 04806618 | 10.44 | Solar |  |  | Interconnected | Trade Secret | Trade | NOF | NOF072 | Residential |  | Trade Secret | 2022 | 2024
20263-228838-01 | Xcel Energy | 85 | 13781 | IOU | 05815366 | 6.046 | Solar |  |  | Active Application | Trade Secret | Trade | UPP | UPP085 | Residential |  | Trade Secret | 2024
20263-228838-01 | Xcel Energy | 85 | 13781 | IOU | 03133397 | 11.15 | Solar |  |  | Interconnected | Trade Secret | Trade | SOU | SOU079 | Residential | Solar*Rewards | Trade Secret | 2011 | 2011
20263-228838-01 | Xcel Energy | 85 | 13781 | IOU | 05824061 | 6.046 | Solar |  |  | Interconnected | Trade Secret | Trade | TWL | TWL089 | Residential |  | Trade Secret | 2024 | 2024
20263-228838-01 | Xcel Energy | 85 | 13781 | IOU | 03132734 | 7.616 | Solar |  |  | Interconnected | Trade Secret | Trade | LEX | LEX332 | Residential | Solar*Rewards | Trade Secret | 2018 | 2018
20263-228838-01 | Xcel Energy | 85 | 13781 | IOU | 06187140 | 6.46 | Solar |  |  | Active Application | Trade Secret | Trade | MPK | MPK087 | Residential |  | Trade Secret | 2025
20263-228838-01 | Xcel Energy | 85 | 13781 | IOU | 05755003 | 18.15 | Solar |  | X | Interconnected | Trade Secret | Trade | AFT | AFT315 | Residential | Solar*Rewards | Trade Secret | 2024 | 2024
20263-228838-01 | Xcel Energy | 85 | 13781 | IOU | OID2246708 | 19 | Solar |  |  | Withdrawn | Trade Secret | Trade | WIN | WIN043 | Commercial | Solar*Rewards | Trade Secret | 2015
20263-228838-01 | Xcel Energy | 85 | 13781 | IOU | 03131448 | 99.9 | Solar |  |  | Interconnected | Trade Secret | Trade | ALK | ALK067 | Commercial |  | Trade Secret | 2017 | 2017
20263-228838-01 | Xcel Energy | 85 | 13781 | IOU | 06204928 | 11.168 | Solar |  |  | Interconnected | Trade Secret | Trade | BRP | BRP072 | Residential | Solar*Rewards | Trade Secret | 2025 | 2025
20263-228838-01 | Xcel Energy | 85 | 13781 | IOU | 03134029 | 18 | Solar |  |  | Interconnected | Trade Secret | Trade | OSS | OSS065 | Commercial | Solar*Rewards | Trade Secret | 2014 | 2015
20263-228838-01 | Xcel Energy | 85 | 13781 | IOU | 05471306 | 11.52 | Solar |  |  | Interconnected | Trade Secret | Trade | RPL | RPL064 | Residential |  | Trade Secret | 2023 | 2023
20263-228838-01 | Xcel Energy | 85 | 13781 | IOU | 06250731 | 15.367 | Solar |  |  | Interconnected | Trade Secret | Trade | IDA | IDA064 | Residential |  | Trade Secret | 2025 | 2025
20263-228838-01 | Xcel Energy | 85 | 13781 | IOU | 03130160 | 5.22 | Solar |  |  | Interconnected | Trade Secret | Trade | CGR | CGR064 | Residential | Solar*Rewards | Trade Secret | 2019 | 2019
20263-228838-01 | Xcel Energy | 85 | 13781 | IOU | 03375941 | 3.747 | Solar |  |  | Interconnected | Trade Secret | Trade | SLP | SLP082 | Residential | Solar*Rewards | Trade Secret | 2019 | 2020
20263-228838-01 | Xcel Energy | 85 | 13781 | IOU | 06312127 | 8.376 | Solar |  |  | Active Application | Trade Secret | Trade | SOU | SOU072 | Residential |  | Trade Secret | 2026
20263-228838-01 | Xcel Energy | 85 | 13781 | IOU | 05405890 | 4.64 | Solar |  |  | Interconnected | Trade Secret | Trade | SOU | SOU086 | Residential | Solar*Rewards | Trade Secret | 2023 | 2023
20263-228838-01 |  |  |  |  | 06228555 |  | Storage |  |  | Active Application | Trade Secret | Trade | SOU | SOU086 | Residential |  |  | 2025
20263-228838-01 | Xcel Energy | 85 | 13781 | IOU | OID3820557 | 6 | Solar |  |  | Withdrawn | Trade Secret | Trade | GLK | GLK073 | Residential | Solar*Rewards | Trade Secret | 2019
20263-228838-01 | Xcel Energy | 85 | 13781 | IOU | 03142434 | 5 | Solar |  |  | Interconnected | Trade Secret | Trade | GLK | GLK073 | Residential | Solar*Rewards | Trade Secret | 2019 | 2019
20263-228838-01 | Xcel Energy | 85 | 13781 | IOU | 03130518 | 6 | Solar |  |  | Interconnected | Trade Secret | Trade | SOU | SOU081 | Residential | Solar*Rewards | Trade Secret | 2018 | 2019
20263-228838-01 | Xcel Energy | 85 | 13781 | IOU | 04438793 | 3.48 | Solar |  |  | Interconnected | Trade Secret | Trade | WES | WES076 | Residential | Solar*Rewards | Trade Secret | 2021 | 2021
20263-228838-01 | Xcel Energy | 85 | 13781 | IOU | 03134892 | 5.94 | Solar |  |  | Interconnected | Trade Secret | Trade | WDY | WDY321 | Residential | Solar*Rewards | Trade Secret | 2016 | 2016
20263-228838-01 | Xcel Energy | 85 | 13781 | IOU | OID2560395 | 5.94 | Solar |  |  | Withdrawn | Trade Secret | Trade | WDY | WDY321 | Residential | Solar*Rewards | Trade Secret | 2016
20263-228838-01 | Xcel Energy | 85 | 13781 | IOU | 03135037 | 31.5 | Solar |  |  | Interconnected | Trade Secret | Trade | WAB | WAB031 | Commercial | Made in Minnesota | Trade Secret | 2016 | 2016
20263-228838-01 | Xcel Energy | 85 | 13781 | IOU | OID2251388 | 20 | Solar |  |  | Withdrawn | Trade Secret | Trade | WAB | WAB031 | Commercial | Solar*Rewards | Trade Secret | 2015
20263-228838-01 | Xcel Energy | 85 | 13781 | IOU | 03242193 | 7.616 | Solar |  |  | Interconnected | Trade Secret | Trade | SHP | SHP061 | Residential | Solar*Rewards | Trade Secret | 2019 | 2020
20263-228838-01 | Xcel Energy | 85 | 13781 | IOU | 03131765 | 1.92 | Solar |  |  | Interconnected | Trade Secret | Trade | MPK | MPK074 | Residential | Solar*Rewards | Trade Secret | 2017 | 2017
20263-228838-01 | Xcel Energy | 85 | 13781 | IOU | 05394182 | 3 | Solar |  |  | Interconnected | Trade Secret | Trade | UPP | UPP063 | Residential |  | Trade Secret | 2023 | 2023
20263-228838-01 | Xcel Energy | 85 | 13781 | IOU | OID1963679 | 5 | Solar |  |  | Withdrawn | Trade Secret | Trade | XRD | XRD076 | Residential | Made in Minnesota | Trade Secret | 2014
20263-228838-01 | Xcel Energy | 85 | 13781 | IOU | 05758395 | 2.323 | Solar |  |  | Withdrawn | Trade Secret | Trade | ALD | ALD082 | Residential | Solar*Rewards | Trade Secret | 2024
20263-228838-01 | Xcel Energy | 85 | 13781 | IOU | 05769609 | 2.323 | Solar |  |  | Interconnected | Trade Secret | Trade | ALD | ALD082 | Residential |  | Trade Secret | 2024 | 2024
20263-228838-01 | Xcel Energy | 85 | 13781 | IOU | 03133917 | 36 | Solar |  |  | Interconnected | Trade Secret | Trade | SOU | SOU063 | Commercial | Made in Minnesota | Trade Secret | 2014 | 2015
20263-228838-01 | Xcel Energy | 85 | 13781 | IOU | 04793706 | 9.28 | Solar |  |  | Interconnected | Trade Secret | Trade | LAB | LAB311 | Residential | Solar*Rewards | Trade Secret | 2022 | 2022
20263-228838-01 | Xcel Energy | 85 | 13781 | IOU | 05485987 | 9.6 | Solar |  |  | Interconnected | Trade Secret | Trade | BRP | BRP072 | Residential |  | Trade Secret | 2023 | 2023
20263-228838-01 | Xcel Energy | 85 | 13781 | IOU | OID2115601 | 5.52 | Solar |  |  | Withdrawn | Trade Secret | Trade | GPH | GPH061 | Residential | Solar*Rewards | Trade Secret | 2014
20263-228838-01 | Xcel Energy | 85 | 13781 | IOU | 05704873 | 7.216 | Solar |  |  | Interconnected | Trade Secret | Trade | CHE | CHE076 | Residential |  | Trade Secret | 2024 | 2024
20263-228838-01 | Xcel Energy | 85 | 13781 | IOU | 04050327 | 7.616 | Solar |  |  | Active Application | Trade Secret | Trade | AFT | AFT314 | Commercial | Solar*Rewards | Trade Secret | 2020
20263-228838-01 | Xcel Energy | 85 | 13781 | IOU | OID3740584 | 39.98 | Solar |  |  | Withdrawn | Trade Secret | Trade | CLC | CLC022 | Residential | Solar*Rewards | Trade Secret | 2019
20263-228838-01 | Xcel Energy | 85 | 13781 | IOU | 04999552 | 5.8 | Solar |  |  | Interconnected | Trade Secret | Trade | HYL | HYL074 | Residential |  | Trade Secret | 2022 | 2023
20263-228838-01 | Xcel Energy | 85 | 13781 | IOU | 04188077 | 5 | Solar |  |  | Interconnected | Trade Secret | Trade | ALD | ALD076 | Residential | Solar*Rewards | Trade Secret | 2020 | 2021
20263-228838-01 | Xcel Energy | 85 | 13781 | IOU | 04138176 | 3.747 | Solar |  |  | Active Application | Trade Secret | Trade | ALD | ALD076 | Residential | Solar*Rewards | Trade Secret | 2020
20263-228838-01 | Xcel Energy | 85 | 13781 | IOU | 03135140 | 19.88 | Solar |  |  | Interconnected | Trade Secret | Trade | REW | REW032 | Commercial | Solar*Rewards | Trade Secret | 2016 | 2017
20263-228838-01 | Xcel Energy | 85 | 13781 | IOU | 05278657 | 18.746 | Solar |  |  | Interconnected | Trade Secret | Trade | LLK | LLK072 | Residential |  | Trade Secret | 2022 | 2023
20263-228838-01 | Xcel Energy | 85 | 13781 | IOU | 04560757 | 4.93 | Solar |  |  | Interconnected | Trade Secret | Trade | RWD | RWD062 | Residential |  | Trade Secret | 2021 | 2021
20263-228838-01 | Xcel Energy | 85 | 13781 | IOU | 03133360 | 5.13 | Solar |  |  | Interconnected | Trade Secret | Trade | IDA | IDA062 | Residential | Solar*Rewards | Trade Secret | 2011 | 2011
20263-228838-01 | Xcel Energy | 85 | 13781 | IOU | 04195436 | 7.616 | Solar |  |  | Interconnected | Trade Secret | Trade | WIL | WIL074 | Residential | Solar*Rewards | Trade Secret | 2021 | 2021
20263-228838-01 | Xcel Energy | 85 | 13781 | IOU | 06182542 | 8.376 | Solar |  |  | Interconnected | Trade Secret | Trade | SOU | SOU064 | Residential |  | Trade Secret | 2025 | 2025
20263-228838-01 | Xcel Energy | 85 | 13781 | IOU | 05712154 | 5.04 | Solar |  |  | Interconnected | Trade Secret | Trade | ALD | ALD083 | Residential | Solar*Rewards | Trade Secret | 2024 | 2024
20263-228838-01 | Xcel Energy | 85 | 13781 | IOU | 03134973 | 9.94 | Solar |  |  | Interconnected | Trade Secret | Trade | WTN | WTN062 | Residential | Made in Minnesota | Trade Secret | 2016 | 2016
20263-228838-01 | Xcel Energy | 85 | 13781 | IOU | 05356838 | 5.67 | Solar |  |  | Interconnected | Trade Secret | Trade | CNC | CNC072 | Residential | Solar*Rewards | Trade Secret | 2023 | 2023
20263-228838-01 | Xcel Energy | 85 | 13781 | IOU | 03130017 | 5.04 | Solar |  |  | Interconnected | Trade Secret | Trade | MPK | MPK074 | Residential | Solar*Rewards | Trade Secret | 2018 | 2019
20263-228838-01 | Xcel Energy | 85 | 13781 | IOU | 03132677 | 8.12 | Solar |  |  | Interconnected | Trade Secret | Trade | WIL | WIL082 | Residential | Solar*Rewards | Trade Secret | 2018 | 2019
20263-228838-01 | Xcel Energy | 85 | 13781 | IOU | 05853317 | 10.368 | Solar |  |  | Interconnected | Trade Secret | Trade | ECK | ECK062 | Residential |  | Trade Secret | 2024 | 2025
20263-228838-01 | Xcel Energy | 85 | 13781 | IOU | 05522942 | 4.93 | Solar |  |  | Interconnected | Trade Secret | Trade | WES | WES074 | Residential |  | Trade Secret | 2023 | 2023
20263-228838-01 | Xcel Energy | 85 | 13781 | IOU | OID3811698 | 5 | Solar |  |  | Withdrawn | Trade Secret | Trade | WES | WES073 | Residential | Solar*Rewards | Trade Secret | 2019
20263-228838-01 | Xcel Energy | 85 | 13781 | IOU | 03141147 | 3.48 | Solar |  |  | Interconnected | Trade Secret | Trade | WES | WES073 | Residential | Solar*Rewards | Trade Secret | 2019 | 2020
20263-228838-01 | Xcel Energy | 85 | 13781 | IOU | 03237195 | 39.998 | Solar |  |  | Interconnected | Trade Secret | Trade | BRP | BRP072 | Commercial | Solar*Rewards | Trade Secret | 2019 | 2020
20263-228838-01 | Xcel Energy | 85 | 13781 | IOU | 03130697 | 1000 | Other |  |  | Interconnected | Trade Secret | Trade | DBL | DBL081 | Commercial |  | Trade Secret | 2004 | 2004
20263-228838-01 | Xcel Energy | 85 | 13781 | IOU | 05769945 | 10.64 | Solar |  |  | Active Application | Trade Secret | Trade | WAV | WAV021 | Residential |  | Trade Secret | 2024
20263-228838-01 | Xcel Energy | 85 | 13781 | IOU | 05769942 | 10.64 | Solar |  |  | Withdrawn | Trade Secret | Trade | WAV | WAV021 | Residential | Solar*Rewards | Trade Secret | 2024
20263-228838-01 | Xcel Energy | 85 | 13781 | IOU | SRO15349 | 5 | Solar |  |  | Withdrawn | Trade Secret | Trade | RPO | RPO312 | Residential | Solar*Rewards | Trade Secret | 2010
20263-228838-01 | Xcel Energy | 85 | 13781 | IOU | 04596896 | 5.054 | Solar |  |  | Interconnected | Trade Secret | Trade | SLP | SLP083 | Residential |  | Trade Secret | 2021 | 2022
20263-228838-01 | Xcel Energy | 85 | 13781 | IOU | 05500781 | 2.844 | Solar |  |  | Withdrawn | Trade Secret | Trade | RLK | RLK071 | Residential | Solar*Rewards | Trade Secret | 2023
20263-228838-01 | Xcel Energy | 85 | 13781 | IOU | 05511795 | 8.78 | Solar |  | X | Interconnected | Trade Secret | Trade | RLK | RLK071 | Residential |  | Trade Secret | 2023 | 2023
20263-228838-01 | Xcel Energy | 85 | 13781 | IOU | 06018571 | 13.78 | Storage |  |  | Interconnected | Trade Secret | Trade | RLK | RLK071 | Residential |  | Trade Secret | 2024 | 2025
20263-228838-01 | Xcel Energy | 85 | 13781 | IOU | SRO19119 | 34.2 | Solar |  |  | Withdrawn | Trade Secret | Trade | WWK | WWK311 | Commercial | Solar*Rewards | Trade Secret | 2011
20263-228838-01 | Xcel Energy | 85 | 13781 | IOU | 06235210 | 11.393 | Solar |  |  | Interconnected | Trade Secret | Trade | BCR | BCR063 | Residential |  | Trade Secret | 2025 | 2026
20263-228838-01 | Xcel Energy | 85 | 13781 | IOU | 04944629 | 99.9 | Solar |  |  | Interconnected | Trade Secret | Trade | RMT | RMT321 | Commercial |  | Trade Secret | 2022 | 2024
20263-228838-01 | Xcel Energy | 85 | 13781 | IOU | 04840858 | 40 | Solar |  |  | Interconnected | Trade Secret | Trade | RMT | RMT321 | Commercial | Solar*Rewards | Trade Secret | 2022 | 2023
20263-228838-01 | Xcel Energy | 85 | 13781 | IOU | 03133050 | 36 | Solar |  |  | Interconnected | Trade Secret | Trade | RMT | RMT321 | Commercial | Solar*Rewards | Trade Secret | 2013 | 2014
20263-228838-01 |  |  |  |  | OID3537112 |  | Solar |  |  | Withdrawn | Trade Secret | Trade | WSG | WSG061 | Residential | Solar*Rewards |  | 2018
20263-228838-01 | Xcel Energy | 85 | 13781 | IOU | 03130533 | 11.39 | Solar |  |  | Interconnected | Trade Secret | Trade | WSG | WSG061 | Residential | Solar*Rewards | Trade Secret | 2018 | 2019
20263-228838-01 | Xcel Energy | 85 | 13781 | IOU | OID3724527 | 4.32 | Solar |  |  | Withdrawn | Trade Secret | Trade | HUG | HUG321 | Residential | Solar*Rewards | Trade Secret | 2019
20263-228838-01 | Xcel Energy | 85 | 13781 | IOU | OID3836024 | 5.22 | Solar |  |  | Withdrawn | Trade Secret | Trade | HUG | HUG321 | Residential | Solar*Rewards | Trade Secret | 2019
20263-228838-01 | Xcel Energy | 85 | 13781 | IOU | 03130230 | 6.09 | Solar |  |  | Active Application | Trade Secret | Trade | HUG | HUG321 | Residential | Solar*Rewards | Trade Secret | 2019
20263-228838-01 | Xcel Energy | 85 | 13781 | IOU | 06226548 | 7.6 | Solar |  |  | Active Application | Trade Secret | Trade | OAD | OAD075 | Residential |  | Trade Secret | 2025
20263-228838-01 | Xcel Energy | 85 | 13781 | IOU | 03131902 | 7.63 | Solar |  |  | Interconnected | Trade Secret | Trade | UPP | UPP066 | Residential | Solar*Rewards | Trade Secret | 2017 | 2018
20263-228838-01 | Xcel Energy | 85 | 13781 | IOU | 05620951 | 9.984 | Solar |  |  | Interconnected | Trade Secret | Trade | GRC | GRC313 | Residential |  | Trade Secret | 2023 | 2024
20263-228838-01 | Xcel Energy | 85 | 13781 | IOU | 05711885 | 12.915 | Solar |  |  | Interconnected | Trade Secret | Trade | PKL | PKL085 | Residential | Solar*Rewards | Trade Secret | 2024 | 2024
20263-228838-01 | Xcel Energy | 85 | 13781 | IOU | 05585472 | 14.49 | Solar |  |  | Withdrawn | Trade Secret | Trade | PKL | PKL085 | Residential | Solar*Rewards | Trade Secret | 2023
20263-228838-01 | Xcel Energy | 85 | 13781 | IOU | OID3284654 | 19.999 | Solar |  |  | Withdrawn | Trade Secret | Trade | ECK | ECK321 | Commercial | Solar*Rewards | Trade Secret | 2018
20263-228838-01 | Xcel Energy | 85 | 13781 | IOU | 03129710 | 39.998 | Solar |  |  | Interconnected | Trade Secret | Trade | ECK | ECK321 | Commercial | Solar*Rewards | Trade Secret | 2018 | 2020
20263-228838-01 | Xcel Energy | 85 | 13781 | IOU | SRO29526 | 4.9 | Solar |  |  | Withdrawn | Trade Secret | Trade | SCA | SCA021 | Commercial | Solar*Rewards | Trade Secret | 2013
20263-228838-01 | Xcel Energy | 85 | 13781 | IOU | 03135069 | 20 | Solar |  |  | Interconnected | Trade Secret | Trade | SDX | SDX311 | Commercial | Solar*Rewards | Trade Secret | 2016 | 2016
20263-228838-01 | Xcel Energy | 85 | 13781 | IOU | 06325172 | 39.75 | Solar |  |  | Active Application | Trade Secret | Trade | MPK | MPK078 | Commercial | Solar*Rewards | Trade Secret | 2026
20263-228838-01 | Xcel Energy | 85 | 13781 | IOU | 06083443 | 7.216 | Solar |  |  | Interconnected | Trade Secret | Trade | WIL | WIL082 | Residential | Solar*Rewards | Trade Secret | 2025 | 2025
20263-228838-01 | Xcel Energy | 85 | 13781 | IOU | 06209340 | 6.912 | Solar |  |  | Interconnected | Trade Secret | Trade | HSN | HSN321 | Residential |  | Trade Secret | 2025 | 2025
20263-228838-01 | Xcel Energy | 85 | 13781 | IOU | 03566408 | 9.864 | Solar |  |  | Interconnected | Trade Secret | Trade | RIV | RIV062 | Residential | Solar*Rewards | Trade Secret | 2020 | 2020
20263-228838-01 | Xcel Energy | 85 | 13781 | IOU | 03132151 | 39.998 | Solar |  |  | Interconnected | Trade Secret | Trade | AHI | AHI024 | Commercial | Made in Minnesota | Trade Secret | 2017 | 2018
20263-228838-01 | Xcel Energy | 85 | 13781 | IOU | 04794213 | 5.8 | Solar |  |  | Interconnected | Trade Secret | Trade | SAK | SAK321 | Residential | Solar*Rewards | Trade Secret | 2022 | 2022
20263-228838-01 | Xcel Energy | 85 | 13781 | IOU | 04794178 | 6.67 | Solar |  |  | Interconnected | Trade Secret | Trade | LNS | LNS033 | Residential | Solar*Rewards | Trade Secret | 2022 | 2022
20263-228838-01 | Xcel Energy | 85 | 13781 | IOU | 04793692 | 4.35 | Solar |  | X | Interconnected | Trade Secret | Trade | AFT | AFT315 | Residential | Solar*Rewards | Trade Secret | 2022 | 2022
20263-228838-01 | Xcel Energy | 85 | 13781 | IOU | 03132157 | 29.02 | Solar |  |  | Interconnected | Trade Secret | Trade | MPK | MPK082 | Commercial | Made in Minnesota | Trade Secret | 2017 | 2018
20263-228838-01 | Xcel Energy | 85 | 13781 | IOU | 03131346 | 1.5 | Solar |  |  | Interconnected | Trade Secret | Trade | TER | TER081 | Residential | Solar*Rewards | Trade Secret | 2017 | 2018
20263-228838-01 | Xcel Energy | 85 | 13781 | IOU | 03132708 | 6 | Solar |  |  | Interconnected | Trade Secret | Trade | SAK | SAK321 | Commercial | Solar*Rewards | Trade Secret | 2018 | 2018
20263-228838-01 | Xcel Energy | 85 | 13781 | IOU | 03133380 | 36.55 | Solar |  |  | Interconnected | Trade Secret | Trade | DOC | DOC031 | Residential | Solar*Rewards | Trade Secret | 2011 | 2012
20263-228838-01 | Xcel Energy | 85 | 13781 | IOU | 03131587 | 4.56 | Solar |  |  | Interconnected | Trade Secret | Trade | RAM | RAM064 | Residential | Solar*Rewards | Trade Secret | 2017 | 2017
20263-228838-01 | Xcel Energy | 85 | 13781 | IOU | 04470058 | 40 | Solar |  |  | Active Application | Trade Secret | Trade | HWW | HWW073 | Commercial | Solar*Rewards | Trade Secret | 2021
20263-228838-01 | Xcel Energy | 85 | 13781 | IOU | OID2019176 | 20 | Solar |  |  | Withdrawn | Trade Secret | Trade | HWW | HWW073 | Commercial | Solar*Rewards | Trade Secret | 2014
20263-228838-01 | Xcel Energy | 85 | 13781 | IOU | 04039096 | 38.02 | Solar |  |  | Interconnected | Trade Secret | Trade | TWL | TWL069 | Commercial | Solar*Rewards | Trade Secret | 2020 | 2021
20263-228838-01 | Xcel Energy | 85 | 13781 | IOU | 04956629 | 7.616 | Solar |  |  | Interconnected | Trade Secret | Trade | LEX | LEX071 | Residential |  | Trade Secret | 2022 | 2023
20263-228838-01 | Xcel Energy | 85 | 13781 | IOU | 04322427 | 5.054 | Solar |  |  | Interconnected | Trade Secret | Trade | WIL | WIL071 | Residential |  | Trade Secret | 2021 | 2021
20263-228838-01 | Xcel Energy | 85 | 13781 | IOU | 05551099 | 6.4 | Solar |  |  | Interconnected | Trade Secret | Trade | ECK | ECK321 | Residential | Solar*Rewards | Trade Secret | 2023 | 2023
20263-228838-01 | Xcel Energy | 85 | 13781 | IOU | 03138823 | 5 | Solar |  |  | Interconnected | Trade Secret | Trade | TLK | TLK064 | Residential | Solar*Rewards | Trade Secret | 2019 | 2019
20263-228838-01 | Xcel Energy | 85 | 13781 | IOU | 03130336 | 5 | Solar |  |  | Interconnected | Trade Secret | Trade | TER | TER081 | Residential | Solar*Rewards | Trade Secret | 2019 | 2019
20263-228838-01 | Xcel Energy | 85 | 13781 | IOU | 06211986 | 4.886 | Solar |  |  | Active Application | Trade Secret | Trade | BLC | BLC062 | Residential |  | Trade Secret | 2025
20263-228838-01 | Xcel Energy | 85 | 13781 | IOU | 04434301 | 5.8 | Solar |  |  | Interconnected | Trade Secret | Trade | SLP | SLP092 | Residential | Solar*Rewards | Trade Secret | 2021 | 2021
20263-228838-01 | Xcel Energy | 85 | 13781 | IOU | 06168395 | 4.064 | Solar |  |  | Active Application | Trade Secret | Trade | CGR | CGR063 | Residential | Solar*Rewards | Trade Secret | 2025
20263-228838-01 | Xcel Energy | 85 | 13781 | IOU | 06179603 | 3.796 | Solar |  |  | Interconnected | Trade Secret | Trade | APA | APA068 | Residential | Solar*Rewards | Trade Secret | 2025 | 2025
20263-228838-01 | Xcel Energy | 85 | 13781 | IOU | 06131869 | 8.528 | Solar |  |  | Interconnected | Trade Secret | Trade | LEX | LEX332 | Residential |  | Trade Secret | 2025 | 2025
20263-228838-01 | Xcel Energy | 85 | 13781 | IOU | 06124175 | 8.528 | Solar |  |  | Withdrawn | Trade Secret | Trade | LEX | LEX332 | Residential | Solar*Rewards | Trade Secret | 2025
20263-228838-01 | Xcel Energy | 85 | 13781 | IOU | 03405130 | 7.616 | Solar |  |  | Interconnected | Trade Secret | Trade | WYO | WYO033 | Residential | Solar*Rewards | Trade Secret | 2019 | 2020
20263-228838-01 | Xcel Energy | 85 | 13781 | IOU | 05427152 | 2.32 | Solar |  |  | Interconnected | Trade Secret | Trade | SOU | SOU083 | Residential |  | Trade Secret | 2023 | 2023
20263-228838-01 | Xcel Energy | 85 | 13781 | IOU | 03131510 | 7.63 | Solar |  |  | Interconnected | Trade Secret | Trade | WIL | WIL091 | Residential | Made in Minnesota | Trade Secret | 2017 | 2017
20263-228838-01 | Xcel Energy | 85 | 13781 | IOU | 05169224 | 9.994 | Solar |  |  | Interconnected | Trade Secret | Trade | HOL | HOL071 | Residential |  | Trade Secret | 2022 | 2022
20263-228838-01 | Xcel Energy | 85 | 13781 | IOU | 05277646 | 8.41 | Solar |  |  | Withdrawn | Trade Secret | Trade | WIL | WIL061 | Residential |  | Trade Secret | 2022
20263-228838-01 | Xcel Energy | 85 | 13781 | IOU | 05395402 | 8.41 | Solar |  |  | Interconnected | Trade Secret | Trade | WIL | WIL061 | Residential |  | Trade Secret | 2023 | 2023
20263-228838-01 | Xcel Energy | 85 | 13781 | IOU | 03478150 | 6 | Solar |  |  | Interconnected | Trade Secret | Trade | MPK | MPK071 | Residential | Solar*Rewards | Trade Secret | 2019 | 2020
20263-228838-01 | Xcel Energy | 85 | 13781 | IOU | 03131518 | 5 | Solar |  |  | Interconnected | Trade Secret | Trade | SLP | SLP082 | Residential | Made in Minnesota | Trade Secret | 2017 | 2018
20263-228838-01 | Xcel Energy | 85 | 13781 | IOU | 05949434 | 4.875 | Solar |  |  | Interconnected | Trade Secret | Trade | SOU | SOU083 | Residential | Solar*Rewards | Trade Secret | 2024 | 2025
20263-228838-01 | Xcel Energy | 85 | 13781 | IOU | 03133837 | 9 | Solar |  |  | Interconnected | Trade Secret | Trade | AFT | AFT315 | Residential | Made in Minnesota | Trade Secret | 2014 | 2014
20263-228838-01 | Xcel Energy | 85 | 13781 | IOU | 05288568 | 5.052 | Solar |  |  | Interconnected | Trade Secret | Trade | APA | APA064 | Residential |  | Trade Secret | 2022 | 2023
20263-228838-01 | Xcel Energy | 85 | 13781 | IOU | 03135045 | 6 | Solar |  |  | Interconnected | Trade Secret | Trade | MPK | MPK083 | Residential | Solar*Rewards | Trade Secret | 2016 | 2016
20263-228838-01 | Xcel Energy | 85 | 13781 | IOU | 05749369 | 4.935 | Solar |  |  | Withdrawn | Trade Secret | Trade | EDA | EDA067 | Residential | Solar*Rewards | Trade Secret | 2024
20263-228838-01 | Xcel Energy | 85 | 13781 | IOU | 05761311 | 4.935 | Solar |  |  | Interconnected | Trade Secret | Trade | EDA | EDA067 | Residential |  | Trade Secret | 2024 | 2024
20263-228838-01 | Xcel Energy | 85 | 13781 | IOU | 04435463 | 3.48 | Solar |  |  | Interconnected | Trade Secret | Trade | SLP | SLP076 | Residential | Solar*Rewards | Trade Secret | 2021 | 2021
20263-228838-01 | Xcel Energy | 85 | 13781 | IOU | 03949847 | 9.28 | Solar |  |  | Interconnected | Trade Secret | Trade | OAD | OAD061 | Residential | Solar*Rewards | Trade Secret | 2020 | 2020
20263-228838-01 | Xcel Energy | 85 | 13781 | IOU | 05511806 | 4.108 | Solar |  |  | Active Application | Trade Secret | Trade | PIL | PIL022 | Residential | Solar*Rewards | Trade Secret | 2023
20263-228838-01 | Xcel Energy | 85 | 13781 | IOU | 03750675 | 17.4 | Solar |  |  | Interconnected | Trade Secret | Trade | WSG | WSG352 | Residential | Solar*Rewards | Trade Secret | 2020 | 2020
20263-228838-01 | Xcel Energy | 85 | 13781 | IOU | 06131410 | 19.584 | Solar |  |  | Active Application | Trade Secret | Trade | KAN | KAN031 | Residential |  | Trade Secret | 2025
20263-228838-01 | Xcel Energy | 85 | 13781 | IOU | 06301355 | 19.584 | Solar |  |  | Active Application | Trade Secret | Trade | KAN | KAN031 | Residential |  | Trade Secret | 2025
20263-228838-01 | Xcel Energy | 85 | 13781 | IOU | 06131375 | 19.584 | Solar |  |  | Withdrawn | Trade Secret | Trade | KAN | KAN031 | Residential | Solar*Rewards | Trade Secret | 2025
20263-228838-01 | Xcel Energy | 85 | 13781 | IOU | 03130521 | 2.32 | Solar |  |  | Interconnected | Trade Secret | Trade | ALD | ALD095 | Residential | Solar*Rewards | Trade Secret | 2018 | 2019
20263-228838-01 | Xcel Energy | 85 | 13781 | IOU | OID3951579 | 6 | Solar |  |  | Interconnected | Trade Secret | Trade | KOL | KOL074 | Residential | Solar*Rewards | Trade Secret | 2019 | 2020
20263-228838-01 | Xcel Energy | 85 | 13781 | IOU | 06222720 | 13.064 | Solar |  |  | Interconnected | Trade Secret | Trade | KOL | KOL074 | Residential |  | Trade Secret | 2025 | 2025
20263-228838-01 | Xcel Energy | 85 | 13781 | IOU | 05207129 | 2.32 | Solar |  |  | Interconnected | Trade Secret | Trade | SOU | SOU081 | Residential |  | Trade Secret | 2022 | 2022
20263-228838-01 | Xcel Energy | 85 | 13781 | IOU | 06209824 | 8.448 | Solar |  |  | Interconnected | Trade Secret | Trade | EDA | EDA061 | Residential |  | Trade Secret | 2025 | 2025
20263-228838-01 | Xcel Energy | 85 | 13781 | IOU | 06209586 | 5.516 | Solar |  |  | Active Application | Trade Secret | Trade | OAD | OAD061 | Residential |  | Trade Secret | 2025
20263-228838-01 | Xcel Energy | 85 | 13781 | IOU | 04793788 | 4.06 | Solar |  |  | Interconnected | Trade Secret | Trade | SOU | SOU087 | Residential | Solar*Rewards | Trade Secret | 2022 | 2022
20263-228838-01 | Xcel Energy | 85 | 13781 | IOU | 03440631 | 5 | Solar |  |  | Interconnected | Trade Secret | Trade | WCR | WCR322 | Residential | Solar*Rewards | Trade Secret | 2019 | 2020
20263-228838-01 |  |  |  |  | OID4009188 |  | Solar |  |  | Withdrawn | Trade Secret | Trade | WCR | WCR322 | Residential | Solar*Rewards |  | 2019
20263-228838-01 | Xcel Energy | 85 | 13781 | IOU | OID4020439 | 5 | Solar |  |  | Withdrawn | Trade Secret | Trade | WCR | WCR322 | Residential | Solar*Rewards | Trade Secret | 2019
20263-228838-01 | Xcel Energy | 85 | 13781 | IOU | OID3898561 | 4.08 | Solar |  |  | Withdrawn | Trade Secret | Trade | WCR | WCR322 | Residential | Solar*Rewards | Trade Secret | 2019
20263-228838-01 | Xcel Energy | 85 | 13781 | IOU | 03132789 | 19.999 | Solar |  |  | Interconnected | Trade Secret | Trade | WSG | WSG065 | Commercial | Solar*Rewards | Trade Secret | 2018 | 2019
20263-228838-01 | Xcel Energy | 85 | 13781 | IOU | 03131570 | 19.999 | Solar |  |  | Interconnected | Trade Secret | Trade | WSG | WSG065 | Commercial | Solar*Rewards | Trade Secret | 2017 | 2017
20263-228838-01 | Xcel Energy | 85 | 13781 | IOU | 03582387 | 300 | Solar |  |  | Interconnected | Trade Secret | Trade | WSG | WSG065 | Commercial |  | Trade Secret | 2020 | 2021
20263-228838-01 | Xcel Energy | 85 | 13781 | IOU | 05486432 | 99 | Solar |  |  | Interconnected | Trade Secret | Trade | EDA | EDA084 | Commercial |  | Trade Secret | 2023 | 2024
20263-228838-01 | Xcel Energy | 85 | 13781 | IOU | 05900076 | 5.76 | Solar |  |  | Interconnected | Trade Secret | Trade | WCR | WCR321 | Residential | Solar*Rewards | Trade Secret | 2024 | 2025
20263-228838-01 | Xcel Energy | 85 | 13781 | IOU | 05394621 | 6.825 | Solar |  |  | Interconnected | Trade Secret | Trade | LEX | LEX071 | Residential | Solar*Rewards | Trade Secret | 2023 | 2023
20263-228838-01 | Xcel Energy | 85 | 13781 | IOU | OID3888055 | 5.76 | Solar |  |  | Withdrawn | Trade Secret | Trade | LSP | LSP022 | Residential | Solar*Rewards | Trade Secret | 2019
20263-228838-01 | Xcel Energy | 85 | 13781 | IOU | OID3888063 | 5.76 | Solar |  |  | Withdrawn | Trade Secret | Trade | LSP | LSP022 | Commercial |  | Trade Secret | 2019
20263-228838-01 | Xcel Energy | 85 | 13781 | IOU | 05507289 | 3.792 | Solar |  |  | Interconnected | Trade Secret | Trade | MST | MST070 | Residential |  | Trade Secret | 2023 | 2023
20263-228838-01 | Xcel Energy | 85 | 13781 | IOU | 06074780 | 6.08 | Solar |  |  | Active Application | Trade Secret | Trade | BRP | BRP063 | Residential | Solar*Rewards | Trade Secret | 2025
20263-228838-01 | Xcel Energy | 85 | 13781 | IOU | 06321870 | 6.081 | Solar |  |  | Active Application | Trade Secret | Trade | BRP | BRP063 | Residential | Solar*Rewards | Trade Secret | 2026
20263-228838-01 | Xcel Energy | 85 | 13781 | IOU | 06021472 | 3.49 | Solar |  |  | Interconnected | Trade Secret | Trade | SOU | SOU069 | Residential | Solar*Rewards | Trade Secret | 2024 | 2025
20263-228838-01 | Xcel Energy | 85 | 13781 | IOU | 06217003 | 3.49 | Solar |  | X | Active Application | Trade Secret | Trade | WAS | WAS092 | Residential |  | Trade Secret | 2025
20263-228838-01 | Xcel Energy | 85 | 13781 | IOU | 06204791 | 3.416 | Solar |  |  | Withdrawn | Trade Secret | Trade | WAS | WAS092 | Residential | Solar*Rewards | Trade Secret | 2025
20263-228838-01 | Xcel Energy | 85 | 13781 | IOU | 05204751 | 3.84 | Solar |  |  | Interconnected | Trade Secret | Trade | SCL | SCL311 | Residential |  | Trade Secret | 2022 | 2023
20263-228838-01 | Xcel Energy | 85 | 13781 | IOU | 03134244 | 8.4 | Solar |  |  | Interconnected | Trade Secret | Trade | AFT | AFT315 | Residential | Made in Minnesota | Trade Secret | 2015 | 2015
20263-228838-01 | Xcel Energy | 85 | 13781 | IOU | 06034998 | 17.3 | Storage |  |  | Interconnected | Trade Secret | Trade | WIL | WIL061 | Residential |  | Trade Secret | 2024 | 2025
20263-228838-01 | Xcel Energy | 85 | 13781 | IOU | 04845319 | 5.8 | Solar |  |  | Interconnected | Trade Secret | Trade | WIL | WIL061 | Residential |  | Trade Secret | 2022 | 2022
20263-228838-01 | Xcel Energy | 85 | 13781 | IOU | 05155920 | 11.622 | Solar |  |  | Interconnected | Trade Secret | Trade | RLK | RLK071 | Residential |  | Trade Secret | 2022 | 2023
20263-228838-01 |  |  |  |  | OID2768169 |  | Solar |  |  | Withdrawn | Trade Secret | Trade | LAC | LAC063 | Residential | Solar*Rewards |  | 2016
20263-228838-01 |  |  |  |  | OID2768173 |  | Solar |  |  | Withdrawn | Trade Secret | Trade | LAC | LAC063 | Residential | Solar*Rewards |  | 2016
20263-228838-01 | Xcel Energy | 85 | 13781 | IOU | 03130629 | 5 | Solar |  |  | Interconnected | Trade Secret | Trade | LAC | LAC063 | Residential | Solar*Rewards | Trade Secret | 2016 | 2017
20263-228838-01 | Xcel Energy | 85 | 13781 | IOU | 03130811 | 3.6 | Solar |  |  | Interconnected | Trade Secret | Trade | DPN | DPN072 | Residential |  | Trade Secret | 2007 | 2008
20263-228838-01 | Xcel Energy | 85 | 13781 | IOU | 03130812 | 1.2 | Natural Gas |  |  | Interconnected | Trade Secret | Trade | DPN | DPN072 | Residential |  | Trade Secret | 2007 | 2008
20263-228838-01 | Xcel Energy | 85 | 13781 | IOU | 05796079 | 5.985 | Solar |  |  | Interconnected | Trade Secret | Trade | CTR | CTR031 | Residential |  | Trade Secret | 2024 | 2024
20263-228838-01 | Xcel Energy | 85 | 13781 | IOU | 06081015 | 39.99 | Solar |  |  | Interconnected | Trade Secret | Trade | MEL | MEL089 | Commercial |  | Trade Secret | 2025 | 2025
20263-228838-01 | Xcel Energy | 85 | 13781 | IOU | 03134204 | 8 | Solar |  |  | Interconnected | Trade Secret | Trade | APA | APA071 | Residential | Made in Minnesota | Trade Secret | 2015 | 2015
20263-228838-01 | Xcel Energy | 85 | 13781 | IOU | 03132607 | 9.94 | Solar |  |  | Interconnected | Trade Secret | Trade | HSN | HSN311 | Residential | Solar*Rewards | Trade Secret | 2018 | 2018
20263-228838-01 | Xcel Energy | 85 | 13781 | IOU | 05951154 | 2.657 | Solar |  |  | Interconnected | Trade Secret | Trade | MPK | MPK083 | Residential | Solar*Rewards | Trade Secret | 2024 | 2024
20263-228838-01 | Xcel Energy | 85 | 13781 | IOU | 06167937 | 7.216 | Solar |  |  | Interconnected | Trade Secret | Trade | HUG | HUG312 | Residential | Solar*Rewards | Trade Secret | 2025 | 2025
20263-228838-01 | Xcel Energy | 85 | 13781 | IOU | 05759231 | 4.645 | Solar |  |  | Interconnected | Trade Secret | Trade | MDT | MDT062 | Residential | Solar*Rewards | Trade Secret | 2024 | 2024
20263-228838-01 | Xcel Energy | 85 | 13781 | IOU | OID2786538 | 20 | Solar |  |  | Withdrawn | Trade Secret | Trade | SAK | SAK312 | Commercial | Solar*Rewards | Trade Secret | 2016
20263-228838-01 | Xcel Energy | 85 | 13781 | IOU | SRO15691 | 24 | Solar |  |  | Withdrawn | Trade Secret | Trade | SAK | SAK312 | Commercial | Solar*Rewards | Trade Secret | 2010
20263-228838-01 | Xcel Energy | 85 | 13781 | IOU | 06134981 | 3.747 | Solar |  |  | Withdrawn | Trade Secret | Trade | WYO | WYO022 | Residential | Solar*Rewards | Trade Secret | 2025
20263-228838-01 | Xcel Energy | 85 | 13781 | IOU | 06164783 | 6.832 | Solar |  |  | Interconnected | Trade Secret | Trade | WYO | WYO022 | Residential | Solar*Rewards | Trade Secret | 2025 | 2025
20263-228838-01 | Xcel Energy | 85 | 13781 | IOU | 06161791 | 3.796 | Solar |  | X | Withdrawn | Trade Secret | Trade | WYO | WYO022 | Residential | Solar*Rewards | Trade Secret | 2025
20263-228838-01 | Xcel Energy | 85 | 13781 | IOU | 03131870 | 3.8 | Solar |  |  | Interconnected | Trade Secret | Trade | AFT | AFT315 | Residential | Solar*Rewards | Trade Secret | 2017 | 2017
20263-228838-01 | Xcel Energy | 85 | 13781 | IOU | 06230132 | 4.188 | Solar |  |  | Interconnected | Trade Secret | Trade | MDT | MDT077 | Residential |  | Trade Secret | 2025 | 2025
20263-228838-01 | Xcel Energy | 85 | 13781 | IOU | 05587875 | 9.45 | Solar |  |  | Interconnected | Trade Secret | Trade | SLP | SLP092 | Residential | Solar*Rewards | Trade Secret | 2023 | 2024
20263-228838-01 | Xcel Energy | 85 | 13781 | IOU | 03129720 | 99.9 | Solar |  |  | Interconnected | Trade Secret | Trade | WRR | WRR075 | Commercial |  | Trade Secret | 2019 | 2020
20263-228838-01 | Xcel Energy | 85 | 13781 | IOU | 05396087 | 4.64 | Solar |  |  | Interconnected | Trade Secret | Trade | TLK | TLK064 | Residential |  | Trade Secret | 2023 | 2023
20263-228838-01 | Xcel Energy | 85 | 13781 | IOU | 03135108 | 18 | Solar |  |  | Interconnected | Trade Secret | Trade | MTW | MTW021 | Commercial | Solar*Rewards | Trade Secret | 2016 | 2016
20263-228838-01 | Xcel Energy | 85 | 13781 | IOU | 05796270 | 3.774 | Solar |  |  | Interconnected | Trade Secret | Trade | LEX | LEX332 | Residential |  | Trade Secret | 2024 | 2024
20263-228838-01 | Xcel Energy | 85 | 13781 | IOU | 04974083 | 9.994 | Solar |  |  | Active Application | Trade Secret | Trade | SCA | SCA021 | Residential | Solar*Rewards | Trade Secret | 2022
20263-228838-01 | Xcel Energy | 85 | 13781 | IOU | OID2019295 | 3.84 | Solar |  |  | Withdrawn | Trade Secret | Trade | MEL | MEL069 | Residential | Solar*Rewards | Trade Secret | 2014
20263-228838-01 | Xcel Energy | 85 | 13781 | IOU | OID2019294 | 3.84 | Solar |  |  | Withdrawn | Trade Secret | Trade | MEL | MEL069 | Residential | Solar*Rewards | Trade Secret | 2014
20263-228838-01 | Xcel Energy | 85 | 13781 | IOU | 03134471 | 3.84 | Solar |  |  | Interconnected | Trade Secret | Trade | MEL | MEL069 | Residential | Made in Minnesota | Trade Secret | 2015 | 2015
20263-228838-01 | Xcel Energy | 85 | 13781 | IOU | 05980050 | 2.443 | Solar |  |  | Interconnected | Trade Secret | Trade | TWL | TWL067 | Residential | Solar*Rewards | Trade Secret | 2024 | 2025
20263-228838-01 | Xcel Energy | 85 | 13781 | IOU | 05241669 | 4.48 | Solar |  |  | Interconnected | Trade Secret | Trade | FSL | FSL311 | Residential |  | Trade Secret | 2022 | 2023
20263-228838-01 | Xcel Energy | 85 | 13781 | IOU | 06147378 | 4.592 | Solar |  |  | Withdrawn | Trade Secret | Trade | LEX | LEX332 | Residential | Solar*Rewards | Trade Secret | 2025
20263-228838-01 | Xcel Energy | 85 | 13781 | IOU | 06164470 | 4.592 | Solar |  |  | Interconnected | Trade Secret | Trade | LEX | LEX332 | Residential |  | Trade Secret | 2025 | 2025
20263-228838-01 | Xcel Energy | 85 | 13781 | IOU | 03133314 | 15 | Solar |  |  | Interconnected | Trade Secret | Trade | ECK | ECK342 | Commercial | Solar*Rewards | Trade Secret | 2010 | 2011
20263-228838-01 | Xcel Energy | 85 | 13781 | IOU | 04041260 | 4.95 | Solar |  |  | Interconnected | Trade Secret | Trade | WIL | WIL091 | Residential |  | Trade Secret | 2020 | 2021
20263-228838-01 | Xcel Energy | 85 | 13781 | IOU | 05405670 | 1.28 | Solar |  |  | Interconnected | Trade Secret | Trade | WIL | WIL091 | Residential |  | Trade Secret | 2023 | 2021
20263-228838-01 | Xcel Energy | 85 | 13781 | IOU | 03130564 | 8.4 | Solar |  |  | Interconnected | Trade Secret | Trade | WAB | WAB031 | Residential | Made in Minnesota | Trade Secret | 2016 | 2016
20263-228838-01 | Xcel Energy | 85 | 13781 | IOU | 03320395 | 6 | Solar |  |  | Interconnected | Trade Secret | Trade | ALD | ALD097 | Residential | Solar*Rewards | Trade Secret | 2019 | 2020
20263-228838-01 | Xcel Energy | 85 | 13781 | IOU | 05698222 | 2.52 | Solar |  |  | Active Application | Trade Secret | Trade | ALD | ALD097 | Residential |  | Trade Secret | 2024
20263-228838-01 | Xcel Energy | 85 | 13781 | IOU | 05740052 | 2.52 | Solar |  |  | Interconnected | Trade Secret | Trade | ALD | ALD097 | Residential | Solar*Rewards | Trade Secret | 2024 | 2024
20263-228838-01 | Xcel Energy | 85 | 13781 | IOU | 04830722 | 5.22 | Solar |  |  | Interconnected | Trade Secret | Trade | BYT | BYT061 | Residential |  | Trade Secret | 2022 | 2024
20263-228838-01 | Xcel Energy | 85 | 13781 | IOU | 04793817 | 6.38 | Solar |  |  | Interconnected | Trade Secret | Trade | WSG | WSG362 | Residential | Solar*Rewards | Trade Secret | 2022 | 2022
20263-228838-01 | Xcel Energy | 85 | 13781 | IOU | 03511458 | 33.3 | Solar |  |  | Interconnected | Trade Secret | Trade | RAM | RAM073 | Commercial | Solar*Rewards | Trade Secret | 2019 | 2020
20263-228838-01 | Xcel Energy | 85 | 13781 | IOU | 03131317 | 39.98 | Solar |  |  | Interconnected | Trade Secret | Trade | GLD | GLD021 | Commercial | Made in Minnesota | Trade Secret | 2017 | 2017
20263-228838-01 | Xcel Energy | 85 | 13781 | IOU | 04613138 | 15.232 | Solar |  |  | Interconnected | Trade Secret | Trade | ALD | ALD088 | Residential |  | Trade Secret | 2021 | 2021
20263-228838-01 | Xcel Energy | 85 | 13781 | IOU | 06103086 | 7.296 | Solar |  |  | Interconnected | Trade Secret | Trade | APA | APA064 | Residential |  | Trade Secret | 2025 | 2025
20263-228838-01 | Xcel Energy | 85 | 13781 | IOU | 05859884 | 3.747 | Solar |  |  | Withdrawn | Trade Secret | Trade | WEF | WEF061 | Residential |  | Trade Secret | 2024
20263-228838-01 | Xcel Energy | 85 | 13781 | IOU | 05868122 | 3.747 | Solar |  |  | Interconnected | Trade Secret | Trade | WEF | WEF061 | Residential |  | Trade Secret | 2024 | 2025
20263-228838-01 | Xcel Energy | 85 | 13781 | IOU | 04818275 | 6.67 | Solar |  |  | Interconnected | Trade Secret | Trade | STY | STY073 | Residential | Solar*Rewards | Trade Secret | 2022 | 2022
20263-228838-01 | Xcel Energy | 85 | 13781 | IOU | 05960834 | 50 | Solar |  |  | Interconnected | Trade Secret | Trade | HOL | HOL062 | Commercial |  | Trade Secret | 2024 | 2025
20263-228838-01 | Xcel Energy | 85 | 13781 | IOU | 06214464 | 4.935 | Solar |  |  | Interconnected | Trade Secret | Trade | APA | APA076 | Residential |  | Trade Secret | 2025 | 2025
20263-228838-01 | Xcel Energy | 85 | 13781 | IOU | 03133249 | 1.14 | Solar |  |  | Interconnected | Trade Secret | Trade | KAN | KAN031 | Residential | Solar*Rewards | Trade Secret | 2010 | 2011
20263-228838-01 | Xcel Energy | 85 | 13781 | IOU | 05535189 | 2.52 | Solar |  |  | Withdrawn | Trade Secret | Trade | RPO | RPO312 | Residential |  | Trade Secret | 2023
20263-228838-01 | Xcel Energy | 85 | 13781 | IOU | 05591492 | 3.84 | Solar |  |  | Interconnected | Trade Secret | Trade | FSL | FSL311 | Residential |  | Trade Secret | 2023 | 2024
20263-228838-01 | Xcel Energy | 85 | 13781 | IOU | 05478459 | 5.8 | Solar |  |  | Interconnected | Trade Secret | Trade | STY | STY073 | Residential |  | Trade Secret | 2023 | 2023
20263-228838-01 | Xcel Energy | 85 | 13781 | IOU | 05452091 | 5.8 | Solar |  |  | Withdrawn | Trade Secret | Trade | STY | STY073 | Residential | Solar*Rewards | Trade Secret | 2023
20263-228838-01 | Xcel Energy | 85 | 13781 | IOU | 05476421 | 9.28 | Solar |  |  | Interconnected | Trade Secret | Trade | SAV | SAV069 | Residential |  | Trade Secret | 2023 | 2024
20263-228838-01 | Xcel Energy | 85 | 13781 | IOU | 06025692 | 7.216 | Solar |  |  | Interconnected | Trade Secret | Trade | RAM | RAM063 | Residential | Solar*Rewards | Trade Secret | 2024 | 2025
20263-228838-01 | Xcel Energy | 85 | 13781 | IOU | 06186337 | 9.772 | Solar |  |  | Interconnected | Trade Secret | Trade | GNL | GNL071 | Residential | Solar*Rewards | Trade Secret | 2025 | 2025
20263-228838-01 | Xcel Energy | 85 | 13781 | IOU | 06172354 | 20.496 | Solar |  |  | Withdrawn | Trade Secret | Trade | GNL | GNL071 | Residential | Solar*Rewards | Trade Secret | 2025
20263-228838-01 | Xcel Energy | 85 | 13781 | IOU | 04125054 | 3.747 | Solar |  |  | Interconnected | Trade Secret | Trade | IDA | IDA062 | Residential | Solar*Rewards | Trade Secret | 2020 | 2021
20263-228838-01 | Xcel Energy | 85 | 13781 | IOU | 05850845 | 4.555 | Solar |  |  | Active Application | Trade Secret | Trade | WES | WES062 | Residential |  | Trade Secret | 2024
20263-228838-01 | Xcel Energy | 85 | 13781 | IOU | 05849723 | 1.518 | Solar |  |  | Withdrawn | Trade Secret | Trade | WES | WES062 | Residential | Solar*Rewards | Trade Secret | 2024
20263-228838-01 | Xcel Energy | 85 | 13781 | IOU | OID2395479 | 18 | Solar |  |  | Withdrawn | Trade Secret | Trade | MPK | MPK075 | Commercial | Solar*Rewards | Trade Secret | 2015
20263-228838-01 | Xcel Energy | 85 | 13781 | IOU | 04995753 | 3.836 | Solar |  |  | Withdrawn | Trade Secret | Trade | FSL | FSL312 | Residential | Solar*Rewards | Trade Secret | 2022
20263-228838-01 | Xcel Energy | 85 | 13781 | IOU | 04967327 | 3.836 | Solar |  |  | Interconnected | Trade Secret | Trade | FSL | FSL312 | Residential | Solar*Rewards | Trade Secret | 2022 | 2022
20263-228838-01 | Xcel Energy | 85 | 13781 | IOU | 05744082 | 99.999 | Solar |  |  | Interconnected | Trade Secret | Trade | HYL | HYL063 | Commercial |  | Trade Secret | 2024 | 2024
20263-228838-01 | Xcel Energy | 85 | 13781 | IOU | 06001594 | 4.18 | Solar |  |  | Interconnected | Trade Secret | Trade | SOU | SOU079 | Residential | Solar*Rewards | Trade Secret | 2024 | 2025
20263-228838-01 | Xcel Energy | 85 | 13781 | IOU | 03691470 | 633.2 | Solar |  |  | Interconnected | Trade Secret | Trade | PRR | PRR062 | Commercial |  | Trade Secret | 2020 | 2022
20263-228838-01 | Xcel Energy | 85 | 13781 | IOU | 04477553 | 6.38 | Solar |  |  | Active Application | Trade Secret | Trade | WES | WES073 | Residential | Solar*Rewards | Trade Secret | 2021
20263-228838-01 | Xcel Energy | 85 | 13781 | IOU | 05471180 | 15 | Solar |  |  | Interconnected | Trade Secret | Trade | TER | TER071 | Residential |  | Trade Secret | 2023 | 2024
20263-228838-01 | Xcel Energy | 85 | 13781 | IOU | 03133143 | 5 | Solar |  |  | Interconnected | Trade Secret | Trade | DPN | DPN063 | Residential | Solar*Rewards | Trade Secret | 2010 | 2010
20263-228838-01 | Xcel Energy | 85 | 13781 | IOU | 03132433 | 3.747 | Solar |  |  | Interconnected | Trade Secret | Trade | MPK | MPK086 | Residential | Solar*Rewards | Trade Secret | 2018 | 2019
20263-228838-01 | Xcel Energy | 85 | 13781 | IOU | OID3329619 | 5 | Solar |  |  | Withdrawn | Trade Secret | Trade | MPK | MPK086 | Residential | Solar*Rewards | Trade Secret | 2018
20263-228838-01 |  |  |  |  | OID3311047 |  | Solar |  |  | Withdrawn | Trade Secret | Trade | MPK | MPK086 | Residential | Solar*Rewards |  | 2018
20263-228838-01 |  |  |  |  | OID3471962 |  | Solar |  |  | Withdrawn | Trade Secret | Trade | WEB | WEB021 | Commercial | Solar*Rewards |  | 2018
20263-228838-01 | Xcel Energy | 85 | 13781 | IOU | 04942019 | 4.886 | Solar |  |  | Interconnected | Trade Secret | Trade | WIL | WIL074 | Residential | Solar*Rewards | Trade Secret | 2022 | 2022
20263-228838-01 | Xcel Energy | 85 | 13781 | IOU | OID3308837 | 18 | Solar |  |  | Withdrawn | Trade Secret | Trade |  |  | Residential | Solar*Rewards | Trade Secret | 2018
20263-228838-01 | Xcel Energy | 85 | 13781 | IOU | 06248202 | 15.2 | Solar |  |  | Active Application | Trade Secret | Trade | RSP | RSP061 | Residential |  | Trade Secret | 2025
20263-228838-01 | Xcel Energy | 85 | 13781 | IOU | 05415971 | 2000 | Other |  | X | Active Application | Trade Secret | Trade | MPK | MPK064 | Commercial |  | Trade Secret | 2024
20263-228838-01 | Xcel Energy | 85 | 13781 | IOU | 03132583 | 3.36 | Solar |  |  | Interconnected | Trade Secret | Trade | MOL | MOL065 | Residential | Solar*Rewards | Trade Secret | 2018 | 2018
20263-228838-01 | Xcel Energy | 85 | 13781 | IOU | 03300210 | 33.3 | Solar |  |  | Interconnected | Trade Secret | Trade | RLK | RLK071 | Commercial | Solar*Rewards | Trade Secret | 2019 | 2020
20263-228838-01 | Xcel Energy | 85 | 13781 | IOU | 03513331 | 5 | Solar |  |  | Interconnected | Trade Secret | Trade | WIN | WIN042 | Residential | Solar*Rewards | Trade Secret | 2020 | 2020
20263-228838-01 | Xcel Energy | 85 | 13781 | IOU | 05712224 | 10.08 | Solar |  |  | Interconnected | Trade Secret | Trade | WIL | WIL079 | Residential | Solar*Rewards | Trade Secret | 2024 | 2024
20263-228838-01 | Xcel Energy | 85 | 13781 | IOU | 06014348 | 6.453 | Solar |  |  | Active Application | Trade Secret | Trade | STY | STY065 | Residential |  | Trade Secret | 2024
20263-228838-01 | Xcel Energy | 85 | 13781 | IOU | 06044763 | 13.664 | Solar |  |  | Interconnected | Trade Secret | Trade | STY | STY065 | Residential |  | Trade Secret | 2025 | 2025
20263-228838-01 | Xcel Energy | 85 | 13781 | IOU | 05699356 | 4.064 | Solar |  |  | Interconnected | Trade Secret | Trade | WES | WES061 | Residential |  | Trade Secret | 2024 | 2024
20263-228838-01 | Xcel Energy | 85 | 13781 | IOU | 05331464 | 4.06 | Solar |  |  | Withdrawn | Trade Secret | Trade | WES | WES061 | Residential |  | Trade Secret | 2022
20263-228838-01 |  |  |  |  | 04942703 |  | Solar |  |  | Active Application | Trade Secret | Trade | OAD | OAD065 | Residential | Solar*Rewards |  | 2022
20263-228838-01 | Xcel Energy | 85 | 13781 | IOU | 06164579 | 6.832 | Solar |  |  | Interconnected | Trade Secret | Trade | WYO | WYO022 | Residential |  | Trade Secret | 2025 | 2025
20263-228838-01 | Xcel Energy | 85 | 13781 | IOU | 06155198 | 10.248 | Solar |  |  | Withdrawn | Trade Secret | Trade | WYO | WYO022 | Residential | Solar*Rewards | Trade Secret | 2025
20263-228838-01 | Xcel Energy | 85 | 13781 | IOU | 06082374 | 3.936 | Solar |  |  | Interconnected | Trade Secret | Trade | ECK | ECK342 | Residential | Solar*Rewards | Trade Secret | 2025 | 2025
20263-228838-01 | Xcel Energy | 85 | 13781 | IOU | 04993244 | 2.61 | Solar |  |  | Withdrawn | Trade Secret | Trade | BCR | BCR083 | Residential |  | Trade Secret | 2022
20263-228838-01 | Xcel Energy | 85 | 13781 | IOU | 03400632 | 5 | Solar |  |  | Interconnected | Trade Secret | Trade | BCR | BCR083 | Residential | Solar*Rewards | Trade Secret | 2019 | 2020
20263-228838-01 | Xcel Energy | 85 | 13781 | IOU | 05991923 | 3.484 | Solar |  |  | Active Application | Trade Secret | Trade | RLK | RLK066 | Residential |  | Trade Secret | 2024
20263-228838-01 | Xcel Energy | 85 | 13781 | IOU | 03131951 | 29.82 | Solar |  |  | Interconnected | Trade Secret | Trade | PIP | PIP090 | Commercial | Made in Minnesota | Trade Secret | 2017 | 2017
20263-228838-01 | Xcel Energy | 85 | 13781 | IOU | 06060769 | 3.141 | Solar |  |  | Interconnected | Trade Secret | Trade | SOU | SOU069 | Residential | Solar*Rewards | Trade Secret | 2025 | 2025
20263-228838-01 | Xcel Energy | 85 | 13781 | IOU | 05267140 | 12.16 | Solar |  |  | Interconnected | Trade Secret | Trade | PBE | PBE061 | Residential |  | Trade Secret | 2022 | 2023
20263-228838-01 | Xcel Energy | 85 | 13781 | IOU | 04974923 | 7.329 | Solar |  |  | Interconnected | Trade Secret | Trade | EDA | EDA075 | Residential | Solar*Rewards | Trade Secret | 2022 | 2023
20263-228838-01 | Xcel Energy | 85 | 13781 | IOU | 04257919 | 7.54 | Solar |  |  | Interconnected | Trade Secret | Trade | GSL | GSL341 | Residential | Solar*Rewards | Trade Secret | 2021 | 2021
20263-228838-01 | Xcel Energy | 85 | 13781 | IOU | 05524041 | 7.6 | Solar |  |  | Interconnected | Trade Secret | Trade | WSG | WSG352 | Residential | Solar*Rewards | Trade Secret | 2023 | 2023
20263-228838-01 | Xcel Energy | 85 | 13781 | IOU | 05818129 | 3.747 | Solar |  |  | Interconnected | Trade Secret | Trade | GLK | GLK064 | Residential |  | Trade Secret | 2024 | 2025
20263-228838-01 | Xcel Energy | 85 | 13781 | IOU | 05685909 | 6.3 | Solar |  |  | Interconnected | Trade Secret | Trade | LOK | LOK062 | Residential |  | Trade Secret | 2023 | 2024
20263-228838-01 | Xcel Energy | 85 | 13781 | IOU | OID3076748 | 12 | Solar |  |  | Withdrawn | Trade Secret | Trade | RAP | RAP081 | Residential | Solar*Rewards | Trade Secret | 2017
20263-228838-01 | Xcel Energy | 85 | 13781 | IOU | SRO29608 | 3 | Solar |  |  | Withdrawn | Trade Secret | Trade | RAM | RAM073 | Residential | Solar*Rewards | Trade Secret | 2013
20263-228838-01 | Xcel Energy | 85 | 13781 | IOU | 03134059 | 9.5 | Solar |  |  | Interconnected | Trade Secret | Trade | RAM | RAM073 | Residential | Made in Minnesota | Trade Secret | 2014 | 2014
20263-228838-01 | Xcel Energy | 85 | 13781 | IOU | 06321795 | 7.616 | Solar |  |  | Active Application | Trade Secret | Trade | IDA | IDA072 | Residential | Solar*Rewards | Trade Secret | 2026
20263-228838-01 | Xcel Energy | 85 | 13781 | IOU | 06013396 | 4.934 | Solar |  |  | Interconnected | Trade Secret | Trade | RIV | RIV064 | Residential |  | Trade Secret | 2024 | 2025
20263-228838-01 | Xcel Energy | 85 | 13781 | IOU | 03132313 | 5 | Solar |  |  | Interconnected | Trade Secret | Trade | GIB | GIB021 | Residential | Solar*Rewards | Trade Secret | 2018 | 2018
20263-228838-01 | Xcel Energy | 85 | 13781 | IOU | 06222322 | 10.85 | Solar |  |  | Active Application | Trade Secret | Trade | HUG | HUG321 | Residential |  | Trade Secret | 2025
20263-228838-01 | Xcel Energy | 85 | 13781 | IOU | 06212762 | 10.85 | Solar |  |  | Withdrawn | Trade Secret | Trade | HUG | HUG321 | Residential | Solar*Rewards | Trade Secret | 2025
20263-228838-01 | Xcel Energy | 85 | 13781 | IOU | 03133740 | 10 | Solar |  |  | Interconnected | Trade Secret | Trade | ALD | ALD095 | Commercial | Solar*Rewards | Trade Secret | 2013 | 2012
20263-228838-01 | Xcel Energy | 85 | 13781 | IOU | SRO29459 | 13.5 | Solar |  |  | Withdrawn | Trade Secret | Trade | ALD | ALD095 | Commercial | Solar*Rewards | Trade Secret | 2013
20263-228838-01 | Xcel Energy | 85 | 13781 | IOU | SRO25680 | 10 | Solar |  |  | Withdrawn | Trade Secret | Trade | ALD | ALD095 | Commercial | Solar*Rewards | Trade Secret | 2012
20263-228838-01 | Xcel Energy | 85 | 13781 | IOU | SRO29781 | 40 | Solar |  |  | Withdrawn | Trade Secret | Trade | MEL | MEL063 | Commercial | Solar*Rewards | Trade Secret | 2013
20263-228838-01 | Xcel Energy | 85 | 13781 | IOU | SRO29794 | 40 | Solar |  |  | Withdrawn | Trade Secret | Trade | MEL | MEL063 | Commercial | Solar*Rewards | Trade Secret | 2013
20263-228838-01 | Xcel Energy | 85 | 13781 | IOU | 03134324 | 36 | Solar |  |  | Interconnected | Trade Secret | Trade | MEL | MEL063 | Commercial | Made in Minnesota | Trade Secret | 2015 | 2015
20263-228838-01 | Xcel Energy | 85 | 13781 | IOU | 05230686 | 5.51 | Solar |  |  | Interconnected | Trade Secret | Trade | WIL | WIL084 | Residential |  | Trade Secret | 2022 | 2023
20263-228838-01 | Xcel Energy | 85 | 13781 | IOU | 04875368 | 6.028 | Solar |  |  | Interconnected | Trade Secret | Trade | RMT | RMT321 | Residential | Solar*Rewards | Trade Secret | 2022 | 2022
20263-228838-01 | Xcel Energy | 85 | 13781 | IOU | 05970634 | 39.98 | Solar |  |  | Interconnected | Trade Secret | Trade | HUG | HUG311 | Commercial |  | Trade Secret | 2024 | 2025
20263-228838-01 | Xcel Energy | 85 | 13781 | IOU | 05289434 | 6.98 | Solar |  |  | Interconnected | Trade Secret | Trade | MPK | MPK074 | Residential | Solar*Rewards | Trade Secret | 2022 | 2023
20263-228838-01 | Xcel Energy | 85 | 13781 | IOU | 03452398 | 9.994 | Solar |  |  | Interconnected | Trade Secret | Trade | EXC | EXC062 | Residential | Solar*Rewards | Trade Secret | 2019 | 2020
20263-228838-01 | Xcel Energy | 85 | 13781 | IOU | 04794624 | 2.03 | Solar |  |  | Interconnected | Trade Secret | Trade | LEX | LEX075 | Residential | Solar*Rewards | Trade Secret | 2022 | 2022
20263-228838-01 | Xcel Energy | 85 | 13781 | IOU | 05824652 | 15.705 | Solar |  |  | Interconnected | Trade Secret | Trade | HUG | HUG321 | Residential | Solar*Rewards | Trade Secret | 2024 | 2024
20263-228838-01 | Xcel Energy | 85 | 13781 | IOU | 06134240 | 6.073 | Solar |  |  | Interconnected | Trade Secret | Trade | TWL | TWL072 | Residential | Solar*Rewards | Trade Secret | 2025 | 2025
20263-228838-01 | Xcel Energy | 85 | 13781 | IOU | OID3812393 | 12.616 | Solar |  |  | Withdrawn | Trade Secret | Trade | WAS | WAS092 | Residential | Solar*Rewards | Trade Secret | 2019
20263-228838-01 | Xcel Energy | 85 | 13781 | IOU | OID3882046 | 12.616 | Solar |  |  | Interconnected | Trade Secret | Trade | WAS | WAS092 | Residential | Solar*Rewards | Trade Secret | 2019 | 2020
20263-228838-01 | Xcel Energy | 85 | 13781 | IOU | 05947422 | 7.616 | Solar |  |  | Active Application | Trade Secret | Trade | OAD | OAD073 | Residential |  | Trade Secret | 2024
20263-228838-01 | Xcel Energy | 85 | 13781 | IOU | 05395248 | 8.32 | Solar |  |  | Interconnected | Trade Secret | Trade | HUG | HUG311 | Residential | Solar*Rewards | Trade Secret | 2023 | 2023
20263-228838-01 | Xcel Energy | 85 | 13781 | IOU | 05616769 | 5.76 | Solar |  |  | Interconnected | Trade Secret | Trade | CRL | CRL065 | Residential |  | Trade Secret | 2023 | 2021
20263-228838-01 | Xcel Energy | 85 | 13781 | IOU | 06073354 | 3.936 | Solar |  |  | Interconnected | Trade Secret | Trade | EDA | EDA089 | Residential |  | Trade Secret | 2025 | 2025
20263-228838-01 | Xcel Energy | 85 | 13781 | IOU | 03664187 | 2.16 | Solar |  |  | Interconnected | Trade Secret | Trade | WES | WES073 | Residential | Solar*Rewards | Trade Secret | 2020 | 2020
20263-228838-01 | Xcel Energy | 85 | 13781 | IOU | 04406329 | 5.22 | Solar |  |  | Interconnected | Trade Secret | Trade | SOU | SOU075 | Residential | Solar*Rewards | Trade Secret | 2021 | 2022
20263-228838-01 | Xcel Energy | 85 | 13781 | IOU | 03134173 | 10 | Solar |  |  | Interconnected | Trade Secret | Trade | SMT | SMT072 | Residential | Solar*Rewards | Trade Secret | 2014 | 2015
20263-228838-01 | Xcel Energy | 85 | 13781 | IOU | 05357512 | 5.584 | Solar |  |  | Interconnected | Trade Secret | Trade | LAC | LAC062 | Residential | Solar*Rewards | Trade Secret | 2023 | 2023
20263-228838-01 | Xcel Energy | 85 | 13781 | IOU | 05127604 | 17.4 | Solar |  |  | Interconnected | Trade Secret | Trade | GFD | GFD021 | Residential |  | Trade Secret | 2022 | 2023
20263-228838-01 | Xcel Energy | 85 | 13781 | IOU | 03131695 | 7.63 | Solar |  |  | Interconnected | Trade Secret | Trade | HSN | HSN321 | Residential | Made in Minnesota | Trade Secret | 2017 | 2017
20263-228838-01 | Xcel Energy | 85 | 13781 | IOU | 03130099 | 3.747 | Solar |  |  | Interconnected | Trade Secret | Trade | SLP | SLP071 | Residential | Solar*Rewards | Trade Secret | 2018 | 2019
20263-228838-01 | Xcel Energy | 85 | 13781 | IOU | 05209188 | 3.77 | Solar |  |  | Withdrawn | Trade Secret | Trade | TWL | TWL063 | Residential |  | Trade Secret | 2022
20263-228838-01 | Xcel Energy | 85 | 13781 | IOU | 05952777 | 6.46 | Solar |  |  | Active Application | Trade Secret | Trade | ALD | ALD083 | Residential | Solar*Rewards | Trade Secret | 2024
20263-228838-01 | Xcel Energy | 85 | 13781 | IOU | 03134867 | 10.01 | Solar |  |  | Interconnected | Trade Secret | Trade | OPK | OPK073 | Residential | Made in Minnesota | Trade Secret | 2016 | 2016
20263-228838-01 | Xcel Energy | 85 | 13781 | IOU | 03132251 | 9.94 | Solar |  | X | Interconnected | Trade Secret | Trade | HSN | HSN311 | Residential | Solar*Rewards | Trade Secret | 2018 | 2018
20263-228838-01 | Xcel Energy | 85 | 13781 | IOU | 04424266 | 5.235 | Solar |  |  | Interconnected | Trade Secret | Trade | MPK | MPK074 | Residential |  | Trade Secret | 2021 | 2021
20263-228838-01 | Xcel Energy | 85 | 13781 | IOU | OID2299444 | 7.007 | Solar |  |  | Withdrawn | Trade Secret | Trade | SCL | SCL312 | Residential | Solar*Rewards | Trade Secret | 2015
20263-228838-01 | Xcel Energy | 85 | 13781 | IOU | 03134767 | 7 | Solar |  |  | Interconnected | Trade Secret | Trade | SCL | SCL312 | Residential | Made in Minnesota | Trade Secret | 2016 | 2016
20263-228838-01 | Xcel Energy | 85 | 13781 | IOU | 05833944 | 7.616 | Solar |  |  | Withdrawn | Trade Secret | Trade | WIL | WIL098 | Residential |  | Trade Secret | 2024
20263-228838-01 | Xcel Energy | 85 | 13781 | IOU | 05360696 | 3.15 | Solar |  |  | Withdrawn | Trade Secret | Trade | MPK | MPK087 | Residential | Solar*Rewards | Trade Secret | 2023
20263-228838-01 | Xcel Energy | 85 | 13781 | IOU | 03132013 | 9.94 | Solar |  |  | Interconnected | Trade Secret | Trade | OSS | OSS073 | Residential | Solar*Rewards | Trade Secret | 2017 | 2018
20263-228838-01 | Xcel Energy | 85 | 13781 | IOU | 06205271 | 6.98 | Solar |  |  | Interconnected | Trade Secret | Trade | LEX | LEX332 | Residential | Solar*Rewards | Trade Secret | 2025 | 2025
20263-228838-01 | Xcel Energy | 85 | 13781 | IOU | 06322151 | 5.933 | Solar |  |  | Active Application | Trade Secret | Trade | HWW | HWW063 | Residential | Solar*Rewards | Trade Secret | 2026
20263-228838-01 | Xcel Energy | 85 | 13781 | IOU | OID2052891 | 7.44 | Solar |  |  | Withdrawn | Trade Secret | Trade | TWL | TWL081 | Residential | Solar*Rewards | Trade Secret | 2014
20263-228838-01 | Xcel Energy | 85 | 13781 | IOU | 05229229 | 9.6 | Solar |  |  | Interconnected | Trade Secret | Trade | HSN | HSN322 | Residential |  | Trade Secret | 2022 | 2023
20263-228838-01 | Xcel Energy | 85 | 13781 | IOU | 03132063 | 3.8 | Solar |  |  | Interconnected | Trade Secret | Trade | UPP | UPP063 | Residential | Solar*Rewards | Trade Secret | 2017 | 2017
20263-228838-01 | Xcel Energy | 85 | 13781 | IOU | 05373948 | 8.8 | Storage |  |  | Interconnected | Trade Secret | Trade | UPP | UPP063 | Residential |  | Trade Secret | 2023 | 2023
20263-228838-01 | Xcel Energy | 85 | 13781 | IOU | 04441489 | 33.3 | Solar |  |  | Active Application | Trade Secret | Trade | GRC | GRC313 | Commercial | Solar*Rewards | Trade Secret | 2021
20263-228838-01 | Xcel Energy | 85 | 13781 | IOU | 06321962 | 4.94 | Solar |  |  | Active Application | Trade Secret | Trade | OSS | OSS063 | Residential | Solar*Rewards | Trade Secret | 2026
20263-228838-01 | Xcel Energy | 85 | 13781 | IOU | 06086142 | 5.32 | Solar |  |  | Withdrawn | Trade Secret | Trade | OSS | OSS063 | Residential | Solar*Rewards | Trade Secret | 2025
20263-228838-01 | Xcel Energy | 85 | 13781 | IOU | 05629526 | 8.99 | Solar |  |  | Interconnected | Trade Secret | Trade | HOL | HOL071 | Residential |  | Trade Secret | 2023 | 2024
20263-228838-01 | Xcel Energy | 85 | 13781 | IOU | 06073467 | 8.36 | Solar |  |  | Active Application | Trade Secret | Trade | OPK | OPK073 | Residential | Solar*Rewards | Trade Secret | 2025
20263-228838-01 | Xcel Energy | 85 | 13781 | IOU | 06321951 | 8.36 | Solar |  | X | Active Application | Trade Secret | Trade | OPK | OPK073 | Residential | Solar*Rewards | Trade Secret | 2026
20263-228838-01 | Xcel Energy | 85 | 13781 | IOU | 06100532 | 8.36 | Solar |  |  | Active Application | Trade Secret | Trade | OPK | OPK073 | Residential | Solar*Rewards | Trade Secret | 2025
20263-228838-01 | Xcel Energy | 85 | 13781 | IOU | 05515655 | 3.84 | Solar |  |  | Interconnected | Trade Secret | Trade | CRL | CRL031 | Residential |  | Trade Secret | 2023 | 2023
20263-228838-01 | Xcel Energy | 85 | 13781 | IOU | 03686876 | 9.994 | Solar |  |  | Interconnected | Trade Secret | Trade | APA | APA073 | Residential | Solar*Rewards | Trade Secret | 2020 | 2020
20263-228838-01 | Xcel Energy | 85 | 13781 | IOU | 06235705 | 9.984 | Solar |  |  | Active Application | Trade Secret | Trade | TWL | TWL063 | Residential |  | Trade Secret | 2025
20263-228838-01 | Xcel Energy | 85 | 13781 | IOU | 04793518 | 7.25 | Solar |  |  | Interconnected | Trade Secret | Trade | ECK | ECK082 | Residential | Solar*Rewards | Trade Secret | 2022 | 2022
20263-228838-01 | Xcel Energy | 85 | 13781 | IOU | 03131365 | 17.57 | Solar |  |  | Interconnected | Trade Secret | Trade | AHI | AHI024 | Commercial | Solar*Rewards | Trade Secret | 2017 | 2017
20263-228838-01 | Xcel Energy | 85 | 13781 | IOU | 05773995 | 3.747 | Solar |  |  | Interconnected | Trade Secret | Trade | STY | STY071 | Residential | Solar*Rewards | Trade Secret | 2024 | 2024
20263-228838-01 | Xcel Energy | 85 | 13781 | IOU | 05334092 | 7.54 | Solar |  |  | Interconnected | Trade Secret | Trade | SHP | SHP072 | Residential |  | Trade Secret | 2022 | 2023
20263-228838-01 |  |  |  |  | 05819097 |  |  |  |  | Active Application | Trade Secret | Trade | RPL | RPL075 | Commercial |  |  | 2024
20263-228838-01 | Xcel Energy | 85 | 13781 | IOU | 06110412 | 12.956 | Solar |  |  | Interconnected | Trade Secret | Trade | WSG | WSG076 | Residential | Solar*Rewards | Trade Secret | 2025 | 2025
20263-228838-01 | Xcel Energy | 85 | 13781 | IOU | 05187994 | 8.96 | Solar |  |  | Interconnected | Trade Secret | Trade | GRC | GRC312 | Residential |  | Trade Secret | 2022 | 2023
20263-228838-01 | Xcel Energy | 85 | 13781 | IOU | 03942597 | 5 | Solar |  |  | Active Application | Trade Secret | Trade | IDA | IDA072 | Residential | Solar*Rewards | Trade Secret | 2020
20263-228838-01 | Xcel Energy | 85 | 13781 | IOU | OID3284651 | 19.999 | Solar |  |  | Withdrawn | Trade Secret | Trade | FAP | FAP062 | Commercial | Solar*Rewards | Trade Secret | 2018
20263-228838-01 | Xcel Energy | 85 | 13781 | IOU | SRO29937 | 45 | Solar |  |  | Withdrawn | Trade Secret | Trade | FAP | FAP062 | Commercial | Solar*Rewards | Trade Secret | 2013
20263-228838-01 | Xcel Energy | 85 | 13781 | IOU | 05452662 | 5.04 | Solar |  |  | Interconnected | Trade Secret | Trade | WIL | WIL063 | Residential |  | Trade Secret | 2023 | 2023
20263-228838-01 | Xcel Energy | 85 | 13781 | IOU | 06015869 | 5.052 | Solar |  |  | Interconnected | Trade Secret | Trade | SLP | SLP082 | Residential | Solar*Rewards | Trade Secret | 2024 | 2025
20263-228838-01 | Xcel Energy | 85 | 13781 | IOU | 03132412 | 6.72 | Solar |  |  | Interconnected | Trade Secret | Trade | SLP | SLP084 | Residential | Solar*Rewards | Trade Secret | 2018 | 2018
20263-228838-01 | Xcel Energy | 85 | 13781 | IOU | 06144565 | 8.448 | Solar |  |  | Withdrawn | Trade Secret | Trade | GLK | GLK074 | Residential | Solar*Rewards | Trade Secret | 2025
20263-228838-01 | Xcel Energy | 85 | 13781 | IOU | 04820744 | 10.73 | Solar |  |  | Interconnected | Trade Secret | Trade | RMT | RMT321 | Residential | Solar*Rewards | Trade Secret | 2022 | 2022
20263-228838-01 | Xcel Energy | 85 | 13781 | IOU | 03133447 | 40 | Solar |  |  | Interconnected | Trade Secret | Trade | WIL | WIL082 | Commercial | Solar*Rewards | Trade Secret | 2011 | 2011
20263-228838-01 | Xcel Energy | 85 | 13781 | IOU | SRO17760 | 40 | Solar |  |  | Withdrawn | Trade Secret | Trade | WIL | WIL082 | Commercial | Solar*Rewards | Trade Secret | 2011
20263-228838-01 |  |  |  |  | SRO18938 |  | Solar |  |  | Withdrawn | Trade Secret | Trade | WIL | WIL082 | Commercial | Solar*Rewards |  | 2011
20263-228838-01 |  |  |  |  | SRO17129 |  | Solar |  |  | Withdrawn | Trade Secret | Trade | WIL | WIL082 | Commercial | Solar*Rewards |  | 2011
20263-228838-01 | Xcel Energy | 85 | 13781 | IOU | 06193993 | 6.631 | Solar |  |  | Withdrawn | Trade Secret | Trade | HUG | HUG312 | Residential | Solar*Rewards | Trade Secret | 2025
20263-228838-01 | Xcel Energy | 85 | 13781 | IOU | 06211625 | 11.5 | Solar |  | X | Interconnected | Trade Secret | Trade | HUG | HUG312 | Residential |  | Trade Secret | 2025 | 2025
20263-228838-01 | Xcel Energy | 85 | 13781 | IOU | 05985287 | 5.76 | Solar |  |  | Interconnected | Trade Secret | Trade | GRC | GRC312 | Residential | Solar*Rewards | Trade Secret | 2024 | 2025
20263-228838-01 | Xcel Energy | 85 | 13781 | IOU | 04575085 | 5.054 | Solar |  |  | Interconnected | Trade Secret | Trade | TWL | TWL089 | Residential |  | Trade Secret | 2021 | 2021
20263-228838-01 | Xcel Energy | 85 | 13781 | IOU | SRO22002 | 17 | Solar |  |  | Withdrawn | Trade Secret | Trade | EGL | EGL021 | Commercial | Solar*Rewards | Trade Secret | 2012
20263-228838-01 | Xcel Energy | 85 | 13781 | IOU | 03131112 | 19.74 | Solar |  |  | Interconnected | Trade Secret | Trade | EGL | EGL021 | Commercial |  | Trade Secret | 2012 | 2012
20263-228838-01 | Xcel Energy | 85 | 13781 | IOU | 05413366 | 40.085 | Solar |  |  | Interconnected | Trade Secret | Trade | SLP | SLP083 | Commercial |  | Trade Secret | 2023 | 2024
20263-228838-01 | Xcel Energy | 85 | 13781 | IOU | 03132150 | 34.17 | Solar |  |  | Interconnected | Trade Secret | Trade | SLP | SLP083 | Commercial | Made in Minnesota | Trade Secret | 2017 | 2017
20263-228838-01 | Xcel Energy | 85 | 13781 | IOU | 05814152 | 5.052 | Solar |  |  | Interconnected | Trade Secret | Trade | OAD | OAD064 | Residential |  | Trade Secret | 2024 | 2024
20263-228838-01 | Xcel Energy | 85 | 13781 | IOU | 04793789 | 7.54 | Solar |  |  | Interconnected | Trade Secret | Trade | LEX | LEX332 | Residential | Solar*Rewards | Trade Secret | 2022 | 2022
20263-228838-01 | Xcel Energy | 85 | 13781 | IOU | 04824046 | 7.124 | Solar |  |  | Withdrawn | Trade Secret | Trade | CHE | CHE076 | Residential | Solar*Rewards | Trade Secret | 2022
20263-228838-01 | Xcel Energy | 85 | 13781 | IOU | 05708717 | 7.56 | Solar |  |  | Interconnected | Trade Secret | Trade | CEL | CEL062 | Residential |  | Trade Secret | 2024 | 2024
20263-228838-01 | Xcel Energy | 85 | 13781 | IOU | 03130507 | 3.747 | Solar |  |  | Interconnected | Trade Secret | Trade | MEL | MEL087 | Residential | Solar*Rewards | Trade Secret | 2018 | 2019
20263-228838-01 | Xcel Energy | 85 | 13781 | IOU | 03130206 | 9.994 | Solar |  |  | Interconnected | Trade Secret | Trade | OAD | OAD074 | Residential | Solar*Rewards | Trade Secret | 2019 | 2019
20263-228838-01 | Xcel Energy | 85 | 13781 | IOU | 03130435 | 4.64 | Solar |  |  | Interconnected | Trade Secret | Trade | SOU | SOU063 | Residential | Solar*Rewards | Trade Secret | 2018 | 2019
20263-228838-01 | Xcel Energy | 85 | 13781 | IOU | 05358008 | 5.235 | Solar |  |  | Interconnected | Trade Secret | Trade | MPK | MPK062 | Residential | Solar*Rewards | Trade Secret | 2023 | 2023
20263-228838-01 | Xcel Energy | 85 | 13781 | IOU | 05476622 | 5.22 | Solar |  |  | Interconnected | Trade Secret | Trade | CGR | CGR061 | Residential |  | Trade Secret | 2023 | 2023
20263-228838-01 | Xcel Energy | 85 | 13781 | IOU | 03132173 | 34.17 | Solar |  |  | Interconnected | Trade Secret | Trade | PIP | PIP062 | Commercial | Made in Minnesota | Trade Secret | 2017 | 2018
20263-228838-01 | Xcel Energy | 85 | 13781 | IOU | 04875044 | 4.95 | Solar |  |  | Interconnected | Trade Secret | Trade | DND | DND061 | Residential | Solar*Rewards | Trade Secret | 2022 | 2022
20263-228838-01 | Xcel Energy | 85 | 13781 | IOU | 04082863 | 5 | Solar |  |  | Interconnected | Trade Secret | Trade | LSP | LSP021 | Residential |  | Trade Secret | 2020 | 2022
20263-228838-01 | Xcel Energy | 85 | 13781 | IOU | 05587692 | 780 | Solar |  |  | Interconnected | Trade Secret | Trade | ECK | ECK081 | Commercial |  | Trade Secret | 2023 | 2025
20263-228838-01 | Xcel Energy | 85 | 13781 | IOU | 05402886 | 720 | Solar |  |  | Withdrawn | Trade Secret | Trade | ECK | ECK081 | Commercial |  | Trade Secret | 2023
20263-228838-01 | Xcel Energy | 85 | 13781 | IOU | OID3768078 | 39.998 | Solar |  |  | Withdrawn | Trade Secret | Trade |  |  | Residential | Solar*Rewards | Trade Secret | 2019
20263-228838-01 | Xcel Energy | 85 | 13781 | IOU | 05957187 | 7.616 | Solar |  |  | Interconnected | Trade Secret | Trade | WEH | WEH021 | Residential |  | Trade Secret | 2024 | 2025
20263-228838-01 | Xcel Energy | 85 | 13781 | IOU | 04997545 | 5.22 | Solar |  |  | Interconnected | Trade Secret | Trade | SHP | SHP061 | Residential |  | Trade Secret | 2022 | 2022
20263-228838-01 | Xcel Energy | 85 | 13781 | IOU | SRO16753 | 40 | Solar |  |  | Withdrawn | Trade Secret | Trade | DBL | DBL082 | Commercial | Solar*Rewards | Trade Secret | 2011
20263-228838-01 | Xcel Energy | 85 | 13781 | IOU | SRO15572 | 40 | Solar |  |  | Withdrawn | Trade Secret | Trade | DBL | DBL082 | Commercial | Solar*Rewards | Trade Secret | 2010
20263-228838-01 | Xcel Energy | 85 | 13781 | IOU | 04110477 | 3.747 | Solar |  |  | Interconnected | Trade Secret | Trade | GRC | GRC311 | Residential | Solar*Rewards | Trade Secret | 2020 | 2021
20263-228838-01 | Xcel Energy | 85 | 13781 | IOU | 05208129 | 39.998 | Solar |  |  | Interconnected | Trade Secret | Trade | HUG | HUG321 | Commercial |  | Trade Secret | 2022 | 2023
20263-228838-01 | Xcel Energy | 85 | 13781 | IOU | 06152767 | 4.645 | Solar |  |  | Active Application | Trade Secret | Trade | REW | REW021 | Residential | Solar*Rewards | Trade Secret | 2025
20263-228838-01 | Xcel Energy | 85 | 13781 | IOU | 03129666 | 8.12 | Solar |  |  | Interconnected | Trade Secret | Trade | MPK | MPK082 | Residential | Solar*Rewards | Trade Secret | 2019 | 2019
20263-228838-01 | Xcel Energy | 85 | 13781 | IOU | OID3761563 | 6.96 | Solar |  |  | Withdrawn | Trade Secret | Trade | MPK | MPK082 | Residential | Solar*Rewards | Trade Secret | 2019
20263-228838-01 | Xcel Energy | 85 | 13781 | IOU | 05851899 | 7.616 | Solar |  |  | Active Application | Trade Secret | Trade | MPK | MPK068 | Residential |  | Trade Secret | 2024
20263-228838-01 | Xcel Energy | 85 | 13781 | IOU | 03131983 | 3.747 | Solar |  |  | Interconnected | Trade Secret | Trade | UPP | UPP082 | Residential | Solar*Rewards | Trade Secret | 2017 | 2018
20263-228838-01 | Xcel Energy | 85 | 13781 | IOU | 03133169 | 3.42 | Solar |  |  | Interconnected | Trade Secret | Trade | UPP | UPP084 | Residential | Solar*Rewards | Trade Secret | 2010 | 2010
20263-228838-01 |  |  |  |  | OID3308698 |  | Solar |  |  | Withdrawn | Trade Secret | Trade | UPP | UPP084 | Residential | Solar*Rewards |  | 2018
20263-228838-01 | Xcel Energy | 85 | 13781 | IOU | OID3309018 | 2.16 | Solar |  |  | Withdrawn | Trade Secret | Trade | UPP | UPP084 | Residential |  | Trade Secret | 2018
20263-228838-01 | Xcel Energy | 85 | 13781 | IOU | OID3814458 | 7.616 | Solar |  |  | Withdrawn | Trade Secret | Trade | TER | TER071 | Residential | Solar*Rewards | Trade Secret | 2019
20263-228838-01 | Xcel Energy | 85 | 13781 | IOU | OID3849927 | 9.994 | Solar |  |  | Interconnected | Trade Secret | Trade | TER | TER071 | Residential | Solar*Rewards | Trade Secret | 2019 | 2019
20263-228838-01 | Xcel Energy | 85 | 13781 | IOU | OID3849887 | 9.994 | Solar |  |  | Withdrawn | Trade Secret | Trade | TER | TER071 | Residential | Solar*Rewards | Trade Secret | 2019
20263-228838-01 | Xcel Energy | 85 | 13781 | IOU | 04147019 | 10.47 | Solar |  |  | Interconnected | Trade Secret | Trade | SLP | SLP092 | Residential | Solar*Rewards | Trade Secret | 2020 | 2021
20263-228838-01 | Xcel Energy | 85 | 13781 | IOU | 05811708 | 10.752 | Solar |  |  | Withdrawn | Trade Secret | Trade | GLD | GLD021 | Residential | Solar*Rewards | Trade Secret | 2024
20263-228838-01 | Xcel Energy | 85 | 13781 | IOU | 06285903 | 9.6 | Solar |  |  | Active Application | Trade Secret | Trade | RAM | RAM062 | Residential |  | Trade Secret | 2025
20263-228838-01 | Xcel Energy | 85 | 13781 | IOU | 04935741 | 15.232 | Solar |  |  | Withdrawn | Trade Secret | Trade | AFT | AFT321 | Residential |  | Trade Secret | 2022
20263-228838-01 | Xcel Energy | 85 | 13781 | IOU | 05184992 | 3.747 | Solar |  |  | Interconnected | Trade Secret | Trade | IDA | IDA061 | Residential |  | Trade Secret | 2022 | 2023
20263-228838-01 | Xcel Energy | 85 | 13781 | IOU | 06321821 | 6.631 | Solar |  |  | Active Application | Trade Secret | Trade | MOL | MOL078 | Residential | Solar*Rewards | Trade Secret | 2026
20263-228838-01 | Xcel Energy | 85 | 13781 | IOU | 06104647 | 4.18 | Solar |  |  | Active Application | Trade Secret | Trade | WIL | WIL079 | Residential | Solar*Rewards | Trade Secret | 2025
20263-228838-01 | Xcel Energy | 85 | 13781 | IOU | 04892585 | 12.76 | Solar |  |  | Interconnected | Trade Secret | Trade | SIP | SIP073 | Residential | Solar*Rewards | Trade Secret | 2022 | 2022
20263-228838-01 | Xcel Energy | 85 | 13781 | IOU | 06249252 | 5.76 | Solar |  |  | Interconnected | Trade Secret | Trade | UPP | UPP082 | Residential |  | Trade Secret | 2025 | 2026
20263-228838-01 | Xcel Energy | 85 | 13781 | IOU | OID2020240 | 18 | Solar |  |  | Withdrawn | Trade Secret | Trade | MEL | MEL061 | Commercial | Solar*Rewards | Trade Secret | 2014
20263-228838-01 | Xcel Energy | 85 | 13781 | IOU | 05462219 | 5.22 | Solar |  |  | Interconnected | Trade Secret | Trade | WDY | WDY311 | Residential | Solar*Rewards | Trade Secret | 2023 | 2023
20263-228838-01 | Xcel Energy | 85 | 13781 | IOU | 03130076 | 4.32 | Solar |  |  | Interconnected | Trade Secret | Trade | FAP | FAP061 | Residential | Solar*Rewards | Trade Secret | 2018 | 2019
20263-228838-01 | Xcel Energy | 85 | 13781 | IOU | 06222417 | 3.193 | Solar |  |  | Interconnected | Trade Secret | Trade | WCR | WCR322 | Residential |  | Trade Secret | 2025 | 2026
20263-228838-01 | Xcel Energy | 85 | 13781 | IOU | OID3812580 | 2.962 | Solar |  |  | Withdrawn | Trade Secret | Trade | CEL | CEL066 | Residential | Solar*Rewards | Trade Secret | 2019
20263-228838-01 | Xcel Energy | 85 | 13781 | IOU | 03141986 | 3.747 | Solar |  |  | Interconnected | Trade Secret | Trade | CEL | CEL066 | Residential | Solar*Rewards | Trade Secret | 2019 | 2019
20263-228838-01 | Xcel Energy | 85 | 13781 | IOU | 05526287 | 9.6 | Solar |  |  | Interconnected | Trade Secret | Trade | RMT | RMT321 | Residential | Solar*Rewards | Trade Secret | 2023 | 2024
20263-228838-01 | Xcel Energy | 85 | 13781 | IOU | 04524224 | 4.188 | Solar |  |  | Interconnected | Trade Secret | Trade | WES | WES076 | Residential |  | Trade Secret | 2021 | 2021
20263-228838-01 | Xcel Energy | 85 | 13781 | IOU | 06220539 | 5.904 | Solar |  |  | Active Application | Trade Secret | Trade | CGR | CGR064 | Residential |  | Trade Secret | 2025
20263-228838-01 | Xcel Energy | 85 | 13781 | IOU | 03130807 | 3 | Solar |  |  | Interconnected | Trade Secret | Trade | SOU | SOU072 | Residential |  | Trade Secret | 2006 | 2007
20263-228838-01 |  |  |  |  | OID3915601 |  | Solar |  |  | Withdrawn | Trade Secret | Trade |  |  | Residential | Solar*Rewards |  | 2019
20263-228838-01 |  |  |  |  | OID2580489 |  | Solar |  |  | Withdrawn | Trade Secret | Trade | MEL | MEL067 | Residential | Made in Minnesota |  | 2016
20263-228838-01 | Xcel Energy | 85 | 13781 | IOU | 05584749 | 10 | Storage |  |  | Interconnected | Trade Secret | Trade | OPK | OPK073 | Residential |  | Trade Secret | 2023 | 2024
20263-228838-01 | Xcel Energy | 85 | 13781 | IOU | 04162492 | 4.64 | Solar |  |  | Interconnected | Trade Secret | Trade | GPH | GPH061 | Residential | Solar*Rewards | Trade Secret | 2021 | 2021
20263-228838-01 | Xcel Energy | 85 | 13781 | IOU | 06304864 | 7.216 | Solar |  |  | Active Application | Trade Secret | Trade | SOU | SOU075 | Residential |  | Trade Secret | 2025
20263-228838-01 | Xcel Energy | 85 | 13781 | IOU | 03515576 | 38.02 | Solar |  |  | Interconnected | Trade Secret | Trade | PRR | PRR061 | Commercial | Solar*Rewards | Trade Secret | 2021 | 2021
20263-228838-01 | Xcel Energy | 85 | 13781 | IOU | 04032266 | 5.22 | Solar |  |  | Interconnected | Trade Secret | Trade | AHI | AHI063 | Residential | Solar*Rewards | Trade Secret | 2020 | 2021
20263-228838-01 | Xcel Energy | 85 | 13781 | IOU | 03133204 | 2.7 | Solar |  |  | Interconnected | Trade Secret | Trade | TLK | TLK067 | Residential | Solar*Rewards | Trade Secret | 2010 | 2010
20263-228838-01 | Xcel Energy | 85 | 13781 | IOU | OID3313226 | 6 | Solar |  |  | Withdrawn | Trade Secret | Trade | RPL | RPL064 | Residential | Solar*Rewards | Trade Secret | 2018
20263-228838-01 | Xcel Energy | 85 | 13781 | IOU | 06253329 | 7.872 | Solar |  |  | Interconnected | Trade Secret | Trade | SAV | SAV069 | Residential |  | Trade Secret | 2025 | 2025
20263-228838-01 | Xcel Energy | 85 | 13781 | IOU | SRO29842 | 5 | Solar |  |  | Withdrawn | Trade Secret | Trade | APA | APA077 | Residential | Solar*Rewards | Trade Secret | 2013
20263-228838-01 | Xcel Energy | 85 | 13781 | IOU | SRO25893 | 5 | Solar |  |  | Withdrawn | Trade Secret | Trade | APA | APA077 | Residential | Solar*Rewards | Trade Secret | 2012
20263-228838-01 | Xcel Energy | 85 | 13781 | IOU | OID3792419 | 3.747 | Solar |  |  | Withdrawn | Trade Secret | Trade |  |  | Residential | Solar*Rewards | Trade Secret | 2019
20263-228838-01 | Xcel Energy | 85 | 13781 | IOU | OID3852446 | 3.747 | Solar |  |  | Interconnected | Trade Secret | Trade |  |  | Residential | Solar*Rewards | Trade Secret | 2019 | 2019
20263-228838-01 | Xcel Energy | 85 | 13781 | IOU | 04387793 | 7.25 | Solar |  |  | Interconnected | Trade Secret | Trade | MPK | MPK087 | Residential | Solar*Rewards | Trade Secret | 2021 | 2021
20263-228838-01 | Xcel Energy | 85 | 13781 | IOU | 06018091 | 11.5 | Storage |  |  | Interconnected | Trade Secret | Trade | ANN | ANN021 | Residential |  | Trade Secret | 2024 | 2025
20263-228838-01 | Xcel Energy | 85 | 13781 | IOU | 03141166 | 7.83 | Solar |  |  | Interconnected | Trade Secret | Trade | ANN | ANN021 | Residential | Solar*Rewards | Trade Secret | 2019 | 2019
20263-228838-01 | Xcel Energy | 85 | 13781 | IOU | OID3805484 | 7.83 | Solar |  |  | Withdrawn | Trade Secret | Trade | ANN | ANN021 | Residential | Solar*Rewards | Trade Secret | 2019
20263-228838-01 | Xcel Energy | 85 | 13781 | IOU | 03632800 | 23.788 | Solar |  |  | Withdrawn | Trade Secret | Trade | HWW | HWW071 | Commercial | Solar*Rewards | Trade Secret | 2020
20263-228838-01 | Xcel Energy | 85 | 13781 | IOU | 03133230 | 2.28 | Solar |  |  | Interconnected | Trade Secret | Trade | NOF | NOF071 | Residential | Solar*Rewards | Trade Secret | 2010 | 2010
20263-228838-01 | Xcel Energy | 85 | 13781 | IOU | 03133414 | 2.28 | Solar |  |  | Interconnected | Trade Secret | Trade | NOF | NOF071 | Residential | Solar*Rewards | Trade Secret | 2011 | 2010
20263-228838-01 | Xcel Energy | 85 | 13781 | IOU | 05346716 | 2.61 | Solar |  |  | Interconnected | Trade Secret | Trade | IDA | IDA074 | Residential |  | Trade Secret | 2022 | 2023
20263-228838-01 | Xcel Energy | 85 | 13781 | IOU | 05346713 | 2.61 | Solar |  |  | Withdrawn | Trade Secret | Trade | IDA | IDA074 | Residential |  | Trade Secret | 2022
20263-228838-01 | Xcel Energy | 85 | 13781 | IOU | 05670987 | 2.32 | Solar |  |  | Interconnected | Trade Secret | Trade | BRP | BRP062 | Residential |  | Trade Secret | 2023 | 2024
20263-228838-01 | Xcel Energy | 85 | 13781 | IOU | 03134057 | 18 | Solar |  |  | Interconnected | Trade Secret | Trade | VKG | VKG065 | Commercial | Solar*Rewards | Trade Secret | 2014 | 2014
20263-228838-01 | Xcel Energy | 85 | 13781 | IOU | 06280828 | 11.866 | Solar |  |  | Interconnected | Trade Secret | Trade | HOL | HOL072 | Residential |  | Trade Secret | 2025 | 2026
20263-228838-01 | Xcel Energy | 85 | 13781 | IOU | 04618420 | 6 | Solar |  |  | Interconnected | Trade Secret | Trade | SAV | SAV063 | Residential |  | Trade Secret | 2021 | 2021
20263-228838-01 | Xcel Energy | 85 | 13781 | IOU | 06065292 | 10.26 | Solar |  |  | Interconnected | Trade Secret | Trade | TWL | TWL072 | Residential | Solar*Rewards | Trade Secret | 2025 | 2025
20263-228838-01 | Xcel Energy | 85 | 13781 | IOU | 06192951 | 6.097 | Solar |  |  | Interconnected | Trade Secret | Trade | KOL | KOL061 | Residential | Solar*Rewards | Trade Secret | 2025 | 2025
20263-228838-01 | Xcel Energy | 85 | 13781 | IOU | 03130969 | 100 | Other |  |  | Interconnected | Trade Secret | Trade | WIL | WIL093 | Commercial |  | Trade Secret | 2009 | 2009
20263-228838-01 | Xcel Energy | 85 | 13781 | IOU | OID2019276 | 18 | Solar |  |  | Withdrawn | Trade Secret | Trade | NMC | NMC092 | Commercial | Solar*Rewards | Trade Secret | 2014
20263-228838-01 |  |  |  |  | 06050036 |  | Solar |  |  | Active Application | Trade Secret | Trade | ALD | ALD076 | Residential | Solar*Rewards |  | 2024
20263-228838-01 | Xcel Energy | 85 | 13781 | IOU | 05422864 | 7.04 | Solar |  |  | Interconnected | Trade Secret | Trade | RRK | RRK064 | Residential |  | Trade Secret | 2023 | 2023
20263-228838-01 | Xcel Energy | 85 | 13781 | IOU | 03132791 | 39.998 | Solar |  |  | Interconnected | Trade Secret | Trade | TSS | TSS061 | Residential | Solar*Rewards | Trade Secret | 2018 | 2018
20263-228838-01 | Xcel Energy | 85 | 13781 | IOU | OID3284787 | 19.999 | Solar |  |  | Withdrawn | Trade Secret | Trade |  |  | Residential | Solar*Rewards | Trade Secret | 2018
20263-228838-01 | Xcel Energy | 85 | 13781 | IOU | OID3470351 | 39.998 | Solar |  |  | Withdrawn | Trade Secret | Trade |  |  | Residential | Solar*Rewards | Trade Secret | 2018
20263-228838-01 | Xcel Energy | 85 | 13781 | IOU | 03133690 | 9.995 | Solar |  |  | Interconnected | Trade Secret | Trade | LIN | LIN031 | Residential | Solar*Rewards | Trade Secret | 2012 | 2012
20263-228838-01 | Xcel Energy | 85 | 13781 | IOU | 05849600 | 300 | Solar |  |  | Active Application | Trade Secret | Trade | CEL | CEL071 | Commercial |  | Trade Secret | 2024
20263-228838-01 | Xcel Energy | 85 | 13781 | IOU | OID3863973 | 6.72 | Solar |  |  | Withdrawn | Trade Secret | Trade | WCR | WCR322 | Residential | Solar*Rewards | Trade Secret | 2019
20263-228838-01 | Xcel Energy | 85 | 13781 | IOU | 05569806 | 6.144 | Solar |  |  | Interconnected | Trade Secret | Trade | SOU | SOU083 | Residential |  | Trade Secret | 2023 | 2024
20263-228838-01 | Xcel Energy | 85 | 13781 | IOU | 03132062 | 6.5 | Solar |  |  | Interconnected | Trade Secret | Trade | SLP | SLP092 | Residential | Solar*Rewards | Trade Secret | 2017 | 2017
20263-228838-01 | Xcel Energy | 85 | 13781 | IOU | 04653709 | 11.02 | Solar |  |  | Interconnected | Trade Secret | Trade | OPK | OPK073 | Residential |  | Trade Secret | 2021 | 2021
20263-228838-01 | Xcel Energy | 85 | 13781 | IOU | 06018236 | 22.52 | Storage |  |  | Interconnected | Trade Secret | Trade | OPK | OPK073 | Residential |  | Trade Secret | 2024 | 2025
20263-228838-01 | Xcel Energy | 85 | 13781 | IOU | SRO21895 | 16.77 | Solar |  |  | Withdrawn | Trade Secret | Trade | ZUF | ZUF021 | Residential | Solar*Rewards | Trade Secret | 2012
20263-228838-01 | Xcel Energy | 85 | 13781 | IOU | 03133808 | 13.76 | Solar |  |  | Interconnected | Trade Secret | Trade | ZUF | ZUF021 | Residential | Solar*Rewards | Trade Secret | 2013 | 2013
20263-228838-01 | Xcel Energy | 85 | 13781 | IOU | 03129948 | 7.616 | Solar |  |  | Interconnected | Trade Secret | Trade | AFT | AFT314 | Residential | Solar*Rewards | Trade Secret | 2018 | 2019
20263-228838-01 | Xcel Energy | 85 | 13781 | IOU | 06309086 | 90 | Solar |  |  | Active Application | Trade Secret | Trade | WEH | WEH022 | Commercial |  | Trade Secret | 2025
20263-228838-01 | Xcel Energy | 85 | 13781 | IOU | 03131057 | 2 | Solar |  |  | Interconnected | Trade Secret | Trade | SOU | SOU079 | Residential |  | Trade Secret | 2011 | 2009
20263-228838-01 | Xcel Energy | 85 | 13781 | IOU | 03130886 | 3.2 | Solar |  |  | Interconnected | Trade Secret | Trade | SOU | SOU079 | Residential |  | Trade Secret | 2011 | 2009
20263-228838-01 | Xcel Energy | 85 | 13781 | IOU | 05402652 | 4.06 | Solar |  |  | Interconnected | Trade Secret | Trade | TWL | TWL062 | Residential |  | Trade Secret | 2023 | 2023
20263-228838-01 | Xcel Energy | 85 | 13781 | IOU | 05277677 | 4.93 | Solar |  |  | Interconnected | Trade Secret | Trade | SOU | SOU076 | Residential |  | Trade Secret | 2022 | 2023
20263-228838-01 | Xcel Energy | 85 | 13781 | IOU | 05817446 | 7.216 | Solar |  |  | Interconnected | Trade Secret | Trade | OAD | OAD063 | Residential | Solar*Rewards | Trade Secret | 2024 | 2024
20263-228838-01 | Xcel Energy | 85 | 13781 | IOU | 03346931 | 6 | Solar |  |  | Interconnected | Trade Secret | Trade | SOU | SOU079 | Residential | Solar*Rewards | Trade Secret | 2019 | 2020
20263-228838-01 | Xcel Energy | 85 | 13781 | IOU | 05558093 | 5.76 | Solar |  |  | Interconnected | Trade Secret | Trade | NOF | NOF072 | Residential | Solar*Rewards | Trade Secret | 2023 | 2023
20263-228838-01 | Xcel Energy | 85 | 13781 | IOU | 05396477 | 2.61 | Solar |  |  | Interconnected | Trade Secret | Trade | HWW | HWW062 | Residential | Solar*Rewards | Trade Secret | 2023 | 2025
20263-228838-01 | Xcel Energy | 85 | 13781 | IOU | 05527766 | 5.76 | Solar |  |  | Interconnected | Trade Secret | Trade | TWL | TWL067 | Residential |  | Trade Secret | 2023 | 2024
20263-228838-01 | Xcel Energy | 85 | 13781 | IOU | 04722389 | 4.64 | Solar |  |  | Interconnected | Trade Secret | Trade | DND | DND071 | Residential |  | Trade Secret | 2021 | 2022
20263-228838-01 | Xcel Energy | 85 | 13781 | IOU | OID2021231 | 3.36 | Solar |  |  | Withdrawn | Trade Secret | Trade | SOU | SOU088 | Residential | Solar*Rewards | Trade Secret | 2014
20263-228838-01 | Xcel Energy | 85 | 13781 | IOU | 05497595 | 3.84 | Solar |  |  | Interconnected | Trade Secret | Trade | STO | STO002 | Residential | Solar*Rewards | Trade Secret | 2023 | 2023
20263-228838-01 | Xcel Energy | 85 | 13781 | IOU | 06223632 | 6.282 | Solar |  |  | Interconnected | Trade Secret | Trade | HYL | HYL062 | Residential |  | Trade Secret | 2025 | 2025
20263-228838-01 | Xcel Energy | 85 | 13781 | IOU | 05321994 | 7.616 | Solar |  |  | Interconnected | Trade Secret | Trade | GLK | GLK071 | Residential |  | Trade Secret | 2022 | 2023
20263-228838-01 | Xcel Energy | 85 | 13781 | IOU | 06001488 | 5.052 | Solar |  |  | Interconnected | Trade Secret | Trade | WEF | WEF061 | Residential | Solar*Rewards | Trade Secret | 2024 | 2025
20263-228838-01 | Xcel Energy | 85 | 13781 | IOU | 04871049 | 11.168 | Solar |  |  | Interconnected | Trade Secret | Trade | HUG | HUG311 | Residential | Solar*Rewards | Trade Secret | 2022 | 2022
20263-228838-01 | Xcel Energy | 85 | 13781 | IOU | 04793563 | 7.25 | Solar |  | X | Interconnected | Trade Secret | Trade | EDA | EDA081 | Residential | Solar*Rewards | Trade Secret | 2022 | 2022
20263-228838-01 |  |  |  |  | 05172459 |  | Solar |  |  | Active Application | Trade Secret | Trade | AHI | AHI063 | Residential | Solar*Rewards |  | 2022
20263-228838-01 | Xcel Energy | 85 | 13781 | IOU | 05728912 | 5.516 | Solar |  |  | Withdrawn | Trade Secret | Trade | AHI | AHI063 | Residential | Solar*Rewards | Trade Secret | 2024
20263-228838-01 | Xcel Energy | 85 | 13781 | IOU | 05826122 | 5.516 | Solar |  |  | Interconnected | Trade Secret | Trade | AHI | AHI063 | Residential | Solar*Rewards | Trade Secret | 2024 | 2024
20263-228838-01 | Xcel Energy | 85 | 13781 | IOU | 04048063 | 17.61 | Solar |  |  | Active Application | Trade Secret | Trade | YAM | YAM031 | Residential | Solar*Rewards | Trade Secret | 2020
20263-228838-01 | Xcel Energy | 85 | 13781 | IOU | 06201958 | 2.323 | Solar |  |  | Active Application | Trade Secret | Trade | CGR | CGR063 | Residential |  | Trade Secret | 2025
20263-228838-01 | Xcel Energy | 85 | 13781 | IOU | 06202055 | 4.645 | Solar |  |  | Interconnected | Trade Secret | Trade | AFT | AFT322 | Residential |  | Trade Secret | 2025 | 2026
20263-228838-01 | Xcel Energy | 85 | 13781 | IOU | 04228707 | 8.8 | Solar |  |  | Interconnected | Trade Secret | Trade | CTR | CTR031 | Residential | Solar*Rewards | Trade Secret | 2021 | 2021
20263-228838-01 | Xcel Energy | 85 | 13781 | IOU | OID3081388 | 9.94 | Solar |  |  | Withdrawn | Trade Secret | Trade | KEN | KEN021 | Residential | Solar*Rewards | Trade Secret | 2017
20263-228838-01 | Xcel Energy | 85 | 13781 | IOU | 05377962 | 4.886 | Solar |  |  | Interconnected | Trade Secret | Trade | SLP | SLP086 | Residential |  | Trade Secret | 2023 | 2023
20263-228838-01 | Xcel Energy | 85 | 13781 | IOU | 06214535 | 7.6 | Solar |  |  | Withdrawn | Trade Secret | Trade | GLK | GLK074 | Residential | Solar*Rewards | Trade Secret | 2025
20263-228838-01 | Xcel Energy | 85 | 13781 | IOU | 06227340 | 7.6 | Solar |  |  | Active Application | Trade Secret | Trade | GLK | GLK074 | Residential |  | Trade Secret | 2025
20263-228838-01 | Xcel Energy | 85 | 13781 | IOU | SRO29651 | 36 | Solar |  |  | Withdrawn | Trade Secret | Trade | DBL | DBL069 | Commercial | Solar*Rewards | Trade Secret | 2013
20263-228838-01 |  |  |  |  | OID2251340 |  | Solar |  |  | Withdrawn | Trade Secret | Trade | ZUM | ZUM021 | Commercial | Solar*Rewards |  | 2015
20263-228838-01 | Xcel Energy | 85 | 13781 | IOU | 03134691 | 11.39 | Solar |  |  | Interconnected | Trade Secret | Trade | LLK | LLK071 | Residential | Solar*Rewards | Trade Secret | 2015 | 2016
20263-228838-01 | Xcel Energy | 85 | 13781 | IOU | 03129610 | 39.998 | Solar |  |  | Interconnected | Trade Secret | Trade | WIL | WIL086 | Commercial | Solar*Rewards | Trade Secret | 2018 | 2019
20263-228838-01 | Xcel Energy | 85 | 13781 | IOU | OID2306495 | 20 | Solar |  |  | Withdrawn | Trade Secret | Trade | VMR | VMR063 | Commercial | Solar*Rewards | Trade Secret | 2015
20263-228838-01 | Xcel Energy | 85 | 13781 | IOU | 05784468 | 9.994 | Solar |  |  | Interconnected | Trade Secret | Trade | CEL | CEL066 | Residential |  | Trade Secret | 2024 | 2024
20263-228838-01 | Xcel Energy | 85 | 13781 | IOU | 04839583 | 4.188 | Solar |  |  | Interconnected | Trade Secret | Trade | GLK | GLK064 | Residential | Solar*Rewards | Trade Secret | 2022 | 2022
20263-228838-01 | Xcel Energy | 85 | 13781 | IOU | 03131833 | 1.44 | Solar |  |  | Interconnected | Trade Secret | Trade | ATW | ATW062 | Residential |  | Trade Secret | 2017 | 2017
20263-228838-01 | Xcel Energy | 85 | 13781 | IOU | 05382701 | 7.04 | Solar |  |  | Interconnected | Trade Secret | Trade | HUG | HUG321 | Residential | Solar*Rewards | Trade Secret | 2023 | 2023
20263-228838-01 | Xcel Energy | 85 | 13781 | IOU | 03130874 | 3 | Solar |  |  | Interconnected | Trade Secret | Trade | LLK | LLK061 | Residential |  | Trade Secret | 2008 | 2008
20263-228838-01 | Xcel Energy | 85 | 13781 | IOU | 05597369 | 7.56 | Solar |  |  | Interconnected | Trade Secret | Trade | AFT | AFT314 | Residential |  | Trade Secret | 2023 | 2024
20263-228838-01 | Xcel Energy | 85 | 13781 | IOU | 03131238 | 3 | Solar |  |  | Interconnected | Trade Secret | Trade | GRC | GRC063 | Residential | Solar*Rewards | Trade Secret | 2016 | 2017
20263-228838-01 |  |  |  |  | OID3362545 |  | Solar |  |  | Withdrawn | Trade Secret | Trade | GRC | GRC063 | Residential | Solar*Rewards |  | 2018
20263-228838-01 | Xcel Energy | 85 | 13781 | IOU | 06218159 | 3.484 | Solar |  |  | Interconnected | Trade Secret | Trade | APA | APA076 | Residential |  | Trade Secret | 2025 | 2025
20263-228838-01 | Xcel Energy | 85 | 13781 | IOU | 06234731 | 3.484 | Solar |  |  | Withdrawn | Trade Secret | Trade | APA | APA076 | Residential |  | Trade Secret | 2025
20263-228838-01 | Xcel Energy | 85 | 13781 | IOU | 04918893 | 6.96 | Solar |  |  | Interconnected | Trade Secret | Trade | YAM | YAM021 | Residential | Solar*Rewards | Trade Secret | 2022 | 2022
20263-228838-01 | Xcel Energy | 85 | 13781 | IOU | 05942917 | 18.148 | Solar |  |  | Interconnected | Trade Secret | Trade | WCR | WCR322 | Residential | Solar*Rewards | Trade Secret | 2024 | 2024
20263-228838-01 | Xcel Energy | 85 | 13781 | IOU | 03132415 | 6 | Solar |  | X | Interconnected | Trade Secret | Trade | HUG | HUG311 | Residential | Solar*Rewards | Trade Secret | 2018 | 2019
20263-228838-01 | Xcel Energy | 85 | 13781 | IOU | SRO19110 | 34.2 | Solar |  |  | Withdrawn | Trade Secret | Trade | GVW | GVW031 | Commercial | Solar*Rewards | Trade Secret | 2011
20263-228838-01 | Xcel Energy | 85 | 13781 | IOU | 05766120 | 180 | Solar |  |  | Interconnected | Trade Secret | Trade | WEH | WEH022 | Commercial |  | Trade Secret | 2024 | 2025
20263-228838-01 | Xcel Energy | 85 | 13781 | IOU | 04793836 | 5.584 | Solar |  |  | Interconnected | Trade Secret | Trade | TLK | TLK064 | Residential | Solar*Rewards | Trade Secret | 2022 | 2022
20263-228838-01 | Xcel Energy | 85 | 13781 | IOU | 04302454 | 7.616 | Solar |  |  | Interconnected | Trade Secret | Trade | TLK | TLK071 | Residential | Solar*Rewards | Trade Secret | 2021 | 2021
20263-228838-01 | Xcel Energy | 85 | 13781 | IOU | 03132815 | 30 | Solar |  |  | Interconnected | Trade Secret | Trade | PAT | PAT312 | Residential | Solar*Rewards | Trade Secret | 2018 | 2018
20263-228838-01 | Xcel Energy | 85 | 13781 | IOU | OID3333575 | 84 | Solar |  |  | Withdrawn | Trade Secret | Trade | PAT | PAT312 | Residential |  | Trade Secret | 2018
20263-228838-01 | Xcel Energy | 85 | 13781 | IOU | OID3333262 | 84 | Solar |  |  | Withdrawn | Trade Secret | Trade | PAT | PAT312 | Residential |  | Trade Secret | 2018
20263-228838-01 |  |  |  |  | OID3333251 |  | Solar |  |  | Withdrawn | Trade Secret | Trade | PAT | PAT312 | Residential |  |  | 2018
20263-228838-01 |  |  |  |  | 05276750 |  | Solar |  |  | Active Application | Trade Secret | Trade | IDA | IDA072 | Residential | Solar*Rewards |  | 2022
20263-228838-01 | Xcel Energy | 85 | 13781 | IOU | 05271906 | 3 | Solar |  |  | Interconnected | Trade Secret | Trade | IDA | IDA073 | Residential |  | Trade Secret | 2022 | 2023
20263-228838-01 | Xcel Energy | 85 | 13781 | IOU | 05001290 | 20.01 | Solar |  |  | Interconnected | Trade Secret | Trade | GLK | GLK063 | Residential |  | Trade Secret | 2022 | 2022
20263-228838-01 | Xcel Energy | 85 | 13781 | IOU | 06029495 | 4.56 | Solar |  |  | Interconnected | Trade Secret | Trade | IDA | IDA062 | Residential | Solar*Rewards | Trade Secret | 2024 | 2025
20263-228838-01 | Xcel Energy | 85 | 13781 | IOU | 06298939 | 17.664 | Solar |  |  | Active Application | Trade Secret | Trade | FRM | FRM062 | Residential |  | Trade Secret | 2025
20263-228838-01 | Xcel Energy | 85 | 13781 | IOU | 04492269 | 40.252 | Solar |  |  | Active Application | Trade Secret | Trade | RPL | RPL074 | Commercial | Solar*Rewards | Trade Secret | 2021
20263-228838-01 | Xcel Energy | 85 | 13781 | IOU | 05242069 | 5.12 | Solar |  |  | Interconnected | Trade Secret | Trade | FSL | FSL312 | Residential |  | Trade Secret | 2022 | 2023
20263-228838-01 | Xcel Energy | 85 | 13781 | IOU | 05398775 | 12.18 | Solar |  |  | Interconnected | Trade Secret | Trade | BLC | BLC062 | Residential | Solar*Rewards | Trade Secret | 2023 | 2023
20263-228838-01 |  |  |  |  | 05383773 |  | Solar |  |  | Active Application | Trade Secret | Trade | BLC | BLC062 | Residential | Solar*Rewards |  | 2023
20263-228838-01 | Xcel Energy | 85 | 13781 | IOU | 04793782 | 2.9 | Solar |  |  | Interconnected | Trade Secret | Trade | MEL | MEL061 | Residential | Solar*Rewards | Trade Secret | 2022 | 2022
20263-228838-01 | Xcel Energy | 85 | 13781 | IOU | SRO29788 | 1050 | Solar |  |  | Withdrawn | Trade Secret | Trade | TER | TER085 | Commercial | Solar*Rewards | Trade Secret | 2013
20263-228838-01 | Xcel Energy | 85 | 13781 | IOU | 05485009 | 3.19 | Solar |  |  | Withdrawn | Trade Secret | Trade | MPK | MPK068 | Residential |  | Trade Secret | 2023
20263-228838-01 | Xcel Energy | 85 | 13781 | IOU | 03133873 | 36 | Solar |  |  | Interconnected | Trade Secret | Trade | MDT | MDT074 | Commercial | Made in Minnesota | Trade Secret | 2014 | 2014
20263-228838-01 | Xcel Energy | 85 | 13781 | IOU | 05993207 | 2.657 | Solar |  |  | Withdrawn | Trade Secret | Trade | BCR | BCR083 | Residential | Solar*Rewards | Trade Secret | 2024
20263-228838-01 | Xcel Energy | 85 | 13781 | IOU | 06026220 | 17.057 | Solar |  | X | Interconnected | Trade Secret | Trade | BCR | BCR083 | Residential | Solar*Rewards | Trade Secret | 2024 | 2025
20263-228838-01 | Xcel Energy | 85 | 13781 | IOU | 03290820 | 2.9 | Solar |  |  | Interconnected | Trade Secret | Trade | BCR | BCR083 | Residential | Solar*Rewards | Trade Secret | 2019 | 2020
20263-228838-01 | Xcel Energy | 85 | 13781 | IOU | 05500357 | 3.77 | Solar |  |  | Active Application | Trade Secret | Trade | MOL | MOL068 | Residential |  | Trade Secret | 2023
20263-228838-01 | Xcel Energy | 85 | 13781 | IOU | 06293139 | 9.6 | Solar |  |  | Active Application | Trade Secret | Trade | WSG | WSG066 | Residential |  | Trade Secret | 2025
20263-228838-01 | Xcel Energy | 85 | 13781 | IOU | 04378915 | 10.44 | Solar |  |  | Interconnected | Trade Secret | Trade | WCS | WCS072 | Residential | Solar*Rewards | Trade Secret | 2021 | 2021
20263-228838-01 | Xcel Energy | 85 | 13781 | IOU | 06179618 | 5.693 | Solar |  |  | Interconnected | Trade Secret | Trade | SOU | SOU079 | Residential |  | Trade Secret | 2025 | 2026
20263-228838-01 | Xcel Energy | 85 | 13781 | IOU | OID2109106 | 6.72 | Solar |  |  | Withdrawn | Trade Secret | Trade | WCR | WCR311 | Residential | Solar*Rewards | Trade Secret | 2014
20263-228838-01 | Xcel Energy | 85 | 13781 | IOU | 05855086 | 3.747 | Solar |  |  | Active Application | Trade Secret | Trade | LEX | LEX333 | Residential |  | Trade Secret | 2024
20263-228838-01 | Xcel Energy | 85 | 13781 | IOU | 03132537 | 9.94 | Solar |  |  | Interconnected | Trade Secret | Trade | ECK | ECK061 | Residential | Solar*Rewards | Trade Secret | 2018 | 2019
20263-228838-01 | Xcel Energy | 85 | 13781 | IOU | 06139540 | 30.159 | Solar |  |  | Active Application | Trade Secret | Trade | UPP | UPP083 | Commercial |  | Trade Secret | 2025
20263-228838-01 | Xcel Energy | 85 | 13781 | IOU | 06235824 | 8.027 | Solar |  |  | Interconnected | Trade Secret | Trade | APA | APA065 | Residential |  | Trade Secret | 2025 | 2025
20263-228838-01 | Xcel Energy | 85 | 13781 | IOU | 05551743 | 5.12 | Solar |  |  | Active Application | Trade Secret | Trade | WES | WES061 | Residential |  | Trade Secret | 2023
20263-228838-01 | Xcel Energy | 85 | 13781 | IOU | 03131674 | 5 | Solar |  |  | Interconnected | Trade Secret | Trade | CHI | CHI311 | Residential | Made in Minnesota | Trade Secret | 2017 | 2017
20263-228838-01 | Xcel Energy | 85 | 13781 | IOU | 03134462 | 3.8 | Solar |  |  | Interconnected | Trade Secret | Trade | NOF | NOF061 | Residential | Solar*Rewards | Trade Secret | 2015 | 2015
20263-228838-01 | Xcel Energy | 85 | 13781 | IOU | 05711669 | 6.5 | Solar |  |  | Interconnected | Trade Secret | Trade | PRR | PRR063 | Residential | Solar*Rewards | Trade Secret | 2024 | 2024
20263-228838-01 | Xcel Energy | 85 | 13781 | IOU | 06228437 | 8.376 | Solar |  |  | Active Application | Trade Secret | Trade | PRR | PRR063 | Residential |  | Trade Secret | 2025
20263-228838-01 | Xcel Energy | 85 | 13781 | IOU | 06284290 | 32.306 | Solar |  |  | Active Application | Trade Secret | Trade | ORO | ORO062 | Commercial |  | Trade Secret | 2025
20263-228838-01 | Xcel Energy | 85 | 13781 | IOU | 03133558 | 4 | Solar |  |  | Interconnected | Trade Secret | Trade | FAP | FAP062 | Residential | Solar*Rewards | Trade Secret | 2011 | 2011
20263-228838-01 | Xcel Energy | 85 | 13781 | IOU | 03133354 | 4 | Solar |  |  | Interconnected | Trade Secret | Trade | FAP | FAP062 | Residential | Solar*Rewards | Trade Secret | 2011 | 2011
20263-228838-01 | Xcel Energy | 85 | 13781 | IOU | 03132822 | 39.998 | Solar |  |  | Interconnected | Trade Secret | Trade | EDA | EDA082 | Commercial | Solar*Rewards | Trade Secret | 2018 | 2018
20263-228838-01 | Xcel Energy | 85 | 13781 | IOU | 05196453 | 4.06 | Solar |  |  | Interconnected | Trade Secret | Trade | RLK | RLK066 | Residential |  | Trade Secret | 2022 | 2023
20263-228838-01 | Xcel Energy | 85 | 13781 | IOU | 03131083 | 1000 | Other |  |  | Interconnected | Trade Secret | Trade | SHP | SHP063 | Commercial |  | Trade Secret | 2011 | 2011
20263-228838-01 | Xcel Energy | 85 | 13781 | IOU | 06151895 | 13.056 | Solar |  |  | Interconnected | Trade Secret | Trade | CEL | CEL066 | Residential |  | Trade Secret | 2025 | 2025
20263-228838-01 | Xcel Energy | 85 | 13781 | IOU | 06151886 | 13.056 | Solar |  |  | Withdrawn | Trade Secret | Trade | CEL | CEL066 | Residential | Solar*Rewards | Trade Secret | 2025
20263-228838-01 | Xcel Energy | 85 | 13781 | IOU | 06202301 | 6.832 | Solar |  |  | Interconnected | Trade Secret | Trade | EDA | EDA067 | Residential | Solar*Rewards | Trade Secret | 2025 | 2025
20263-228838-01 | Xcel Energy | 85 | 13781 | IOU | 06248254 | 10.752 | Solar |  |  | Active Application | Trade Secret | Trade | SOU | SOU064 | Residential |  | Trade Secret | 2025
20263-228838-01 | Xcel Energy | 85 | 13781 | IOU | 06106578 | 10.752 | Solar |  |  | Interconnected | Trade Secret | Trade | OPK | OPK065 | Residential |  | Trade Secret | 2025 | 2025
20263-228838-01 | Xcel Energy | 85 | 13781 | IOU | 06086178 | 3.747 | Solar |  |  | Interconnected | Trade Secret | Trade | ALD | ALD076 | Residential |  | Trade Secret | 2025 | 2025
20263-228838-01 | Xcel Energy | 85 | 13781 | IOU | 06246789 | 8.448 | Solar |  |  | Active Application | Trade Secret | Trade | KOL | KOL061 | Residential |  | Trade Secret | 2025
20263-228838-01 | Xcel Energy | 85 | 13781 | IOU | 03131788 | 39.98 | Solar |  |  | Interconnected | Trade Secret | Trade | MTV | MTV022 | Residential |  | Trade Secret | 2017 | 2017
20263-228838-01 | Xcel Energy | 85 | 13781 | IOU | 06107618 | 4.934 | Solar |  |  | Interconnected | Trade Secret | Trade | SOU | SOU064 | Residential | Solar*Rewards | Trade Secret | 2025 | 2025
20263-228838-01 | Xcel Energy | 85 | 13781 | IOU | 05273064 | 17.4 | Solar |  |  | Interconnected | Trade Secret | Trade | MND | MND061 | Residential |  | Trade Secret | 2022 | 2023
20263-228838-01 | Xcel Energy | 85 | 13781 | IOU | 06203986 | 15.356 | Solar |  |  | Interconnected | Trade Secret | Trade | HUG | HUG321 | Residential |  | Trade Secret | 2025 | 2025
20263-228838-01 | Xcel Energy | 85 | 13781 | IOU | 06158045 | 9.109 | Solar |  |  | Withdrawn | Trade Secret | Trade | SLP | SLP082 | Residential | Solar*Rewards | Trade Secret | 2025
20263-228838-01 | Xcel Energy | 85 | 13781 | IOU | 06145532 | 9.109 | Solar |  |  | Withdrawn | Trade Secret | Trade | SLP | SLP082 | Residential | Solar*Rewards | Trade Secret | 2025
20263-228838-01 | Xcel Energy | 85 | 13781 | IOU | 06153990 | 9.109 | Solar |  |  | Withdrawn | Trade Secret | Trade | SLP | SLP082 | Residential | Solar*Rewards | Trade Secret | 2025
20263-228838-01 | Xcel Energy | 85 | 13781 | IOU | 06158047 | 9.109 | Solar |  | X | Interconnected | Trade Secret | Trade | SLP | SLP082 | Residential |  | Trade Secret | 2025 | 2025
20263-228838-01 | Xcel Energy | 85 | 13781 | IOU | 06156626 | 9.109 | Solar |  |  | Withdrawn | Trade Secret | Trade | SLP | SLP082 | Residential |  | Trade Secret | 2025
20263-228838-01 | Xcel Energy | 85 | 13781 | IOU | 06178938 | 2.903 | Solar |  |  | Interconnected | Trade Secret | Trade | TWL | TWL081 | Residential | Solar*Rewards | Trade Secret | 2025 | 2025
20263-228838-01 | Xcel Energy | 85 | 13781 | IOU | 04922182 | 7.25 | Solar |  |  | Interconnected | Trade Secret | Trade | STY | STY072 | Residential |  | Trade Secret | 2022 | 2022
20263-228838-01 | Xcel Energy | 85 | 13781 | IOU | 03131345 | 11.39 | Solar |  |  | Interconnected | Trade Secret | Trade | CGR | CGR063 | Residential | Solar*Rewards | Trade Secret | 2017 | 2017
20263-228838-01 | Xcel Energy | 85 | 13781 | IOU | OID4026609 | 5 | Solar |  |  | Withdrawn | Trade Secret | Trade | UPP | UPP063 | Residential | Solar*Rewards | Trade Secret | 2019
20263-228838-01 | Xcel Energy | 85 | 13781 | IOU | 03504976 | 5 | Solar |  |  | Interconnected | Trade Secret | Trade | UPP | UPP063 | Residential | Solar*Rewards | Trade Secret | 2019 | 2020
20263-228838-01 | Xcel Energy | 85 | 13781 | IOU | 03132653 | 3.08 | Solar |  |  | Interconnected | Trade Secret | Trade | MPK | MPK076 | Residential | Solar*Rewards | Trade Secret | 2018 | 2018
20263-228838-01 | Xcel Energy | 85 | 13781 | IOU | 03131998 | 9.94 | Solar |  |  | Interconnected | Trade Secret | Trade | RRK | RRK064 | Residential | Made in Minnesota | Trade Secret | 2017 | 2017
20263-228838-01 | Xcel Energy | 85 | 13781 | IOU | 05821314 | 10.368 | Solar |  |  | Interconnected | Trade Secret | Trade | GRC | GRC063 | Residential | Solar*Rewards | Trade Secret | 2024 | 2024
20263-228838-01 | Xcel Energy | 85 | 13781 | IOU | 05391198 | 2.32 | Solar |  |  | Interconnected | Trade Secret | Trade | GLK | GLK071 | Residential |  | Trade Secret | 2023 | 2023
20263-228838-01 | Xcel Energy | 85 | 13781 | IOU | 04974237 | 6.98 | Solar |  |  | Interconnected | Trade Secret | Trade | STY | STY062 | Residential | Solar*Rewards | Trade Secret | 2022 | 2022
20263-228838-01 | Xcel Energy | 85 | 13781 | IOU | 05834552 | 7.616 | Solar |  |  | Active Application | Trade Secret | Trade | TWL | TWL066 | Residential |  | Trade Secret | 2024
20263-228838-01 | Xcel Energy | 85 | 13781 | IOU | 05031930 | 6.631 | Solar |  |  | Interconnected | Trade Secret | Trade | CRL | CRL033 | Residential | Solar*Rewards | Trade Secret | 2022 | 2023
20263-228838-01 | Xcel Energy | 85 | 13781 | IOU | SRO30445 | 30 | Solar |  |  | Withdrawn | Trade Secret | Trade | HSN | HSN322 | Commercial | Solar*Rewards | Trade Secret | 2013
20263-228838-01 | Xcel Energy | 85 | 13781 | IOU | 05711916 | 5.985 | Solar |  |  | Active Application | Trade Secret | Trade | SOU | SOU063 | Residential | Solar*Rewards | Trade Secret | 2024
20263-228838-01 | Xcel Energy | 85 | 13781 | IOU | 05553575 | 8.7 |  |  |  | Active Application | Trade Secret | Trade | XRD | XRD077 | Residential |  | Trade Secret | 2023
20263-228838-01 | Xcel Energy | 85 | 13781 | IOU | 06004731 | 3.84 | Solar |  |  | Interconnected | Trade Secret | Trade | WCS | WCS064 | Residential | Solar*Rewards | Trade Secret | 2024 | 2025
20263-228838-01 | Xcel Energy | 85 | 13781 | IOU | 05422408 | 7.25 | Solar |  |  | Interconnected | Trade Secret | Trade | WCS | WCS064 | Residential |  | Trade Secret | 2023 | 2023
20263-228838-01 | Xcel Energy | 85 | 13781 | IOU | 03134547 | 18 | Solar |  |  | Interconnected | Trade Secret | Trade | OSS | OSS071 | Commercial | Solar*Rewards | Trade Secret | 2015 | 2015
20263-228838-01 | Xcel Energy | 85 | 13781 | IOU | SRO19708 | 45 | Solar |  |  | Withdrawn | Trade Secret | Trade | OSS | OSS071 | Commercial | Solar*Rewards | Trade Secret | 2012
20263-228838-01 | Xcel Energy | 85 | 13781 | IOU | 06092417 | 7.971 | Solar |  |  | Active Application | Trade Secret | Trade | MOL | MOL072 | Residential |  | Trade Secret | 2025
20263-228838-01 | Xcel Energy | 85 | 13781 | IOU | 06081496 | 7.971 | Solar |  |  | Interconnected | Trade Secret | Trade | MOL | MOL072 | Residential |  | Trade Secret | 2025 | 2025
20263-228838-01 | Xcel Energy | 85 | 13781 | IOU | 05961930 | 600 | Solar |  |  | Active Application | Trade Secret | Trade | OAD | OAD062 | Commercial |  | Trade Secret | 2024
20263-228838-01 | Xcel Energy | 85 | 13781 | IOU | 06276608 | 5.235 | Solar |  |  | Active Application | Trade Secret | Trade | SOU | SOU077 | Residential |  | Trade Secret | 2025
20263-228838-01 | Xcel Energy | 85 | 13781 | IOU | 04508673 | 3.48 | Solar |  |  | Interconnected | Trade Secret | Trade | SOU | SOU060 | Residential |  | Trade Secret | 2021 | 2021
20263-228838-01 | Xcel Energy | 85 | 13781 | IOU | 03130508 | 3.48 | Solar |  |  | Interconnected | Trade Secret | Trade | MPK | MPK085 | Residential | Solar*Rewards | Trade Secret | 2018 | 2019
20263-228838-01 | Xcel Energy | 85 | 13781 | IOU | 05859122 | 3.037 | Solar |  |  | Interconnected | Trade Secret | Trade | DBL | DBL065 | Residential |  | Trade Secret | 2024 | 2024
20263-228838-01 | Xcel Energy | 85 | 13781 | IOU | 05854593 | 6.046 | Solar |  |  | Interconnected | Trade Secret | Trade | WDY | WDY322 | Residential |  | Trade Secret | 2024 | 2024
20263-228838-01 | Xcel Energy | 85 | 13781 | IOU | 05445969 | 4.35 | Solar |  |  | Interconnected | Trade Secret | Trade | APA | APA075 | Residential |  | Trade Secret | 2023 | 2023
20263-228838-01 | Xcel Energy | 85 | 13781 | IOU | 03948047 | 6.09 | Solar |  |  | Interconnected | Trade Secret | Trade | EBL | EBL084 | Residential | Solar*Rewards | Trade Secret | 2020 | 2020
20263-228838-01 | Xcel Energy | 85 | 13781 | IOU | 06205854 | 9.109 | Solar |  |  | Active Application | Trade Secret | Trade | ECK | ECK322 | Residential | Solar*Rewards | Trade Secret | 2025
20263-228838-01 | Xcel Energy | 85 | 13781 | IOU | 03411175 | 9.28 | Solar |  |  | Interconnected | Trade Secret | Trade | HSN | HSN321 | Residential | Solar*Rewards | Trade Secret | 2019 | 2020
20263-228838-01 | Xcel Energy | 85 | 13781 | IOU | 03134932 | 36 | Solar |  |  | Interconnected | Trade Secret | Trade | APA | APA077 | Commercial | Made in Minnesota | Trade Secret | 2016 | 2016
20263-228838-01 | Xcel Energy | 85 | 13781 | IOU | 03133987 | 18 | Solar |  |  | Interconnected | Trade Secret | Trade | APA | APA077 | Commercial | Solar*Rewards | Trade Secret | 2014 | 2014
20263-228838-01 | Xcel Energy | 85 | 13781 | IOU | 03129690 | 19.999 | Solar |  |  | Interconnected | Trade Secret | Trade | APA | APA077 | Commercial | Solar*Rewards | Trade Secret | 2018 | 2018
20263-228838-01 | Xcel Energy | 85 | 13781 | IOU | OID2021597 | 5 | Solar |  |  | Withdrawn | Trade Secret | Trade | STY | STY065 | Residential | Solar*Rewards | Trade Secret | 2014
20263-228838-01 | Xcel Energy | 85 | 13781 | IOU | 04794192 | 6.09 | Solar |  |  | Interconnected | Trade Secret | Trade | ALD | ALD084 | Residential | Solar*Rewards | Trade Secret | 2022 | 2022
20263-228838-01 | Xcel Energy | 85 | 13781 | IOU | 05994457 | 11.5 | Solar |  | X | Withdrawn | Trade Secret | Trade | ALD | ALD082 | Commercial | Solar*Rewards | Trade Secret | 2024
20263-228838-01 | Xcel Energy | 85 | 13781 | IOU | 06020557 | 11.5 | Solar |  | X | Interconnected | Trade Secret | Trade | ALD | ALD082 | Commercial | Solar*Rewards | Trade Secret | 2024 | 2025
20263-228838-01 | Xcel Energy | 85 | 13781 | IOU | 05349116 | 2.61 | Solar |  |  | Interconnected | Trade Secret | Trade | WIL | WIL063 | Residential |  | Trade Secret | 2023 | 2023
20263-228838-01 | Xcel Energy | 85 | 13781 | IOU | 06251346 | 6.56 | Solar |  |  | Interconnected | Trade Secret | Trade | EDA | EDA075 | Residential |  | Trade Secret | 2025 | 2026
20263-228838-01 | Xcel Energy | 85 | 13781 | IOU | 03134416 | 3.5 | Solar |  |  | Interconnected | Trade Secret | Trade | HUG | HUG312 | Residential | Solar*Rewards | Trade Secret | 2015 | 2015
20263-228838-01 | Xcel Energy | 85 | 13781 | IOU | 03133190 | 1.71 | Solar |  |  | Interconnected | Trade Secret | Trade | SLP | SLP321 | Residential | Solar*Rewards | Trade Secret | 2010 | 2010
20263-228838-01 | Xcel Energy | 85 | 13781 | IOU | 03133464 | 1.52 | Solar |  |  | Interconnected | Trade Secret | Trade | SLP | SLP321 | Residential | Solar*Rewards | Trade Secret | 2011 | 2010
20263-228838-01 | Xcel Energy | 85 | 13781 | IOU | 05508668 | 3.16 | Solar |  |  | Active Application | Trade Secret | Trade | TER | TER081 | Residential |  | Trade Secret | 2023
20263-228838-01 | Xcel Energy | 85 | 13781 | IOU | 05508535 | 3.16 |  |  |  | Active Application | Trade Secret | Trade | TER | TER081 | Residential |  | Trade Secret | 2023
20263-228838-01 | Xcel Energy | 85 | 13781 | IOU | 06155517 | 3.484 | Solar |  |  | Withdrawn | Trade Secret | Trade | WDY | WDY321 | Residential | Solar*Rewards | Trade Secret | 2025
20263-228838-01 | Xcel Energy | 85 | 13781 | IOU | SRO22003 | 19 | Solar |  |  | Withdrawn | Trade Secret | Trade | EGL | EGL021 | Residential | Solar*Rewards | Trade Secret | 2012
20263-228838-01 | Xcel Energy | 85 | 13781 | IOU | SRO29462 | 10 | Solar |  |  | Withdrawn | Trade Secret | Trade | EGL | EGL021 | Residential | Solar*Rewards | Trade Secret | 2013
20263-228838-01 | Xcel Energy | 85 | 13781 | IOU | 03131133 | 12 | Solar |  |  | Interconnected | Trade Secret | Trade | EGL | EGL021 | Residential |  | Trade Secret | 2012 | 2013
20263-228838-01 | Xcel Energy | 85 | 13781 | IOU | 05377249 | 6.4 | Solar |  |  | Interconnected | Trade Secret | Trade | WIL | WIL073 | Residential | Solar*Rewards | Trade Secret | 2023 | 2023
20263-228838-01 | Xcel Energy | 85 | 13781 | IOU | 06052290 | 5.052 | Solar |  |  | Interconnected | Trade Secret | Trade | SOU | SOU083 | Residential |  | Trade Secret | 2025 | 2025
20263-228838-01 | Xcel Energy | 85 | 13781 | IOU | 05402891 | 720 | Solar |  |  | Interconnected | Trade Secret | Trade | EDA | EDA066 | Commercial |  | Trade Secret | 2023 | 2025
20263-228838-01 | Xcel Energy | 85 | 13781 | IOU | 04493736 | 10.578 | Solar |  |  | Active Application | Trade Secret | Trade | TWL | TWL075 | Residential | Solar*Rewards | Trade Secret | 2021
20263-228838-01 | Xcel Energy | 85 | 13781 | IOU | 04543044 | 10.578 | Solar |  |  | Interconnected | Trade Secret | Trade | TWL | TWL075 | Residential |  | Trade Secret | 2021 | 2022
20263-228838-01 | Xcel Energy | 85 | 13781 | IOU | 05860065 | 70 | Solar |  |  | Active Application | Trade Secret | Trade | UPP | UPP086 | Commercial |  | Trade Secret | 2024
20263-228838-01 | Xcel Energy | 85 | 13781 | IOU | 04322339 | 4.93 | Solar |  |  | Interconnected | Trade Secret | Trade | RIV | RIV061 | Residential | Solar*Rewards | Trade Secret | 2021 | 2021
20263-228838-01 | Xcel Energy | 85 | 13781 | IOU | 05996171 | 6.046 | Solar |  |  | Interconnected | Trade Secret | Trade | ESW | ESW073 | Residential | Solar*Rewards | Trade Secret | 2024 | 2025
20263-228838-01 | Xcel Energy | 85 | 13781 | IOU | 05805698 | 2.323 | Solar |  |  | Interconnected | Trade Secret | Trade | EBL | EBL084 | Residential |  | Trade Secret | 2024 | 2024
20263-228838-01 |  |  |  |  | 05602803 |  |  |  |  | Withdrawn | Trade Secret | Trade | ALD | ALD082 | Commercial |  |  | 2023
20263-228838-01 | Xcel Energy | 85 | 13781 | IOU | 06086520 | 999.99 | Solar |  | X | Active Application | Trade Secret | Trade | ALD | ALD082 | Commercial |  | Trade Secret | 2025
20263-228838-01 |  |  |  |  | 06033616 |  | Solar |  |  | Active Application | Trade Secret | Trade | DND | DND071 | Residential | Solar*Rewards |  | 2024
20263-228838-01 | Xcel Energy | 85 | 13781 | IOU | 03135058 | 9.94 | Solar |  |  | Interconnected | Trade Secret | Trade | DND | DND071 | Residential | Solar*Rewards | Trade Secret | 2016 | 2016
20263-228838-01 | Xcel Energy | 85 | 13781 | IOU | 05932930 | 5.052 | Solar |  |  | Interconnected | Trade Secret | Trade | CRL | CRL065 | Residential |  | Trade Secret | 2024 | 2025
20263-228838-01 | Xcel Energy | 85 | 13781 | IOU | 05800642 | 12.6 | Solar |  |  | Interconnected | Trade Secret | Trade | BCR | BCR083 | Residential |  | Trade Secret | 2024 | 2024
20263-228838-01 | Xcel Energy | 85 | 13781 | IOU | 05753648 | 8.82 | Solar |  |  | Withdrawn | Trade Secret | Trade | BCR | BCR083 | Residential | Solar*Rewards | Trade Secret | 2024
20263-228838-01 | Xcel Energy | 85 | 13781 | IOU | 03199541 | 11.6 | Solar |  |  | Interconnected | Trade Secret | Trade | DAS | DAS061 | Residential | Solar*Rewards | Trade Secret | 2019 | 2019
20263-228838-01 |  |  |  |  | OID3744992 |  | Solar |  |  | Withdrawn | Trade Secret | Trade | DAS | DAS061 | Residential | Solar*Rewards |  | 2019
20263-228838-01 | Xcel Energy | 85 | 13781 | IOU | OID3785462 | 9.6 | Solar |  |  | Withdrawn | Trade Secret | Trade | DAS | DAS061 | Residential | Solar*Rewards | Trade Secret | 2019
20263-228838-01 | Xcel Energy | 85 | 13781 | IOU | OID3771612 | 11.6 | Solar |  |  | Withdrawn | Trade Secret | Trade | DAS | DAS061 | Residential | Solar*Rewards | Trade Secret | 2019
20263-228838-01 | Xcel Energy | 85 | 13781 | IOU | 04048193 | 5 | Solar |  |  | Interconnected | Trade Secret | Trade | MOL | MOL068 | Residential | Solar*Rewards | Trade Secret | 2020 | 2021
20263-228838-01 | Xcel Energy | 85 | 13781 | IOU | 04441979 | 5 | Solar |  |  | Active Application | Trade Secret | Trade | AVN | AVN021 | Residential | Solar*Rewards | Trade Secret | 2021
20263-228838-01 | Xcel Energy | 85 | 13781 | IOU | 05574914 | 3.19 | Solar |  |  | Interconnected | Trade Secret | Trade | SOU | SOU075 | Residential |  | Trade Secret | 2023 | 2023
20263-228838-01 | Xcel Energy | 85 | 13781 | IOU | 04418653 | 9.994 | Solar |  |  | Interconnected | Trade Secret | Trade | RPL | RPL064 | Residential | Solar*Rewards | Trade Secret | 2021 | 2021
20263-228838-01 | Xcel Energy | 85 | 13781 | IOU | 03215088 | 5.28 | Solar |  |  | Interconnected | Trade Secret | Trade | MTR | MTR021 | Residential | Solar*Rewards | Trade Secret | 2019 | 2020
20263-228838-01 | Xcel Energy | 85 | 13781 | IOU | 03901314 | 6 | Solar |  |  | Active Application | Trade Secret | Trade | MYN | MYN021 | Residential | Solar*Rewards | Trade Secret | 2020
20263-228838-01 | Xcel Energy | 85 | 13781 | IOU | 04480103 | 9.864 | Solar |  |  | Interconnected | Trade Secret | Trade | FRM | FRM062 | Residential |  | Trade Secret | 2021 | 2022
20263-228838-01 | Xcel Energy | 85 | 13781 | IOU | 06163565 | 34.6 | Solar |  |  | Active Application | Trade Secret | Trade | ESW | ESW072 | Commercial |  | Trade Secret | 2025
20263-228838-01 | Xcel Energy | 85 | 13781 | IOU | 04579309 | 39.976 | Solar |  |  | Interconnected | Trade Secret | Trade | ESW | ESW072 | Commercial |  | Trade Secret | 2021 | 2022
20263-228838-01 | Xcel Energy | 85 | 13781 | IOU | 05856546 | 8.448 | Solar |  |  | Interconnected | Trade Secret | Trade | ECK | ECK062 | Residential | Solar*Rewards | Trade Secret | 2024 | 2025
20263-228838-01 | Xcel Energy | 85 | 13781 | IOU | SRO29848 | 7.5 | Solar |  |  | Withdrawn | Trade Secret | Trade | FSL | FSL311 | Residential | Solar*Rewards | Trade Secret | 2013
20263-228838-01 | Xcel Energy | 85 | 13781 | IOU | 05852752 | 8.064 | Solar |  |  | Interconnected | Trade Secret | Trade | TWL | TWL089 | Residential |  | Trade Secret | 2024 | 2024
20263-228838-01 | Xcel Energy | 85 | 13781 | IOU | 03130862 | 14.5 | Solar |  |  | Interconnected | Trade Secret | Trade | SMT | SMT091 | Commercial |  | Trade Secret | 2008 | 2008
20263-228838-01 | Xcel Energy | 85 | 13781 | IOU | 03130860 | 14.5 | Solar |  |  | Interconnected | Trade Secret | Trade | SMT | SMT091 | Commercial |  | Trade Secret | 2008 | 2008
20263-228838-01 | Xcel Energy | 85 | 13781 | IOU | 03130861 | 14.5 | Solar |  |  | Interconnected | Trade Secret | Trade | SMT | SMT091 | Commercial |  | Trade Secret | 2008 | 2008
20263-228838-01 | Xcel Energy | 85 | 13781 | IOU | 05414903 | 5.8 | Solar |  |  | Interconnected | Trade Secret | Trade | RWD | RWD081 | Residential |  | Trade Secret | 2023 | 2023
20263-228838-01 | Xcel Energy | 85 | 13781 | IOU | OID3477399 | 39.98 | Solar |  |  | Withdrawn | Trade Secret | Trade | PAT | PAT313 | Commercial | Solar*Rewards | Trade Secret | 2018
20263-228838-01 |  |  |  |  | OID3530368 |  | Solar |  |  | Withdrawn | Trade Secret | Trade | PAT | PAT313 | Commercial | Solar*Rewards |  | 2018
20263-228838-01 | Xcel Energy | 85 | 13781 | IOU | 06180813 | 11.517 | Solar |  |  | Interconnected | Trade Secret | Trade | APA | APA068 | Residential | Solar*Rewards | Trade Secret | 2025 | 2025
20263-228838-01 | Xcel Energy | 85 | 13781 | IOU | 03134200 | 3 | Solar |  |  | Interconnected | Trade Secret | Trade | MDT | MDT062 | Residential | Made in Minnesota | Trade Secret | 2015 | 2015
20263-228838-01 | Xcel Energy | 85 | 13781 | IOU | 03131595 | 7.63 | Solar |  |  | Interconnected | Trade Secret | Trade | CGR | CGR061 | Residential | Made in Minnesota | Trade Secret | 2017 | 2017
20263-228838-01 | Xcel Energy | 85 | 13781 | IOU | OID2923416 | 7.625 | Solar |  |  | Withdrawn | Trade Secret | Trade | CGR | CGR061 | Residential | Made in Minnesota | Trade Secret | 2017
20263-228838-01 | Xcel Energy | 85 | 13781 | IOU | OID2253919 | 14.5 | Solar |  |  | Withdrawn | Trade Secret | Trade | WAB | WAB021 | Residential | Solar*Rewards | Trade Secret | 2015
20263-228838-01 | Xcel Energy | 85 | 13781 | IOU | 05973699 | 9.8 | Solar |  |  | Active Application | Trade Secret | Trade | MTR | MTR021 | Residential |  | Trade Secret | 2024
20263-228838-01 | Xcel Energy | 85 | 13781 | IOU | 05847418 | 4.355 | Solar |  |  | Interconnected | Trade Secret | Trade | WES | WES073 | Residential |  | Trade Secret | 2024 | 2024
20263-228838-01 | Xcel Energy | 85 | 13781 | IOU | 05977048 | 3.936 | Solar |  |  | Interconnected | Trade Secret | Trade | WSG | WSG064 | Residential | Solar*Rewards | Trade Secret | 2024 | 2024
20263-228838-01 | Xcel Energy | 85 | 13781 | IOU | 05964267 | 4.592 | Solar |  |  | Interconnected | Trade Secret | Trade | RMT | RMT321 | Residential | Solar*Rewards | Trade Secret | 2024 | 2025
20263-228838-01 | Xcel Energy | 85 | 13781 | IOU | 06190441 | 9.216 | Solar |  |  | Interconnected | Trade Secret | Trade | TWL | TWL066 | Residential |  | Trade Secret | 2025 | 2025
20263-228838-01 | Xcel Energy | 85 | 13781 | IOU | 05584750 | 16.25 | Solar |  |  | Interconnected | Trade Secret | Trade | DPN | DPN072 | Residential |  | Trade Secret | 2024 | 2024
20263-228838-01 | Xcel Energy | 85 | 13781 | IOU | 06244026 | 5.763 | Solar |  |  | Interconnected | Trade Secret | Trade | APA | APA073 | Residential |  | Trade Secret | 2025 | 2025
20263-228838-01 | Xcel Energy | 85 | 13781 | IOU | 03868598 | 11.39 | Solar |  |  | Interconnected | Trade Secret | Trade | LIL | LIL021 | Residential | Solar*Rewards | Trade Secret | 2020 | 2020
20263-228838-01 | Xcel Energy | 85 | 13781 | IOU | 04041227 | 3.85 | Solar |  |  | Interconnected | Trade Secret | Trade | ALK | ALK072 | Residential |  | Trade Secret | 2020 | 2021
20263-228838-01 | Xcel Energy | 85 | 13781 | IOU | 05402246 | 840 | Solar |  |  | Active Application | Trade Secret | Trade | EDP | EDP095 | Commercial |  | Trade Secret | 2023
20263-228838-01 | Xcel Energy | 85 | 13781 | IOU | 06013939 | 9 | Solar |  |  | Withdrawn | Trade Secret | Trade | WSG | WSG061 | Residential |  | Trade Secret | 2024
20263-228838-01 | Xcel Energy | 85 | 13781 | IOU | 06008250 | 9 | Solar |  |  | Interconnected | Trade Secret | Trade | WSG | WSG061 | Residential | Solar*Rewards | Trade Secret | 2024 | 2025
20263-228838-01 | Xcel Energy | 85 | 13781 | IOU | 05227571 | 7.15 | Solar |  |  | Active Application | Trade Secret | Trade | SCL | SCL313 | Residential |  | Trade Secret | 2022
20263-228838-01 | Xcel Energy | 85 | 13781 | IOU | 05728826 | 7.616 | Solar |  |  | Interconnected | Trade Secret | Trade | PAT | PAT313 | Commercial |  | Trade Secret | 2024 | 2024
20263-228838-01 | Xcel Energy | 85 | 13781 | IOU | 06195366 | 8.027 | Solar |  |  | Interconnected | Trade Secret | Trade | OPK | OPK073 | Residential | Solar*Rewards | Trade Secret | 2025 | 2025
20263-228838-01 | Xcel Energy | 85 | 13781 | IOU | 04798922 | 2.792 | Solar |  |  | Interconnected | Trade Secret | Trade | WWK | WWK311 | Residential | Solar*Rewards | Trade Secret | 2022 | 2022
20263-228838-01 | Xcel Energy | 85 | 13781 | IOU | 04911717 | 8.22 | Solar |  |  | Interconnected | Trade Secret | Trade | HSN | HSN321 | Residential | Solar*Rewards | Trade Secret | 2022 | 2022
20263-228838-01 | Xcel Energy | 85 | 13781 | IOU | 04980220 | 16.02 | Solar |  | X | Interconnected | Trade Secret | Trade | LIN | LIN031 | Residential | Solar*Rewards | Trade Secret | 2022 | 2023
20263-228838-01 | Xcel Energy | 85 | 13781 | IOU | 05606678 | 7.5 | Solar |  |  | Interconnected | Trade Secret | Trade | BEL | BEL061 | Residential |  | Trade Secret | 2023 | 2025
20263-228838-01 | Xcel Energy | 85 | 13781 | IOU | 03131198 | 250 | Biogas |  |  | Interconnected | Trade Secret | Trade | GSL | GSL341 | Commercial |  | Trade Secret | 2014 | 2015
20263-228838-01 | Xcel Energy | 85 | 13781 | IOU | OID2734020 | 7.63 | Solar |  |  | Withdrawn | Trade Secret | Trade | RPO | RPO311 | Residential | Solar*Rewards | Trade Secret | 2016
20263-228838-01 | Xcel Energy | 85 | 13781 | IOU | 03130579 | 15.19 | Solar |  |  | Interconnected | Trade Secret | Trade | RPO | RPO311 | Residential | Solar*Rewards | Trade Secret | 2016 | 2016
20263-228838-01 | Xcel Energy | 85 | 13781 | IOU | 05951125 | 4.934 | Solar |  |  | Interconnected | Trade Secret | Trade | GSL | GSL341 | Residential | Solar*Rewards | Trade Secret | 2024 | 2024
20263-228838-01 | Xcel Energy | 85 | 13781 | IOU | 03131077 | 3000 | Other |  |  | Interconnected | Trade Secret | Trade | EDP | EDP083 | Commercial |  | Trade Secret | 2011 | 2011
20263-228838-01 | Xcel Energy | 85 | 13781 | IOU | 04976383 | 5.235 | Solar |  |  | Interconnected | Trade Secret | Trade | WTN | WTN062 | Residential | Solar*Rewards | Trade Secret | 2022 | 2022
20263-228838-01 | Xcel Energy | 85 | 13781 | IOU | 03134957 | 9.94 | Solar |  |  | Interconnected | Trade Secret | Trade | LLK | LLK061 | Residential | Made in Minnesota | Trade Secret | 2016 | 2016
20263-228838-01 | Xcel Energy | 85 | 13781 | IOU | 03134341 | 3.5 | Solar |  |  | Interconnected | Trade Secret | Trade | RIV | RIV063 | Residential | Made in Minnesota | Trade Secret | 2015 | 2015
20263-228838-01 | Xcel Energy | 85 | 13781 | IOU | 03132878 | 7.616 | Solar |  |  | Interconnected | Trade Secret | Trade | OSS | OSS063 | Residential | Solar*Rewards | Trade Secret | 2018 | 2018
20263-228838-01 | Xcel Energy | 85 | 13781 | IOU | 04936035 | 11.4 | Solar |  | X | Interconnected | Trade Secret | Trade | VIL | VIL021 | Residential | Solar*Rewards | Trade Secret | 2022 | 2023
20263-228838-01 | Xcel Energy | 85 | 13781 | IOU | 05285634 | 4.48 | Solar |  |  | Interconnected | Trade Secret | Trade | HSN | HSN321 | Residential |  | Trade Secret | 2022 | 2023
20263-228838-01 | Xcel Energy | 85 | 13781 | IOU | 04359090 | 8.376 | Solar |  |  | Interconnected | Trade Secret | Trade | RPO | RPO311 | Residential | Solar*Rewards | Trade Secret | 2021 | 2021
20263-228838-01 | Xcel Energy | 85 | 13781 | IOU | 06270225 | 5.933 | Solar |  |  | Withdrawn | Trade Secret | Trade | RPO | RPO312 | Residential |  | Trade Secret | 2025
20263-228838-01 | Xcel Energy | 85 | 13781 | IOU | 06325408 | 6.282 | Solar |  |  | Active Application | Trade Secret | Trade | RPO | RPO312 | Residential | Solar*Rewards | Trade Secret | 2026
20263-228838-01 | Xcel Energy | 85 | 13781 | IOU | 05954617 | 9.109 | Solar |  |  | Interconnected | Trade Secret | Trade | GSL | GSL341 | Residential | Solar*Rewards | Trade Secret | 2024 | 2024
20263-228838-01 | Xcel Energy | 85 | 13781 | IOU | 06254790 | 13.824 | Solar |  |  | Active Application | Trade Secret | Trade | WCR | WCR321 | Residential |  | Trade Secret | 2025
20263-228838-01 | Xcel Energy | 85 | 13781 | IOU | 03129778 | 24 | Wind |  |  | Interconnected | Trade Secret | Trade | EDA | EDA068 | Commercial |  | Trade Secret | 2015 | 2017
20263-228838-01 | Xcel Energy | 85 | 13781 | IOU | 05659681 | 7.56 | Solar |  |  | Interconnected | Trade Secret | Trade | GRC | GRC312 | Residential |  | Trade Secret | 2023 | 2024
20263-228838-01 | Xcel Energy | 85 | 13781 | IOU | 05712146 | 5.985 | Solar |  |  | Active Application | Trade Secret | Trade | GRC | GRC312 | Residential | Solar*Rewards | Trade Secret | 2024
20263-228838-01 | Xcel Energy | 85 | 13781 | IOU | 03135092 | 5 | Solar |  |  | Interconnected | Trade Secret | Trade | RLK | RLK073 | Residential | Solar*Rewards | Trade Secret | 2016 | 2016
20263-228838-01 | Xcel Energy | 85 | 13781 | IOU | 05783274 | 3.416 | Solar |  |  | Interconnected | Trade Secret | Trade | RLK | RLK073 | Residential | Solar*Rewards | Trade Secret | 2024 | 2024
20263-228838-01 | Xcel Energy | 85 | 13781 | IOU | 06118268 | 10 | Storage |  |  | Interconnected | Trade Secret | Trade | RLK | RLK073 | Residential |  | Trade Secret | 2025 | 2025
20263-228838-01 | Xcel Energy | 85 | 13781 | IOU | 06227002 | 9.772 | Solar |  |  | Interconnected | Trade Secret | Trade | GSL | GSL341 | Residential |  | Trade Secret | 2025 | 2025
20263-228838-01 | Xcel Energy | 85 | 13781 | IOU | 05496014 | 5.04 | Solar |  |  | Interconnected | Trade Secret | Trade | LEX | LEX332 | Residential | Solar*Rewards | Trade Secret | 2023 | 2024
20263-228838-01 |  |  |  |  | 06213997 |  | Solar |  |  | Active Application | Trade Secret | Trade | IDA | IDA062 | Residential | Solar*Rewards |  | 2025
20263-228838-01 | Xcel Energy | 85 | 13781 | IOU | 04363342 | 6.38 | Solar |  |  | Interconnected | Trade Secret | Trade | CTR | CTR031 | Residential | Solar*Rewards | Trade Secret | 2021 | 2021
20263-228838-01 | Xcel Energy | 85 | 13781 | IOU | 06023425 | 9.489 | Solar |  |  | Interconnected | Trade Secret | Trade | VKG | VKG061 | Residential |  | Trade Secret | 2025 | 2025
20263-228838-01 | Xcel Energy | 85 | 13781 | IOU | 05308111 | 5.76 | Solar |  |  | Interconnected | Trade Secret | Trade | LEX | LEX332 | Residential |  | Trade Secret | 2022 | 2023
20263-228838-01 | Xcel Energy | 85 | 13781 | IOU | 04423467 | 6.028 | Solar |  |  | Interconnected | Trade Secret | Trade | RPO | RPO311 | Residential |  | Trade Secret | 2021 | 2021
20263-228838-01 | Xcel Energy | 85 | 13781 | IOU | 06118452 | 5.314 | Solar |  |  | Interconnected | Trade Secret | Trade | CHE | CHE076 | Residential |  | Trade Secret | 2025 | 2025
20263-228838-01 | Xcel Energy | 85 | 13781 | IOU | 06222331 | 6.387 | Solar |  |  | Active Application | Trade Secret | Trade | HUG | HUG312 | Residential |  | Trade Secret | 2025
20263-228838-01 | Xcel Energy | 85 | 13781 | IOU | 06321908 | 39.75 | Solar |  |  | Active Application | Trade Secret | Trade | ALD | ALD091 | Residential | Solar*Rewards | Trade Secret | 2026
20263-228838-01 | Xcel Energy | 85 | 13781 | IOU | 05636433 | 7.68 | Solar |  |  | Interconnected | Trade Secret | Trade | MPK | MPK068 | Commercial |  | Trade Secret | 2024 | 2025
20263-228838-01 | Xcel Energy | 85 | 13781 | IOU | 06133732 | 4.175 | Solar |  |  | Interconnected | Trade Secret | Trade | RMT | RMT321 | Residential |  | Trade Secret | 2025 | 2025
20263-228838-01 | Xcel Energy | 85 | 13781 | IOU | 06236696 | 10.496 | Solar |  |  | Interconnected | Trade Secret | Trade | VMR | VMR061 | Residential |  | Trade Secret | 2025 | 2026
20263-228838-01 | Xcel Energy | 85 | 13781 | IOU | 06187415 | 23 | Solar |  | X | Interconnected | Trade Secret | Trade | RPO | RPO312 | Residential | Solar*Rewards | Trade Secret | 2025 | 2025
20263-228838-01 | Xcel Energy | 85 | 13781 | IOU | 06086122 | 6.073 | Solar |  |  | Interconnected | Trade Secret | Trade | MPK | MPK063 | Residential | Solar*Rewards | Trade Secret | 2025 | 2025
20263-228838-01 | Xcel Energy | 85 | 13781 | IOU | 06229939 | 39.6 | Solar |  |  | Active Application | Trade Secret | Trade | DBL | DBL074 | Commercial |  | Trade Secret | 2025
20263-228838-01 | Xcel Energy | 85 | 13781 | IOU | 06201383 | 8.376 | Solar |  |  | Withdrawn | Trade Secret | Trade | ECK | ECK322 | Residential | Solar*Rewards | Trade Secret | 2025
20263-228838-01 | Xcel Energy | 85 | 13781 | IOU | 06219185 | 8.376 | Solar |  |  | Active Application | Trade Secret | Trade | ECK | ECK322 | Residential |  | Trade Secret | 2025
20263-228838-01 | Xcel Energy | 85 | 13781 | IOU | 06264719 | 8.376 | Solar |  |  | Active Application | Trade Secret | Trade | GSL | GSL341 | Residential |  | Trade Secret | 2025
20263-228838-01 | Xcel Energy | 85 | 13781 | IOU | 05765650 | 8.709 | Solar |  |  | Interconnected | Trade Secret | Trade | IDA | IDA073 | Residential | Solar*Rewards | Trade Secret | 2024 | 2025
20263-228838-01 |  |  |  |  | 06194065 |  | Solar |  |  | Active Application | Trade Secret | Trade | IDA | IDA073 | Residential | Solar*Rewards |  | 2025
20263-228838-01 | Xcel Energy | 85 | 13781 | IOU | 05978861 | 4.86 | Solar |  |  | Active Application | Trade Secret | Trade | OAD | OAD074 | Commercial | Solar*Rewards | Trade Secret | 2025
20263-228838-01 | Xcel Energy | 85 | 13781 | IOU | 06280268 | 2.24 | Solar |  |  | Active Application | Trade Secret | Trade | CHE | CHE076 | Residential |  | Trade Secret | 2025
20263-228838-01 |  |  |  |  | 05190849 |  | Solar |  |  | Active Application | Trade Secret | Trade |  |  | Residential | Solar*Rewards |  | 2022
20263-228838-01 | Xcel Energy | 85 | 13781 | IOU | SRC074496 | 1000 | Solar |  |  | Withdrawn | Trade Secret | Trade |  |  | Community Solar Garden | Solar*Rewards Community | Trade Secret | 2019
20263-228838-01 | Xcel Energy | 85 | 13781 | IOU | SRC038765 | 500 | Solar |  |  | Withdrawn | Trade Secret | Trade | VMR | VMR061 | Community Solar Garden | Solar*Rewards Community | Trade Secret | 2014
20263-228838-01 | Xcel Energy | 85 | 13781 | IOU | SRC042731 | 950 | Solar |  |  | Withdrawn | Trade Secret | Trade | SAK | SAK311 | Community Solar Garden | Solar*Rewards Community | Trade Secret | 2015
20263-228838-01 | Xcel Energy | 85 | 13781 | IOU | 03129653 | 39.998 | Solar |  |  | Withdrawn | Trade Secret | Trade | TWL | TWL065 | Residential | Solar*Rewards | Trade Secret | 2019
20263-228838-01 |  |  |  |  | 05538351 |  | Solar |  |  | Active Application | Trade Secret | Trade |  |  | Residential | Solar*Rewards |  | 2023
20263-228838-01 |  |  |  |  | 04920564 |  | Solar |  |  | Active Application | Trade Secret | Trade |  |  | Residential | Solar*Rewards |  | 2022
20263-228838-01 |  |  |  |  | 04215289 |  |  |  |  | Active Application | Trade Secret | Trade |  |  | Residential |  |  | 2020
20263-228838-01 |  |  |  |  | 05203113 |  |  |  |  | Active Application | Trade Secret | Trade |  |  | Residential |  |  | 2022
20263-228838-01 |  |  |  |  | 06073351 |  | Solar |  |  | Active Application | Trade Secret | Trade |  |  | Residential | Solar*Rewards |  | 2025
20263-228838-01 | Xcel Energy | 85 | 13781 | IOU | 03126878 | 1000 | Solar |  |  | Interconnected | Stacy | Trade | CHI | CHI311 | Community Solar Garden | Solar*Rewards Community | Trade Secret | 2016 | 2018
20263-228838-01 | Xcel Energy | 85 | 13781 | IOU | 03123389 | 1000 | Solar |  |  | Interconnected | Mankato | Trade | SMT | SMT082 | Community Solar Garden | Solar*Rewards Community | Trade Secret | 2015 | 2018
20263-228838-01 |  |  |  |  | SRO29229 |  | Solar |  |  | Withdrawn | Trade Secret | Trade |  |  |  | Other |  | 2013
20263-228838-01 |  |  |  |  | 05368269 |  | Solar |  |  | Active Application | Trade Secret | Trade |  |  | Residential | Solar*Rewards |  | 2023
20263-228838-01 |  |  |  |  | 05736172 |  | Solar |  |  | Withdrawn | Trade Secret | Trade |  |  | Residential | Solar*Rewards |  | 2024
20263-228838-01 |  |  |  |  | 06031373 |  |  |  |  | Active Application | Trade Secret | Trade |  |  | Residential |  |  | 2024
20263-228838-01 | Xcel Energy | 85 | 13781 | IOU | SRC052786 | 1000 | Solar |  |  | Withdrawn | Trade Secret | Trade | SCL | SCL322 | Community Solar Garden | Solar*Rewards Community | Trade Secret | 2017
20263-228838-01 | Xcel Energy | 85 | 13781 | IOU | SRC045696 | 1000 | Solar |  |  | Withdrawn | Trade Secret | Trade |  |  | Community Solar Garden | Solar*Rewards Community | Trade Secret | 2016
20263-228838-01 | Xcel Energy | 85 | 13781 | IOU | SRC045693 | 1000 | Solar |  |  | Withdrawn | Trade Secret | Trade |  |  | Community Solar Garden | Solar*Rewards Community | Trade Secret | 2016
20263-228838-01 | Xcel Energy | 85 | 13781 | IOU | SRC039291 | 1000 | Solar |  |  | Withdrawn | Trade Secret | Trade |  |  | Community Solar Garden | Solar*Rewards Community | Trade Secret | 2015
20263-228838-01 | Xcel Energy | 85 | 13781 | IOU | SRC042656 | 1000 | Solar |  |  | Withdrawn | Trade Secret | Trade | LAE | LAE061 | Community Solar Garden | Solar*Rewards Community | Trade Secret | 2015
20263-228838-01 | Xcel Energy | 85 | 13781 | IOU | SRC040988 | 950 | Solar |  |  | Withdrawn | Trade Secret | Trade |  |  | Community Solar Garden | Solar*Rewards Community | Trade Secret | 2015
20263-228838-01 | Xcel Energy | 85 | 13781 | IOU | 03124741 | 1000 | Solar |  |  | Interconnected | Corcoran | Trade | GFD | GFD021 | Community Solar Garden | Solar*Rewards Community | Trade Secret | 2015 | 2017
20263-228838-01 |  |  |  |  | 04942467 |  | Solar |  |  | Active Application | Trade Secret | Trade |  |  | Residential | Solar*Rewards |  | 2022
20263-228838-01 |  |  |  |  | 04981289 |  | Solar |  |  | Active Application | Trade Secret | Trade |  |  | Residential | Solar*Rewards |  | 2022
20263-228838-01 |  |  |  |  | 04849074 |  | Solar |  |  | Active Application | Trade Secret | Trade |  |  | Residential | Solar*Rewards |  | 2022
20263-228838-01 |  |  |  |  | 05604978 |  | Solar |  |  | Active Application | Trade Secret | Trade |  |  | Residential | Solar*Rewards |  | 2023
20263-228838-01 | Xcel Energy | 85 | 13781 | IOU | 03503470 | 1000 | Solar |  |  | Withdrawn | Trade Secret | Trade | AVR | AVR081 | Community Solar Garden | Solar*Rewards Community | Trade Secret | 2020
20263-228838-01 | Xcel Energy | 85 | 13781 | IOU | 04010725 | 1000 | Solar |  |  | Active Application | Trade Secret | Trade | MHW | MHW311 | Community Solar Garden | Solar*Rewards Community | Trade Secret | 2021
20263-228838-01 |  |  |  |  | 05620363 |  |  |  |  | Active Application | Trade Secret | Trade |  |  | Residential |  |  | 2023
20263-228838-01 |  |  |  |  | 05476117 |  |  |  |  | Active Application | Trade Secret | Trade |  |  | Residential |  |  | 2023
20263-228838-01 |  |  |  |  | 05625236 |  |  |  |  | Active Application | Trade Secret | Trade |  |  | Residential |  |  | 2023
20263-228838-01 |  |  |  |  | 06233727 |  |  |  |  | Withdrawn | Trade Secret | Trade |  |  | Residential |  |  | 2025
20263-228838-01 |  |  |  |  | 06088620 |  |  |  |  | Withdrawn | Trade Secret | Trade |  |  | Residential |  |  | 2025
20263-228838-01 |  |  |  |  | 06284487 |  |  |  |  | Active Application | Trade Secret | Trade |  |  | Residential |  |  | 2025
20263-228838-01 |  |  |  |  | 04549109 |  |  |  |  | Active Application | Trade Secret | Trade |  |  | Residential |  |  | 2021
20263-228838-01 |  |  |  |  | 03665489 |  | Solar |  |  | Active Application | Trade Secret | Trade |  |  | Residential | Solar*Rewards |  | 2020
20263-228838-01 |  |  |  |  | 04462474 |  | Solar |  |  | Active Application | Trade Secret | Trade |  |  | Residential | Solar*Rewards |  | 2021
20263-228838-01 |  |  |  |  | 05973298 |  | Solar |  |  | Active Application | Trade Secret | Trade |  |  | Residential |  |  | 2024
20263-228838-01 | Xcel Energy | 85 | 13781 | IOU | SRC038716 | 1000 | Solar |  |  | Withdrawn | Trade Secret | Trade | FSL | FSL311 | Community Solar Garden | Solar*Rewards Community | Trade Secret | 2014
20263-228838-01 | Xcel Energy | 85 | 13781 | IOU | SRC042311 | 1000 | Solar |  |  | Withdrawn | Trade Secret | Trade | BEL | BEL062 | Community Solar Garden | Solar*Rewards Community | Trade Secret | 2015
20263-228838-01 | Xcel Energy | 85 | 13781 | IOU | 05520987 | 210 | Solar |  |  | Withdrawn | Trade Secret | Trade | KOL | KOL071 | Community Solar Garden | Solar*Rewards Community | Trade Secret | 2023
20263-228838-01 | Xcel Energy | 85 | 13781 | IOU | 05520816 | 360 | Solar |  |  | Withdrawn | Trade Secret | Trade | RPL | RPL074 | Community Solar Garden | Solar*Rewards Community | Trade Secret | 2023
20263-228838-01 | Xcel Energy | 85 | 13781 | IOU | SRC073047 | 1000 | Solar |  |  | Withdrawn | Trade Secret | Trade |  |  | Community Solar Garden | Solar*Rewards Community | Trade Secret | 2019
20263-228838-01 | Xcel Energy | 85 | 13781 | IOU | SRC040702 | 950 | Solar |  |  | Withdrawn | Trade Secret | Trade |  |  | Community Solar Garden | Solar*Rewards Community | Trade Secret | 2015
20263-228838-01 | Xcel Energy | 85 | 13781 | IOU | 03127641 | 1000 | Solar |  |  | Interconnected | Saint Michael | Trade | LAP | LAP311 | Community Solar Garden | Solar*Rewards Community | Trade Secret | 2014 | 2018
20263-228838-01 | Xcel Energy | 85 | 13781 | IOU | 03126945 | 1000 | Solar |  |  | Interconnected | Scandia | Trade | HUG | HUG321 | Community Solar Garden | Solar*Rewards Community | Trade Secret | 2015 | 2018
20263-228838-01 | Xcel Energy | 85 | 13781 | IOU | SRO20643 | 4.73 | Solar |  |  | Withdrawn | Trade Secret | Trade |  |  |  | Solar*Rewards | Trade Secret | 2011
20263-228838-01 | Xcel Energy | 85 | 13781 | IOU | 05748594 | 5000 | Solar |  |  | Active Application | Trade Secret | Trade |  |  | Commercial |  | Trade Secret | 2024
20263-228838-01 |  |  |  |  | 03658055 |  | Solar |  |  | Active Application | Trade Secret | Trade |  |  | Residential | Solar*Rewards |  | 2020
20263-228838-01 |  |  |  |  | 04990455 |  | Solar |  |  | Active Application | Trade Secret | Trade |  |  | Residential | Solar*Rewards |  | 2022
20263-228838-01 | Xcel Energy | 85 | 13781 | IOU | 05462915 | 1000 | Solar |  |  | Active Application | Trade Secret | Trade | CLC | CLC022 | Community Solar Garden | Solar*Rewards Community | Trade Secret | 2023
20263-228838-01 |  |  |  |  | 06120462 |  |  |  |  | Active Application | Trade Secret | Trade |  |  | Residential |  |  | 2025
20263-228838-01 | Xcel Energy | 85 | 13781 | IOU | SRC074725 | 1000 | Solar |  |  | Withdrawn | Trade Secret | Trade | FAB | FAB063 | Community Solar Garden | Solar*Rewards Community | Trade Secret | 2019
20263-228838-01 | Xcel Energy | 85 | 13781 | IOU | SRC039620 | 1000 | Solar |  |  | Withdrawn | Trade Secret | Trade | WEF | WEF071 | Community Solar Garden | Solar*Rewards Community | Trade Secret | 2015
20263-228838-01 | Xcel Energy | 85 | 13781 | IOU | SRO12681 | 2 | Solar |  |  | Withdrawn | Trade Secret | Trade |  |  |  | Solar*Rewards | Trade Secret | 2010
20263-228838-01 |  |  |  |  | 04613057 |  |  |  |  | Active Application | Trade Secret | Trade |  |  | Residential |  |  | 2021
20263-228838-01 |  |  |  |  | 04464771 |  |  |  |  | Active Application | Trade Secret | Trade |  |  | Residential |  |  | 2021
20263-228838-01 |  |  |  |  | 06042644 |  |  |  |  | Active Application | Trade Secret | Trade |  |  | Residential |  |  | 2024
20263-228838-01 |  |  |  |  | 05409123 |  |  |  |  | Withdrawn | Trade Secret | Trade |  |  | Residential |  |  | 2023
20263-228838-01 |  |  |  |  | 04998784 |  |  |  |  | Active Application | Trade Secret | Trade |  |  | Residential |  |  | 2022
20263-228838-01 |  |  |  |  | 06215457 |  | Solar |  |  | Withdrawn | Trade Secret | Trade |  |  | Residential | Solar*Rewards |  | 2025
20263-228838-01 |  |  |  |  | 05560132 |  |  |  |  | Active Application | Trade Secret | Trade |  |  | Residential |  |  | 2023
20263-228838-01 |  |  |  |  | 05937082 |  |  |  |  | Active Application | Trade Secret | Trade |  |  | Residential |  |  | 2024
20263-228838-01 | Xcel Energy | 85 | 13781 | IOU | SRC040809 | 1000 | Solar |  |  | Withdrawn | Trade Secret | Trade | WTN | WTN061 | Community Solar Garden | Solar*Rewards Community | Trade Secret | 2015
20263-228838-01 | Xcel Energy | 85 | 13781 | IOU | SRC042533 | 998 | Solar |  |  | Withdrawn | Trade Secret | Trade | HAS | HAS021 | Community Solar Garden | Solar*Rewards Community | Trade Secret | 2015
20263-228838-01 | Xcel Energy | 85 | 13781 | IOU | SRC074497 | 1000 | Solar |  |  | Withdrawn | Trade Secret | Trade |  |  | Community Solar Garden | Solar*Rewards Community | Trade Secret | 2019
20263-228838-01 | Xcel Energy | 85 | 13781 | IOU | 03123444 | 1000 | Solar |  |  | Interconnected | Kasson | Trade | KAN | KAN022 | Community Solar Garden | Solar*Rewards Community | Trade Secret | 2015 | 2017
20263-228838-01 | Xcel Energy | 85 | 13781 | IOU | 03129895 | 5.52 | Solar |  |  | Withdrawn | Trade Secret | Trade | MPK | MPK063 | Residential | Solar*Rewards | Trade Secret | 2018
20263-228838-01 | Xcel Energy | 85 | 13781 | IOU | 05432160 | 1000 | Solar |  |  | Withdrawn | Trade Secret | Trade |  |  | Commercial | Other | Trade Secret | 2023
20263-228838-01 | Xcel Energy | 85 | 13781 | IOU | SRC073049 | 1000 | Solar |  |  | Withdrawn | Trade Secret | Trade |  |  | Community Solar Garden | Solar*Rewards Community | Trade Secret | 2019
20263-228838-01 | Xcel Energy | 85 | 13781 | IOU | SRC042625 | 950 | Solar |  |  | Withdrawn | Trade Secret | Trade |  |  | Community Solar Garden | Solar*Rewards Community | Trade Secret | 2015
20263-228838-01 | Xcel Energy | 85 | 13781 | IOU | 03127612 | 1000 | Solar |  |  | Interconnected | Saint Michael | Trade | LAP | LAP311 | Community Solar Garden | Solar*Rewards Community | Trade Secret | 2014 | 2018
20263-228838-01 | Xcel Energy | 85 | 13781 | IOU | 03128298 | 6500 | Solar |  |  | Interconnected | Trade Secret | Trade | DOC | DOC031 | Utility |  | Trade Secret | 2016 | 2017
20263-228838-01 |  |  |  |  | 04108781 |  |  |  |  | Active Application | Trade Secret | Trade |  |  | Residential |  |  | 2020
20263-228838-01 | Xcel Energy | 85 | 13781 | IOU | SRC040017 | 998 | Solar |  |  | Withdrawn | Trade Secret | Trade | NER | NER021 | Community Solar Garden | Solar*Rewards Community | Trade Secret | 2015
20263-228838-01 | Xcel Energy | 85 | 13781 | IOU | 03127978 | 1000 | Solar |  |  | Interconnected | Starbuck | Trade | LOW | LOW021 | Community Solar Garden | Solar*Rewards Community | Trade Secret | 2014 | 2018
20263-228838-01 | Xcel Energy | 85 | 13781 | IOU | SRC039213 | 1000 | Solar |  |  | Withdrawn | Trade Secret | Trade |  |  | Community Solar Garden | Solar*Rewards Community | Trade Secret | 2015
20263-228838-01 | Xcel Energy | 85 | 13781 | IOU | SRC042275 | 1000 | Solar |  |  | Withdrawn | Trade Secret | Trade |  |  | Community Solar Garden | Solar*Rewards Community | Trade Secret | 2015
20263-228838-01 | Xcel Energy | 85 | 13781 | IOU | SRC038387 | 998.4 | Solar |  |  | Withdrawn | Trade Secret | Trade | RMT | RMT311 | Community Solar Garden | Solar*Rewards Community | Trade Secret | 2014
20263-228838-01 | Xcel Energy | 85 | 13781 | IOU | SRC052300 | 1000 | Solar |  |  | Withdrawn | Trade Secret | Trade |  |  | Community Solar Garden | Solar*Rewards Community | Trade Secret | 2016
20263-228838-01 | Xcel Energy | 85 | 13781 | IOU | SRC042327 | 250 | Solar |  |  | Withdrawn | Trade Secret | Trade | NOF | NOF061 | Community Solar Garden | Solar*Rewards Community | Trade Secret | 2015
20263-228838-01 | Xcel Energy | 85 | 13781 | IOU | 05485641 | 1000 | Solar |  |  | Withdrawn | Trade Secret | Trade |  |  | Commercial | Other | Trade Secret | 2023
20263-228838-01 | Xcel Energy | 85 | 13781 | IOU | 05561392 | 1000 | Solar |  |  | Withdrawn | Trade Secret | Trade | BIS | BIS001 | Community Solar Garden | Solar*Rewards Community | Trade Secret | 2023
20263-228838-01 |  |  |  |  | 05412469 |  | Solar |  |  | Withdrawn | Trade Secret | Trade |  |  | Residential | Solar*Rewards |  | 2023
20263-228838-01 |  |  |  |  | 04884033 |  | Solar |  |  | Active Application | Trade Secret | Trade |  |  | Residential | Solar*Rewards |  | 2022
20263-228838-01 |  |  |  |  | 04991293 |  | Solar |  |  | Active Application | Trade Secret | Trade |  |  | Residential | Solar*Rewards |  | 2022
20263-228838-01 | Xcel Energy | 85 | 13781 | IOU | 05592422 | 1000 | Solar |  |  | Withdrawn | Trade Secret | Trade | MDF | MDF021 | Community Solar Garden | Solar*Rewards Community | Trade Secret | 2023
20263-228838-01 |  |  |  |  | 03495696 |  | Solar |  |  | Active Application | Trade Secret | Trade |  |  | Residential | Solar*Rewards |  | 2019
20263-228838-01 |  |  |  |  | 05287750 |  |  |  |  | Active Application | Trade Secret | Trade |  |  | Residential |  |  | 2022
20263-228838-01 |  |  |  |  | 05278402 |  |  |  |  | Active Application | Trade Secret | Trade |  |  | Residential |  |  | 2022
20263-228838-01 |  |  |  |  | SRO29487 |  | Solar |  |  | Withdrawn | Trade Secret | Trade |  |  |  | Other |  | 2013
20263-228838-01 | Xcel Energy | 85 | 13781 | IOU | 05535522 | 5000 | Solar |  |  | Withdrawn | Trade Secret | Trade |  |  | Commercial | Other | Trade Secret | 2023
20263-228838-01 | Xcel Energy | 85 | 13781 | IOU | SRC039915 | 1000 | Solar |  |  | Withdrawn | Trade Secret | Trade | CHE | CHE063 | Community Solar Garden | Solar*Rewards Community | Trade Secret | 2015
20263-228838-01 |  |  |  |  | 05523324 |  |  |  |  | Active Application | Trade Secret | Trade |  |  | Residential |  |  | 2023
20263-228838-01 | Xcel Energy | 85 | 13781 | IOU | SRC040877 | 1000 | Solar |  |  | Withdrawn | Trade Secret | Trade |  |  | Community Solar Garden | Solar*Rewards Community | Trade Secret | 2015
20263-228838-01 | Xcel Energy | 85 | 13781 | IOU | SRC039322 | 1000 | Solar |  |  | Withdrawn | Trade Secret | Trade |  |  | Community Solar Garden | Solar*Rewards Community | Trade Secret | 2015
20263-228838-01 |  |  |  |  | 05823461 |  |  |  |  | Active Application | Trade Secret | Trade |  |  | Residential |  |  | 2024
20263-228838-01 |  |  |  |  | 05766375 |  |  |  |  | Active Application | Trade Secret | Trade |  |  | Residential |  |  | 2024
20263-228838-01 | Xcel Energy | 85 | 13781 | IOU | SRC042658 | 1000 | Solar |  |  | Withdrawn | Trade Secret | Trade | ALB | ALB022 | Community Solar Garden | Solar*Rewards Community | Trade Secret | 2015
20263-228838-01 |  |  |  |  | 06124742 |  | Solar |  |  | Withdrawn | Trade Secret | Trade |  |  | Residential |  |  | 2025
20263-228838-01 |  |  |  |  | 04794295 |  | Solar |  |  | Active Application | Trade Secret | Trade |  |  | Residential | Solar*Rewards |  | 2022
20263-228838-01 | Xcel Energy | 85 | 13781 | IOU | SRC059877 | 96.87 | Solar |  |  | Withdrawn | Trade Secret | Trade |  |  | Community Solar Garden | Solar*Rewards Community | Trade Secret | 2017
20263-228838-01 | Xcel Energy | 85 | 13781 | IOU | SRC042593 | 950 | Solar |  |  | Withdrawn | Trade Secret | Trade | MRN | MRN021 | Community Solar Garden | Solar*Rewards Community | Trade Secret | 2015
20263-228838-01 |  |  |  |  | OID2806676 |  | Solar |  |  | Withdrawn | Trade Secret | Trade | [5 empty] | 2014
20263-228838-01 |  |  |  |  | 05209490 |  | Solar |  |  | Active Application | Trade Secret | Trade |  |  | Residential | Solar*Rewards |  | 2022
20263-228838-01 |  |  |  |  | 06215012 |  | Solar |  |  | Active Application | Trade Secret | Trade |  |  | Residential | Solar*Rewards |  | 2025
20263-228838-01 |  |  |  |  | 05342184 |  | Solar |  |  | Active Application | Trade Secret | Trade |  |  | Residential | Solar*Rewards |  | 2022
20263-228838-01 | Xcel Energy | 85 | 13781 | IOU | SRC040816 | 1000 | Solar |  |  | Withdrawn | Trade Secret | Trade | HUG | HUG321 | Community Solar Garden | Solar*Rewards Community | Trade Secret | 2015
20263-228838-01 | Xcel Energy | 85 | 13781 | IOU | SRC040033 | 1000 | Solar |  |  | Withdrawn | Trade Secret | Trade |  |  | Community Solar Garden | Solar*Rewards Community | Trade Secret | 2015
20263-228838-01 | Xcel Energy | 85 | 13781 | IOU | SRC042139 | 1000 | Solar |  |  | Withdrawn | Trade Secret | Trade | RAP | RAP081 | Community Solar Garden | Solar*Rewards Community | Trade Secret | 2015
20263-228838-01 |  |  |  |  | 05641591 |  |  |  |  | Active Application | Trade Secret | Trade |  |  | Residential |  |  | 2023
20263-228838-01 | Xcel Energy | 85 | 13781 | IOU | 03129155 | 19.999 | Solar |  |  | Withdrawn | Trade Secret | Trade | HWW | HWW075 | Residential | Solar*Rewards | Trade Secret | 2018
20263-228838-01 | Xcel Energy | 85 | 13781 | IOU | 05417442 | 1000 | Solar |  |  | Withdrawn | Trade Secret | Trade | DAS | DAS061 | Community Solar Garden | Solar*Rewards Community | Trade Secret | 2023
20263-228838-01 |  |  |  |  | 05344528 |  | Solar |  |  | Active Application | Trade Secret | Trade |  |  | Community Solar Garden | Solar*Rewards Community |  | 2022
20263-228838-01 | Xcel Energy | 85 | 13781 | IOU | 03360108 | 4.6 | Solar |  |  | Active Application | Trade Secret | Trade | WIL | WIL078 | Residential | Solar*Rewards | Trade Secret | 2019
20263-228838-01 |  |  |  |  | 03697171 |  | Solar |  |  | Active Application | Trade Secret | Trade |  |  | Residential | Solar*Rewards |  | 2020
20263-228838-01 | Xcel Energy | 85 | 13781 | IOU | 03367769 | 3.747 | Solar |  |  | Active Application | Trade Secret | Trade |  |  | Residential | Solar*Rewards | Trade Secret | 2019
20263-228838-01 |  |  |  |  | 05756460 |  | Solar |  |  | Withdrawn | Trade Secret | Trade |  |  | Residential | Solar*Rewards |  | 2024
20263-228838-01 | Xcel Energy | 85 | 13781 | IOU | SRC040048 | 1000 | Solar |  |  | Withdrawn | Trade Secret | Trade | EKO | EKO021 | Community Solar Garden | Solar*Rewards Community | Trade Secret | 2015
20263-228838-01 | Xcel Energy | 85 | 13781 | IOU | 03127786 | 250 | Solar |  |  | Interconnected | Minnesota City | Trade | GVW | GVW031 | Community Solar Garden | Solar*Rewards Community | Trade Secret | 2014 | 2017
20263-228838-01 |  |  |  |  | 06333218 |  | Solar |  |  | Active Application | Trade Secret | Trade |  |  | Residential |  |  | 2026
20263-228838-01 | Xcel Energy | 85 | 13781 | IOU | SRC072813 | 1000 | Solar |  |  | Withdrawn | Trade Secret | Trade | CHI | CHI311 | Community Solar Garden | Solar*Rewards Community | Trade Secret | 2019
20263-228838-01 | Xcel Energy | 85 | 13781 | IOU | SRC039446 | 1000 | Solar |  |  | Withdrawn | Trade Secret | Trade | RMT | RMT311 | Community Solar Garden | Solar*Rewards Community | Trade Secret | 2015
20263-228838-01 | Xcel Energy | 85 | 13781 | IOU | SRC042289 | 1000 | Solar |  |  | Withdrawn | Trade Secret | Trade | GRC | GRC312 | Community Solar Garden | Solar*Rewards Community | Trade Secret | 2015
20263-228838-01 | Xcel Energy | 85 | 13781 | IOU | SRC042348 | 1000 | Solar |  |  | Withdrawn | Trade Secret | Trade | AFT | AFT321 | Community Solar Garden | Solar*Rewards Community | Trade Secret | 2015
20263-228838-01 |  |  |  |  | 04559045 |  |  |  |  | Active Application | Trade Secret | Trade |  |  | Residential |  |  | 2021
20263-228838-01 | Xcel Energy | 85 | 13781 | IOU | 03126921 | 1000 | Solar |  |  | Interconnected | Dassel | Trade | DAS | DAS061 | Community Solar Garden | Solar*Rewards Community | Trade Secret | 2016 | 2019
20263-228838-01 | Xcel Energy | 85 | 13781 | IOU | 03127595 | 1000 | Solar |  |  | Interconnected | Farmington | Trade | FRM | FRM062 | Community Solar Garden | Solar*Rewards Community | Trade Secret | 2014 | 2017
20263-228838-01 |  |  |  |  | 05168975 |  | Solar |  |  | Active Application | Trade Secret | Trade |  |  | Residential | Solar*Rewards |  | 2022
20263-228838-01 | Xcel Energy | 85 | 13781 | IOU | 04166501 | 1000 | Solar |  |  | Withdrawn | Trade Secret | Trade | MHW | MHW311 | Community Solar Garden | Solar*Rewards Community | Trade Secret | 2021
20263-228838-01 | Xcel Energy | 85 | 13781 | IOU | 04011543 | 1000 | Solar |  |  | Withdrawn | Trade Secret | Trade | LAY | LAY061 | Community Solar Garden | Solar*Rewards Community | Trade Secret | 2020
20263-228838-01 | Xcel Energy | 85 | 13781 | IOU | SRC042616 | 950 | Solar |  |  | Withdrawn | Trade Secret | Trade |  |  | Community Solar Garden | Solar*Rewards Community | Trade Secret | 2015
20263-228838-01 | Xcel Energy | 85 | 13781 | IOU | SRC042244 | 1000 | Solar |  |  | Withdrawn | Trade Secret | Trade | MTR | MTR021 | Community Solar Garden | Solar*Rewards Community | Trade Secret | 2015
20263-228838-01 | Xcel Energy | 85 | 13781 | IOU | 04110386 | 1000 | Solar |  |  | Withdrawn | Trade Secret | Trade | MHW | MHW311 | Community Solar Garden | Solar*Rewards Community | Trade Secret | 2020
20263-228838-01 |  |  |  |  | 03129920 |  |  |  |  | Withdrawn | Trade Secret | Trade | VES | VES021 | Residential | Other |  | 2019
20263-228838-01 | Xcel Energy | 85 | 13781 | IOU | SRC042491 | 1000 | Solar |  |  | Withdrawn | Trade Secret | Trade | LAF | LAF001 | Community Solar Garden | Solar*Rewards Community | Trade Secret | 2015
20263-228838-01 |  |  |  |  | SRO14979 |  | Solar |  |  | Withdrawn | Trade Secret | Trade |  |  |  | Solar*Rewards |  | 2010
20263-228838-01 | Xcel Energy | 85 | 13781 | IOU | 05512254 | 1000 | Solar |  |  | Withdrawn | Trade Secret | Trade | GLD | GLD031 | Community Solar Garden | Solar*Rewards Community | Trade Secret | 2023
20263-228838-01 | Xcel Energy | 85 | 13781 | IOU | SRC042674 | 950 | Solar |  |  | Withdrawn | Trade Secret | Trade | KEN | KEN022 | Community Solar Garden | Solar*Rewards Community | Trade Secret | 2015
20263-228838-01 | Xcel Energy | 85 | 13781 | IOU | SRC044940 | 1000 | Solar |  |  | Withdrawn | Trade Secret | Trade |  |  | Community Solar Garden | Solar*Rewards Community | Trade Secret | 2016
20263-228838-01 | Xcel Energy | 85 | 13781 | IOU | OID2806284 | 1000 | Other |  |  | Interconnected | Trade Secret | Trade |  |  | Commercial |  | Trade Secret | 2008 | 2009
20263-228838-01 | Xcel Energy | 85 | 13781 | IOU | SRC052709 | 250 | Solar |  |  | Withdrawn | Trade Secret | Trade | ELP | ELP086 | Community Solar Garden | Solar*Rewards Community | Trade Secret | 2016
20263-228838-01 | Xcel Energy | 85 | 13781 | IOU | SRC040876 | 700 | Solar |  |  | Withdrawn | Trade Secret | Trade |  |  | Community Solar Garden | Solar*Rewards Community | Trade Secret | 2015
20263-228838-01 | Xcel Energy | 85 | 13781 | IOU | 04965445 | 12.9 | Solar |  | X | Interconnected | Trade Secret | Trade | HUG | HUG321 | Residential | Solar*Rewards | Trade Secret | 2022 | 2022
20263-228838-01 | Xcel Energy | 85 | 13781 | IOU | 05834900 | 13.44 | Solar |  |  | Interconnected | Trade Secret | Trade | HSN | HSN321 | Residential | Solar*Rewards | Trade Secret | 2024 | 2024
20263-228838-01 | Xcel Energy | 85 | 13781 | IOU | 03131413 | 18 | Solar |  |  | Interconnected | Trade Secret | Trade | MEL | MEL061 | Commercial | Solar*Rewards | Trade Secret | 2017 | 2018
20263-228838-01 | Xcel Energy | 85 | 13781 | IOU | 03131740 | 2.962 | Solar |  |  | Interconnected | Trade Secret | Trade | MEL | MEL061 | Residential | Solar*Rewards | Trade Secret | 2017 | 2017
20263-228838-01 | Xcel Energy | 85 | 13781 | IOU | 03132180 | 14.51 | Solar |  |  | Interconnected | Trade Secret | Trade | SOU | SOU077 | Commercial | Solar*Rewards | Trade Secret | 2018 | 2018
20263-228838-01 | Xcel Energy | 85 | 13781 | IOU | 05823516 | 6.98 | Solar |  |  | Interconnected | Trade Secret | Trade | HUG | HUG321 | Residential | Solar*Rewards | Trade Secret | 2024 | 2024
20263-228838-01 | Xcel Energy | 85 | 13781 | IOU | 04082026 | 6.05 | Solar |  |  | Interconnected | Trade Secret | Trade | RPO | RPO311 | Residential |  | Trade Secret | 2020 | 2021
20263-228838-01 | Xcel Energy | 85 | 13781 | IOU | 06322087 | 8.741 | Solar |  |  | Active Application | Trade Secret | Trade |  |  | Residential | Solar*Rewards | Trade Secret | 2026
20263-228838-01 | Xcel Energy | 85 | 13781 | IOU | 06066252 | 12.146 | Solar |  | X | Active Application | Trade Secret | Trade | MPK | MPK074 | Residential | Solar*Rewards | Trade Secret | 2025
20263-228838-01 | Xcel Energy | 85 | 13781 | IOU | 06322034 | 8.741 | Solar |  |  | Active Application | Trade Secret | Trade |  |  | Residential | Solar*Rewards | Trade Secret | 2026
20263-228838-01 | Xcel Energy | 85 | 13781 | IOU | 06322115 | 8.741 | Solar |  |  | Active Application | Trade Secret | Trade |  |  | Residential | Solar*Rewards | Trade Secret | 2026
20263-228838-01 | Xcel Energy | 85 | 13781 | IOU | 06153494 | 4.188 | Solar |  |  | Active Application | Trade Secret | Trade | TWL | TWL063 | Residential | Solar*Rewards | Trade Secret | 2025
20263-228838-01 | Xcel Energy | 85 | 13781 | IOU | 06210269 | 11.5 | Solar |  |  | Active Application | Trade Secret | Trade |  |  | Residential | Solar*Rewards | Trade Secret | 2025
20263-228838-01 | Xcel Energy | 85 | 13781 | IOU | 06322165 | 23 | Solar |  | X | Active Application | Trade Secret | Trade | RAM | RAM064 | Residential | Solar*Rewards | Trade Secret | 2026
20263-228838-01 | Xcel Energy | 85 | 13781 | IOU | 06164654 | 22.774 | Solar |  |  | Active Application | Trade Secret | Trade | UPP | UPP085 | Residential | Solar*Rewards | Trade Secret | 2025
20263-228838-01 | Xcel Energy | 85 | 13781 | IOU | 06322135 | 10.641 | Solar |  |  | Active Application | Trade Secret | Trade |  |  | Residential | Solar*Rewards | Trade Secret | 2026
20263-228838-01 | Xcel Energy | 85 | 13781 | IOU | 06322206 | 8.74 | Solar |  |  | Active Application | Trade Secret | Trade |  |  | Residential | Solar*Rewards | Trade Secret | 2026
20263-228838-01 | Xcel Energy | 85 | 13781 | IOU | 06239208 | 23 | Solar |  | X | Active Application | Trade Secret | Trade | GLK | GLK074 | Residential |  | Trade Secret | 2025
20263-228838-01 | Xcel Energy | 85 | 13781 | IOU | 06027212 | 12.526 | Solar |  | X | Active Application | Trade Secret | Trade | ORO | ORO062 | Residential | Solar*Rewards | Trade Secret | 2024
20263-228838-01 | Xcel Energy | 85 | 13781 | IOU | 06239760 | 12.146 | Solar |  | X | Active Application | Trade Secret | Trade | PBE | PBE061 | Residential |  | Trade Secret | 2025
20263-228838-01 | Xcel Energy | 85 | 13781 | IOU | 06322056 | 22.8 | Solar |  |  | Active Application | Trade Secret | Trade |  |  | Residential | Solar*Rewards | Trade Secret | 2026
20263-228838-01 | Xcel Energy | 85 | 13781 | IOU | 06321942 | 8.741 | Solar |  |  | Active Application | Trade Secret | Trade |  |  | Residential | Solar*Rewards | Trade Secret | 2026
20263-228838-01 | Xcel Energy | 85 | 13781 | IOU | 06028045 | 249.24 | Solar |  |  | Active Application | Trade Secret | Trade | PBE | PBE061 | Residential |  | Trade Secret | 2025
20263-228838-01 | Xcel Energy | 85 | 13781 | IOU | 06160615 | 1.745 | Solar |  | X | Interconnected | Trade Secret | Trade | ECK | ECK321 | Residential | Solar*Rewards | Trade Secret | 2025 | 2025
20263-228838-01 | Xcel Energy | 85 | 13781 | IOU | 03130021 | 3.48 | Solar |  |  | Interconnected | Trade Secret | Trade | ECK | ECK321 | Residential | Solar*Rewards | Trade Secret | 2018 | 2019
20263-228838-01 | Xcel Energy | 85 | 13781 | IOU | 05672713 | 8.528 | Solar |  |  | Interconnected | Trade Secret | Trade | RPO | RPO311 | Residential |  | Trade Secret | 2023 | 2024
20263-228838-01 |  |  |  |  | OID3902807 |  | Storage |  |  | Withdrawn | Trade Secret | Trade | AFT | AFT314 | Residential |  |  | 2019
20263-228838-01 |  |  |  |  | OID3949566 |  | Storage |  |  | Withdrawn | Trade Secret | Trade | AFT | AFT314 | Residential |  |  | 2019
20263-228838-01 | Xcel Energy | 85 | 13781 | IOU | 03130514 | 7.6 | Solar |  |  | Interconnected | Trade Secret | Trade | AFT | AFT314 | Residential | Solar*Rewards | Trade Secret | 2018 | 2019
20263-228838-01 | Xcel Energy | 85 | 13781 | IOU | 04686965 | 11.168 | Solar |  |  | Interconnected | Trade Secret | Trade | CGR | CGR072 | Residential |  | Trade Secret | 2021 | 2021
20263-228838-01 | Xcel Energy | 85 | 13781 | IOU | 06068866 | 7.6 | Solar |  |  | Interconnected | Trade Secret | Trade | WCR | WCR311 | Residential | Solar*Rewards | Trade Secret | 2025 | 2025
20263-228838-01 | Xcel Energy | 85 | 13781 | IOU | 05678538 | 3.84 | Solar |  |  | Interconnected | Trade Secret | Trade | RPO | RPO311 | Residential |  | Trade Secret | 2023 | 2024
20263-228838-01 | Xcel Energy | 85 | 13781 | IOU | 05123042 | 4.64 | Solar |  |  | Active Application | Trade Secret | Trade | HUG | HUG322 | Residential |  | Trade Secret | 2022
20263-228838-01 | Xcel Energy | 85 | 13781 | IOU | 05160382 | 4.64 | Solar |  |  | Active Application | Trade Secret | Trade | HUG | HUG322 | Residential |  | Trade Secret | 2022
20263-228838-01 | Xcel Energy | 85 | 13781 | IOU | 05169894 | 4.64 | Solar |  |  | Active Application | Trade Secret | Trade | HUG | HUG322 | Residential |  | Trade Secret | 2022
20263-228838-01 | Xcel Energy | 85 | 13781 | IOU | 05172086 | 9.57 | Solar |  |  | Interconnected | Trade Secret | Trade | GSL | GSL341 | Residential |  | Trade Secret | 2022 | 2023
20263-228838-01 | Xcel Energy | 85 | 13781 | IOU | 06290997 | 50 | Solar |  |  | Active Application | Trade Secret | Trade | SLP | SLP096 | Commercial |  | Trade Secret | 2025
20263-228838-01 | Xcel Energy | 85 | 13781 | IOU | 05711947 | 8.7 | Solar |  |  | Interconnected | Trade Secret | Trade | WEF | WEF071 | Residential | Solar*Rewards | Trade Secret | 2024 | 2024
20263-228838-01 | Xcel Energy | 85 | 13781 | IOU | 03130115 | 4.08 | Solar |  |  | Interconnected | Trade Secret | Trade | WIN | WIN043 | Commercial | Solar*Rewards | Trade Secret | 2018 | 2019
20263-228838-01 | Xcel Energy | 85 | 13781 | IOU | 05694458 | 2.275 | Solar |  |  | Withdrawn | Trade Secret | Trade | WIN | WIN043 | Commercial |  | Trade Secret | 2024
20263-228838-01 | Xcel Energy | 85 | 13781 | IOU | 05731422 | 4.55 | Solar |  |  | Interconnected | Trade Secret | Trade | WIN | WIN043 | Residential | Solar*Rewards | Trade Secret | 2024 | 2024
20263-228838-01 | Xcel Energy | 85 | 13781 | IOU | 05332333 | 4.64 | Solar |  |  | Interconnected | Trade Secret | Trade | HOL | HOL071 | Residential |  | Trade Secret | 2022 | 2023
20263-228838-01 | Xcel Energy | 85 | 13781 | IOU | 03130227 | 17.556 | Solar |  |  | Interconnected | Trade Secret | Trade | HUG | HUG322 | Residential | Solar*Rewards | Trade Secret | 2019 | 2019
20263-228838-01 | Xcel Energy | 85 | 13781 | IOU | 04434920 | 7.616 | Solar |  |  | Interconnected | Trade Secret | Trade | CGR | CGR071 | Residential | Solar*Rewards | Trade Secret | 2021 | 2022
20263-228838-01 | Xcel Energy | 85 | 13781 | IOU | 03614677 | 43.2 | Solar |  |  | Interconnected | Trade Secret | Trade | NMC | NMC082 | Commercial | Solar*Rewards | Trade Secret | 2020 | 2021
20263-228838-01 | Xcel Energy | 85 | 13781 | IOU | 06129504 | 8.376 | Solar |  |  | Interconnected | Trade Secret | Trade | SLP | SLP085 | Residential | Solar*Rewards | Trade Secret | 2025 | 2025
20263-228838-01 | Xcel Energy | 85 | 13781 | IOU | 05344593 | 5.22 | Solar |  |  | Interconnected | Trade Secret | Trade | ALK | ALK072 | Residential |  | Trade Secret | 2023 | 2023
20263-228838-01 | Xcel Energy | 85 | 13781 | IOU | 05255855 | 5.904 | Solar |  |  | Interconnected | Trade Secret | Trade | RPO | RPO311 | Residential |  | Trade Secret | 2022 | 2023
20263-228838-01 | Xcel Energy | 85 | 13781 | IOU | 04992098 | 300 | Solar |  |  | Interconnected | Trade Secret | Trade | TER | TER061 | Commercial |  | Trade Secret | 2022 | 2024
20263-228838-01 | Xcel Energy | 85 | 13781 | IOU | 05508683 | 11.52 | Solar |  |  | Interconnected | Trade Secret | Trade | WDY | WDY312 | Residential |  | Trade Secret | 2023 | 2023
20263-228838-01 | Xcel Energy | 85 | 13781 | IOU | 05775979 | 9.984 | Solar |  |  | Interconnected | Trade Secret | Trade | BCR | BCR063 | Residential | Solar*Rewards | Trade Secret | 2024 | 2024
20263-228838-01 | Xcel Energy | 85 | 13781 | IOU | 04195741 | 14.51 | Solar |  |  | Active Application | Trade Secret | Trade | MPK | MPK068 | Commercial |  | Trade Secret | 2020
20263-228838-01 | Xcel Energy | 85 | 13781 | IOU | 06100865 | 39.9 | Solar |  |  | Interconnected | Trade Secret | Trade | ALD | ALD082 | Commercial |  | Trade Secret | 2025 | 2025
20263-228838-01 | Xcel Energy | 85 | 13781 | IOU | 05497813 | 12.913 | Solar |  |  | Interconnected | Trade Secret | Trade | ALD | ALD084 | Residential |  | Trade Secret | 2023 | 2023
20263-228838-01 | Xcel Energy | 85 | 13781 | IOU | 05233997 | 12.913 | Solar |  |  | Withdrawn | Trade Secret | Trade | ALD | ALD084 | Residential |  | Trade Secret | 2023
20263-228838-01 | Xcel Energy | 85 | 13781 | IOU | 06130908 | 9.109 | Solar |  |  | Interconnected | Trade Secret | Trade | HUG | HUG311 | Residential |  | Trade Secret | 2025 | 2025
20263-228838-01 | Xcel Energy | 85 | 13781 | IOU | 04519700 | 266.6 | Solar |  |  | Interconnected | Trade Secret | Trade | RPL | RPL061 | Commercial |  | Trade Secret | 2021 | 2021
20263-228838-01 | Xcel Energy | 85 | 13781 | IOU | 05339004 | 5.8 | Solar |  |  | Withdrawn | Trade Secret | Trade | LAP | LAP311 | Residential |  | Trade Secret | 2022
20263-228838-01 | Xcel Energy | 85 | 13781 | IOU | 04880121 | 4.64 | Solar |  |  | Interconnected | Trade Secret | Trade | WCR | WCR063 | Residential | Solar*Rewards | Trade Secret | 2022 | 2022
20263-228838-01 | Xcel Energy | 85 | 13781 | IOU | 04794429 | 5.525 | Solar |  |  | Interconnected | Trade Secret | Trade | ALD | ALD076 | Residential | Solar*Rewards | Trade Secret | 2022 | 2023
20263-228838-01 | Xcel Energy | 85 | 13781 | IOU | 04892107 | 6.576 | Solar |  |  | Interconnected | Trade Secret | Trade | RMT | RMT321 | Residential | Solar*Rewards | Trade Secret | 2022 | 2022
20263-228838-01 | Xcel Energy | 85 | 13781 | IOU | 03143228 | 1000 | Solar |  |  | Interconnected | Minnesota City | Trade | GVW | GVW031 | Community Solar Garden | Solar*Rewards Community | Trade Secret | 2019 | 2022
20263-228838-01 | Xcel Energy | 85 | 13781 | IOU | 04425356 | 9.994 | Solar |  |  | Interconnected | Trade Secret | Trade | AFT | AFT315 | Residential | Solar*Rewards | Trade Secret | 2021 | 2021
20263-228838-01 | Xcel Energy | 85 | 13781 | IOU | 05405530 | 99 | Solar |  |  | Interconnected | Trade Secret | Trade | CDV | CDV061 | Commercial |  | Trade Secret | 2023 | 2024
20263-228838-01 | Xcel Energy | 85 | 13781 | IOU | 06012309 | 6.453 | Solar |  |  | Active Application | Trade Secret | Trade | ECK | ECK322 | Residential |  | Trade Secret | 2024
20263-228838-01 | Xcel Energy | 85 | 13781 | IOU | 05559824 | 9.765 | Solar |  |  | Interconnected | Trade Secret | Trade | ECK | ECK322 | Residential |  | Trade Secret | 2023 | 2023
20263-228838-01 | Xcel Energy | 85 | 13781 | IOU | 05449908 | 5.04 | Solar |  |  | Interconnected | Trade Secret | Trade | RPO | RPO311 | Residential | Solar*Rewards | Trade Secret | 2023 | 2023
20263-228838-01 | Xcel Energy | 85 | 13781 | IOU | 05853122 | 5.052 | Solar |  |  | Interconnected | Trade Secret | Trade | CGR | CGR071 | Residential |  | Trade Secret | 2024 | 2024
20263-228838-01 | Xcel Energy | 85 | 13781 | IOU | 05493551 | 6.09 | Solar |  |  | Interconnected | Trade Secret | Trade | RPO | RPO311 | Residential |  | Trade Secret | 2023 | 2023
20263-228838-01 | Xcel Energy | 85 | 13781 | IOU | 05452170 | 6.09 | Solar |  |  | Withdrawn | Trade Secret | Trade | RPO | RPO311 | Residential | Solar*Rewards | Trade Secret | 2023
20263-228838-01 | Xcel Energy | 85 | 13781 | IOU | 05782237 | 16.25 | Solar |  |  | Withdrawn | Trade Secret | Trade | WSG | WSG362 | Residential |  | Trade Secret | 2024
20263-228838-01 | Xcel Energy | 85 | 13781 | IOU | 05782207 | 13 | Solar |  |  | Withdrawn | Trade Secret | Trade | WSG | WSG362 | Residential | Solar*Rewards | Trade Secret | 2024
20263-228838-01 | Xcel Energy | 85 | 13781 | IOU | 05831528 | 11.866 | Solar |  |  | Interconnected | Trade Secret | Trade | WSG | WSG362 | Residential | Solar*Rewards | Trade Secret | 2024 | 2024
20263-228838-01 | Xcel Energy | 85 | 13781 | IOU | 05356718 | 17.61 | Solar |  |  | Interconnected | Trade Secret | Trade | ALD | ALD076 | Commercial | Solar*Rewards | Trade Secret | 2023 | 2024
20263-228838-01 | Xcel Energy | 85 | 13781 | IOU | 06249779 | 6.2 | Solar |  |  | Interconnected | Trade Secret | Trade | CGR | CGR071 | Residential |  | Trade Secret | 2025 | 2025
20263-228838-01 | Xcel Energy | 85 | 13781 | IOU | 05972852 | 7.616 | Solar |  |  | Active Application | Trade Secret | Trade | TWL | TWL071 | Residential |  | Trade Secret | 2024
20263-228838-01 | Xcel Energy | 85 | 13781 | IOU | 06280292 | 8.96 | Solar |  |  | Active Application | Trade Secret | Trade | TWL | TWL071 | Residential |  | Trade Secret | 2025
20263-228838-01 | Xcel Energy | 85 | 13781 | IOU | 03614881 | 780 | Solar |  |  | Interconnected | Eden Prairie | Trade | WSG | WSG352 | LMI | Solar*Rewards Community | Trade Secret | 2021 | 2024
20263-228838-01 | Xcel Energy | 85 | 13781 | IOU | 05359509 | 4.06 | Solar |  |  | Interconnected | Trade Secret | Trade | HUG | HUG321 | Residential |  | Trade Secret | 2023 | 2023
20263-228838-01 | Xcel Energy | 85 | 13781 | IOU | 05539969 | 3.75 | Solar |  |  | Withdrawn | Trade Secret | Trade | HUG | HUG321 | Residential | Solar*Rewards | Trade Secret | 2023
20263-228838-01 | Xcel Energy | 85 | 13781 | IOU | 05417452 | 187.5 | Solar |  |  | Interconnected | Trade Secret | Trade | MEL | MEL083 | Commercial |  | Trade Secret | 2023 | 2025
20263-228838-01 | Xcel Energy | 85 | 13781 | IOU | 06157959 | 11.866 | Solar |  | X | Interconnected | Trade Secret | Trade | HSN | HSN321 | Residential |  | Trade Secret | 2025 | 2025
20263-228838-01 | Xcel Energy | 85 | 13781 | IOU | 06321842 | 9.994 | Solar |  |  | Active Application | Trade Secret | Trade | RPO | RPO311 | Residential | Solar*Rewards | Trade Secret | 2026
20263-228838-01 | Xcel Energy | 85 | 13781 | IOU | 06227212 | 7.6 | Solar |  |  | Active Application | Trade Secret | Trade | HUG | HUG321 | Residential |  | Trade Secret | 2025
20263-228838-01 | Xcel Energy | 85 | 13781 | IOU | 06106603 | 7.329 | Solar |  |  | Interconnected | Trade Secret | Trade | WES | WES064 | Residential | Solar*Rewards | Trade Secret | 2025 | 2025
20263-228838-01 | Xcel Energy | 85 | 13781 | IOU | 04557177 | 3.747 | Solar |  |  | Withdrawn | Trade Secret | Trade | UPP | UPP084 | Residential |  | Trade Secret | 2021
20263-228838-01 | Xcel Energy | 85 | 13781 | IOU | 04464734 | 3.747 | Solar |  |  | Active Application | Trade Secret | Trade | UPP | UPP084 | Residential | Solar*Rewards | Trade Secret | 2021
20263-228838-01 | Xcel Energy | 85 | 13781 | IOU | 06137281 | 12.526 | Solar |  |  | Interconnected | Trade Secret | Trade | RMT | RMT321 | Residential | Solar*Rewards | Trade Secret | 2025 | 2025
20263-228838-01 | Xcel Energy | 85 | 13781 | IOU | 04295630 | 1000 | Solar |  |  | Interconnected | Montevideo | Trade | FIC | FIC031 | Community Solar Garden | Solar*Rewards Community | Trade Secret | 2022 | 2024
20263-228838-01 | Xcel Energy | 85 | 13781 | IOU | 05445217 | 16.64 | Solar |  |  | Interconnected | Trade Secret | Trade | SOU | SOU072 | Residential |  | Trade Secret | 2023 | 2024
20263-228838-01 | Xcel Energy | 85 | 13781 | IOU | 04203972 | 7.616 | Solar |  |  | Active Application | Trade Secret | Trade | MND | MND063 | Residential | Solar*Rewards | Trade Secret | 2020
20263-228838-01 | Xcel Energy | 85 | 13781 | IOU | 04201707 | 10 | Solar |  |  | Active Application | Trade Secret | Trade | MND | MND063 | Residential | Solar*Rewards | Trade Secret | 2020
20263-228838-01 | Xcel Energy | 85 | 13781 | IOU | 03509624 | 8.7 | Solar |  |  | Interconnected | Trade Secret | Trade | MPK | MPK084 | Residential | Solar*Rewards | Trade Secret | 2019 | 2020
20263-228838-01 | Xcel Energy | 85 | 13781 | IOU | 05991240 | 5.933 | Solar |  |  | Interconnected | Trade Secret | Trade | WRR | WRR064 | Residential | Solar*Rewards | Trade Secret | 2024 | 2025
20263-228838-01 | Xcel Energy | 85 | 13781 | IOU | 06256149 | 7.6 | Solar |  |  | Active Application | Trade Secret | Trade | HUG | HUG311 | Residential |  | Trade Secret | 2025
20263-228838-01 | Xcel Energy | 85 | 13781 | IOU | 03131409 | 29.02 | Solar |  |  | Interconnected | Trade Secret | Trade | GFD | GFD022 | Commercial | Made in Minnesota | Trade Secret | 2017 | 2017
20263-228838-01 | Xcel Energy | 85 | 13781 | IOU | SRO29832 | 45 | Solar |  |  | Withdrawn | Trade Secret | Trade | GFD | GFD022 | Commercial | Solar*Rewards | Trade Secret | 2013
20263-228838-01 | Xcel Energy | 85 | 13781 | IOU | 05711814 | 5.235 | Solar |  |  | Withdrawn | Trade Secret | Trade | HWW | HWW073 | Residential | Solar*Rewards | Trade Secret | 2024
20263-228838-01 | Xcel Energy | 85 | 13781 | IOU | 04428356 | 2.9 | Solar |  |  | Interconnected | Trade Secret | Trade | HWW | HWW074 | Residential | Solar*Rewards | Trade Secret | 2021 | 2021
20263-228838-01 | Xcel Energy | 85 | 13781 | IOU | 03131128 | 10 | Solar |  |  | Interconnected | Trade Secret | Trade | CHI | CHI311 | Commercial |  | Trade Secret | 2012 | 2012
20263-228838-01 | Xcel Energy | 85 | 13781 | IOU | 04111334 | 5 | Solar |  |  | Interconnected | Trade Secret | Trade | WIL | WIL082 | Residential |  | Trade Secret | 2020 | 2021
20263-228838-01 | Xcel Energy | 85 | 13781 | IOU | 05484768 | 6.93 | Solar |  |  | Interconnected | Trade Secret | Trade | WWK | WWK311 | Residential | Solar*Rewards | Trade Secret | 2023 | 2023
20263-228838-01 | Xcel Energy | 85 | 13781 | IOU | 05711801 | 12.76 | Solar |  |  | Active Application | Trade Secret | Trade | HYL | HYL075 | Residential | Solar*Rewards | Trade Secret | 2024
20263-228838-01 | Xcel Energy | 85 | 13781 | IOU | 05659688 | 13.34 | Solar |  |  | Withdrawn | Trade Secret | Trade | HYL | HYL075 | Residential | Solar*Rewards | Trade Secret | 2023
20263-228838-01 | Xcel Energy | 85 | 13781 | IOU | 05946039 | 7.6 | Solar |  |  | Interconnected | Trade Secret | Trade | HSN | HSN322 | Residential | Solar*Rewards | Trade Secret | 2024 | 2024
20263-228838-01 | Xcel Energy | 85 | 13781 | IOU | 06070564 | 7.6 | Solar |  |  | Interconnected | Trade Secret | Trade | JOR | JOR021 | Residential | Solar*Rewards | Trade Secret | 2025 | 2025
20263-228838-01 | Xcel Energy | 85 | 13781 | IOU | 05833039 | 4.225 | Solar |  |  | Interconnected | Trade Secret | Trade | APA | APA075 | Residential | Solar*Rewards | Trade Secret | 2024 | 2024
20263-228838-01 |  |  |  |  | OID3743718 |  | Solar |  |  | Withdrawn | Trade Secret | Trade | WRR | WRR005 | Commercial | Solar*Rewards |  | 2019
20263-228838-01 | Xcel Energy | 85 | 13781 | IOU | 03134385 | 7.63 | Solar |  |  | Interconnected | Trade Secret | Trade | MPK | MPK084 | Residential | Solar*Rewards | Trade Secret | 2015 | 2015
20263-228838-01 | Xcel Energy | 85 | 13781 | IOU | OID3459326 | 4.6 | Solar |  |  | Withdrawn | Trade Secret | Trade | EXC | EXC061 | Residential | Solar*Rewards | Trade Secret | 2018
20263-228838-01 | Xcel Energy | 85 | 13781 | IOU | 04580330 | 7.54 | Solar |  |  | Interconnected | Trade Secret | Trade | EXC | EXC061 | Residential |  | Trade Secret | 2021 | 2021
20263-228838-01 | Xcel Energy | 85 | 13781 | IOU | 05759193 | 2.323 | Solar |  |  | Active Application | Trade Secret | Trade | IDA | IDA074 | Residential |  | Trade Secret | 2024
20263-228838-01 | Xcel Energy | 85 | 13781 | IOU | SRO29585 | 6 | Solar |  |  | Withdrawn | Trade Secret | Trade | ALD | ALD095 | Residential | Solar*Rewards | Trade Secret | 2013
20263-228838-01 | Xcel Energy | 85 | 13781 | IOU | 03133888 | 3.5 | Solar |  |  | Interconnected | Trade Secret | Trade | ALD | ALD095 | Residential | Made in Minnesota | Trade Secret | 2014 | 2014
20263-228838-01 | Xcel Energy | 85 | 13781 | IOU | 03559053 | 4.35 | Solar |  |  | Interconnected | Trade Secret | Trade | SLP | SLP092 | Residential | Solar*Rewards | Trade Secret | 2020 | 2020
20263-228838-01 | Xcel Energy | 85 | 13781 | IOU | 03131301 | 7.63 | Solar |  |  | Interconnected | Trade Secret | Trade | CNC | CNC073 | Residential | Made in Minnesota | Trade Secret | 2016 | 2017
20263-228838-01 | Xcel Energy | 85 | 13781 | IOU | 06235243 | 4.886 | Solar |  |  | Interconnected | Trade Secret | Trade | HWW | HWW062 | Residential |  | Trade Secret | 2025 | 2025
20263-228838-01 | Xcel Energy | 85 | 13781 | IOU | OID2019365 | 18 | Solar |  |  | Withdrawn | Trade Secret | Trade | TWL | TWL074 | Commercial | Solar*Rewards | Trade Secret | 2014
20263-228838-01 | Xcel Energy | 85 | 13781 | IOU | 03133855 | 36 | Solar |  |  | Interconnected | Trade Secret | Trade | TWL | TWL074 | Commercial | Made in Minnesota | Trade Secret | 2014 | 2014
20263-228838-01 | Xcel Energy | 85 | 13781 | IOU | 04795405 | 12.672 | Solar |  |  | Interconnected | Trade Secret | Trade | HOL | HOL071 | Residential | Solar*Rewards | Trade Secret | 2022 | 2023
20263-228838-01 | Xcel Energy | 85 | 13781 | IOU | 05506115 | 12.672 | Solar |  |  | Withdrawn | Trade Secret | Trade | HOL | HOL071 | Residential |  | Trade Secret | 2023
20263-228838-01 | Xcel Energy | 85 | 13781 | IOU | 06128676 | 4.555 | Solar |  | X | Interconnected | Trade Secret | Trade | EDA | EDA081 | Residential | Solar*Rewards | Trade Secret | 2025 | 2025
20263-228838-01 | Xcel Energy | 85 | 13781 | IOU | 05590281 | 4.41 | Solar |  |  | Interconnected | Trade Secret | Trade | APA | APA068 | Residential | Solar*Rewards | Trade Secret | 2023 | 2024
20263-228838-01 | Xcel Energy | 85 | 13781 | IOU | 04019837 | 4.4 | Solar |  |  | Interconnected | Trade Secret | Trade | VMR | VMR062 | Residential |  | Trade Secret | 2020 | 2021
20263-228838-01 | Xcel Energy | 85 | 13781 | IOU | 05639966 | 12.16 | Solar |  |  | Interconnected | Trade Secret | Trade | WCR | WCR311 | Residential |  | Trade Secret | 2023 | 2024
20263-228838-01 | Xcel Energy | 85 | 13781 | IOU | 06275410 | 10.752 | Solar |  |  | Active Application | Trade Secret | Trade | DND | DND071 | Residential |  | Trade Secret | 2025
20263-228838-01 | Xcel Energy | 85 | 13781 | IOU | 05721413 | 3.747 | Solar |  |  | Active Application | Trade Secret | Trade | MDT | MDT071 | Residential | Solar*Rewards | Trade Secret | 2024
20263-228838-01 | Xcel Energy | 85 | 13781 | IOU | 05007747 | 3.49 | Solar |  |  | Active Application | Trade Secret | Trade | MDT | MDT071 | Residential | Solar*Rewards | Trade Secret | 2022
20263-228838-01 | Xcel Energy | 85 | 13781 | IOU | 05749386 | 11.136 | Solar |  |  | Interconnected | Trade Secret | Trade | DBL | DBL068 | Residential | Solar*Rewards | Trade Secret | 2024 | 2024
20263-228838-01 | Xcel Energy | 85 | 13781 | IOU | 06091463 | 5.693 | Solar |  | X | Interconnected | Trade Secret | Trade | MEL | MEL065 | Residential | Solar*Rewards | Trade Secret | 2025 | 2025
20263-228838-01 | Xcel Energy | 85 | 13781 | IOU | 04440102 | 4.188 | Solar |  |  | Interconnected | Trade Secret | Trade | TER | TER062 | Residential | Solar*Rewards | Trade Secret | 2021 | 2021
20263-228838-01 | Xcel Energy | 85 | 13781 | IOU | 03928597 | 9.423 | Solar |  |  | Interconnected | Trade Secret | Trade | MEL | MEL072 | Residential | Solar*Rewards | Trade Secret | 2020 | 2020
20263-228838-01 | Xcel Energy | 85 | 13781 | IOU | 06209730 | 7.6 | Solar |  |  | Withdrawn | Trade Secret | Trade | GLK | GLK064 | Residential | Solar*Rewards | Trade Secret | 2025
20263-228838-01 |  |  |  |  | 06307977 |  | Solar |  |  | Active Application | Trade Secret | Trade | RRK | RRK063 | Residential |  |  | 2025
20263-228838-01 | Xcel Energy | 85 | 13781 | IOU | 06222561 | 9.994 | Solar |  |  | Withdrawn | Trade Secret | Trade | RRK | RRK063 | Residential |  | Trade Secret | 2025
20263-228838-01 | Xcel Energy | 85 | 13781 | IOU | 03139590 | 2.32 | Solar |  |  | Interconnected | Trade Secret | Trade | UPP | UPP068 | Residential | Solar*Rewards | Trade Secret | 2019 | 2019
20263-228838-01 | Xcel Energy | 85 | 13781 | IOU | OID3799845 | 1.92 | Solar |  |  | Withdrawn | Trade Secret | Trade | UPP | UPP068 | Residential | Solar*Rewards | Trade Secret | 2019
20263-228838-01 | Xcel Energy | 85 | 13781 | IOU | 06303932 | 7.08 | Storage |  |  | Active Application | Trade Secret | Trade | SOU | SOU064 | Residential |  | Trade Secret | 2025
20263-228838-01 | Xcel Energy | 85 | 13781 | IOU | 04453946 | 9.994 | Solar |  |  | Interconnected | Trade Secret | Trade | ZUF | ZUF021 | Residential |  | Trade Secret | 2021 | 2023
20263-228838-01 | Xcel Energy | 85 | 13781 | IOU | 05982406 | 9.84 | Solar |  |  | Interconnected | Trade Secret | Trade | WSG | WSG352 | Residential | Solar*Rewards | Trade Secret | 2024 | 2024
20263-228838-01 | Xcel Energy | 85 | 13781 | IOU | 05367675 | 8.32 | Solar |  |  | Interconnected | Trade Secret | Trade | NMC | NMC083 | Residential | Solar*Rewards | Trade Secret | 2023 | 2023
20263-228838-01 | Xcel Energy | 85 | 13781 | IOU | 03134277 | 10.01 | Solar |  |  | Interconnected | Trade Secret | Trade | SCL | SCL322 | Residential | Solar*Rewards | Trade Secret | 2015 | 2015
20263-228838-01 | Xcel Energy | 85 | 13781 | IOU | 05356754 | 11.34 | Solar |  |  | Interconnected | Trade Secret | Trade | RLK | RLK071 | Residential | Solar*Rewards | Trade Secret | 2023 | 2023
20263-228838-01 | Xcel Energy | 85 | 13781 | IOU | 03132941 | 38.02 | Solar |  |  | Interconnected | Trade Secret | Trade | WEL | WEL021 | Commercial | Solar*Rewards | Trade Secret | 2018 | 2019
20263-228838-01 | Xcel Energy | 85 | 13781 | IOU | 05292817 | 3.75 | Solar |  |  | Interconnected | Trade Secret | Trade | MST | MST066 | Residential | Solar*Rewards | Trade Secret | 2022 | 2023
20263-228838-01 | Xcel Energy | 85 | 13781 | IOU | 05275055 | 3.75 | Solar |  |  | Withdrawn | Trade Secret | Trade | MST | MST066 | Residential |  | Trade Secret | 2022
20263-228838-01 | Xcel Energy | 85 | 13781 | IOU | OID2943701 | 3.747 | Solar |  |  | Withdrawn | Trade Secret | Trade | WES | WES063 | Residential | Solar*Rewards | Trade Secret | 2017
20263-228838-01 | Xcel Energy | 85 | 13781 | IOU | 03130233 | 6.67 | Solar |  |  | Interconnected | Trade Secret | Trade | SLP | SLP074 | Residential | Solar*Rewards | Trade Secret | 2019 | 2019
20263-228838-01 | Xcel Energy | 85 | 13781 | IOU | 03133686 | 34.2 | Solar |  |  | Interconnected | Trade Secret | Trade | REW | REW031 | Commercial | Solar*Rewards | Trade Secret | 2012 | 2014
20263-228838-01 | Xcel Energy | 85 | 13781 | IOU | 06028189 | 6.073 | Solar |  |  | Active Application | Trade Secret | Trade | GLD | GLD021 | Residential | Solar*Rewards | Trade Secret | 2024
20263-228838-01 | Xcel Energy | 85 | 13781 | IOU | 05526813 | 3.78 | Solar |  |  | Interconnected | Trade Secret | Trade | MPK | MPK068 | Residential |  | Trade Secret | 2023 | 2023
20263-228838-01 | Xcel Energy | 85 | 13781 | IOU | 04850441 | 2.792 | Solar |  |  | Interconnected | Trade Secret | Trade | MDT | MDT067 | Residential | Solar*Rewards | Trade Secret | 2022 | 2023
20263-228838-01 | Xcel Energy | 85 | 13781 | IOU | 03134491 | 36 | Solar |  |  | Interconnected | Trade Secret | Trade | OAD | OAD065 | Commercial | Made in Minnesota | Trade Secret | 2015 | 2016
20263-228838-01 | Xcel Energy | 85 | 13781 | IOU | 05988451 | 13.12 | Solar |  |  | Interconnected | Trade Secret | Trade | LEX | LEX332 | Residential | Solar*Rewards | Trade Secret | 2025 | 2025
20263-228838-01 | Xcel Energy | 85 | 13781 | IOU | 04336272 | 5.054 | Solar |  |  | Interconnected | Trade Secret | Trade | MND | MND072 | Residential | Solar*Rewards | Trade Secret | 2021 | 2021
20263-228838-01 | Xcel Energy | 85 | 13781 | IOU | 03630892 | 39.976 | Solar |  |  | Withdrawn | Trade Secret | Trade | RIV | RIV063 | Commercial | Solar*Rewards | Trade Secret | 2020
20263-228838-01 | Xcel Energy | 85 | 13781 | IOU | 05770579 | 7.245 | Solar |  |  | Interconnected | Trade Secret | Trade | GNL | GNL063 | Residential |  | Trade Secret | 2024 | 2024
20263-228838-01 | Xcel Energy | 85 | 13781 | IOU | 05975659 | 5.248 | Solar |  |  | Withdrawn | Trade Secret | Trade | RPL | RPL064 | Residential | Solar*Rewards | Trade Secret | 2024
20263-228838-01 | Xcel Energy | 85 | 13781 | IOU | 05992934 | 5.248 | Solar |  |  | Interconnected | Trade Secret | Trade | RPL | RPL064 | Residential |  | Trade Secret | 2024 | 2024
20263-228838-01 | Xcel Energy | 85 | 13781 | IOU | 05459506 | 2.9 | Solar |  |  | Interconnected | Trade Secret | Trade | SOU | SOU075 | Residential |  | Trade Secret | 2023 | 2023
20263-228838-01 | Xcel Energy | 85 | 13781 | IOU | 03132305 | 6 | Solar |  |  | Interconnected | Trade Secret | Trade | MPK | MPK076 | Residential | Solar*Rewards | Trade Secret | 2018 | 2018
20263-228838-01 |  |  |  |  | 05961883 |  | Solar |  |  | Active Application | Trade Secret | Trade | CEL | CEL075 | Residential | Solar*Rewards |  | 2024
20263-228838-01 |  |  |  |  | 03129796 |  | Solar |  |  | Active Application | Trade Secret | Trade | MPK | MPK068 | Commercial |  |  | 2016
20263-228838-01 | Xcel Energy | 85 | 13781 | IOU | SRO31449 | 45 | Solar |  |  | Withdrawn | Trade Secret | Trade | MPK | MPK068 | Commercial | Solar*Rewards | Trade Secret | 2013
20263-228838-01 | Xcel Energy | 85 | 13781 | IOU | 03522108 | 38.02 | Solar |  |  | Interconnected | Trade Secret | Trade | MPK | MPK068 | Commercial | Solar*Rewards | Trade Secret | 2020 | 2020
20263-228838-01 | Xcel Energy | 85 | 13781 | IOU | 03130365 | 32.2 | Solar |  |  | Interconnected | Trade Secret | Trade | MPK | MPK068 | Commercial |  | Trade Secret | 2017 | 2016
20263-228838-01 | Xcel Energy | 85 | 13781 | IOU | 03752820 | 43.53 | Solar |  |  | Interconnected | Trade Secret | Trade | MPK | MPK068 | Commercial |  | Trade Secret | 2020 | 2021
20263-228838-01 | Xcel Energy | 85 | 13781 | IOU | 05307140 | 10.73 | Solar |  |  | Interconnected | Trade Secret | Trade | SMT | SMT091 | Residential |  | Trade Secret | 2022 | 2023
20263-228838-01 | Xcel Energy | 85 | 13781 | IOU | 03131647 | 3.8 | Solar |  |  | Interconnected | Trade Secret | Trade | UPP | UPP085 | Residential | Made in Minnesota | Trade Secret | 2017 | 2017
20263-228838-01 | Xcel Energy | 85 | 13781 | IOU | 05693910 | 3.774 | Solar |  |  | Interconnected | Trade Secret | Trade | CGR | CGR061 | Residential |  | Trade Secret | 2024 | 2024
20263-228838-01 | Xcel Energy | 85 | 13781 | IOU | 03133904 | 7 | Solar |  |  | Interconnected | Trade Secret | Trade | LIN | LIN031 | Residential | Made in Minnesota | Trade Secret | 2014 | 2014
20263-228838-01 | Xcel Energy | 85 | 13781 | IOU | 05541408 | 11.375 | Solar |  |  | Interconnected | Trade Secret | Trade | APA | APA061 | Residential | Solar*Rewards | Trade Secret | 2023 | 2023
20263-228838-01 | Xcel Energy | 85 | 13781 | IOU | 06338173 | 750 | Solar |  |  | Active Application | Trade Secret | Trade | MHW | MHW311 | Commercial |  | Trade Secret | 2026
20263-228838-01 |  |  |  |  | 06338128 |  | Solar |  |  | Withdrawn | Trade Secret | Trade | MHW | MHW311 | Commercial | Solar*Rewards |  | 2026
20263-228838-01 | Xcel Energy | 85 | 13781 | IOU | 05592426 | 600 | Solar |  |  | Active Application | Trade Secret | Trade | MHW | MHW311 | Commercial |  | Trade Secret | 2023
20263-228838-01 | Xcel Energy | 85 | 13781 | IOU | 03134585 | 5.76 | Solar |  |  | Interconnected | Trade Secret | Trade | SLP | SLP082 | Residential | Made in Minnesota | Trade Secret | 2015 | 2016
20263-228838-01 | Xcel Energy | 85 | 13781 | IOU | 04284330 | 5.054 | Solar |  |  | Interconnected | Trade Secret | Trade | UPP | UPP066 | Residential | Solar*Rewards | Trade Secret | 2021 | 2021
20263-228838-01 | Xcel Energy | 85 | 13781 | IOU | 06253574 | 4.188 | Solar |  |  | Interconnected | Trade Secret | Trade | RLK | RLK069 | Residential |  | Trade Secret | 2025 | 2025
20263-228838-01 | Xcel Energy | 85 | 13781 | IOU | 05939275 | 4.355 | Solar |  |  | Interconnected | Trade Secret | Trade | ALD | ALD076 | Residential | Solar*Rewards | Trade Secret | 2024 | 2025
20263-228838-01 | Xcel Energy | 85 | 13781 | IOU | 05572074 | 9.994 | Solar |  |  | Interconnected | Trade Secret | Trade | WDY | WDY312 | Residential |  | Trade Secret | 2023 | 2023
20263-228838-01 | Xcel Energy | 85 | 13781 | IOU | 03133207 | 4 | Solar |  |  | Interconnected | Trade Secret | Trade | SCL | SCL311 | Commercial | Solar*Rewards | Trade Secret | 2010 | 2010
20263-228838-01 | Xcel Energy | 85 | 13781 | IOU | SRO14638 | 4 | Solar |  |  | Withdrawn | Trade Secret | Trade | SCL | SCL311 | Commercial | Solar*Rewards | Trade Secret | 2010
20263-228838-01 | Xcel Energy | 85 | 13781 | IOU | SRO29888 | 10 | Solar |  |  | Withdrawn | Trade Secret | Trade | ELP | ELP062 | Commercial | Solar*Rewards | Trade Secret | 2013
20263-228838-01 | Xcel Energy | 85 | 13781 | IOU | 06160551 | 6.98 | Solar |  |  | Interconnected | Trade Secret | Trade | SCL | SCL312 | Residential | Solar*Rewards | Trade Secret | 2025 | 2025
20263-228838-01 | Xcel Energy | 85 | 13781 | IOU | 03131656 | 9.5 | Solar |  |  | Interconnected | Trade Secret | Trade | WAB | WAB031 | Residential | Made in Minnesota | Trade Secret | 2017 | 2017
20263-228838-01 | Xcel Energy | 85 | 13781 | IOU | 05397905 | 3.84 | Solar |  |  | Interconnected | Trade Secret | Trade | BYT | BYT061 | Residential | Solar*Rewards | Trade Secret | 2023 | 2023
20263-228838-01 | Xcel Energy | 85 | 13781 | IOU | 05850938 | 7.591 | Solar |  |  | Interconnected | Trade Secret | Trade | AFT | AFT322 | Residential | Solar*Rewards | Trade Secret | 2024 | 2024
20263-228838-01 | Xcel Energy | 85 | 13781 | IOU | 04445784 | 6.67 | Solar |  |  | Withdrawn | Trade Secret | Trade | AFT | AFT322 | Residential | Solar*Rewards | Trade Secret | 2021
20263-228838-01 | Xcel Energy | 85 | 13781 | IOU | 04799660 | 10.15 | Solar |  |  | Interconnected | Trade Secret | Trade | WYO | WYO031 | Residential | Solar*Rewards | Trade Secret | 2022 | 2023
20263-228838-01 | Xcel Energy | 85 | 13781 | IOU | 04192601 | 7.616 | Solar |  |  | Interconnected | Trade Secret | Trade | HSN | HSN312 | Residential |  | Trade Secret | 2020 | 2021
20263-228838-01 | Xcel Energy | 85 | 13781 | IOU | 05983470 | 5.76 | Solar |  |  | Withdrawn | Trade Secret | Trade | DND | DND072 | Residential | Solar*Rewards | Trade Secret | 2024
20263-228838-01 | Xcel Energy | 85 | 13781 | IOU | 06025356 | 5.76 | Solar |  |  | Active Application | Trade Secret | Trade | DND | DND072 | Residential | Solar*Rewards | Trade Secret | 2024
20263-228838-01 | Xcel Energy | 85 | 13781 | IOU | 05984044 | 7.6 | Solar |  |  | Active Application | Trade Secret | Trade | SCL | SCL311 | Residential | Solar*Rewards | Trade Secret | 2024
20263-228838-01 | Xcel Energy | 85 | 13781 | IOU | 03663356 | 2.88 | Solar |  |  | Interconnected | Trade Secret | Trade | RLK | RLK064 | Residential | Solar*Rewards | Trade Secret | 2020 | 2020
20263-228838-01 | Xcel Energy | 85 | 13781 | IOU | 05356832 | 4.35 | Solar |  |  | Active Application | Trade Secret | Trade | ALD | ALD088 | Residential | Solar*Rewards | Trade Secret | 2023
20263-228838-01 | Xcel Energy | 85 | 13781 | IOU | 06136652 | 4.064 | Solar |  |  | Interconnected | Trade Secret | Trade | SMT | SMT062 | Residential |  | Trade Secret | 2025 | 2025
20263-228838-01 | Xcel Energy | 85 | 13781 | IOU | OID3916013 | 7.625 | Solar |  |  | Withdrawn | Trade Secret | Trade | SOU | SOU079 | Residential | Solar*Rewards | Trade Secret | 2019
20263-228838-01 | Xcel Energy | 85 | 13781 | IOU | 05523591 | 7.68 | Solar |  |  | Interconnected | Trade Secret | Trade | AFT | AFT321 | Residential |  | Trade Secret | 2023 | 2023
20263-228838-01 | Xcel Energy | 85 | 13781 | IOU | 05343054 | 7.83 | Solar |  |  | Interconnected | Trade Secret | Trade | ALK | ALK072 | Residential |  | Trade Secret | 2022 | 2023
20263-228838-01 | Xcel Energy | 85 | 13781 | IOU | 06322964 | 12.913 | Solar |  |  | Active Application | Trade Secret | Trade | WSG | WSG362 | Residential | Solar*Rewards | Trade Secret | 2026
20263-228838-01 | Xcel Energy | 85 | 13781 | IOU | 03133792 | 8.6 | Solar |  |  | Interconnected | Trade Secret | Trade | ALD | ALD076 | Residential | Solar*Rewards | Trade Secret | 2013 | 2013
20263-228838-01 | Xcel Energy | 85 | 13781 | IOU | 04932109 | 5.75 | Solar |  |  | Interconnected | Trade Secret | Trade | FRM | FRM062 | Residential | Solar*Rewards | Trade Secret | 2022 | 2022
20263-228838-01 | Xcel Energy | 85 | 13781 | IOU | 05988741 | 5.6 | Solar |  |  | Interconnected | Trade Secret | Trade | GLK | GLK062 | Residential |  | Trade Secret | 2024 | 2025
20263-228838-01 | Xcel Energy | 85 | 13781 | IOU | 06093636 | 22.394 | Solar |  |  | Interconnected | Trade Secret | Trade | ECK | ECK062 | Residential | Solar*Rewards | Trade Secret | 2025 | 2025
20263-228838-01 | Xcel Energy | 85 | 13781 | IOU | 05963749 | 3.747 | Solar |  |  | Active Application | Trade Secret | Trade | OAD | OAD071 | Residential |  | Trade Secret | 2024
20263-228838-01 | Xcel Energy | 85 | 13781 | IOU | OID3666365 | 10.5 | Solar |  |  | Withdrawn | Trade Secret | Trade | LAC | LAC062 | Residential | Solar*Rewards | Trade Secret | 2018
20263-228838-01 | Xcel Energy | 85 | 13781 | IOU | 03513339 | 0.005 | Solar |  |  | Interconnected | Trade Secret | Trade | LAC | LAC062 | Residential | Solar*Rewards | Trade Secret | 2020 | 2021
20263-228838-01 | Xcel Energy | 85 | 13781 | IOU | OID3705925 | 39.998 | Solar |  |  | Withdrawn | Trade Secret | Trade | TWL | TWL074 | Commercial | Solar*Rewards | Trade Secret | 2019
20263-228838-01 | Xcel Energy | 85 | 13781 | IOU | OID3851189 | 39.998 | Solar |  |  | Withdrawn | Trade Secret | Trade | TWL | TWL074 | Commercial | Solar*Rewards | Trade Secret | 2019
20263-228838-01 | Xcel Energy | 85 | 13781 | IOU | 03158841 | 39.998 | Solar |  |  | Interconnected | Trade Secret | Trade | TWL | TWL074 | Commercial | Solar*Rewards | Trade Secret | 2019 | 2020
20263-228838-01 | Xcel Energy | 85 | 13781 | IOU | SRO23502 | 39.98 | Solar |  |  | Withdrawn | Trade Secret | Trade | EDA | EDA088 | Commercial | Solar*Rewards | Trade Secret | 2012
20263-228838-01 | Xcel Energy | 85 | 13781 | IOU | 06226824 | 6.282 | Solar |  |  | Withdrawn | Trade Secret | Trade | RAM | RAM077 | Residential |  | Trade Secret | 2025
20263-228838-01 | Xcel Energy | 85 | 13781 | IOU | 06334907 | 6.282 | Solar |  |  | Active Application | Trade Secret | Trade | RAM | RAM077 | Residential | Solar*Rewards | Trade Secret | 2026
20263-228838-01 | Xcel Energy | 85 | 13781 | IOU | 03133516 | 1.72 | Solar |  |  | Interconnected | Trade Secret | Trade | SLP | SLP092 | Residential | Solar*Rewards | Trade Secret | 2011 | 2012
20263-228838-01 | Xcel Energy | 85 | 13781 | IOU | 05999313 | 3.747 | Solar |  |  | Interconnected | Trade Secret | Trade | SMT | SMT063 | Residential |  | Trade Secret | 2024 | 2025
20263-228838-01 | Xcel Energy | 85 | 13781 | IOU | 03415140 | 7.616 | Solar |  |  | Interconnected | Trade Secret | Trade | LEX | LEX074 | Residential | Solar*Rewards | Trade Secret | 2019 | 2020
20263-228838-01 | Xcel Energy | 85 | 13781 | IOU | OID2537115 | 6 | Solar |  |  | Withdrawn | Trade Secret | Trade | CHI | CHI311 | Residential | Solar*Rewards | Trade Secret | 2016
20263-228838-01 | Xcel Energy | 85 | 13781 | IOU | 03134837 | 6 | Solar |  |  | Interconnected | Trade Secret | Trade | CHI | CHI311 | Residential | Made in Minnesota | Trade Secret | 2016 | 2016
20263-228838-01 | Xcel Energy | 85 | 13781 | IOU | 06297440 | 12.288 | Solar |  |  | Active Application | Trade Secret | Trade | WEH | WEH021 | Residential |  | Trade Secret | 2025
20263-228838-01 | Xcel Energy | 85 | 13781 | IOU | OID2019397 | 18 | Solar |  |  | Withdrawn | Trade Secret | Trade | CEL | CEL071 | Commercial | Solar*Rewards | Trade Secret | 2014
20263-228838-01 | Xcel Energy | 85 | 13781 | IOU | 05670041 | 3.193 | Solar |  |  | Interconnected | Trade Secret | Trade | MDT | MDT074 | Residential |  | Trade Secret | 2023 | 2024
20263-228838-01 | Xcel Energy | 85 | 13781 | IOU | OID3471924 | 39.998 | Solar |  |  | Withdrawn | Trade Secret | Trade | GLK | GLK073 | Commercial | Solar*Rewards | Trade Secret | 2018
20263-228838-01 | Xcel Energy | 85 | 13781 | IOU | OID3284599 | 19.999 | Solar |  |  | Withdrawn | Trade Secret | Trade | GLK | GLK073 | Commercial | Solar*Rewards | Trade Secret | 2018
20263-228838-01 | Xcel Energy | 85 | 13781 | IOU | 03859078 | 3.36 | Solar |  |  | Interconnected | Trade Secret | Trade | EDA | EDA067 | Residential | Solar*Rewards | Trade Secret | 2020 | 2021
20263-228838-01 | Xcel Energy | 85 | 13781 | IOU | OID2534521 | 18 | Solar |  |  | Withdrawn | Trade Secret | Trade | ESW | ESW061 | Commercial | Solar*Rewards | Trade Secret | 2016
20263-228838-01 | Xcel Energy | 85 | 13781 | IOU | 06094418 | 6.832 | Solar |  |  | Interconnected | Trade Secret | Trade | MPK | MPK076 | Residential | Solar*Rewards | Trade Secret | 2025 | 2025
20263-228838-01 | Xcel Energy | 85 | 13781 | IOU | OID3666343 | 39.998 | Solar |  |  | Withdrawn | Trade Secret | Trade | KIM | KIM021 | Commercial | Solar*Rewards | Trade Secret | 2018
20263-228838-01 | Xcel Energy | 85 | 13781 | IOU | OID3470367 | 39.998 | Solar |  |  | Withdrawn | Trade Secret | Trade | KIM | KIM021 | Commercial | Solar*Rewards | Trade Secret | 2018
20263-228838-01 | Xcel Energy | 85 | 13781 | IOU | OID3284750 | 19.999 | Solar |  |  | Withdrawn | Trade Secret | Trade | KIM | KIM021 | Commercial | Solar*Rewards | Trade Secret | 2018
20263-228838-01 | Xcel Energy | 85 | 13781 | IOU | 03497353 | 33.3 | Solar |  |  | Active Application | Trade Secret | Trade | KIM | KIM021 | Commercial | Solar*Rewards | Trade Secret | 2019
20263-228838-01 | Xcel Energy | 85 | 13781 | IOU | 05352995 | 15.2 | Solar |  |  | Interconnected | Trade Secret | Trade | YAM | YAM031 | Residential | Solar*Rewards | Trade Secret | 2023 | 2023
20263-228838-01 | Xcel Energy | 85 | 13781 | IOU | 05358836 | 7.56 | Solar |  | X | Interconnected | Trade Secret | Trade | HYL | HYL061 | Residential | Solar*Rewards | Trade Secret | 2023 | 2023
20263-228838-01 | Xcel Energy | 85 | 13781 | IOU | 05199247 | 10.44 | Solar |  |  | Active Application | Trade Secret | Trade | MEL | MEL075 | Residential |  | Trade Secret | 2022
20263-228838-01 | Xcel Energy | 85 | 13781 | IOU | 03431664 | 7.616 | Solar |  |  | Interconnected | Trade Secret | Trade | UPP | UPP082 | Residential | Solar*Rewards | Trade Secret | 2019 | 2020
20263-228838-01 | Xcel Energy | 85 | 13781 | IOU | 06110374 | 4.555 | Solar |  |  | Interconnected | Trade Secret | Trade | WSG | WSG066 | Residential |  | Trade Secret | 2025 | 2025
20263-228838-01 | Xcel Energy | 85 | 13781 | IOU | 05349033 | 5.22 | Solar |  |  | Withdrawn | Trade Secret | Trade | MHW | MHW311 | Residential |  | Trade Secret | 2023
20263-228838-01 | Xcel Energy | 85 | 13781 | IOU | 05348402 | 5.22 | Solar |  |  | Active Application | Trade Secret | Trade | MHW | MHW311 | Residential |  | Trade Secret | 2022
20263-228838-01 | Xcel Energy | 85 | 13781 | IOU | 05409608 | 4.93 | Solar |  |  | Interconnected | Trade Secret | Trade | OAD | OAD072 | Residential |  | Trade Secret | 2023 | 2023
20263-228838-01 | Xcel Energy | 85 | 13781 | IOU | 06327450 | 29.982 | Solar |  |  | Active Application | Trade Secret | Trade | MND | MND063 | Commercial |  | Trade Secret | 2026
20263-228838-01 | Xcel Energy | 85 | 13781 | IOU | 06018636 | 12.72 | Storage |  |  | Interconnected | Trade Secret | Trade | WIL | WIL089 | Residential |  | Trade Secret | 2024 | 2025
20263-228838-01 | Xcel Energy | 85 | 13781 | IOU | 04803182 | 6.09 | Solar |  |  | Interconnected | Trade Secret | Trade | WIL | WIL089 | Residential | Solar*Rewards | Trade Secret | 2022 | 2022
20263-228838-01 | Xcel Energy | 85 | 13781 | IOU | 05586398 | 4.64 | Solar |  |  | Interconnected | Trade Secret | Trade | PKL | PKL085 | Residential |  | Trade Secret | 2023 | 2024
20263-228838-01 | Xcel Energy | 85 | 13781 | IOU | 05360694 | 3.78 | Solar |  |  | Interconnected | Trade Secret | Trade | SLP | SLP072 | Residential | Solar*Rewards | Trade Secret | 2023 | 2023
20263-228838-01 | Xcel Energy | 85 | 13781 | IOU | 04968130 | 12 | Solar |  |  | Active Application | Trade Secret | Trade | SCH | SCH211 | Residential | Solar*Rewards | Trade Secret | 2022
20263-228838-01 | Xcel Energy | 85 | 13781 | IOU | 05843138 | 9.994 | Solar |  |  | Active Application | Trade Secret | Trade | STY | STY062 | Residential |  | Trade Secret | 2024
20263-228838-01 | Xcel Energy | 85 | 13781 | IOU | 06214949 | 8.12 | Solar |  |  | Interconnected | Trade Secret | Trade | MEL | MEL061 | Residential |  | Trade Secret | 2025 | 2025
20263-228838-01 | Xcel Energy | 85 | 13781 | IOU | 04829363 | 3.48 | Solar |  |  | Interconnected | Trade Secret | Trade | WES | WES074 | Residential | Solar*Rewards | Trade Secret | 2022 | 2022
20263-228838-01 | Xcel Energy | 85 | 13781 | IOU | 03133133 | 5 | Solar |  |  | Interconnected | Trade Secret | Trade | HUG | HUG321 | Residential | Solar*Rewards | Trade Secret | 2010 | 2013
20263-228838-01 | Xcel Energy | 85 | 13781 | IOU | 03132603 | 4.2 | Solar |  |  | Interconnected | Trade Secret | Trade | ECK | ECK082 | Residential | Solar*Rewards | Trade Secret | 2018 | 2018
20263-228838-01 | Xcel Energy | 85 | 13781 | IOU | 03130444 | 8.7 | Solar |  |  | Interconnected | Trade Secret | Trade | WSG | WSG076 | Residential | Solar*Rewards | Trade Secret | 2018 | 2019
20263-228838-01 | Xcel Energy | 85 | 13781 | IOU | 03301154 | 7.616 | Solar |  |  | Interconnected | Trade Secret | Trade | APA | APA075 | Residential | Solar*Rewards | Trade Secret | 2019 | 2019
20263-228838-01 | Xcel Energy | 85 | 13781 | IOU | 05024452 | 4.64 | Solar |  |  | Interconnected | Trade Secret | Trade | SHP | SHP061 | Residential | Solar*Rewards | Trade Secret | 2022 | 2023
20263-228838-01 |  |  |  |  | 05458979 |  | Solar |  |  | Active Application | Trade Secret | Trade | SHP | SHP061 | Residential | Solar*Rewards |  | 2023
20263-228838-01 | Xcel Energy | 85 | 13781 | IOU | 05800818 | 5.76 | Solar |  |  | Interconnected | Trade Secret | Trade | CGR | CGR074 | Residential | Solar*Rewards | Trade Secret | 2024 | 2025
20263-228838-01 | Xcel Energy | 85 | 13781 | IOU | 05224975 | 6.631 | Solar |  |  | Interconnected | Trade Secret | Trade | LAB | LAB312 | Residential |  | Trade Secret | 2022 | 2022
20263-228838-01 | Xcel Energy | 85 | 13781 | IOU | 06017917 | 13.858 | Storage |  |  | Interconnected | Trade Secret | Trade | LAB | LAB312 | Residential |  | Trade Secret | 2024 | 2025
20263-228838-01 | Xcel Energy | 85 | 13781 | IOU | 03132349 | 9.94 | Solar |  |  | Interconnected | Trade Secret | Trade | WSG | WSG066 | Residential | Solar*Rewards | Trade Secret | 2018 | 2018
20263-228838-01 | Xcel Energy | 85 | 13781 | IOU | 04203801 | 39.224 | Solar |  |  | Active Application | Trade Secret | Trade | CHI | CHI311 | Residential | Solar*Rewards | Trade Secret | 2021
20263-228838-01 | Xcel Energy | 85 | 13781 | IOU | 03133559 | 4.945 | Solar |  |  | Interconnected | Trade Secret | Trade | MPK | MPK084 | Residential | Solar*Rewards | Trade Secret | 2011 | 2013
20263-228838-01 | Xcel Energy | 85 | 13781 | IOU | 03132039 | 5 | Solar |  |  | Interconnected | Trade Secret | Trade | SOU | SOU069 | Residential | Solar*Rewards | Trade Secret | 2017 | 2018
20263-228838-01 | Xcel Energy | 85 | 13781 | IOU | 06193939 | 3.484 | Solar |  |  | Interconnected | Trade Secret | Trade | APA | APA069 | Residential |  | Trade Secret | 2025 | 2025
20263-228838-01 | Xcel Energy | 85 | 13781 | IOU | 06177775 | 12.956 | Solar |  |  | Interconnected | Trade Secret | Trade | MPK | MPK084 | Residential |  | Trade Secret | 2025 | 2025
20263-228838-01 | Xcel Energy | 85 | 13781 | IOU | OID2019402 | 18 | Solar |  |  | Withdrawn | Trade Secret | Trade | EDA | EDA078 | Commercial | Solar*Rewards | Trade Secret | 2014
20263-228838-01 | Xcel Energy | 85 | 13781 | IOU | OID3054957 | 9.94 | Solar |  |  | Withdrawn | Trade Secret | Trade | SLP | SLP082 | Residential | Made in Minnesota | Trade Secret | 2017
20263-228838-01 | Xcel Energy | 85 | 13781 | IOU | 05974008 | 6.046 | Solar |  |  | Active Application | Trade Secret | Trade | GRC | GRC063 | Residential |  | Trade Secret | 2024
20263-228838-01 | Xcel Energy | 85 | 13781 | IOU | 03134552 | 10.01 | Solar |  |  | Interconnected | Trade Secret | Trade | TLK | TLK067 | Residential | Solar*Rewards | Trade Secret | 2015 | 2016
20263-228838-01 | Xcel Energy | 85 | 13781 | IOU | 05931162 | 6.046 | Solar |  |  | Active Application | Trade Secret | Trade | TWL | TWL072 | Residential |  | Trade Secret | 2024
20263-228838-01 | Xcel Energy | 85 | 13781 | IOU | 03131161 | 7.5 | Wind |  |  | Interconnected | Trade Secret | Trade | WAS | WAS092 | Residential |  | Trade Secret | 2012 | 1997
20263-228838-01 | Xcel Energy | 85 | 13781 | IOU | 05766982 | 9.772 | Solar |  |  | Interconnected | Trade Secret | Trade | AFT | AFT322 | Residential | Solar*Rewards | Trade Secret | 2024 | 2024
20263-228838-01 | Xcel Energy | 85 | 13781 | IOU | 03131274 | 7.63 | Solar |  |  | Interconnected | Trade Secret | Trade | RPO | RPO312 | Residential | Solar*Rewards | Trade Secret | 2016 | 2017
20263-228838-01 | Xcel Energy | 85 | 13781 | IOU | 06075335 | 14.432 | Solar |  |  | Interconnected | Trade Secret | Trade | FSL | FSL312 | Residential | Solar*Rewards | Trade Secret | 2025 | 2025
20263-228838-01 | Xcel Energy | 85 | 13781 | IOU | 06018221 | 18.17 | Storage |  |  | Interconnected | Trade Secret | Trade | WIL | WIL063 | Residential |  | Trade Secret | 2024 | 2025
20263-228838-01 | Xcel Energy | 85 | 13781 | IOU | 03130460 | 6.67 | Solar |  |  | Interconnected | Trade Secret | Trade | WIL | WIL063 | Residential | Solar*Rewards | Trade Secret | 2018 | 2019
20263-228838-01 | Xcel Energy | 85 | 13781 | IOU | 04309468 | 13.96 | Solar |  |  | Interconnected | Trade Secret | Trade | HOW | HOW061 | Residential | Solar*Rewards | Trade Secret | 2021 | 2021
20263-228838-01 | Xcel Energy | 85 | 13781 | IOU | 05426614 | 3.75 | Solar |  |  | Interconnected | Trade Secret | Trade | STY | STY072 | Residential |  | Trade Secret | 2023 | 2023
20263-228838-01 | Xcel Energy | 85 | 13781 | IOU | 05622419 | 5.8 | Solar |  |  | Withdrawn | Trade Secret | Trade | MOL | MOL072 | Residential | Solar*Rewards | Trade Secret | 2023
20263-228838-01 | Xcel Energy | 85 | 13781 | IOU | 05722451 | 5.806 | Solar |  |  | Interconnected | Trade Secret | Trade | MOL | MOL072 | Residential | Solar*Rewards | Trade Secret | 2024 | 2024
20263-228838-01 | Xcel Energy | 85 | 13781 | IOU | 06165835 | 6.453 | Solar |  |  | Interconnected | Trade Secret | Trade | TWL | TWL065 | Residential |  | Trade Secret | 2025 | 2025
20263-228838-01 | Xcel Energy | 85 | 13781 | IOU | 03567314 | 32.51 | Solar |  |  | Interconnected | Trade Secret | Trade | HWW | HWW074 | Commercial |  | Trade Secret | 2020 | 2018
20263-228838-01 | Xcel Energy | 85 | 13781 | IOU | 03132152 | 29.02 | Solar |  |  | Interconnected | Trade Secret | Trade | HWW | HWW074 | Commercial | Made in Minnesota | Trade Secret | 2017 | 2018
20263-228838-01 | Xcel Energy | 85 | 13781 | IOU | 05712328 | 3.141 | Solar |  |  | Interconnected | Trade Secret | Trade | SOU | SOU086 | Residential | Solar*Rewards | Trade Secret | 2024 | 2024
20263-228838-01 | Xcel Energy | 85 | 13781 | IOU | 04793652 | 7.616 | Solar |  |  | Withdrawn | Trade Secret | Trade | SOU | SOU086 | Residential | Solar*Rewards | Trade Secret | 2022
20263-228838-01 | Xcel Energy | 85 | 13781 | IOU | 06210826 | 8.364 | Solar |  |  | Withdrawn | Trade Secret | Trade | WTN | WTN061 | Residential | Solar*Rewards | Trade Secret | 2025
20263-228838-01 | Xcel Energy | 85 | 13781 | IOU | 06235263 | 8.364 | Solar |  |  | Active Application | Trade Secret | Trade | WTN | WTN061 | Residential |  | Trade Secret | 2025
20263-228838-01 | Xcel Energy | 85 | 13781 | IOU | 05754759 | 5.04 | Solar |  |  | Interconnected | Trade Secret | Trade | MPK | MPK071 | Residential | Solar*Rewards | Trade Secret | 2024 | 2024
20263-228838-01 | Xcel Energy | 85 | 13781 | IOU | 05749031 | 3.936 | Solar |  |  | Withdrawn | Trade Secret | Trade | WCR | WCR322 | Residential | Solar*Rewards | Trade Secret | 2024
20263-228838-01 | Xcel Energy | 85 | 13781 | IOU | 05753396 | 3.936 | Solar |  |  | Interconnected | Trade Secret | Trade | WCR | WCR322 | Residential |  | Trade Secret | 2024 | 2024
20263-228838-01 | Xcel Energy | 85 | 13781 | IOU | 06322021 | 5.376 | Solar |  |  | Active Application | Trade Secret | Trade | WSG | WSG362 | Residential | Solar*Rewards | Trade Secret | 2026
20263-228838-01 | Xcel Energy | 85 | 13781 | IOU | 06077223 | 5.376 | Solar |  |  | Active Application | Trade Secret | Trade | WSG | WSG362 | Residential | Solar*Rewards | Trade Secret | 2025
20263-228838-01 | Xcel Energy | 85 | 13781 | IOU | 06091378 | 10.752 | Solar |  |  | Interconnected | Trade Secret | Trade | PAT | PAT313 | Residential | Solar*Rewards | Trade Secret | 2025 | 2025
20263-228838-01 | Xcel Energy | 85 | 13781 | IOU | 05377942 | 1.89 | Solar |  |  | Interconnected | Trade Secret | Trade | WES | WES064 | Residential |  | Trade Secret | 2023 | 2023
20263-228838-01 | Xcel Energy | 85 | 13781 | IOU | 04760019 | 7.616 | Solar |  |  | Active Application | Trade Secret | Trade | CHE | CHE076 | Residential |  | Trade Secret | 2021
20263-228838-01 | Xcel Energy | 85 | 13781 | IOU | 06171119 | 7.591 | Solar |  |  | Interconnected | Trade Secret | Trade | CHE | CHE076 | Residential |  | Trade Secret | 2025 | 2025
20263-228838-01 | Xcel Energy | 85 | 13781 | IOU | 04508325 | 9.994 | Solar |  |  | Interconnected | Trade Secret | Trade | ECK | ECK063 | Residential |  | Trade Secret | 2021 | 2022
20263-228838-01 | Xcel Energy | 85 | 13781 | IOU | 04472461 | 9.994 | Solar |  |  | Active Application | Trade Secret | Trade | ECK | ECK063 | Residential | Solar*Rewards | Trade Secret | 2021
20263-228838-01 | Xcel Energy | 85 | 13781 | IOU | 05378264 | 4.5 | Solar |  |  | Interconnected | Trade Secret | Trade | SIP | SIP073 | Residential |  | Trade Secret | 2023 | 2023
20263-228838-01 | Xcel Energy | 85 | 13781 | IOU | 05115925 | 4.35 | Solar |  |  | Interconnected | Trade Secret | Trade | EDA | EDA089 | Residential |  | Trade Secret | 2022 | 2022
20263-228838-01 | Xcel Energy | 85 | 13781 | IOU | 06195649 | 7.678 | Solar |  |  | Interconnected | Trade Secret | Trade | MOL | MOL072 | Residential |  | Trade Secret | 2025 | 2026
20263-228838-01 | Xcel Energy | 85 | 13781 | IOU | 05819997 | 7.678 | Solar |  |  | Interconnected | Trade Secret | Trade | YAM | YAM031 | Residential |  | Trade Secret | 2024 | 2024
20263-228838-01 | Xcel Energy | 85 | 13781 | IOU | 05957463 | 8.709 | Solar |  |  | Interconnected | Trade Secret | Trade | WIL | WIL062 | Residential | Solar*Rewards | Trade Secret | 2024 | 2025
20263-228838-01 | Xcel Energy | 85 | 13781 | IOU | OID3284781 | 19.999 | Solar |  |  | Withdrawn | Trade Secret | Trade | RPL | RPL061 | Commercial | Solar*Rewards | Trade Secret | 2018
20263-228838-01 | Xcel Energy | 85 | 13781 | IOU | 04073034 | 8.12 | Solar |  |  | Interconnected | Trade Secret | Trade | SOU | SOU073 | Residential | Solar*Rewards | Trade Secret | 2020 | 2021
20263-228838-01 | Xcel Energy | 85 | 13781 | IOU | 03130120 | 6.24 | Solar |  |  | Interconnected | Trade Secret | Trade | GLK | GLK064 | Residential | Solar*Rewards | Trade Secret | 2018 | 2019
20263-228838-01 | Xcel Energy | 85 | 13781 | IOU | 05672354 | 2.903 | Solar |  |  | Interconnected | Trade Secret | Trade | MOL | MOL072 | Residential |  | Trade Secret | 2023 | 2024
20263-228838-01 | Xcel Energy | 85 | 13781 | IOU | 03495716 | 5.8 | Solar |  |  | Interconnected | Trade Secret | Trade | CGR | CGR061 | Residential | Solar*Rewards | Trade Secret | 2019 | 2020
20263-228838-01 | Xcel Energy | 85 | 13781 | IOU | OID3765245 | 3.747 | Solar |  |  | Withdrawn | Trade Secret | Trade | CGR | CGR061 | Residential | Solar*Rewards | Trade Secret | 2019
20263-228838-01 | Xcel Energy | 85 | 13781 | IOU | 05958618 | 3.936 | Solar |  |  | Interconnected | Trade Secret | Trade | LEX | LEX333 | Residential | Solar*Rewards | Trade Secret | 2024 | 2024
20263-228838-01 | Xcel Energy | 85 | 13781 | IOU | 04770279 | 4.93 | Solar |  |  | Interconnected | Trade Secret | Trade | AFT | AFT314 | Residential |  | Trade Secret | 2021 | 2022
20263-228838-01 | Xcel Energy | 85 | 13781 | IOU | 05331072 | 6.67 | Solar |  |  | Interconnected | Trade Secret | Trade | WDY | WDY321 | Residential |  | Trade Secret | 2022 | 2023
20263-228838-01 | Xcel Energy | 85 | 13781 | IOU | 06276939 | 8.448 | Solar |  |  | Active Application | Trade Secret | Trade | CEL | CEL066 | Residential |  | Trade Secret | 2025
20263-228838-01 | Xcel Energy | 85 | 13781 | IOU | 04698288 | 11.39 | Solar |  |  | Interconnected | Trade Secret | Trade | TWL | TWL081 | Residential |  | Trade Secret | 2021 | 2022
20263-228838-01 | Xcel Energy | 85 | 13781 | IOU | 03132619 | 3.5 | Solar |  |  | Interconnected | Trade Secret | Trade | SOU | SOU082 | Residential | Solar*Rewards | Trade Secret | 2018 | 2018
20263-228838-01 | Xcel Energy | 85 | 13781 | IOU | 03131469 | 3.8 | Solar |  |  | Interconnected | Trade Secret | Trade | DBL | DBL065 | Residential | Solar*Rewards | Trade Secret | 2017 | 2017
20263-228838-01 | Xcel Energy | 85 | 13781 | IOU | 06009717 | 59.756 | Solar |  |  | Active Application | Trade Secret | Trade | DND | DND072 | Commercial |  | Trade Secret | 2025
20263-228838-01 | Xcel Energy | 85 | 13781 | IOU | 05965454 | 4.875 | Solar |  |  | Interconnected | Trade Secret | Trade | WIL | WIL071 | Residential |  | Trade Secret | 2024 | 2025
20263-228838-01 | Xcel Energy | 85 | 13781 | IOU | 03130815 | 9176 | Hydro |  |  | Interconnected | Trade Secret | Trade | ELP | ELP082 | Commercial |  | Trade Secret | 2005 | 2011
20263-228838-01 | Xcel Energy | 85 | 13781 | IOU | 06064496 | 6.08 | Solar |  |  | Interconnected | Trade Secret | Trade | SOU | SOU075 | Residential | Solar*Rewards | Trade Secret | 2025 | 2025
20263-228838-01 | Xcel Energy | 85 | 13781 | IOU | OID2542106 | 20 | Solar |  |  | Withdrawn | Trade Secret | Trade | HUG | HUG311 | Commercial | Solar*Rewards | Trade Secret | 2016
20263-228838-01 | Xcel Energy | 85 | 13781 | IOU | 03133420 | 6.15 | Solar |  |  | Interconnected | Trade Secret | Trade | OPK | OPK077 | Residential | Solar*Rewards | Trade Secret | 2011 | 2011
20263-228838-01 | Xcel Energy | 85 | 13781 | IOU | 06242380 | 7.6 | Solar |  |  | Interconnected | Trade Secret | Trade | LAP | LAP311 | Residential |  | Trade Secret | 2025 | 2025
20263-228838-01 | Xcel Energy | 85 | 13781 | IOU | 03133114 | 5 | Solar |  |  | Interconnected | Trade Secret | Trade | WTB | WTB021 | Residential | Solar*Rewards | Trade Secret | 2010 | 2010
20263-228838-01 | Xcel Energy | 85 | 13781 | IOU | 05292146 | 9.994 | Solar |  |  | Withdrawn | Trade Secret | Trade | WTB | WTB021 | Residential | Solar*Rewards | Trade Secret | 2022
20263-228838-01 | Xcel Energy | 85 | 13781 | IOU | 05853265 | 5.052 | Solar |  |  | Interconnected | Trade Secret | Trade | KOL | KOL074 | Residential |  | Trade Secret | 2024 | 2025
20263-228838-01 | Xcel Energy | 85 | 13781 | IOU | 05999321 | 9.994 | Solar |  |  | Interconnected | Trade Secret | Trade | XRD | XRD061 | Residential | Solar*Rewards | Trade Secret | 2024 | 2025
20263-228838-01 | Xcel Energy | 85 | 13781 | IOU | 05006296 | 7.616 | Solar |  |  | Interconnected | Trade Secret | Trade | SLP | SLP084 | Residential | Solar*Rewards | Trade Secret | 2022 | 2022
20263-228838-01 | Xcel Energy | 85 | 13781 | IOU | OID2251355 | 15 | Solar |  |  | Withdrawn | Trade Secret | Trade | ZUM | ZUM022 | Residential | Solar*Rewards | Trade Secret | 2015
20263-228838-01 | Xcel Energy | 85 | 13781 | IOU | OID2298594 | 9.5 | Solar |  |  | Withdrawn | Trade Secret | Trade | ZUM | ZUM022 | Residential | Made in Minnesota | Trade Secret | 2015
20263-228838-01 |  |  |  |  | OID2296808 |  | Solar |  |  | Withdrawn | Trade Secret | Trade | ZUM | ZUM022 | Residential | Made in Minnesota |  | 2015
20263-228838-01 | Xcel Energy | 85 | 13781 | IOU | 03130154 | 6 | Solar |  |  | Interconnected | Trade Secret | Trade | APA | APA068 | Residential | Solar*Rewards | Trade Secret | 2019 | 2019
20263-228838-01 | Xcel Energy | 85 | 13781 | IOU | 05233903 | 3.77 | Solar |  |  | Interconnected | Trade Secret | Trade | MPK | MPK084 | Residential |  | Trade Secret | 2022 | 2022
20263-228838-01 | Xcel Energy | 85 | 13781 | IOU | 06179329 | 16.7 | Solar |  |  | Interconnected | Trade Secret | Trade | WIN | WIN043 | Residential | Solar*Rewards | Trade Secret | 2025 | 2025
20263-228838-01 | Xcel Energy | 85 | 13781 | IOU | 05845536 | 3.747 | Solar |  |  | Interconnected | Trade Secret | Trade | CRL | CRL031 | Residential |  | Trade Secret | 2024 | 2025
20263-228838-01 | Xcel Energy | 85 | 13781 | IOU | 06012385 | 5.052 | Solar |  |  | Active Application | Trade Secret | Trade | SOU | SOU064 | Residential |  | Trade Secret | 2025
20263-228838-01 | Xcel Energy | 85 | 13781 | IOU | 06322465 | 4.537 | Solar |  |  | Active Application | Trade Secret | Trade | VKG | VKG072 | Residential | Solar*Rewards | Trade Secret | 2026
20263-228838-01 | Xcel Energy | 85 | 13781 | IOU | 03682738 | 2.88 | Solar |  |  | Interconnected | Trade Secret | Trade | IDA | IDA071 | Residential | Solar*Rewards | Trade Secret | 2020 | 2020
20263-228838-01 | Xcel Energy | 85 | 13781 | IOU | 03337336 | 3.747 | Solar |  |  | Interconnected | Trade Secret | Trade | SOU | SOU063 | Residential | Solar*Rewards | Trade Secret | 2019 | 2020
20263-228838-01 | Xcel Energy | 85 | 13781 | IOU | 04407148 | 13.34 | Solar |  |  | Interconnected | Trade Secret | Trade | RPL | RPL063 | Residential | Solar*Rewards | Trade Secret | 2021 | 2021
20263-228838-01 | Xcel Energy | 85 | 13781 | IOU | 03747722 | 6 | Solar |  |  | Active Application | Trade Secret | Trade | WAS | WAS092 | Commercial | Solar*Rewards | Trade Secret | 2020
20263-228838-01 | Xcel Energy | 85 | 13781 | IOU | 06238879 | 8.125 | Solar |  |  | Interconnected | Trade Secret | Trade | APA | APA075 | Residential |  | Trade Secret | 2025 | 2026
20263-228838-01 | Xcel Energy | 85 | 13781 | IOU | 05959604 | 6.046 | Solar |  |  | Interconnected | Trade Secret | Trade | OSS | OSS077 | Residential |  | Trade Secret | 2024 | 2025
20263-228838-01 | Xcel Energy | 85 | 13781 | IOU | 03132057 | 9.94 | Solar |  |  | Interconnected | Trade Secret | Trade | WAB | WAB031 | Commercial | Solar*Rewards | Trade Secret | 2017 | 2017
20263-228838-01 | Xcel Energy | 85 | 13781 | IOU | OID3642130 | 34.99 | Solar |  |  | Withdrawn | Trade Secret | Trade | WAS | WAS092 | Commercial | Solar*Rewards | Trade Secret | 2018
20263-228838-01 | Xcel Energy | 85 | 13781 | IOU | OID3633323 | 39.98 | Solar |  |  | Withdrawn | Trade Secret | Trade | WAS | WAS092 | Commercial | Solar*Rewards | Trade Secret | 2018
20263-228838-01 | Xcel Energy | 85 | 13781 | IOU | OID3643831 | 9.995 | Solar |  |  | Withdrawn | Trade Secret | Trade | WAS | WAS092 | Commercial |  | Trade Secret | 2018
20263-228838-01 | Xcel Energy | 85 | 13781 | IOU | 04125195 | 9.994 | Solar |  |  | Interconnected | Trade Secret | Trade | WCR | WCR322 | Residential | Solar*Rewards | Trade Secret | 2020 | 2021
20263-228838-01 | Xcel Energy | 85 | 13781 | IOU | 06204476 | 7.494 | Solar |  |  | Interconnected | Trade Secret | Trade | SOU | SOU060 | Residential |  | Trade Secret | 2025 | 2025
20263-228838-01 | Xcel Energy | 85 | 13781 | IOU | 05364263 | 3.75 | Solar |  |  | Withdrawn | Trade Secret | Trade | SOU | SOU060 | Residential | Solar*Rewards | Trade Secret | 2023
20263-228838-01 | Xcel Energy | 85 | 13781 | IOU | 05429994 | 11.02 | Solar |  |  | Interconnected | Trade Secret | Trade | SLP | SLP084 | Residential | Solar*Rewards | Trade Secret | 2023 | 2023
20263-228838-01 | Xcel Energy | 85 | 13781 | IOU | 06004331 | 6.073 | Solar |  |  | Interconnected | Trade Secret | Trade | WYO | WYO022 | Residential | Solar*Rewards | Trade Secret | 2024 | 2025
20263-228838-01 | Xcel Energy | 85 | 13781 | IOU | 03134927 | 6 | Solar |  |  | Interconnected | Trade Secret | Trade | CHI | CHI311 | Residential | Made in Minnesota | Trade Secret | 2016 | 2016
20263-228838-01 | Xcel Energy | 85 | 13781 | IOU | OID2495984 | 5 | Solar |  |  | Withdrawn | Trade Secret | Trade | KOL | KOL063 | Residential | Solar*Rewards | Trade Secret | 2015
20263-228838-01 | Xcel Energy | 85 | 13781 | IOU | 04664549 | 13.616 | Solar |  |  | Interconnected | Trade Secret | Trade | EDA | EDA073 | Residential |  | Trade Secret | 2021 | 2021
20263-228838-01 | Xcel Energy | 85 | 13781 | IOU | 03290076 | 4.93 | Solar |  |  | Interconnected | Trade Secret | Trade | SLP | SLP321 | Residential | Solar*Rewards | Trade Secret | 2019 | 2020
20263-228838-01 | Xcel Energy | 85 | 13781 | IOU | 04831186 | 5.584 | Solar |  |  | Interconnected | Trade Secret | Trade | SOU | SOU086 | Residential | Solar*Rewards | Trade Secret | 2022 | 2023
20263-228838-01 | Xcel Energy | 85 | 13781 | IOU | 03134746 | 31.2 | Solar |  |  | Interconnected | Trade Secret | Trade | MOL | MOL068 | Commercial | Made in Minnesota | Trade Secret | 2016 | 2016
20263-228838-01 | Xcel Energy | 85 | 13781 | IOU | 06134764 | 6.453 | Solar |  |  | Interconnected | Trade Secret | Trade | TWL | TWL075 | Residential | Solar*Rewards | Trade Secret | 2025 | 2025
20263-228838-01 | Xcel Energy | 85 | 13781 | IOU | 06164266 | 12.913 | Solar |  |  | Interconnected | Trade Secret | Trade | HYL | HYL064 | Residential | Solar*Rewards | Trade Secret | 2025 | 2025
20263-228838-01 | Xcel Energy | 85 | 13781 | IOU | 04393172 | 15.232 | Solar |  |  | Interconnected | Trade Secret | Trade | WIL | WIL072 | Residential | Solar*Rewards | Trade Secret | 2021 | 2021
20263-228838-01 | Xcel Energy | 85 | 13781 | IOU | 05373887 | 5.76 | Storage |  |  | Interconnected | Trade Secret | Trade | SOU | SOU072 | Residential |  | Trade Secret | 2023 | 2023
20263-228838-01 | Xcel Energy | 85 | 13781 | IOU | 03130024 | 1.92 | Solar |  |  | Interconnected | Trade Secret | Trade | SOU | SOU072 | Residential | Solar*Rewards | Trade Secret | 2018 | 2019
20263-228838-01 | Xcel Energy | 85 | 13781 | IOU | 05174941 | 11.02 | Solar |  |  | Interconnected | Trade Secret | Trade | OAD | OAD061 | Residential |  | Trade Secret | 2022 | 2023
20263-228838-01 | Xcel Energy | 85 | 13781 | IOU | 03130544 | 9.994 | Solar |  |  | Interconnected | Trade Secret | Trade | WAS | WAS092 | Residential | Solar*Rewards | Trade Secret | 2018 | 2019
20263-228838-01 | Xcel Energy | 85 | 13781 | IOU | 03134521 | 10.08 | Solar |  |  | Interconnected | Trade Secret | Trade | ALB | ALB022 | Residential | Solar*Rewards | Trade Secret | 2015 | 2016
20263-228838-01 | Xcel Energy | 85 | 13781 | IOU | 04520823 | 5.22 | Solar |  |  | Interconnected | Trade Secret | Trade | RLK | RLK071 | Residential |  | Trade Secret | 2021 | 2021
20263-228838-01 | Xcel Energy | 85 | 13781 | IOU | 05605536 | 43.2 | Solar |  |  | Interconnected | Trade Secret | Trade | FST | FST087 | Commercial |  | Trade Secret | 2023 | 2024
20263-228838-01 | Xcel Energy | 85 | 13781 | IOU | OID3284767 | 19.999 | Solar |  |  | Withdrawn | Trade Secret | Trade | FST | FST087 | Commercial | Solar*Rewards | Trade Secret | 2018
20263-228838-01 | Xcel Energy | 85 | 13781 | IOU | 03134367 | 7.7 | Solar |  |  | Interconnected | Trade Secret | Trade | HAD | HAD022 | Residential | Solar*Rewards | Trade Secret | 2015 | 2015
20263-228838-01 | Xcel Energy | 85 | 13781 | IOU | 04192170 | 3.747 | Solar |  |  | Interconnected | Trade Secret | Trade | WCR | WCR063 | Residential | Solar*Rewards | Trade Secret | 2021 | 2021
20263-228838-01 | Xcel Energy | 85 | 13781 | IOU | 06211658 | 6.046 | Solar |  |  | Interconnected | Trade Secret | Trade | BCR | BCR063 | Residential |  | Trade Secret | 2025 | 2025
20263-228838-01 | Xcel Energy | 85 | 13781 | IOU | 03132825 | 1.68 | Solar |  |  | Interconnected | Trade Secret | Trade | MDT | MDT062 | Residential | Solar*Rewards | Trade Secret | 2018 | 2018
20263-228838-01 | Xcel Energy | 85 | 13781 | IOU | OID4039195 | 39.998 | Solar |  |  | Withdrawn | Trade Secret | Trade | ELP | ELP062 | Commercial | Solar*Rewards | Trade Secret | 2019
20263-228838-01 | Xcel Energy | 85 | 13781 | IOU | OID2020716 | 0.72 | Solar |  |  | Withdrawn | Trade Secret | Trade | SOU | SOU088 | Residential | Solar*Rewards | Trade Secret | 2014
20263-228838-01 | Xcel Energy | 85 | 13781 | IOU | 05845556 | 6.046 | Solar |  |  | Interconnected | Trade Secret | Trade | CGR | CGR072 | Residential |  | Trade Secret | 2024 | 2025
20263-228838-01 | Xcel Energy | 85 | 13781 | IOU | 05217240 | 5.12 | Solar |  |  | Interconnected | Trade Secret | Trade | GRC | GRC312 | Residential |  | Trade Secret | 2022 | 2023
20263-228838-01 | Xcel Energy | 85 | 13781 | IOU | 06025245 | 10.26 | Solar |  |  | Interconnected | Trade Secret | Trade | SOU | SOU061 | Residential | Solar*Rewards | Trade Secret | 2024 | 2025
20263-228838-01 | Xcel Energy | 85 | 13781 | IOU | 04914949 | 5.584 | Solar |  |  | Interconnected | Trade Secret | Trade | LEX | LEX071 | Residential | Solar*Rewards | Trade Secret | 2022 | 2022
20263-228838-01 | Xcel Energy | 85 | 13781 | IOU | 05949303 | 8.35 | Solar |  |  | Interconnected | Trade Secret | Trade | WCR | WCR311 | Residential | Solar*Rewards | Trade Secret | 2024 | 2024
20263-228838-01 | Xcel Energy | 85 | 13781 | IOU | 05951173 | 7.212 | Solar |  |  | Interconnected | Trade Secret | Trade | SOU | SOU069 | Residential | Solar*Rewards | Trade Secret | 2024 | 2024
20263-228838-01 | Xcel Energy | 85 | 13781 | IOU | SRO29796 | 45 | Solar |  |  | Withdrawn | Trade Secret | Trade | ALB | ALB022 | Commercial | Solar*Rewards | Trade Secret | 2013
20263-228838-01 | Xcel Energy | 85 | 13781 | IOU | 03180948 | 6.24 | Solar |  |  | Interconnected | Trade Secret | Trade | CGR | CGR071 | Residential | Solar*Rewards | Trade Secret | 2019 | 2020
20263-228838-01 | Xcel Energy | 85 | 13781 | IOU | 05825915 | 11.39 |  |  |  | Active Application | Trade Secret | Trade | MEL | MEL072 | Residential |  | Trade Secret | 2024
20263-228838-01 |  |  |  |  | 05825912 |  |  |  |  | Withdrawn | Trade Secret | Trade | MEL | MEL072 | Residential |  |  | 2024
20263-228838-01 | Xcel Energy | 85 | 13781 | IOU | 05825926 | 11.393 | Solar |  |  | Interconnected | Trade Secret | Trade | MEL | MEL072 | Residential |  | Trade Secret | 2024 | 2025
20263-228838-01 | Xcel Energy | 85 | 13781 | IOU | 04288035 | 7.83 | Solar |  |  | Active Application | Trade Secret | Trade | RPL | RPL064 | Residential | Solar*Rewards | Trade Secret | 2021
20263-228838-01 | Xcel Energy | 85 | 13781 | IOU | 04263274 | 6.67 | Solar |  |  | Interconnected | Trade Secret | Trade | RPL | RPL064 | Residential | Solar*Rewards | Trade Secret | 2021 | 2021
20263-228838-01 | Xcel Energy | 85 | 13781 | IOU | 06228467 | 5.584 | Solar |  |  | Interconnected | Trade Secret | Trade | MPK | MPK082 | Residential |  | Trade Secret | 2025 | 2025
20263-228838-01 | Xcel Energy | 85 | 13781 | IOU | 03132197 | 5 | Solar |  |  | Interconnected | Trade Secret | Trade | MPK | MPK082 | Residential | Solar*Rewards | Trade Secret | 2018 | 2018
20263-228838-01 | Xcel Energy | 85 | 13781 | IOU | 06219768 | 14.516 | Solar |  |  | Interconnected | Trade Secret | Trade | APA | APA064 | Residential |  | Trade Secret | 2025 | 2025
20263-228838-01 | Xcel Energy | 85 | 13781 | IOU | 03416775 | 6 | Solar |  |  | Interconnected | Trade Secret | Trade | IDA | IDA064 | Residential | Solar*Rewards | Trade Secret | 2019 | 2020
20263-228838-01 | Xcel Energy | 85 | 13781 | IOU | 05800807 | 7.678 | Solar |  |  | Interconnected | Trade Secret | Trade | CRL | CRL065 | Residential | Solar*Rewards | Trade Secret | 2024 | 2024
20263-228838-01 | Xcel Energy | 85 | 13781 | IOU | 06162586 | 6.387 | Solar |  |  | Interconnected | Trade Secret | Trade | RPO | RPO312 | Residential | Solar*Rewards | Trade Secret | 2025 | 2025
20263-228838-01 | Xcel Energy | 85 | 13781 | IOU | 03746304 | 7.616 | Solar |  |  | Active Application | Trade Secret | Trade | APA | APA077 | Residential | Solar*Rewards | Trade Secret | 2020
20263-228838-01 | Xcel Energy | 85 | 13781 | IOU | 03969889 | 7.794 | Solar |  |  | Interconnected | Trade Secret | Trade | APA | APA077 | Residential | Solar*Rewards | Trade Secret | 2020 | 2020
20263-228838-01 | Xcel Energy | 85 | 13781 | IOU | 04392869 | 10.44 | Solar |  |  | Interconnected | Trade Secret | Trade | SLP | SLP085 | Residential | Solar*Rewards | Trade Secret | 2021 | 2021
20263-228838-01 | Xcel Energy | 85 | 13781 | IOU | 03133415 | 9 | Solar |  |  | Interconnected | Trade Secret | Trade | WTN | WTN061 | Commercial | Solar*Rewards | Trade Secret | 2011 | 2011
20263-228838-01 | Xcel Energy | 85 | 13781 | IOU | 04800545 | 6.38 | Solar |  |  | Interconnected | Trade Secret | Trade | GRI | GRI001 | Residential | Solar*Rewards | Trade Secret | 2022 | 2022
20263-228838-01 | Xcel Energy | 85 | 13781 | IOU | OID3882698 | 5.8 | Solar |  |  | Interconnected | Trade Secret | Trade | ALD | ALD072 | Residential | Solar*Rewards | Trade Secret | 2019 | 2020
20263-228838-01 | Xcel Energy | 85 | 13781 | IOU | 03134017 | 3.3 | Solar |  |  | Interconnected | Trade Secret | Trade | CRL | CRL065 | Residential | Solar*Rewards | Trade Secret | 2014 | 2014
20263-228838-01 | Xcel Energy | 85 | 13781 | IOU | 03133413 | 1.935 | Solar |  |  | Interconnected | Trade Secret | Trade | RPL | RPL064 | Residential | Solar*Rewards | Trade Secret | 2011 | 2011
20263-228838-01 | Xcel Energy | 85 | 13781 | IOU | 03740727 | 3.84 | Solar |  |  | Interconnected | Trade Secret | Trade | MOL | MOL072 | Residential | Solar*Rewards | Trade Secret | 2020 | 2020
20263-228838-01 | Xcel Energy | 85 | 13781 | IOU | 05562392 | 2.9 | Solar |  |  | Interconnected | Trade Secret | Trade | TWL | TWL081 | Residential |  | Trade Secret | 2023 | 2023
20263-228838-01 | Xcel Energy | 85 | 13781 | IOU | 04840440 | 11.02 | Solar |  |  | Interconnected | Trade Secret | Trade | GLK | GLK063 | Residential | Solar*Rewards | Trade Secret | 2022 | 2022
20263-228838-01 | Xcel Energy | 85 | 13781 | IOU | OID3708428 | 7.616 | Solar |  |  | Withdrawn | Trade Secret | Trade | GLK | GLK063 | Residential | Solar*Rewards | Trade Secret | 2019
20263-228838-01 | Xcel Energy | 85 | 13781 | IOU | OID3906982 | 9.994 | Solar |  |  | Withdrawn | Trade Secret | Trade | GLK | GLK063 | Residential | Solar*Rewards | Trade Secret | 2019
20263-228838-01 | Xcel Energy | 85 | 13781 | IOU | OID3947170 | 3.747 | Solar |  |  | Interconnected | Trade Secret | Trade | WES | WES073 | Residential | Solar*Rewards | Trade Secret | 2019 | 2020
20263-228838-01 | Xcel Energy | 85 | 13781 | IOU | 04509146 | 3.747 | Solar |  |  | Interconnected | Trade Secret | Trade | RAM | RAM071 | Residential |  | Trade Secret | 2021 | 2022
20263-228838-01 | Xcel Energy | 85 | 13781 | IOU | 04493762 | 3.747 | Solar |  |  | Active Application | Trade Secret | Trade | RAM | RAM071 | Residential | Solar*Rewards | Trade Secret | 2021
20263-228838-01 | Xcel Energy | 85 | 13781 | IOU | 04170376 | 9.994 | Solar |  |  | Active Application | Trade Secret | Trade | CRL | CRL031 | Residential | Solar*Rewards | Trade Secret | 2020
20263-228838-01 | Xcel Energy | 85 | 13781 | IOU | 03965437 | 9.994 | Solar |  |  | Interconnected | Trade Secret | Trade | CRL | CRL031 | Residential | Solar*Rewards | Trade Secret | 2020 | 2021
20263-228838-01 | Xcel Energy | 85 | 13781 | IOU | 04418528 | 6.67 | Solar |  |  | Interconnected | Trade Secret | Trade | MPK | MPK074 | Residential | Solar*Rewards | Trade Secret | 2021 | 2021
20263-228838-01 | Xcel Energy | 85 | 13781 | IOU | 05017367 | 13.63 | Solar |  |  | Interconnected | Trade Secret | Trade | ALD | ALD076 | Residential |  | Trade Secret | 2022 | 2023
20263-228838-01 | Xcel Energy | 85 | 13781 | IOU | 04921836 | 6.282 | Solar |  |  | Interconnected | Trade Secret | Trade | WES | WES074 | Residential | Solar*Rewards | Trade Secret | 2022 | 2022
20263-228838-01 | Xcel Energy | 85 | 13781 | IOU | 04446067 | 3.48 | Solar |  |  | Active Application | Trade Secret | Trade | SOU | SOU072 | Residential | Solar*Rewards | Trade Secret | 2021
20263-228838-01 | Xcel Energy | 85 | 13781 | IOU | 05663981 | 4.725 | Solar |  |  | Interconnected | Trade Secret | Trade | SOU | SOU060 | Residential |  | Trade Secret | 2023 | 2024
20263-228838-01 | Xcel Energy | 85 | 13781 | IOU | 06208627 | 8.832 | Solar |  |  | Interconnected | Trade Secret | Trade | HWW | HWW073 | Residential |  | Trade Secret | 2025 | 2025
20263-228838-01 | Xcel Energy | 85 | 13781 | IOU | 06208443 | 6.282 | Solar |  | X | Interconnected | Trade Secret | Trade | SOU | SOU083 | Residential |  | Trade Secret | 2025 | 2025
20263-228838-01 | Xcel Energy | 85 | 13781 | IOU | 04438735 | 8.41 | Solar |  |  | Interconnected | Trade Secret | Trade | SLP | SLP097 | Residential | Solar*Rewards | Trade Secret | 2021 | 2021
20263-228838-01 | Xcel Energy | 85 | 13781 | IOU | 03131596 | 6 | Solar |  |  | Interconnected | Trade Secret | Trade | SOU | SOU064 | Residential | Made in Minnesota | Trade Secret | 2017 | 2017
20263-228838-01 | Xcel Energy | 85 | 13781 | IOU | 03132061 | 16.4 | Solar |  |  | Interconnected | Trade Secret | Trade | MEK | MEK021 | Commercial | Solar*Rewards | Trade Secret | 2017 | 2018
20263-228838-01 | Xcel Energy | 85 | 13781 | IOU | 05763230 | 6.08 | Solar |  |  | Active Application | Trade Secret | Trade | UPP | UPP084 | Residential | Solar*Rewards | Trade Secret | 2024
20263-228838-01 | Xcel Energy | 85 | 13781 | IOU | 05963281 | 2.925 | Solar |  |  | Interconnected | Trade Secret | Trade | LLK | LLK071 | Residential |  | Trade Secret | 2024 | 2024
20263-228838-01 | Xcel Energy | 85 | 13781 | IOU | 05194209 | 22.62 | Solar |  |  | Interconnected | Trade Secret | Trade | SCL | SCL313 | Residential |  | Trade Secret | 2022 | 2023
20263-228838-01 | Xcel Energy | 85 | 13781 | IOU | 03746430 | 2.962 | Solar |  |  | Interconnected | Trade Secret | Trade | HWW | HWW074 | Residential | Solar*Rewards | Trade Secret | 2020 | 2020
20263-228838-01 | Xcel Energy | 85 | 13781 | IOU | 05347222 | 3.19 | Solar |  |  | Interconnected | Trade Secret | Trade | RAM | RAM064 | Residential |  | Trade Secret | 2022 | 2023
20263-228838-01 | Xcel Energy | 85 | 13781 | IOU | 03132786 | 19.999 | Solar |  |  | Interconnected | Trade Secret | Trade | WSG | WSG065 | Commercial | Solar*Rewards | Trade Secret | 2018 | 2019
20263-228838-01 | Xcel Energy | 85 | 13781 | IOU | 03132092 | 39.998 | Solar |  |  | Interconnected | Trade Secret | Trade | WSG | WSG065 | Commercial | Made in Minnesota | Trade Secret | 2017 | 2018
20263-228838-01 | Xcel Energy | 85 | 13781 | IOU | 03131567 | 19.999 | Solar |  |  | Interconnected | Trade Secret | Trade | WSG | WSG065 | Commercial | Solar*Rewards | Trade Secret | 2017 | 2018
20263-228838-01 | Xcel Energy | 85 | 13781 | IOU | 05149260 | 24 | Storage |  |  | Interconnected | Trade Secret | Trade | WSG | WSG361 | Residential |  | Trade Secret | 2022 | 2022
20263-228838-01 | Xcel Energy | 85 | 13781 | IOU | 05386274 | 2.835 | Solar |  |  | Interconnected | Trade Secret | Trade | WSG | WSG361 | Residential | Solar*Rewards | Trade Secret | 2023 | 2023
20263-228838-01 | Xcel Energy | 85 | 13781 | IOU | 05226361 | 29 | Storage |  |  | Interconnected | Trade Secret | Trade | WSG | WSG361 | Residential |  | Trade Secret | 2022 | 2022
20263-228838-01 | Xcel Energy | 85 | 13781 | IOU | 03131318 | 8.64 | Solar |  |  | Interconnected | Trade Secret | Trade | WSG | WSG361 | Residential | Made in Minnesota | Trade Secret | 2017 | 2017
20263-228838-01 | Xcel Energy | 85 | 13781 | IOU | 03404188 | 9.994 | Solar |  |  | Interconnected | Trade Secret | Trade | ALB | ALB022 | Residential | Solar*Rewards | Trade Secret | 2019 | 2020
20263-228838-01 | Xcel Energy | 85 | 13781 | IOU | 06198921 | 5.693 | Solar |  |  | Interconnected | Trade Secret | Trade | CGR | CGR071 | Residential | Solar*Rewards | Trade Secret | 2025 | 2025
20263-228838-01 | Xcel Energy | 85 | 13781 | IOU | 05290185 | 7.25 | Solar |  |  | Interconnected | Trade Secret | Trade | UPP | UPP082 | Commercial |  | Trade Secret | 2023 | 2023
20263-228838-01 | Xcel Energy | 85 | 13781 | IOU | 06201730 | 6.282 | Solar |  | X | Interconnected | Trade Secret | Trade | SOU | SOU064 | Residential |  | Trade Secret | 2025 | 2025
20263-228838-01 | Xcel Energy | 85 | 13781 | IOU | 03133481 | 40 | Solar |  |  | Interconnected | Trade Secret | Trade | TLK | TLK062 | Commercial | Solar*Rewards | Trade Secret | 2011 | 2012
20263-228838-01 |  |  |  |  | OID3483756 |  | Solar |  |  | Withdrawn | Trade Secret | Trade | SHP | SHP062 | Residential | Solar*Rewards |  | 2018
20263-228838-01 | Xcel Energy | 85 | 13781 | IOU | 03132845 | 4.64 | Solar |  |  | Interconnected | Trade Secret | Trade | SHP | SHP062 | Residential | Solar*Rewards | Trade Secret | 2018 | 2019
20263-228838-01 | Xcel Energy | 85 | 13781 | IOU | 05947105 | 6.073 | Solar |  |  | Interconnected | Trade Secret | Trade | OSS | OSS064 | Residential | Solar*Rewards | Trade Secret | 2024 | 2025
20263-228838-01 | Xcel Energy | 85 | 13781 | IOU | 06180980 | 7.872 | Solar |  |  | Withdrawn | Trade Secret | Trade | KOL | KOL074 | Residential | Solar*Rewards | Trade Secret | 2025
20263-228838-01 | Xcel Energy | 85 | 13781 | IOU | 06188842 | 7.872 | Solar |  |  | Interconnected | Trade Secret | Trade | KOL | KOL074 | Residential |  | Trade Secret | 2025 | 2025
20263-228838-01 | Xcel Energy | 85 | 13781 | IOU | 05357032 | 6.09 | Solar |  |  | Interconnected | Trade Secret | Trade | ECK | ECK342 | Residential | Solar*Rewards | Trade Secret | 2023 | 2023
20263-228838-01 | Xcel Energy | 85 | 13781 | IOU | 03133022 | 6 | Solar |  |  | Interconnected | Trade Secret | Trade | MST | MST071 | Residential | Solar*Rewards | Trade Secret | 2018 | 2019
20263-228838-01 | Xcel Energy | 85 | 13781 | IOU | 03134157 | 36 | Solar |  |  | Interconnected | Trade Secret | Trade | TLK | TLK077 | Commercial | Made in Minnesota | Trade Secret | 2014 | 2015
20263-228838-01 | Xcel Energy | 85 | 13781 | IOU | 03134591 | 3.5 | Solar |  |  | Interconnected | Trade Secret | Trade | EDA | EDA065 | Residential | Made in Minnesota | Trade Secret | 2015 | 2015
20263-228838-01 | Xcel Energy | 85 | 13781 | IOU | 05991962 | 9.216 | Solar |  |  | Interconnected | Trade Secret | Trade | FAB | FAB063 | Residential |  | Trade Secret | 2024 | 2025
20263-228838-01 | Xcel Energy | 85 | 13781 | IOU | 04309603 | 5.054 | Solar |  |  | Interconnected | Trade Secret | Trade | RRK | RRK064 | Residential |  | Trade Secret | 2021 | 2021
20263-228838-01 | Xcel Energy | 85 | 13781 | IOU | 04427999 | 5 | Solar |  |  | Active Application | Trade Secret | Trade | RRK | RRK064 | Residential | Solar*Rewards | Trade Secret | 2021
20263-228838-01 | Xcel Energy | 85 | 13781 | IOU | 03132448 | 6 | Solar |  |  | Interconnected | Trade Secret | Trade | TLK | TLK064 | Residential | Solar*Rewards | Trade Secret | 2018 | 2018
20263-228838-01 | Xcel Energy | 85 | 13781 | IOU | 06202278 | 15.182 | Solar |  |  | Active Application | Trade Secret | Trade | CGR | CGR071 | Residential | Solar*Rewards | Trade Secret | 2025
20263-228838-01 | Xcel Energy | 85 | 13781 | IOU | 05269717 | 11.02 | Solar |  |  | Active Application | Trade Secret | Trade | CGR | CGR071 | Residential |  | Trade Secret | 2022
20263-228838-01 | Xcel Energy | 85 | 13781 | IOU | 03133710 | 34.2 | Solar |  |  | Interconnected | Trade Secret | Trade | AHI | AHI021 | Commercial | Solar*Rewards | Trade Secret | 2013 | 2013
20263-228838-01 | Xcel Energy | 85 | 13781 | IOU | 03404671 | 2.962 | Solar |  |  | Interconnected | Trade Secret | Trade | HWW | HWW073 | Residential | Solar*Rewards | Trade Secret | 2019 | 2020
20263-228838-01 | Xcel Energy | 85 | 13781 | IOU | 06290433 | 13.824 | Solar |  |  | Active Application | Trade Secret | Trade | RIV | RIV062 | Residential |  | Trade Secret | 2025
20263-228838-01 | Xcel Energy | 85 | 13781 | IOU | 06321813 | 9.994 | Solar |  |  | Active Application | Trade Secret | Trade | DHL | DHL061 | Residential | Solar*Rewards | Trade Secret | 2026
20263-228838-01 | Xcel Energy | 85 | 13781 | IOU | 05951251 | 6.046 | Solar |  |  | Active Application | Trade Secret | Trade | OAD | OAD071 | Residential |  | Trade Secret | 2024
20263-228838-01 | Xcel Energy | 85 | 13781 | IOU | 05394030 | 5.76 | Solar |  |  | Interconnected | Trade Secret | Trade | GLK | GLK074 | Residential | Solar*Rewards | Trade Secret | 2023 | 2023
20263-228838-01 | Xcel Energy | 85 | 13781 | IOU | 06101371 | 5.904 | Solar |  |  | Interconnected | Trade Secret | Trade | SOU | SOU061 | Residential | Solar*Rewards | Trade Secret | 2025 | 2025
20263-228838-01 | Xcel Energy | 85 | 13781 | IOU | 04845880 | 6.96 | Solar |  |  | Interconnected | Trade Secret | Trade | VKG | VKG061 | Residential | Solar*Rewards | Trade Secret | 2022 | 2023
20263-228838-01 | Xcel Energy | 85 | 13781 | IOU | 04024045 | 8.99 | Solar |  |  | Interconnected | Trade Secret | Trade | DND | DND071 | Residential | Solar*Rewards | Trade Secret | 2020 | 2021
20263-228838-01 | Xcel Energy | 85 | 13781 | IOU | 04302066 | 5.22 | Solar |  |  | Interconnected | Trade Secret | Trade | GLK | GLK074 | Residential | Solar*Rewards | Trade Secret | 2021 | 2021
20263-228838-01 | Xcel Energy | 85 | 13781 | IOU | 05712117 | 7.56 | Solar |  | X | Interconnected | Trade Secret | Trade | MND | MND072 | Residential | Solar*Rewards | Trade Secret | 2024 | 2024
20263-228838-01 | Xcel Energy | 85 | 13781 | IOU | 05939142 | 3.84 | Solar |  |  | Interconnected | Trade Secret | Trade | VKG | VKG072 | Residential | Solar*Rewards | Trade Secret | 2024 | 2024
20263-228838-01 | Xcel Energy | 85 | 13781 | IOU | 04839595 | 25.128 | Solar |  |  | Withdrawn | Trade Secret | Trade | BYT | BYT072 | Residential | Solar*Rewards | Trade Secret | 2022
20263-228838-01 | Xcel Energy | 85 | 13781 | IOU | 05294888 | 12.8 | Solar |  |  | Interconnected | Trade Secret | Trade | CHE | CHE065 | Residential |  | Trade Secret | 2022 | 2023
20263-228838-01 | Xcel Energy | 85 | 13781 | IOU | 04541100 | 5 | Solar |  |  | Active Application | Trade Secret | Trade | SWN | SWN022 | Residential | Solar*Rewards | Trade Secret | 2021
20263-228838-01 | Xcel Energy | 85 | 13781 | IOU | 03134304 | 8.64 | Solar |  |  | Interconnected | Trade Secret | Trade | ANN | ANN021 | Residential | Made in Minnesota | Trade Secret | 2015 | 2015
20263-228838-01 | Xcel Energy | 85 | 13781 | IOU | 03131947 | 18 | Solar |  |  | Interconnected | Trade Secret | Trade | CEL | CEL064 | Commercial | Solar*Rewards | Trade Secret | 2017 | 2018
20263-228838-01 | Xcel Energy | 85 | 13781 | IOU | 03134959 | 7.63 | Solar |  |  | Interconnected | Trade Secret | Trade | PKL | PKL085 | Residential | Made in Minnesota | Trade Secret | 2016 | 2016
20263-228838-01 | Xcel Energy | 85 | 13781 | IOU | 04850283 | 2.443 | Solar |  |  | Interconnected | Trade Secret | Trade | MDT | MDT067 | Residential | Solar*Rewards | Trade Secret | 2022 | 2023
20263-228838-01 | Xcel Energy | 85 | 13781 | IOU | 05003977 | 12.18 | Solar |  |  | Active Application | Trade Secret | Trade | CHI | CHI311 | Residential |  | Trade Secret | 2022
20263-228838-01 | Xcel Energy | 85 | 13781 | IOU | 04956821 | 9.994 | Solar |  |  | Interconnected | Trade Secret | Trade | HOL | HOL071 | Residential | Solar*Rewards | Trade Secret | 2022 | 2022
20263-228838-01 | Xcel Energy | 85 | 13781 | IOU | 06038985 | 13.056 | Solar |  |  | Interconnected | Trade Secret | Trade | RPO | RPO312 | Residential | Solar*Rewards | Trade Secret | 2024 | 2025
20263-228838-01 | Xcel Energy | 85 | 13781 | IOU | 03134452 | 37.8 | Solar |  |  | Interconnected | Trade Secret | Trade | ALD | ALD082 | Commercial | Made in Minnesota | Trade Secret | 2015 | 2016
20263-228838-01 | Xcel Energy | 85 | 13781 | IOU | 05303452 | 120 |  |  |  | Active Application | Trade Secret | Trade | ALD | ALD082 | Commercial |  | Trade Secret | 2022
20263-228838-01 | Xcel Energy | 85 | 13781 | IOU | 04274048 | 5.22 | Solar |  |  | Interconnected | Trade Secret | Trade | APA | APA075 | Residential | Solar*Rewards | Trade Secret | 2021 | 2021
20263-228838-01 | Xcel Energy | 85 | 13781 | IOU | SRO29830 | 4.05 | Solar |  |  | Withdrawn | Trade Secret | Trade | OPK | OPK073 | Residential | Solar*Rewards | Trade Secret | 2013
20263-228838-01 | Xcel Energy | 85 | 13781 | IOU | 03132705 | 5 | Solar |  |  | Interconnected | Trade Secret | Trade | OPK | OPK073 | Residential | Made in Minnesota | Trade Secret | 2018 | 2018
20263-228838-01 | Xcel Energy | 85 | 13781 | IOU | 04856396 | 14.5 | Solar |  |  | Interconnected | Trade Secret | Trade | BEL | BEL061 | Residential |  | Trade Secret | 2022 | 2022
20263-228838-01 | Xcel Energy | 85 | 13781 | IOU | 04107415 | 19.999 | Solar |  |  | Active Application | Trade Secret | Trade | RIV | RIV062 | Commercial | Solar*Rewards | Trade Secret | 2020
20263-228838-01 | Xcel Energy | 85 | 13781 | IOU | SRO29816 | 6.45 | Solar |  |  | Withdrawn | Trade Secret | Trade | WIN | WIN033 | Residential | Solar*Rewards | Trade Secret | 2013
20263-228838-01 | Xcel Energy | 85 | 13781 | IOU | 03574763 | 3.48 | Solar |  |  | Interconnected | Trade Secret | Trade | SOU | SOU079 | Residential | Solar*Rewards | Trade Secret | 2020 | 2020
20263-228838-01 | Xcel Energy | 85 | 13781 | IOU | 04445972 | 4.64 | Solar |  |  | Interconnected | Trade Secret | Trade | APA | APA075 | Residential | Solar*Rewards | Trade Secret | 2022 | 2022
20263-228838-01 | Xcel Energy | 85 | 13781 | IOU | 05450890 | 5.355 | Solar |  |  | Interconnected | Trade Secret | Trade | SOU | SOU072 | Residential |  | Trade Secret | 2023 | 2023
20263-228838-01 | Xcel Energy | 85 | 13781 | IOU | 06233541 | 4.886 | Solar |  |  | Active Application | Trade Secret | Trade | GVW | GVW023 | Residential |  | Trade Secret | 2025
20263-228838-01 | Xcel Energy | 85 | 13781 | IOU | 04909801 | 6.38 | Solar |  |  | Interconnected | Trade Secret | Trade | APA | APA075 | Residential | Solar*Rewards | Trade Secret | 2022 | 2022
20263-228838-01 | Xcel Energy | 85 | 13781 | IOU | 03131763 | 3.22 | Solar |  |  | Interconnected | Trade Secret | Trade | HWW | HWW072 | Residential | Made in Minnesota | Trade Secret | 2017 | 2018
20263-228838-01 | Xcel Energy | 85 | 13781 | IOU | 03130596 | 9.94 | Solar |  |  | Interconnected | Trade Secret | Trade | SCL | SCL322 | Residential | Made in Minnesota | Trade Secret | 2016 | 2017
20263-228838-01 | Xcel Energy | 85 | 13781 | IOU | 05277498 | 4.35 | Solar |  |  | Interconnected | Trade Secret | Trade | HWW | HWW073 | Residential |  | Trade Secret | 2022 | 2023
20263-228838-01 |  |  |  |  | 06240515 |  |  |  |  | Active Application | Trade Secret | Trade | BCR | BCR083 | Residential |  |  | 2025
20263-228838-01 | Xcel Energy | 85 | 13781 | IOU | 05736980 | 6.3 | Solar |  |  | Interconnected | Trade Secret | Trade | WIL | WIL063 | Residential | Solar*Rewards | Trade Secret | 2024 | 2024
20263-228838-01 | Xcel Energy | 85 | 13781 | IOU | 06036105 | 3.747 | Solar |  |  | Active Application | Trade Secret | Trade | STY | STY061 | Residential |  | Trade Secret | 2024
20263-228838-01 | Xcel Energy | 85 | 13781 | IOU | OID3884704 | 5.52 | Solar |  |  | Withdrawn | Trade Secret | Trade | FRM | FRM071 | Residential | Solar*Rewards | Trade Secret | 2019
20263-228838-01 | Xcel Energy | 85 | 13781 | IOU | 03733347 | 5.52 | Solar |  |  | Interconnected | Trade Secret | Trade | FRM | FRM071 | Residential | Solar*Rewards | Trade Secret | 2020 | 2020
20263-228838-01 | Xcel Energy | 85 | 13781 | IOU | 04883023 | 13.92 | Solar |  |  | Interconnected | Trade Secret | Trade | ALD | ALD083 | Residential | Solar*Rewards | Trade Secret | 2022 | 2022
20263-228838-01 | Xcel Energy | 85 | 13781 | IOU | 04681466 | 15.356 | Solar |  |  | Interconnected | Trade Secret | Trade | RPL | RPL061 | Residential |  | Trade Secret | 2021 | 2022
20263-228838-01 | Xcel Energy | 85 | 13781 | IOU | 05965487 | 3.84 | Solar |  |  | Withdrawn | Trade Secret | Trade | CTR | CTR031 | Residential | Solar*Rewards | Trade Secret | 2024
20263-228838-01 | Xcel Energy | 85 | 13781 | IOU | 05959944 | 3.84 | Solar |  |  | Interconnected | Trade Secret | Trade | CTR | CTR031 | Residential | Solar*Rewards | Trade Secret | 2024 | 2025
20263-228838-01 | Xcel Energy | 85 | 13781 | IOU | 03984968 | 2.962 | Solar |  |  | Interconnected | Trade Secret | Trade | GNL | GNL062 | Residential | Solar*Rewards | Trade Secret | 2020 | 2020
20263-228838-01 | Xcel Energy | 85 | 13781 | IOU | 06046487 | 15.36 | Solar |  |  | Active Application | Trade Secret | Trade | SCH | SCH211 | Residential |  | Trade Secret | 2025
20263-228838-01 | Xcel Energy | 85 | 13781 | IOU | 06208629 | 12.146 | Solar |  |  | Interconnected | Trade Secret | Trade | BLH | BLH061 | Residential |  | Trade Secret | 2025 | 2025
20263-228838-01 | Xcel Energy | 85 | 13781 | IOU | 06176934 | 3.484 | Solar |  |  | Interconnected | Trade Secret | Trade | WCR | WCR062 | Residential | Solar*Rewards | Trade Secret | 2025 | 2025
20263-228838-01 | Xcel Energy | 85 | 13781 | IOU | 03132735 | 4.932 | Solar |  |  | Interconnected | Trade Secret | Trade | HWW | HWW062 | Commercial | Solar*Rewards | Trade Secret | 2018 | 2019
20263-228838-01 | Xcel Energy | 85 | 13781 | IOU | 05811147 | 5.525 | Solar |  |  | Interconnected | Trade Secret | Trade | SOU | SOU086 | Residential | Solar*Rewards | Trade Secret | 2024 | 2024
20263-228838-01 | Xcel Energy | 85 | 13781 | IOU | 05941413 | 3.747 | Solar |  |  | Withdrawn | Trade Secret | Trade | RIV | RIV076 | Residential |  | Trade Secret | 2024
20263-228838-01 | Xcel Energy | 85 | 13781 | IOU | 06265904 | 11.136 | Solar |  |  | Active Application | Trade Secret | Trade | WSG | WSG063 | Residential |  | Trade Secret | 2025
20263-228838-01 | Xcel Energy | 85 | 13781 | IOU | 05899152 | 5.052 | Solar |  |  | Interconnected | Trade Secret | Trade | LEX | LEX331 | Residential |  | Trade Secret | 2024 | 2025
20263-228838-01 | Xcel Energy | 85 | 13781 | IOU | 05496354 | 2.32 | Solar |  |  | Interconnected | Trade Secret | Trade | ALD | ALD093 | Residential |  | Trade Secret | 2023 | 2023
20263-228838-01 | Xcel Energy | 85 | 13781 | IOU | 03245347 | 6.96 | Solar |  |  | Interconnected | Trade Secret | Trade | EDA | EDA073 | Residential | Solar*Rewards | Trade Secret | 2019 | 2019
20263-228838-01 | Xcel Energy | 85 | 13781 | IOU | 05712266 | 12.564 | Solar |  |  | Active Application | Trade Secret | Trade | MST | MST069 | Residential | Solar*Rewards | Trade Secret | 2024
20263-228838-01 | Xcel Energy | 85 | 13781 | IOU | OID3461588 | 7.616 | Solar |  |  | Withdrawn | Trade Secret | Trade | ALT | ALT021 | Commercial | Solar*Rewards | Trade Secret | 2018
20263-228838-01 | Xcel Energy | 85 | 13781 | IOU | 05825935 | 5.052 | Solar |  |  | Withdrawn | Trade Secret | Trade | CGR | CGR064 | Residential |  | Trade Secret | 2024
20263-228838-01 | Xcel Energy | 85 | 13781 | IOU | 06009263 | 5.052 | Solar |  |  | Interconnected | Trade Secret | Trade | MPK | MPK071 | Residential |  | Trade Secret | 2024 | 2025
20263-228838-01 | Xcel Energy | 85 | 13781 | IOU | 06222640 | 7.6 | Solar |  |  | Withdrawn | Trade Secret | Trade | BUR | BUR032 | Residential |  | Trade Secret | 2025
20263-228838-01 | Xcel Energy | 85 | 13781 | IOU | 06209655 | 7.6 | Solar |  |  | Active Application | Trade Secret | Trade | BUR | BUR032 | Residential | Solar*Rewards | Trade Secret | 2025
20263-228838-01 | Xcel Energy | 85 | 13781 | IOU | 06142774 | 7.616 | Solar |  |  | Active Application | Trade Secret | Trade | BUR | BUR032 | Residential |  | Trade Secret | 2025
20263-228838-01 | Xcel Energy | 85 | 13781 | IOU | 05742647 | 121.1 | Solar |  |  | Interconnected | Trade Secret | Trade | HSN | HSN321 | Commercial |  | Trade Secret | 2024 | 2025
20263-228838-01 | Xcel Energy | 85 | 13781 | IOU | 06261915 | 12.672 | Solar |  |  | Active Application | Trade Secret | Trade | GNL | GNL073 | Residential |  | Trade Secret | 2025
20263-228838-01 | Xcel Energy | 85 | 13781 | IOU | 06235153 | 12.672 | Solar |  |  | Active Application | Trade Secret | Trade | GNL | GNL073 | Residential |  | Trade Secret | 2025
20263-228838-01 | Xcel Energy | 85 | 13781 | IOU | 06197805 | 2.277 | Solar |  |  | Interconnected | Trade Secret | Trade | GPH | GPH062 | Residential | Solar*Rewards | Trade Secret | 2025 | 2026
20263-228838-01 | Xcel Energy | 85 | 13781 | IOU | 05357195 | 9.994 | Solar |  |  | Interconnected | Trade Secret | Trade | HSN | HSN322 | Residential | Solar*Rewards | Trade Secret | 2023 | 2023
20263-228838-01 | Xcel Energy | 85 | 13781 | IOU | 04819156 | 10.44 | Solar |  |  | Interconnected | Trade Secret | Trade | TLK | TLK061 | Residential | Solar*Rewards | Trade Secret | 2022 | 2022
20263-228838-01 | Xcel Energy | 85 | 13781 | IOU | 05973522 | 4.94 | Solar |  |  | Active Application | Trade Secret | Trade | HWW | HWW062 | Residential | Solar*Rewards | Trade Secret | 2024
20263-228838-01 | Xcel Energy | 85 | 13781 | IOU | 05331811 | 10.88 | Solar |  |  | Active Application | Trade Secret | Trade | LAP | LAP311 | Residential |  | Trade Secret | 2022
20263-228838-01 | Xcel Energy | 85 | 13781 | IOU | 04312567 | 4.537 | Solar |  |  | Interconnected | Trade Secret | Trade | WCR | WCR062 | Residential | Solar*Rewards | Trade Secret | 2021 | 2021
20263-228838-01 | Xcel Energy | 85 | 13781 | IOU | 05656951 | 7.68 | Solar |  |  | Interconnected | Trade Secret | Trade | PKL | PKL073 | Residential |  | Trade Secret | 2024 | 2024
20263-228838-01 | Xcel Energy | 85 | 13781 | IOU | 04821538 | 10.73 | Solar |  |  | Interconnected | Trade Secret | Trade | UPP | UPP082 | Residential |  | Trade Secret | 2022 | 2023
20263-228838-01 | Xcel Energy | 85 | 13781 | IOU | 05256865 | 8.32 | Solar |  |  | Interconnected | Trade Secret | Trade | WIN | WIN043 | Residential |  | Trade Secret | 2022 | 2023
20263-228838-01 | Xcel Energy | 85 | 13781 | IOU | 05833258 | 7.616 | Solar |  |  | Active Application | Trade Secret | Trade | RWD | RWD081 | Residential |  | Trade Secret | 2024
20263-228838-01 | Xcel Energy | 85 | 13781 | IOU | 06208466 | 8.376 | Solar |  | X | Active Application | Trade Secret | Trade | TWL | TWL064 | Residential |  | Trade Secret | 2025
20263-228838-01 | Xcel Energy | 85 | 13781 | IOU | 05514422 | 7.584 | Solar |  |  | Interconnected | Trade Secret | Trade | RLK | RLK073 | Residential | Solar*Rewards | Trade Secret | 2023 | 2024
20263-228838-01 | Xcel Energy | 85 | 13781 | IOU | 06018743 | 19.06 | Storage |  |  | Interconnected | Trade Secret | Trade | RLK | RLK073 | Residential |  | Trade Secret | 2024 | 2025
20263-228838-01 | Xcel Energy | 85 | 13781 | IOU | 06052619 | 4.06 | Solar |  |  | Interconnected | Trade Secret | Trade | APA | APA069 | Residential | Solar*Rewards | Trade Secret | 2025 | 2025
20263-228838-01 | Xcel Energy | 85 | 13781 | IOU | 05712097 | 3.78 | Solar |  |  | Active Application | Trade Secret | Trade | ALD | ALD083 | Residential | Solar*Rewards | Trade Secret | 2024
20263-228838-01 | Xcel Energy | 85 | 13781 | IOU | 03133269 | 1.29 | Solar |  |  | Interconnected | Trade Secret | Trade | APA | APA067 | Residential | Solar*Rewards | Trade Secret | 2011 | 2011
20263-228838-01 | Xcel Energy | 85 | 13781 | IOU | 05835855 | 7.591 | Solar |  |  | Interconnected | Trade Secret | Trade | SOU | SOU063 | Residential | Solar*Rewards | Trade Secret | 2024 | 2024
20263-228838-01 | Xcel Energy | 85 | 13781 | IOU | 03133986 | 6.72 | Solar |  |  | Interconnected | Trade Secret | Trade | WSG | WSG352 | Residential | Solar*Rewards | Trade Secret | 2014 | 2014
20263-228838-01 | Xcel Energy | 85 | 13781 | IOU | OID2039848 | 6 | Solar |  |  | Withdrawn | Trade Secret | Trade | WSG | WSG352 | Residential | Solar*Rewards | Trade Secret | 2014
20263-228838-01 | Xcel Energy | 85 | 13781 | IOU | 03132960 | 6.72 | Solar |  |  | Interconnected | Trade Secret | Trade | APA | APA061 | Residential | Solar*Rewards | Trade Secret | 2018 | 2019
20263-228838-01 | Xcel Energy | 85 | 13781 | IOU | 04937202 | 9.423 | Solar |  |  | Withdrawn | Trade Secret | Trade | SOU | SOU086 | Residential | Solar*Rewards | Trade Secret | 2022
20263-228838-01 | Xcel Energy | 85 | 13781 | IOU | SRO29805 | 48 | Solar |  |  | Withdrawn | Trade Secret | Trade | ECK | ECK321 | Commercial | Solar*Rewards | Trade Secret | 2013
20263-228838-01 | Xcel Energy | 85 | 13781 | IOU | 04805361 | 6.38 | Solar |  |  | Interconnected | Trade Secret | Trade | XRD | XRD076 | Residential | Solar*Rewards | Trade Secret | 2022 | 2022
20263-228838-01 | Xcel Energy | 85 | 13781 | IOU | 06071243 | 8.725 | Solar |  |  | Interconnected | Trade Secret | Trade | EBL | EBL084 | Residential | Solar*Rewards | Trade Secret | 2025 | 2025
20263-228838-01 | Xcel Energy | 85 | 13781 | IOU | 03133213 | 36 | Solar |  |  | Interconnected | Trade Secret | Trade | EDP | EDP082 | Commercial | Solar*Rewards | Trade Secret | 2010 | 2010
20263-228838-01 | Xcel Energy | 85 | 13781 | IOU | 03129907 | 99.9 | Solar |  |  | Interconnected | Trade Secret | Trade | WSG | WSG062 | Commercial |  | Trade Secret | 2018 | 2019
20263-228838-01 | Xcel Energy | 85 | 13781 | IOU | 03134232 | 3.8 | Solar |  |  | Interconnected | Trade Secret | Trade | OAD | OAD072 | Residential | Solar*Rewards | Trade Secret | 2015 | 2015
20263-228838-01 | Xcel Energy | 85 | 13781 | IOU | 03133180 | 8.17 | Solar |  |  | Interconnected | Trade Secret | Trade | VKG | VKG072 | Residential | Solar*Rewards | Trade Secret | 2010 | 2010
20263-228838-01 | Xcel Energy | 85 | 13781 | IOU | 03130608 | 39.98 | Solar |  |  | Interconnected | Trade Secret | Trade | PIP | PIP090 | Commercial | Made in Minnesota | Trade Secret | 2016 | 2016
20263-228838-01 | Xcel Energy | 85 | 13781 | IOU | 03131214 | 204 | Solar |  |  | Interconnected | Trade Secret | Trade | PIP | PIP090 | Commercial |  | Trade Secret | 2015 | 2016
20263-228838-01 | Xcel Energy | 85 | 13781 | IOU | 03132266 | 5 | Solar |  |  | Interconnected | Trade Secret | Trade | BCH | BCH311 | Residential | Solar*Rewards | Trade Secret | 2018 | 2018
20263-228838-01 | Xcel Energy | 85 | 13781 | IOU | 03665043 | 6.631 | Solar |  |  | Interconnected | Trade Secret | Trade | AHI | AHI022 | Commercial | Solar*Rewards | Trade Secret | 2020 | 2020
20263-228838-01 | Xcel Energy | 85 | 13781 | IOU | 03614946 | 12.956 | Solar |  |  | Active Application | Trade Secret | Trade | MDT | MDT073 | Commercial | Solar*Rewards | Trade Secret | 2020
20263-228838-01 | Xcel Energy | 85 | 13781 | IOU | 05649139 | 200 | Solar |  |  | Interconnected | Trade Secret | Trade | FAP | FAP062 | Commercial |  | Trade Secret | 2023 | 2024
20263-228838-01 | Xcel Energy | 85 | 13781 | IOU | 05751343 | 240 | Solar |  |  | Active Application | Trade Secret | Trade | RED | RED091 | Commercial |  | Trade Secret | 2024
20263-228838-01 | Xcel Energy | 85 | 13781 | IOU | 03129990 | 8.16 | Solar |  |  | Interconnected | Trade Secret | Trade | WDY | WDY311 | Residential | Solar*Rewards | Trade Secret | 2018 | 2019
20263-228838-01 | Xcel Energy | 85 | 13781 | IOU | 05126540 | 7.2 | Solar |  |  | Active Application | Trade Secret | Trade | ALD | ALD076 | Residential | Solar*Rewards | Trade Secret | 2022
20263-228838-01 | Xcel Energy | 85 | 13781 | IOU | 03669113 | 4.93 | Solar |  |  | Interconnected | Trade Secret | Trade | SOU | SOU075 | Residential | Solar*Rewards | Trade Secret | 2020 | 2020
20263-228838-01 | Xcel Energy | 85 | 13781 | IOU | 05207181 | 8.376 | Solar |  |  | Interconnected | Trade Secret | Trade | SIP | SIP073 | Residential |  | Trade Secret | 2022 | 2022
20263-228838-01 | Xcel Energy | 85 | 13781 | IOU | 04681332 | 6.09 | Solar |  |  | Interconnected | Trade Secret | Trade | TWL | TWL078 | Residential |  | Trade Secret | 2021 | 2022
20263-228838-01 | Xcel Energy | 85 | 13781 | IOU | 06077682 | 3.84 | Solar |  |  | Active Application | Trade Secret | Trade | SOU | SOU060 | Residential | Solar*Rewards | Trade Secret | 2025
20263-228838-01 | Xcel Energy | 85 | 13781 | IOU | 06322042 | 3.84 | Solar |  |  | Active Application | Trade Secret | Trade | SOU | SOU060 | Residential | Solar*Rewards | Trade Secret | 2026
20263-228838-01 | Xcel Energy | 85 | 13781 | IOU | 03132616 | 5.88 | Solar |  |  | Interconnected | Trade Secret | Trade | EGL | EGL022 | Residential | Solar*Rewards | Trade Secret | 2018 | 2018
20263-228838-01 | Xcel Energy | 85 | 13781 | IOU | 05260914 | 3.75 | Solar |  |  | Withdrawn | Trade Secret | Trade | SLP | SLP085 | Residential |  | Trade Secret | 2022
20263-228838-01 | Xcel Energy | 85 | 13781 | IOU | 04988465 | 3.747 | Solar |  |  | Interconnected | Trade Secret | Trade | WIL | WIL084 | Residential |  | Trade Secret | 2022 | 2022
20263-228838-01 | Xcel Energy | 85 | 13781 | IOU | 06095320 | 6.144 | Solar |  |  | Active Application | Trade Secret | Trade | WAV | WAV021 | Residential |  | Trade Secret | 2025
20263-228838-01 | Xcel Energy | 85 | 13781 | IOU | 04984575 | 6.96 | Solar |  |  | Active Application | Trade Secret | Trade | CHI | CHI311 | Residential | Solar*Rewards | Trade Secret | 2022
20263-228838-01 | Xcel Energy | 85 | 13781 | IOU | 03132344 | 10 | Solar |  |  | Interconnected | Trade Secret | Trade | WAS | WAS092 | Residential | Solar*Rewards | Trade Secret | 2018 | 2018
20263-228838-01 | Xcel Energy | 85 | 13781 | IOU | OID2250774 | 20 | Solar |  |  | Withdrawn | Trade Secret | Trade | WAB | WAB031 | Commercial | Solar*Rewards | Trade Secret | 2015
20263-228838-01 | Xcel Energy | 85 | 13781 | IOU | 04805411 | 11.31 | Solar |  |  | Interconnected | Trade Secret | Trade | HOL | HOL071 | Residential | Solar*Rewards | Trade Secret | 2022 | 2023
20263-228838-01 | Xcel Energy | 85 | 13781 | IOU | 04454161 | 13.262 | Solar |  |  | Active Application | Trade Secret | Trade | HOL | HOL071 | Residential | Solar*Rewards | Trade Secret | 2021
20263-228838-01 | Xcel Energy | 85 | 13781 | IOU | 06018155 | 38.66 | Storage |  |  | Interconnected | Trade Secret | Trade | SLP | SLP095 | Residential |  | Trade Secret | 2024 | 2025
20263-228838-01 | Xcel Energy | 85 | 13781 | IOU | 05231712 | 15.66 | Solar |  |  | Interconnected | Trade Secret | Trade | SLP | SLP095 | Residential |  | Trade Secret | 2022 | 2023
20263-228838-01 | Xcel Energy | 85 | 13781 | IOU | OID3391849 | 6 | Solar |  |  | Withdrawn | Trade Secret | Trade | WAT | WAT081 | Commercial | Solar*Rewards | Trade Secret | 2018
20263-228838-01 | Xcel Energy | 85 | 13781 | IOU | 06088098 | 5.314 | Solar |  |  | Interconnected | Trade Secret | Trade | RPL | RPL063 | Residential | Solar*Rewards | Trade Secret | 2025 | 2025
20263-228838-01 | Xcel Energy | 85 | 13781 | IOU | 05586769 | 7.56 | Solar |  |  | Interconnected | Trade Secret | Trade | DPN | DPN073 | Residential |  | Trade Secret | 2023 | 2023
20263-228838-01 | Xcel Energy | 85 | 13781 | IOU | 05776517 | 6.453 | Solar |  |  | Interconnected | Trade Secret | Trade | SLP | SLP071 | Residential | Solar*Rewards | Trade Secret | 2024 | 2024
20263-228838-01 | Xcel Energy | 85 | 13781 | IOU | 03130014 | 2.64 | Solar |  |  | Interconnected | Trade Secret | Trade | ALD | ALD073 | Residential | Solar*Rewards | Trade Secret | 2018 | 2019
20263-228838-01 | Xcel Energy | 85 | 13781 | IOU | 05620711 | 7.04 | Solar |  |  | Interconnected | Trade Secret | Trade | WCR | WCR063 | Residential |  | Trade Secret | 2023 | 2024
20263-228838-01 | Xcel Energy | 85 | 13781 | IOU | 06101832 | 22.425 | Solar |  |  | Active Application | Trade Secret | Trade | MDT | MDT071 | Commercial |  | Trade Secret | 2025
20263-228838-01 | Xcel Energy | 85 | 13781 | IOU | 04192283 | 6 | Solar |  |  | Interconnected | Trade Secret | Trade | HAS | HAS032 | Residential |  | Trade Secret | 2020 | 2021
20263-228838-01 | Xcel Energy | 85 | 13781 | IOU | 03131243 | 9.995 | Solar |  |  | Interconnected | Trade Secret | Trade | HWW | HWW063 | Commercial | Made in Minnesota | Trade Secret | 2016 | 2017
20263-228838-01 | Xcel Energy | 85 | 13781 | IOU | 04983168 | 6.98 | Solar |  |  | Active Application | Trade Secret | Trade | LCR | LCR311 | Residential |  | Trade Secret | 2022
20263-228838-01 | Xcel Energy | 85 | 13781 | IOU | OID3846512 | 6.72 | Solar |  |  | Withdrawn | Trade Secret | Trade | HAS | HAS032 | Residential | Solar*Rewards | Trade Secret | 2019
20263-228838-01 | Xcel Energy | 85 | 13781 | IOU | 03287214 | 6.72 | Solar |  |  | Interconnected | Trade Secret | Trade | HAS | HAS032 | Residential | Solar*Rewards | Trade Secret | 2019 | 2020
20263-228838-01 | Xcel Energy | 85 | 13781 | IOU | 05835575 | 3.747 | Solar |  |  | Active Application | Trade Secret | Trade | LOK | LOK082 | Residential |  | Trade Secret | 2024
20263-228838-01 | Xcel Energy | 85 | 13781 | IOU | 05843154 | 7.616 | Solar |  |  | Active Application | Trade Secret | Trade | STY | STY061 | Residential |  | Trade Secret | 2024
20263-228838-01 | Xcel Energy | 85 | 13781 | IOU | 04614432 | 9.28 | Solar |  |  | Interconnected | Trade Secret | Trade | HYL | HYL061 | Residential |  | Trade Secret | 2021 | 2021
20263-228838-01 | Xcel Energy | 85 | 13781 | IOU | 04599728 | 3.48 | Solar |  |  | Interconnected | Trade Secret | Trade | TWL | TWL066 | Residential |  | Trade Secret | 2021 | 2021
20263-228838-01 | Xcel Energy | 85 | 13781 | IOU | 03131143 | 1000 | Other |  |  | Interconnected | Trade Secret | Trade | WDY | WDY312 | Commercial |  | Trade Secret | 2012 | 2013
20263-228838-01 | Xcel Energy | 85 | 13781 | IOU | 06036022 | 7.616 | Solar |  |  | Interconnected | Trade Secret | Trade | AFT | AFT322 | Residential |  | Trade Secret | 2024 | 2025
20263-228838-01 | Xcel Energy | 85 | 13781 | IOU | 03134745 | 31.2 | Solar |  |  | Interconnected | Trade Secret | Trade | AHI | AHI021 | Commercial | Made in Minnesota | Trade Secret | 2016 | 2016
20263-228838-01 | Xcel Energy | 85 | 13781 | IOU | 03130070 | 7.44 | Solar |  |  | Interconnected | Trade Secret | Trade | APA | APA071 | Commercial | Solar*Rewards | Trade Secret | 2018 | 2019
20263-228838-01 | Xcel Energy | 85 | 13781 | IOU | 05501292 | 175 | Solar |  |  | Active Application | Trade Secret | Trade | MEL | MEL071 | Commercial |  | Trade Secret | 2023
20263-228838-01 | Xcel Energy | 85 | 13781 | IOU | 03800589 | 5 | Solar |  |  | Interconnected | Trade Secret | Trade | TWL | TWL067 | Residential | Solar*Rewards | Trade Secret | 2020 | 2020
20263-228838-01 | Xcel Energy | 85 | 13781 | IOU | 04078963 | 7.616 | Solar |  |  | Interconnected | Trade Secret | Trade | MHW | MHW311 | Residential | Solar*Rewards | Trade Secret | 2020 | 2021
20263-228838-01 | Xcel Energy | 85 | 13781 | IOU | 05947016 | 3.747 | Solar |  |  | Interconnected | Trade Secret | Trade | OAD | OAD063 | Residential |  | Trade Secret | 2024 | 2025
20263-228838-01 | Xcel Energy | 85 | 13781 | IOU | 06253453 | 7.6 | Solar |  |  | Active Application | Trade Secret | Trade | HSN | HSN311 | Residential |  | Trade Secret | 2025
20263-228838-01 | Xcel Energy | 85 | 13781 | IOU | 05356940 | 3.78 | Solar |  |  | Interconnected | Trade Secret | Trade | STY | STY073 | Residential | Solar*Rewards | Trade Secret | 2023 | 2023
20263-228838-01 | Xcel Energy | 85 | 13781 | IOU | 06324666 | 4.886 | Solar |  |  | Active Application | Trade Secret | Trade | WES | WES076 | Residential | Solar*Rewards | Trade Secret | 2026
20263-228838-01 | Xcel Energy | 85 | 13781 | IOU | 03133530 | 0.645 | Solar |  |  | Interconnected | Trade Secret | Trade | GVW | GVW031 | Commercial | Solar*Rewards | Trade Secret | 2011 | 2010
20263-228838-01 | Xcel Energy | 85 | 13781 | IOU | 03133115 | 0.57 | Solar |  |  | Interconnected | Trade Secret | Trade | GVW | GVW031 | Commercial | Solar*Rewards | Trade Secret | 2010 | 2010
20263-228838-01 | Xcel Energy | 85 | 13781 | IOU | 06149270 | 39.999 | Solar |  |  | Interconnected | Trade Secret | Trade | EDP | EDP072 | Commercial |  | Trade Secret | 2025 | 2025
20263-228838-01 | Xcel Energy | 85 | 13781 | IOU | 06149158 | 39.9 | Solar |  |  | Withdrawn | Trade Secret | Trade | EDP | EDP072 | Commercial |  | Trade Secret | 2025
20263-228838-01 | Xcel Energy | 85 | 13781 | IOU | 04309245 | 9.994 | Solar |  |  | Interconnected | Trade Secret | Trade | RRK | RRK082 | Residential | Solar*Rewards | Trade Secret | 2021 | 2021
20263-228838-01 | Xcel Energy | 85 | 13781 | IOU | 05470793 | 3.84 | Solar |  |  | Interconnected | Trade Secret | Trade | WCR | WCR322 | Residential | Solar*Rewards | Trade Secret | 2023 | 2023
20263-228838-01 | Xcel Energy | 85 | 13781 | IOU | 06197838 | 4.555 | Solar |  |  | Interconnected | Trade Secret | Trade | MOL | MOL078 | Residential | Solar*Rewards | Trade Secret | 2025 | 2025
20263-228838-01 | Xcel Energy | 85 | 13781 | IOU | 05427697 | 3.78 | Solar |  |  | Interconnected | Trade Secret | Trade | SLP | SLP083 | Residential | Solar*Rewards | Trade Secret | 2023 | 2023
20263-228838-01 | Xcel Energy | 85 | 13781 | IOU | 03166554 | 5 | Solar |  |  | Interconnected | Trade Secret | Trade | WES | WES073 | Residential | Solar*Rewards | Trade Secret | 2019 | 2019
20263-228838-01 | Xcel Energy | 85 | 13781 | IOU | 03132744 | 15.4 | Solar |  |  | Interconnected | Trade Secret | Trade | RLK | RLK079 | Commercial | Solar*Rewards | Trade Secret | 2018 | 2019
20263-228838-01 |  |  |  |  | OID3457436 |  | Solar |  |  | Withdrawn | Trade Secret | Trade | RLK | RLK079 | Commercial | Solar*Rewards |  | 2018
20263-228838-01 | Xcel Energy | 85 | 13781 | IOU | 05508432 | 4.55 | Solar |  |  | Withdrawn | Trade Secret | Trade | ALD | ALD076 | Residential | Solar*Rewards | Trade Secret | 2023
20263-228838-01 | Xcel Energy | 85 | 13781 | IOU | 04800498 | 4.93 | Solar |  |  | Interconnected | Trade Secret | Trade | ALD | ALD076 | Residential | Solar*Rewards | Trade Secret | 2022 | 2023
20263-228838-01 | Xcel Energy | 85 | 13781 | IOU | 05745205 | 4.55 | Solar |  |  | Interconnected | Trade Secret | Trade | ALD | ALD076 | Residential | Solar*Rewards | Trade Secret | 2024 | 2024
20263-228838-01 | Xcel Energy | 85 | 13781 | IOU | 05711673 | 9.5 | Solar |  |  | Interconnected | Trade Secret | Trade | APA | APA076 | Residential | Solar*Rewards | Trade Secret | 2024 | 2024
20263-228838-01 | Xcel Energy | 85 | 13781 | IOU | 05989428 | 5.76 | Solar |  |  | Interconnected | Trade Secret | Trade | GSL | GSL341 | Residential | Solar*Rewards | Trade Secret | 2024 | 2025
20263-228838-01 | Xcel Energy | 85 | 13781 | IOU | 05311195 | 5.8 | Solar |  |  | Interconnected | Trade Secret | Trade | TWL | TWL067 | Residential |  | Trade Secret | 2023 | 2023
20263-228838-01 | Xcel Energy | 85 | 13781 | IOU | 06270053 | 7.678 | Solar |  | X | Active Application | Trade Secret | Trade | SOU | SOU064 | Residential |  | Trade Secret | 2025
20263-228838-01 | Xcel Energy | 85 | 13781 | IOU | 04164346 | 6.38 | Solar |  |  | Interconnected | Trade Secret | Trade | OAD | OAD071 | Residential | Solar*Rewards | Trade Secret | 2021 | 2021
20263-228838-01 | Xcel Energy | 85 | 13781 | IOU | 06201412 | 7.6 | Solar |  |  | Withdrawn | Trade Secret | Trade | HSN | HSN321 | Residential | Solar*Rewards | Trade Secret | 2025
20263-228838-01 | Xcel Energy | 85 | 13781 | IOU | 06246321 | 7.6 | Solar |  |  | Interconnected | Trade Secret | Trade | HSN | HSN321 | Residential |  | Trade Secret | 2025 | 2025
20263-228838-01 | Xcel Energy | 85 | 13781 | IOU | OID3958708 | 7.616 | Solar |  |  | Interconnected | Trade Secret | Trade | ALD | ALD083 | Residential | Solar*Rewards | Trade Secret | 2019 | 2020
20263-228838-01 | Xcel Energy | 85 | 13781 | IOU | 05344912 | 7.54 | Solar |  |  | Withdrawn | Trade Secret | Trade | TLK | TLK064 | Residential |  | Trade Secret | 2022
20263-228838-01 | Xcel Energy | 85 | 13781 | IOU | 04951488 | 5.364 | Solar |  |  | Interconnected | Trade Secret | Trade | WIL | WIL098 | Residential | Solar*Rewards | Trade Secret | 2022 | 2022
20263-228838-01 | Xcel Energy | 85 | 13781 | IOU | 05740021 | 3.78 | Solar |  |  | Interconnected | Trade Secret | Trade | AFT | AFT322 | Residential | Solar*Rewards | Trade Secret | 2024 | 2024
20263-228838-01 | Xcel Energy | 85 | 13781 | IOU | 05825088 | 9.994 | Solar |  |  | Interconnected | Trade Secret | Trade | RIV | RIV064 | Residential | Solar*Rewards | Trade Secret | 2024 | 2024
20263-228838-01 |  |  |  |  | 06215226 |  | Solar |  |  | Withdrawn | Trade Secret | Trade | SOU | SOU073 | Residential | Solar*Rewards |  | 2025
20263-228838-01 | Xcel Energy | 85 | 13781 | IOU | 05669890 | 5.76 | Solar |  |  | Interconnected | Trade Secret | Trade | SOU | SOU073 | Residential |  | Trade Secret | 2024 | 2024
20263-228838-01 | Xcel Energy | 85 | 13781 | IOU | 05543396 | 2.32 | Solar |  |  | Interconnected | Trade Secret | Trade | WIL | WIL098 | Residential |  | Trade Secret | 2023 | 2023
20263-228838-01 | Xcel Energy | 85 | 13781 | IOU | 06222240 | 5.235 | Solar |  |  | Interconnected | Trade Secret | Trade | RIV | RIV064 | Residential |  | Trade Secret | 2025 | 2026
20263-228838-01 | Xcel Energy | 85 | 13781 | IOU | 03133882 | 6.24 | Solar |  |  | Interconnected | Trade Secret | Trade | WIL | WIL098 | Residential | Made in Minnesota | Trade Secret | 2014 | 2014
20263-228838-01 |  |  |  |  | OID1982754 |  | Solar |  |  | Withdrawn | Trade Secret | Trade | WIL | WIL098 | Residential | Made in Minnesota |  | 2014
20263-228838-01 | Xcel Energy | 85 | 13781 | IOU | 05734915 | 8.82 | Solar |  |  | Interconnected | Trade Secret | Trade | GVW | GVW021 | Residential |  | Trade Secret | 2024 | 2024
20263-228838-01 | Xcel Energy | 85 | 13781 | IOU | OID3633511 | 29.985 | Solar |  |  | Withdrawn | Trade Secret | Trade | WAS | WAS092 | Residential | Solar*Rewards | Trade Secret | 2018
20263-228838-01 | Xcel Energy | 85 | 13781 | IOU | OID3642123 | 12 | Solar |  |  | Withdrawn | Trade Secret | Trade | WAS | WAS092 | Residential | Solar*Rewards | Trade Secret | 2018
20263-228838-01 | Xcel Energy | 85 | 13781 | IOU | 03130749 | 2000 | Other |  |  | Interconnected | Trade Secret | Trade | SLP | SLP321 | Commercial |  | Trade Secret | 2006 | 2007
20263-228838-01 | Xcel Energy | 85 | 13781 | IOU | 05753045 | 11.903 | Solar |  |  | Interconnected | Trade Secret | Trade | GLK | GLK065 | Residential | Solar*Rewards | Trade Secret | 2024 | 2024
20263-228838-01 | Xcel Energy | 85 | 13781 | IOU | 06004350 | 4.188 | Solar |  |  | Interconnected | Trade Secret | Trade | SOU | SOU060 | Residential | Solar*Rewards | Trade Secret | 2024 | 2025
20263-228838-01 | Xcel Energy | 85 | 13781 | IOU | 06022077 | 11.5 | Solar |  | X | Interconnected | Trade Secret | Trade | GPH | GPH061 | Residential | Solar*Rewards | Trade Secret | 2025 | 2025
20263-228838-01 | Xcel Energy | 85 | 13781 | IOU | 06179449 | 0.01 | Storage |  |  | Interconnected | Trade Secret | Trade | GPH | GPH061 | Residential |  | Trade Secret | 2025 | 2025
20263-228838-01 | Xcel Energy | 85 | 13781 | IOU | 04931671 | 8.376 | Solar |  |  | Interconnected | Trade Secret | Trade | SLP | SLP082 | Residential | Solar*Rewards | Trade Secret | 2022 | 2022
20263-228838-01 | Xcel Energy | 85 | 13781 | IOU | 05226306 | 3.48 | Solar |  |  | Interconnected | Trade Secret | Trade | SOU | SOU077 | Residential |  | Trade Secret | 2022 | 2022
20263-228838-01 | Xcel Energy | 85 | 13781 | IOU | 05447907 | 22.8 | Solar |  | X | Interconnected | Trade Secret | Trade | GVW | GVW021 | Residential |  | Trade Secret | 2023 | 2024
20263-228838-01 | Xcel Energy | 85 | 13781 | IOU | 04794543 | 3.77 | Solar |  |  | Interconnected | Trade Secret | Trade | RWD | RWD063 | Residential | Solar*Rewards | Trade Secret | 2022 | 2022
20263-228838-01 | Xcel Energy | 85 | 13781 | IOU | 05973739 | 4.9 | Solar |  |  | Withdrawn | Trade Secret | Trade | MTR | MTR021 | Residential |  | Trade Secret | 2024
20263-228838-01 | Xcel Energy | 85 | 13781 | IOU | 03155993 | 9.995 | Solar |  |  | Interconnected | Trade Secret | Trade | HOW | HOW061 | Commercial | Solar*Rewards | Trade Secret | 2019 | 2021
20263-228838-01 | Xcel Energy | 85 | 13781 | IOU | 03516639 | 9.995 | Solar |  |  | Active Application | Trade Secret | Trade | HOW | HOW061 | Commercial | Solar*Rewards | Trade Secret | 2020
20263-228838-01 | Xcel Energy | 85 | 13781 | IOU | OID3792070 | 9.995 | Solar |  |  | Withdrawn | Trade Secret | Trade | HOW | HOW061 | Commercial | Solar*Rewards | Trade Secret | 2019
20263-228838-01 | Xcel Energy | 85 | 13781 | IOU | 05329741 | 6.38 | Solar |  |  | Interconnected | Trade Secret | Trade | STY | STY071 | Residential |  | Trade Secret | 2023 | 2023
20263-228838-01 | Xcel Energy | 85 | 13781 | IOU | OID3574664 | 23.99 | Solar |  |  | Withdrawn | Trade Secret | Trade | WAS | WAS092 | Commercial | Solar*Rewards | Trade Secret | 2018
20263-228838-01 | Xcel Energy | 85 | 13781 | IOU | 03134819 | 3.6 | Solar |  |  | Interconnected | Trade Secret | Trade | SLP | SLP092 | Residential | Made in Minnesota | Trade Secret | 2016 | 2016
20263-228838-01 | Xcel Energy | 85 | 13781 | IOU | 04384821 | 6 | Solar |  |  | Active Application | Trade Secret | Trade | STY | STY061 | Residential | Solar*Rewards | Trade Secret | 2021
20263-228838-01 | Xcel Energy | 85 | 13781 | IOU | 06019228 | 5.248 | Solar |  |  | Interconnected | Trade Secret | Trade | WES | WES074 | Residential | Solar*Rewards | Trade Secret | 2025 | 2025
20263-228838-01 | Xcel Energy | 85 | 13781 | IOU | 05677260 | 5.04 | Solar |  |  | Interconnected | Trade Secret | Trade | FAB | FAB071 | Residential |  | Trade Secret | 2023 | 2024
20263-228838-01 | Xcel Energy | 85 | 13781 | IOU | OID2160658 | 18 | Solar |  |  | Withdrawn | Trade Secret | Trade | MOL | MOL061 | Commercial | Solar*Rewards | Trade Secret | 2014
20263-228838-01 | Xcel Energy | 85 | 13781 | IOU | 03134307 | 18 | Solar |  |  | Interconnected | Trade Secret | Trade | MOL | MOL061 | Commercial | Made in Minnesota | Trade Secret | 2015 | 2015
20263-228838-01 |  |  |  |  | OID3581802 |  | Solar |  |  | Withdrawn | Trade Secret | Trade |  |  | Residential | Solar*Rewards |  | 2018
20263-228838-01 |  |  |  |  | OID3587869 |  | Solar |  |  | Withdrawn | Trade Secret | Trade |  |  | Residential | Solar*Rewards |  | 2018
20263-228838-01 | Xcel Energy | 85 | 13781 | IOU | 04035758 | 7.616 | Solar |  |  | Interconnected | Trade Secret | Trade | ALK | ALK072 | Residential | Solar*Rewards | Trade Secret | 2021 | 2021
20263-228838-01 | Xcel Energy | 85 | 13781 | IOU | 03132172 | 33.3 | Solar |  |  | Interconnected | Trade Secret | Trade | GIB | GIB021 | Commercial | Made in Minnesota | Trade Secret | 2017 | 2018
20263-228838-01 | Xcel Energy | 85 | 13781 | IOU | 04266774 | 4.932 | Solar |  |  | Interconnected | Trade Secret | Trade | WSG | WSG352 | Residential | Solar*Rewards | Trade Secret | 2021 | 2021
20263-228838-01 | Xcel Energy | 85 | 13781 | IOU | 03130525 | 6.96 | Solar |  |  | Interconnected | Trade Secret | Trade | AFT | AFT314 | Residential | Solar*Rewards | Trade Secret | 2018 | 2019
20263-228838-01 | Xcel Energy | 85 | 13781 | IOU | 03201328 | 5.22 | Solar |  |  | Interconnected | Trade Secret | Trade | MEL | MEL087 | Residential | Solar*Rewards | Trade Secret | 2019 | 2019
20263-228838-01 | Xcel Energy | 85 | 13781 | IOU | 04787339 | 16.988 | Solar |  |  | Interconnected | Trade Secret | Trade | RAM | RAM071 | Commercial |  | Trade Secret | 2022 | 2023
20263-228838-01 | Xcel Energy | 85 | 13781 | IOU | 05996191 | 7.616 | Solar |  |  | Interconnected | Trade Secret | Trade | IDA | IDA074 | Residential |  | Trade Secret | 2024 | 2025
20263-228838-01 | Xcel Energy | 85 | 13781 | IOU | 03135040 | 9.94 | Solar |  |  | Interconnected | Trade Secret | Trade | LEX | LEX074 | Residential | Solar*Rewards | Trade Secret | 2016 | 2016
20263-228838-01 | Xcel Energy | 85 | 13781 | IOU | 03156760 | 3.747 | Solar |  |  | Interconnected | Trade Secret | Trade | WES | WES061 | Residential | Solar*Rewards | Trade Secret | 2019 | 2020
20263-228838-01 | Xcel Energy | 85 | 13781 | IOU | OID3800193 | 3.747 | Solar |  |  | Withdrawn | Trade Secret | Trade | WES | WES061 | Residential | Solar*Rewards | Trade Secret | 2019
20263-228838-01 | Xcel Energy | 85 | 13781 | IOU | OID3951326 | 3.747 | Solar |  |  | Withdrawn | Trade Secret | Trade | WES | WES061 | Residential | Solar*Rewards | Trade Secret | 2019
20263-228838-01 | Xcel Energy | 85 | 13781 | IOU | 05591927 | 4.725 | Solar |  |  | Interconnected | Trade Secret | Trade | SOU | SOU075 | Residential |  | Trade Secret | 2023 | 2023
20263-228838-01 | Xcel Energy | 85 | 13781 | IOU | 04459440 | 5.054 | Solar |  |  | Active Application | Trade Secret | Trade | SOU | SOU081 | Residential | Solar*Rewards | Trade Secret | 2021
20263-228838-01 | Xcel Energy | 85 | 13781 | IOU | 04518494 | 5.054 | Solar |  |  | Interconnected | Trade Secret | Trade | SOU | SOU081 | Residential |  | Trade Secret | 2021 | 2022
20263-228838-01 | Xcel Energy | 85 | 13781 | IOU | 03131541 | 3.8 | Solar |  |  | Interconnected | Trade Secret | Trade | SLP | SLP096 | Residential | Made in Minnesota | Trade Secret | 2017 | 2017
20263-228838-01 | Xcel Energy | 85 | 13781 | IOU | 05727297 | 11.168 | Solar |  |  | Interconnected | Trade Secret | Trade | ESW | ESW081 | Residential | Solar*Rewards | Trade Secret | 2024 | 2024
20263-228838-01 | Xcel Energy | 85 | 13781 | IOU | 06003557 | 5.052 | Solar |  |  | Interconnected | Trade Secret | Trade | SIP | SIP072 | Residential |  | Trade Secret | 2024 | 2025
20263-228838-01 | Xcel Energy | 85 | 13781 | IOU | 06202591 | 4.886 | Solar |  |  | Interconnected | Trade Secret | Trade | MST | MST070 | Residential | Solar*Rewards | Trade Secret | 2025 | 2025
20263-228838-01 | Xcel Energy | 85 | 13781 | IOU | 06226243 | 9.109 | Solar |  |  | Interconnected | Trade Secret | Trade | MOL | MOL061 | Residential |  | Trade Secret | 2025 | 2026
20263-228838-01 | Xcel Energy | 85 | 13781 | IOU | 05371378 | 7.54 | Solar |  |  | Interconnected | Trade Secret | Trade | CRL | CRL033 | Residential |  | Trade Secret | 2023 | 2023
20263-228838-01 | Xcel Energy | 85 | 13781 | IOU | 03134065 | 1.68 | Solar |  |  | Interconnected | Trade Secret | Trade | MPK | MPK083 | Residential | Solar*Rewards | Trade Secret | 2014 | 2015
20263-228838-01 | Xcel Energy | 85 | 13781 | IOU | 03129227 | 7.2 | Solar |  |  | Interconnected | Trade Secret | Trade | HSN | HSN321 | Residential | Solar*Rewards | Trade Secret | 2018 | 2019
20263-228838-01 | Xcel Energy | 85 | 13781 | IOU | OID3470371 | 39.998 | Solar |  |  | Withdrawn | Trade Secret | Trade | SAV | SAV069 | Commercial | Solar*Rewards | Trade Secret | 2018
20263-228838-01 | Xcel Energy | 85 | 13781 | IOU | 05485533 | 4.35 | Solar |  |  | Interconnected | Trade Secret | Trade | SLP | SLP083 | Residential | Solar*Rewards | Trade Secret | 2023 | 2024
20263-228838-01 | Xcel Energy | 85 | 13781 | IOU | 03995579 | 2.32 | Solar |  |  | Interconnected | Trade Secret | Trade | CRL | CRL033 | Residential | Solar*Rewards | Trade Secret | 2020 | 2020
20263-228838-01 | Xcel Energy | 85 | 13781 | IOU | 06018750 | 35.18 | Storage |  |  | Interconnected | Trade Secret | Trade | REW | REW021 | Residential |  | Trade Secret | 2024 | 2025
20263-228838-01 | Xcel Energy | 85 | 13781 | IOU | 03290810 | 12.18 | Solar |  |  | Interconnected | Trade Secret | Trade | REW | REW021 | Residential | Solar*Rewards | Trade Secret | 2019 | 2020
20263-228838-01 |  |  |  |  | OID3924242 |  | Solar |  |  | Withdrawn | Trade Secret | Trade | REW | REW021 | Residential | Solar*Rewards |  | 2019
20263-228838-01 | Xcel Energy | 85 | 13781 | IOU | 03133400 | 3.42 | Solar |  |  | Interconnected | Trade Secret | Trade | GNL | GNL063 | Residential | Solar*Rewards | Trade Secret | 2011 | 2012
20263-228838-01 | Xcel Energy | 85 | 13781 | IOU | 03133456 | 3.6 | Solar |  |  | Interconnected | Trade Secret | Trade | SOU | SOU083 | Residential | Solar*Rewards | Trade Secret | 2011 | 2011
20263-228838-01 | Xcel Energy | 85 | 13781 | IOU | 05995700 | 3.141 | Solar |  |  | Interconnected | Trade Secret | Trade | SOU | SOU079 | Residential | Solar*Rewards | Trade Secret | 2024 | 2025
20263-228838-01 | Xcel Energy | 85 | 13781 | IOU | 04401590 | 5.48 | Solar |  |  | Interconnected | Trade Secret | Trade | WEB | WEB021 | Residential | Solar*Rewards | Trade Secret | 2021 | 2021
20263-228838-01 | Xcel Energy | 85 | 13781 | IOU | 05977034 | 11.7 | Solar |  |  | Withdrawn | Trade Secret | Trade | RPO | RPO311 | Residential |  | Trade Secret | 2024
20263-228838-01 | Xcel Energy | 85 | 13781 | IOU | 05958373 | 3.747 | Solar |  |  | Interconnected | Trade Secret | Trade | APA | APA075 | Residential | Solar*Rewards | Trade Secret | 2024 | 2025
20263-228838-01 | Xcel Energy | 85 | 13781 | IOU | 05012631 | 9.994 | Solar |  |  | Interconnected | Trade Secret | Trade | WSG | WSG065 | Residential |  | Trade Secret | 2022 | 2022
20263-228838-01 | Xcel Energy | 85 | 13781 | IOU | 05711765 | 4.41 | Solar |  |  | Interconnected | Trade Secret | Trade | WES | WES074 | Residential | Solar*Rewards | Trade Secret | 2024 | 2024
20263-228838-01 | Xcel Energy | 85 | 13781 | IOU | 04283125 | 7.616 | Solar |  |  | Interconnected | Trade Secret | Trade | WIL | WIL076 | Residential |  | Trade Secret | 2021 | 2021
20263-228838-01 | Xcel Energy | 85 | 13781 | IOU | 03130642 | 9.94 | Solar |  |  | Interconnected | Trade Secret | Trade | ALD | ALD073 | Residential | Made in Minnesota | Trade Secret | 2016 | 2017
20263-228838-01 | Xcel Energy | 85 | 13781 | IOU | 05734785 | 5.355 | Solar |  |  | Interconnected | Trade Secret | Trade | ESW | ESW061 | Residential | Solar*Rewards | Trade Secret | 2024 | 2024
20263-228838-01 | Xcel Energy | 85 | 13781 | IOU | 05227321 | 7.25 | Solar |  |  | Interconnected | Trade Secret | Trade | TLK | TLK064 | Residential |  | Trade Secret | 2022 | 2022
20263-228838-01 | Xcel Energy | 85 | 13781 | IOU | 05226332 | 7.25 | Solar |  |  | Active Application | Trade Secret | Trade | TLK | TLK064 | Residential |  | Trade Secret | 2022
20263-228838-01 | Xcel Energy | 85 | 13781 | IOU | 05748151 | 7.296 | Solar |  |  | Interconnected | Trade Secret | Trade | WCR | WCR322 | Residential | Solar*Rewards | Trade Secret | 2024 | 2024
20263-228838-01 | Xcel Energy | 85 | 13781 | IOU | 03134253 | 5 | Solar |  |  | Interconnected | Trade Secret | Trade | NOF | NOF071 | Residential | Solar*Rewards | Trade Secret | 2015 | 2015
20263-228838-01 | Xcel Energy | 85 | 13781 | IOU | 03129222 | 9.994 | Solar |  |  | Interconnected | Trade Secret | Trade | DBL | DBL068 | Commercial | Solar*Rewards | Trade Secret | 2018 | 2019
20263-228838-01 | Xcel Energy | 85 | 13781 | IOU | OID2212993 | 2.4 | Solar |  |  | Withdrawn | Trade Secret | Trade | SOU | SOU083 | Residential | Solar*Rewards | Trade Secret | 2015
20263-228838-01 | Xcel Energy | 85 | 13781 | IOU | OID2183328 | 2.4 | Solar |  |  | Withdrawn | Trade Secret | Trade | SOU | SOU083 | Residential | Made in Minnesota | Trade Secret | 2014
20263-228838-01 | Xcel Energy | 85 | 13781 | IOU | 03134180 | 2.4 | Solar |  |  | Interconnected | Trade Secret | Trade | SOU | SOU083 | Residential | Solar*Rewards | Trade Secret | 2015 | 2015
20263-228838-01 | Xcel Energy | 85 | 13781 | IOU | 03133824 | 5 | Solar |  |  | Interconnected | Trade Secret | Trade | GNL | GNL062 | Residential | Solar*Rewards | Trade Secret | 2013 | 2014
20263-228838-01 | Xcel Energy | 85 | 13781 | IOU | SRO24919 | 4 | Solar |  |  | Withdrawn | Trade Secret | Trade | GNL | GNL062 | Residential | Solar*Rewards | Trade Secret | 2012
20263-228838-01 | Xcel Energy | 85 | 13781 | IOU | SRO23756 | 4 | Solar |  |  | Withdrawn | Trade Secret | Trade | GNL | GNL062 | Residential | Solar*Rewards | Trade Secret | 2012
20263-228838-01 | Xcel Energy | 85 | 13781 | IOU | SRO29467 | 5 | Solar |  |  | Withdrawn | Trade Secret | Trade | GNL | GNL062 | Residential | Solar*Rewards | Trade Secret | 2013
20263-228838-01 |  |  |  |  | SRO23714 |  | Solar |  |  | Withdrawn | Trade Secret | Trade | GNL | GNL062 | Residential | Solar*Rewards |  | 2012
20263-228838-01 | Xcel Energy | 85 | 13781 | IOU | 03132685 | 3.6 | Solar |  |  | Interconnected | Trade Secret | Trade | SOU | SOU073 | Residential | Solar*Rewards | Trade Secret | 2018 | 2019
20263-228838-01 | Xcel Energy | 85 | 13781 | IOU | 06192555 | 13.12 | Solar |  |  | Interconnected | Trade Secret | Trade | HUG | HUG312 | Residential |  | Trade Secret | 2025 | 2025
20263-228838-01 | Xcel Energy | 85 | 13781 | IOU | 05265970 | 5.933 | Solar |  |  | Interconnected | Trade Secret | Trade | LEX | LEX332 | Residential |  | Trade Secret | 2022 | 2023
20263-228838-01 | Xcel Energy | 85 | 13781 | IOU | 05488485 | 6.631 | Solar |  |  | Interconnected | Trade Secret | Trade | LEX | LEX332 | Residential |  | Trade Secret | 2023 | 2023
20263-228838-01 | Xcel Energy | 85 | 13781 | IOU | 06208706 | 9.772 | Solar |  |  | Withdrawn | Trade Secret | Trade | WIL | WIL076 | Residential | Solar*Rewards | Trade Secret | 2025
20263-228838-01 | Xcel Energy | 85 | 13781 | IOU | 06205021 | 8.027 | Solar |  |  | Withdrawn | Trade Secret | Trade | WIL | WIL076 | Residential | Solar*Rewards | Trade Secret | 2025
20263-228838-01 | Xcel Energy | 85 | 13781 | IOU | 06248668 | 8.832 | Solar |  |  | Active Application | Trade Secret | Trade | WIL | WIL076 | Residential |  | Trade Secret | 2026
20263-228838-01 | Xcel Energy | 85 | 13781 | IOU | 04478839 | 7.68 | Solar |  |  | Interconnected | Trade Secret | Trade | MOL | MOL067 | Residential |  | Trade Secret | 2021 | 2022
20263-228838-01 | Xcel Energy | 85 | 13781 | IOU | 03133341 | 22.5 | Solar |  |  | Interconnected | Trade Secret | Trade | ALD | ALD097 | Commercial | Solar*Rewards | Trade Secret | 2011 | 2011
20263-228838-01 | Xcel Energy | 85 | 13781 | IOU | 03132154 | 14.94 | Solar |  |  | Interconnected | Trade Secret | Trade | MDT | MDT062 | Commercial | Made in Minnesota | Trade Secret | 2017 | 2018
20263-228838-01 | Xcel Energy | 85 | 13781 | IOU | OID3284601 | 19.999 | Solar |  |  | Withdrawn | Trade Secret | Trade | WES | WES062 | Commercial | Solar*Rewards | Trade Secret | 2018
20263-228838-01 | Xcel Energy | 85 | 13781 | IOU | 03132780 | 39.998 | Solar |  |  | Interconnected | Trade Secret | Trade | WES | WES062 | Commercial | Solar*Rewards | Trade Secret | 2018 | 2018
20263-228838-01 | Xcel Energy | 85 | 13781 | IOU | 05201316 | 3.747 | Solar |  |  | Interconnected | Trade Secret | Trade | WIL | WIL079 | Residential |  | Trade Secret | 2022 | 2022
20263-228838-01 | Xcel Energy | 85 | 13781 | IOU | 06003914 | 2.792 | Solar |  |  | Interconnected | Trade Secret | Trade | HWW | HWW074 | Residential | Solar*Rewards | Trade Secret | 2024 | 2025
20263-228838-01 | Xcel Energy | 85 | 13781 | IOU | 03564781 | 99.9 | Solar |  |  | Interconnected | Trade Secret | Trade | WSG | WSG351 | Commercial |  | Trade Secret | 2020 | 2020
20263-228838-01 | Xcel Energy | 85 | 13781 | IOU | 04689311 | 7.616 | Solar |  |  | Interconnected | Trade Secret | Trade | HUG | HUG322 | Residential |  | Trade Secret | 2021 | 2022
20263-228838-01 | Xcel Energy | 85 | 13781 | IOU | 05995793 | 3.747 | Solar |  |  | Interconnected | Trade Secret | Trade | EBL | EBL084 | Residential |  | Trade Secret | 2024 | 2025
20263-228838-01 | Xcel Energy | 85 | 13781 | IOU | 06097164 | 6.073 | Solar |  |  | Interconnected | Trade Secret | Trade | RAM | RAM064 | Residential | Solar*Rewards | Trade Secret | 2025 | 2025
20263-228838-01 | Xcel Energy | 85 | 13781 | IOU | 04092399 | 3.747 | Solar |  |  | Interconnected | Trade Secret | Trade | SOU | SOU069 | Residential |  | Trade Secret | 2020 | 2021
20263-228838-01 | Xcel Energy | 85 | 13781 | IOU | 06181562 | 5.693 | Solar |  |  | Interconnected | Trade Secret | Trade | SOU | SOU079 | Residential | Solar*Rewards | Trade Secret | 2025 | 2025
20263-228838-01 | Xcel Energy | 85 | 13781 | IOU | 03132857 | 9.994 | Solar |  |  | Interconnected | Trade Secret | Trade | UPP | UPP086 | Residential | Solar*Rewards | Trade Secret | 2018 | 2018
20263-228838-01 | Xcel Energy | 85 | 13781 | IOU | 05357078 | 7.329 | Solar |  |  | Interconnected | Trade Secret | Trade | LIN | LIN031 | Residential | Solar*Rewards | Trade Secret | 2023 | 2023
20263-228838-01 | Xcel Energy | 85 | 13781 | IOU | 05901733 | 6.046 | Solar |  |  | Interconnected | Trade Secret | Trade | MOL | MOL063 | Residential |  | Trade Secret | 2024 | 2025
20263-228838-01 | Xcel Energy | 85 | 13781 | IOU | 03938317 | 6 | Solar |  |  | Active Application | Trade Secret | Trade | HSN | HSN321 | Commercial | Solar*Rewards | Trade Secret | 2020
20263-228838-01 | Xcel Energy | 85 | 13781 | IOU | 03590416 | 6 | Solar |  |  | Active Application | Trade Secret | Trade | MPK | MPK082 | Residential | Solar*Rewards | Trade Secret | 2020
20263-228838-01 | Xcel Energy | 85 | 13781 | IOU | 05445568 | 6.67 | Solar |  |  | Interconnected | Trade Secret | Trade | GLK | GLK062 | Residential |  | Trade Secret | 2023 | 2023
20263-228838-01 | Xcel Energy | 85 | 13781 | IOU | 06038899 | 6.453 | Solar |  |  | Interconnected | Trade Secret | Trade | SOU | SOU060 | Residential | Solar*Rewards | Trade Secret | 2024 | 2025
20263-228838-01 | Xcel Energy | 85 | 13781 | IOU | 05464460 | 18.585 | Solar |  |  | Interconnected | Trade Secret | Trade | DPN | DPN072 | Residential | Solar*Rewards | Trade Secret | 2023 | 2023
20263-228838-01 | Xcel Energy | 85 | 13781 | IOU | 03132995 | 9.994 | Solar |  |  | Interconnected | Trade Secret | Trade | WES | WES076 | Residential | Solar*Rewards | Trade Secret | 2018 | 2019
20263-228838-01 | Xcel Energy | 85 | 13781 | IOU | SRO29915 | 5 | Solar |  |  | Withdrawn | Trade Secret | Trade | SOU | SOU086 | Residential | Solar*Rewards | Trade Secret | 2013
20263-228838-01 | Xcel Energy | 85 | 13781 | IOU | 03133939 | 3.5 | Solar |  |  | Interconnected | Trade Secret | Trade | SOU | SOU086 | Residential | Made in Minnesota | Trade Secret | 2014 | 2014
20263-228838-01 | Xcel Energy | 85 | 13781 | IOU | 05149900 | 3.85 | Solar |  |  | Interconnected | Trade Secret | Trade | HSN | HSN321 | Residential |  | Trade Secret | 2022 | 2022
20263-228838-01 | Xcel Energy | 85 | 13781 | IOU | 06235514 | 5.76 | Solar |  |  | Interconnected | Trade Secret | Trade | PBE | PBE061 | Residential |  | Trade Secret | 2025 | 2026
20263-228838-01 | Xcel Energy | 85 | 13781 | IOU | 03132889 | 1.68 | Solar |  |  | Interconnected | Trade Secret | Trade | SOU | SOU083 | Residential | Solar*Rewards | Trade Secret | 2018 | 2019
20263-228838-01 | Xcel Energy | 85 | 13781 | IOU | 06170459 | 8.832 | Solar |  |  | Withdrawn | Trade Secret | Trade | MND | MND062 | Residential | Solar*Rewards | Trade Secret | 2025
20263-228838-01 | Xcel Energy | 85 | 13781 | IOU | OID3480754 | 6 | Solar |  |  | Withdrawn | Trade Secret | Trade | CKG | CKG041 | Commercial | Solar*Rewards | Trade Secret | 2018
20263-228838-01 | Xcel Energy | 85 | 13781 | IOU | 04123251 | 5.584 | Solar |  |  | Interconnected | Trade Secret | Trade | NOF | NOF071 | Residential | Solar*Rewards | Trade Secret | 2020 | 2021
20263-228838-01 | Xcel Energy | 85 | 13781 | IOU | 06132122 | 11.136 | Solar |  |  | Interconnected | Trade Secret | Trade | BRP | BRP071 | Residential | Solar*Rewards | Trade Secret | 2025 | 2025
20263-228838-01 | Xcel Energy | 85 | 13781 | IOU | 03130988 | 900 | Other |  |  | Interconnected | Trade Secret | Trade | KOL | KOL064 | Commercial |  | Trade Secret | 2009 | 2009
20263-228838-01 | Xcel Energy | 85 | 13781 | IOU | 05161715 | 4.35 | Solar |  |  | Interconnected | Trade Secret | Trade | LLK | LLK072 | Residential |  | Trade Secret | 2022 | 2023
20263-228838-01 | Xcel Energy | 85 | 13781 | IOU | 04108336 | 2.962 | Solar |  |  | Interconnected | Trade Secret | Trade | YAM | YAM021 | Residential | Solar*Rewards | Trade Secret | 2020 | 2021
20263-228838-01 | Xcel Energy | 85 | 13781 | IOU | 04246789 | 11.6 | Solar |  |  | Interconnected | Trade Secret | Trade | VKG | VKG072 | Residential | Solar*Rewards | Trade Secret | 2021 | 2021
20263-228838-01 | Xcel Energy | 85 | 13781 | IOU | 05459444 | 6.09 | Solar |  |  | Interconnected | Trade Secret | Trade | OPK | OPK072 | Residential |  | Trade Secret | 2023 | 2024
20263-228838-01 | Xcel Energy | 85 | 13781 | IOU | 03294846 | 5.28 | Solar |  |  | Interconnected | Trade Secret | Trade | GPH | GPH061 | Residential | Solar*Rewards | Trade Secret | 2019 | 2020
20263-228838-01 | Xcel Energy | 85 | 13781 | IOU | 03131390 | 54 | Solar |  |  | Interconnected | Trade Secret | Trade | YAM | YAM031 | Commercial |  | Trade Secret | 2017 | 2017
20263-228838-01 | Xcel Energy | 85 | 13781 | IOU | 04455119 | 6.282 | Solar |  |  | Active Application | Trade Secret | Trade | SLP | SLP082 | Residential | Solar*Rewards | Trade Secret | 2021
20263-228838-01 | Xcel Energy | 85 | 13781 | IOU | 04793773 | 6.282 | Solar |  |  | Withdrawn | Trade Secret | Trade | SLP | SLP082 | Residential | Solar*Rewards | Trade Secret | 2022
20263-228838-01 | Xcel Energy | 85 | 13781 | IOU | 06162054 | 7.6 | Solar |  |  | Active Application | Trade Secret | Trade | RWD | RWD081 | Residential | Solar*Rewards | Trade Secret | 2025
20263-228838-01 | Xcel Energy | 85 | 13781 | IOU | 05985297 | 4.875 | Solar |  |  | Interconnected | Trade Secret | Trade | SLP | SLP092 | Residential | Solar*Rewards | Trade Secret | 2024 | 2025
20263-228838-01 | Xcel Energy | 85 | 13781 | IOU | 06142193 | 6.98 | Solar |  |  | Active Application | Trade Secret | Trade | HWW | HWW072 | Residential |  | Trade Secret | 2025
20263-228838-01 | Xcel Energy | 85 | 13781 | IOU | 06305794 | 6.72 | Solar |  |  | Active Application | Trade Secret | Trade | RPL | RPL064 | Residential |  | Trade Secret | 2025
20263-228838-01 | Xcel Energy | 85 | 13781 | IOU | 05509548 | 3.48 | Solar |  |  | Interconnected | Trade Secret | Trade | UPP | UPP085 | Residential | Solar*Rewards | Trade Secret | 2023 | 2023
20263-228838-01 | Xcel Energy | 85 | 13781 | IOU | 06143948 | 7.212 | Solar |  |  | Interconnected | Trade Secret | Trade | SOU | SOU087 | Residential | Solar*Rewards | Trade Secret | 2025 | 2025
20263-228838-01 | Xcel Energy | 85 | 13781 | IOU | 03901709 | 5.584 | Solar |  |  | Interconnected | Trade Secret | Trade | RAM | RAM064 | Residential | Solar*Rewards | Trade Secret | 2020 | 2020
20263-228838-01 | Xcel Energy | 85 | 13781 | IOU | 06190524 | 6.073 | Solar |  |  | Interconnected | Trade Secret | Trade | RAM | RAM064 | Residential |  | Trade Secret | 2025 | 2025
20263-228838-01 | Xcel Energy | 85 | 13781 | IOU | 06190396 | 6.073 | Solar |  |  | Active Application | Trade Secret | Trade | RAM | RAM064 | Residential | Solar*Rewards | Trade Secret | 2025
20263-228838-01 | Xcel Energy | 85 | 13781 | IOU | 05990513 | 6.56 | Solar |  |  | Interconnected | Trade Secret | Trade | CRL | CRL065 | Residential | Solar*Rewards | Trade Secret | 2024 | 2024
20263-228838-01 | Xcel Energy | 85 | 13781 | IOU | 03134360 | 3.5 | Solar |  |  | Interconnected | Trade Secret | Trade | MPK | MPK083 | Residential | Made in Minnesota | Trade Secret | 2015 | 2015
20263-228838-01 | Xcel Energy | 85 | 13781 | IOU | OID2249882 | 3.5 | Solar |  |  | Withdrawn | Trade Secret | Trade | MPK | MPK083 | Residential | Made in Minnesota | Trade Secret | 2015
20263-228838-01 | Xcel Energy | 85 | 13781 | IOU | 05829991 | 3.747 | Solar |  |  | Interconnected | Trade Secret | Trade | MEL | MEL072 | Residential |  | Trade Secret | 2024 | 2025
20263-228838-01 | Xcel Energy | 85 | 13781 | IOU | SRO15590 | 40 | Solar |  |  | Withdrawn | Trade Secret | Trade | TER | TER082 | Commercial | Solar*Rewards | Trade Secret | 2010
20263-228838-01 | Xcel Energy | 85 | 13781 | IOU | 03130737 | 500 | Other |  |  | Interconnected | Trade Secret | Trade | MEL | MEL083 | Commercial |  | Trade Secret | 2004 | 2004
20263-228838-01 | Xcel Energy | 85 | 13781 | IOU | 04968161 | 15.66 | Solar |  |  | Withdrawn | Trade Secret | Trade | GRC | GRC063 | Residential | Solar*Rewards | Trade Secret | 2022
20263-228838-01 | Xcel Energy | 85 | 13781 | IOU | 05989627 | 6.08 | Solar |  |  | Interconnected | Trade Secret | Trade | TWL | TWL067 | Residential | Solar*Rewards | Trade Secret | 2024 | 2024
20263-228838-01 | Xcel Energy | 85 | 13781 | IOU | 03132646 | 3.747 | Solar |  |  | Interconnected | Trade Secret | Trade | HWW | HWW072 | Residential | Solar*Rewards | Trade Secret | 2018 | 2018
20263-228838-01 | Xcel Energy | 85 | 13781 | IOU | 03129893 | 12.18 | Solar |  |  | Interconnected | Trade Secret | Trade | RPO | RPO312 | Residential | Solar*Rewards | Trade Secret | 2018 | 2019
20263-228838-01 |  |  |  |  | OID2728505 |  | Wind |  |  | Withdrawn | Trade Secret | Trade |  |  | Residential |  |  | 2016
20263-228838-01 | Xcel Energy | 85 | 13781 | IOU | 03129801 | 121.8 | Solar |  |  | Interconnected | Trade Secret | Trade | WSG | WSG361 | Residential |  | Trade Secret | 2016 | 2016
20263-228838-01 | Xcel Energy | 85 | 13781 | IOU | 05399245 | 19.006 | Solar |  |  | Interconnected | Trade Secret | Trade | UPP | UPP066 | Commercial |  | Trade Secret | 2023 | 2023
20263-228838-01 | Xcel Energy | 85 | 13781 | IOU | 05381426 | 2.61 | Solar |  |  | Interconnected | Trade Secret | Trade | TWL | TWL075 | Residential |  | Trade Secret | 2023 | 2023
20263-228838-01 | Xcel Energy | 85 | 13781 | IOU | 06088693 | 2.52 | Solar |  |  | Interconnected | Trade Secret | Trade | TLK | TLK075 | Residential |  | Trade Secret | 2025 | 2025
20263-228838-01 | Xcel Energy | 85 | 13781 | IOU | 05665111 | 2.52 | Solar |  |  | Interconnected | Trade Secret | Trade | TLK | TLK075 | Residential |  | Trade Secret | 2023 | 2024
20263-228838-01 | Xcel Energy | 85 | 13781 | IOU | 04831122 | 4.188 | Solar |  |  | Interconnected | Trade Secret | Trade | SOU | SOU086 | Residential | Solar*Rewards | Trade Secret | 2022 | 2023
20263-228838-01 | Xcel Energy | 85 | 13781 | IOU | 05519653 | 5.04 | Solar |  |  | Interconnected | Trade Secret | Trade | ALD | ALD088 | Residential | Solar*Rewards | Trade Secret | 2023 | 2024
20263-228838-01 | Xcel Energy | 85 | 13781 | IOU | 05867225 | 4.555 | Solar |  |  | Interconnected | Trade Secret | Trade | WDY | WDY321 | Residential |  | Trade Secret | 2024 | 2024
20263-228838-01 | Xcel Energy | 85 | 13781 | IOU | 05295243 | 30.37 | Solar |  | X | Interconnected | Trade Secret | Trade | REW | REW021 | Residential |  | Trade Secret | 2022 | 2023
20263-228838-01 | Xcel Energy | 85 | 13781 | IOU | 04184121 | 6.96 | Solar |  |  | Interconnected | Trade Secret | Trade | UPP | UPP068 | Residential | Solar*Rewards | Trade Secret | 2022 | 2022
20263-228838-01 | Xcel Energy | 85 | 13781 | IOU | 03859073 | 5.8 | Solar |  |  | Interconnected | Trade Secret | Trade | HWW | HWW062 | Residential | Solar*Rewards | Trade Secret | 2020 | 2021
20263-228838-01 | Xcel Energy | 85 | 13781 | IOU | 05005032 | 8 | Storage |  |  | Interconnected | Trade Secret | Trade | PKL | PKL085 | Residential |  | Trade Secret | 2022 | 2022
20263-228838-01 | Xcel Energy | 85 | 13781 | IOU | 06206405 | 5.933 | Solar |  |  | Withdrawn | Trade Secret | Trade | WIL | WIL073 | Residential | Solar*Rewards | Trade Secret | 2025
20263-228838-01 | Xcel Energy | 85 | 13781 | IOU | 06222193 | 5.933 | Solar |  |  | Interconnected | Trade Secret | Trade | WIL | WIL073 | Residential |  | Trade Secret | 2025 | 2025
20263-228838-01 | Xcel Energy | 85 | 13781 | IOU | 04818243 | 6.38 | Solar |  |  | Interconnected | Trade Secret | Trade | SHP | SHP062 | Residential | Solar*Rewards | Trade Secret | 2022 | 2022
20263-228838-01 | Xcel Energy | 85 | 13781 | IOU | 05006870 | 3.49 | Solar |  |  | Withdrawn | Trade Secret | Trade | WES | WES074 | Residential | Solar*Rewards | Trade Secret | 2022
20263-228838-01 | Xcel Energy | 85 | 13781 | IOU | 05450938 | 4.224 | Solar |  |  | Interconnected | Trade Secret | Trade | WES | WES074 | Residential |  | Trade Secret | 2023 | 2023
20263-228838-01 | Xcel Energy | 85 | 13781 | IOU | 06018646 | 17.5 | Storage |  |  | Interconnected | Trade Secret | Trade | HOL | HOL071 | Residential |  | Trade Secret | 2024 | 2025
20263-228838-01 | Xcel Energy | 85 | 13781 | IOU | 03235806 | 6 | Solar |  |  | Interconnected | Trade Secret | Trade | HOL | HOL071 | Residential | Solar*Rewards | Trade Secret | 2019 | 2019
20263-228838-01 | Xcel Energy | 85 | 13781 | IOU | 06056293 | 300 | Solar |  |  | Interconnected | Trade Secret | Trade | OAD | OAD063 | Commercial |  | Trade Secret | 2025 | 2025
20263-228838-01 | Xcel Energy | 85 | 13781 | IOU | OID2382837 | 20 | Solar |  |  | Withdrawn | Trade Secret | Trade | STY | STY063 | Commercial | Solar*Rewards | Trade Secret | 2015
20263-228838-01 | Xcel Energy | 85 | 13781 | IOU | OID3749805 | 6 | Solar |  |  | Withdrawn | Trade Secret | Trade | TLK | TLK061 | Commercial | Solar*Rewards | Trade Secret | 2019
20263-228838-01 | Xcel Energy | 85 | 13781 | IOU | OID3666328 | 5 | Solar |  |  | Withdrawn | Trade Secret | Trade | TLK | TLK061 | Commercial | Solar*Rewards | Trade Secret | 2018
20263-228838-01 |  |  |  |  | OID3749816 |  | Solar |  |  | Withdrawn | Trade Secret | Trade | TLK | TLK061 | Commercial | Solar*Rewards |  | 2019
20263-228838-01 | Xcel Energy | 85 | 13781 | IOU | OID3886550 | 11.39 | Solar |  |  | Withdrawn | Trade Secret | Trade | TLK | TLK061 | Commercial | Solar*Rewards | Trade Secret | 2019
20263-228838-01 | Xcel Energy | 85 | 13781 | IOU | 03132038 | 3.8 | Solar |  |  | Interconnected | Trade Secret | Trade | TWL | TWL063 | Residential | Solar*Rewards | Trade Secret | 2017 | 2018
20263-228838-01 | Xcel Energy | 85 | 13781 | IOU | 03130362 | 36 | Solar |  |  | Interconnected | Trade Secret | Trade | CLC | CLC221 | Commercial | Made in Minnesota | Trade Secret | 2017 | 2017
20263-228838-01 | Xcel Energy | 85 | 13781 | IOU | 03134838 | 8.4 | Solar |  |  | Interconnected | Trade Secret | Trade | CLC | CLC221 | Commercial | Made in Minnesota | Trade Secret | 2016 | 2017
20263-228838-01 | Xcel Energy | 85 | 13781 | IOU | OID2914189 | 36 | Solar |  |  | Withdrawn | Trade Secret | Trade | CLC | CLC221 | Commercial | Made in Minnesota | Trade Secret | 2017
20263-228838-01 | Xcel Energy | 85 | 13781 | IOU | OID2907996 | 36 | Solar |  |  | Withdrawn | Trade Secret | Trade | CLC | CLC221 | Commercial | Made in Minnesota | Trade Secret | 2017
20263-228838-01 | Xcel Energy | 85 | 13781 | IOU | 03967626 | 6.38 | Solar |  |  | Interconnected | Trade Secret | Trade | RLK | RLK073 | Residential | Solar*Rewards | Trade Secret | 2020 | 2020
20263-228838-01 | Xcel Energy | 85 | 13781 | IOU | 06193339 | 3.774 | Solar |  |  | Interconnected | Trade Secret | Trade | RAM | RAM077 | Residential | Solar*Rewards | Trade Secret | 2025 | 2025
20263-228838-01 | Xcel Energy | 85 | 13781 | IOU | 05813439 | 7.616 | Solar |  |  | Interconnected | Trade Secret | Trade | WDY | WDY312 | Residential |  | Trade Secret | 2024 | 2024
20263-228838-01 | Xcel Energy | 85 | 13781 | IOU | 04699804 | 5.054 | Solar |  |  | Interconnected | Trade Secret | Trade | MEL | MEL078 | Residential |  | Trade Secret | 2021 | 2022
20263-228838-01 | Xcel Energy | 85 | 13781 | IOU | 05728427 | 5.248 | Solar |  |  | Active Application | Trade Secret | Trade | RWD | RWD062 | Residential | Solar*Rewards | Trade Secret | 2024
20263-228838-01 | Xcel Energy | 85 | 13781 | IOU | 03134320 | 20 | Solar |  |  | Interconnected | Trade Secret | Trade | RNV | RNV021 | Residential | Solar*Rewards | Trade Secret | 2015 | 2015
20263-228838-01 | Xcel Energy | 85 | 13781 | IOU | OID2278410 | 20.02 | Solar |  |  | Withdrawn | Trade Secret | Trade | RNV | RNV021 | Residential | Solar*Rewards | Trade Secret | 2015
20263-228838-01 | Xcel Energy | 85 | 13781 | IOU | 03134482 | 10.01 | Solar |  |  | Interconnected | Trade Secret | Trade | RNV | RNV021 | Residential | Made in Minnesota | Trade Secret | 2015 | 2015
20263-228838-01 | Xcel Energy | 85 | 13781 | IOU | 05534559 | 4.725 | Solar |  |  | Interconnected | Trade Secret | Trade | RRK | RRK064 | Residential |  | Trade Secret | 2023 | 2023
20263-228838-01 | Xcel Energy | 85 | 13781 | IOU | 05511303 | 3.792 | Solar |  |  | Withdrawn | Trade Secret | Trade | RRK | RRK064 | Residential | Solar*Rewards | Trade Secret | 2023
20263-228838-01 | Xcel Energy | 85 | 13781 | IOU | 06193926 | 4.064 | Solar |  |  | Interconnected | Trade Secret | Trade | DBL | DBL068 | Residential | Solar*Rewards | Trade Secret | 2025 | 2026
20263-228838-01 | Xcel Energy | 85 | 13781 | IOU | 06159880 | 3.484 | Solar |  |  | Interconnected | Trade Secret | Trade | AFT | AFT322 | Residential | Solar*Rewards | Trade Secret | 2025 | 2025
20263-228838-01 | Xcel Energy | 85 | 13781 | IOU | 05275199 | 6.38 | Solar |  |  | Interconnected | Trade Secret | Trade | GLK | GLK062 | Residential |  | Trade Secret | 2022 | 2023
20263-228838-01 | Xcel Energy | 85 | 13781 | IOU | 05990521 | 5.052 | Solar |  |  | Interconnected | Trade Secret | Trade | SIP | SIP073 | Residential |  | Trade Secret | 2024 | 2025
20263-228838-01 | Xcel Energy | 85 | 13781 | IOU | OID3666679 | 5.493 | Solar |  |  | Withdrawn | Trade Secret | Trade | SOU | SOU086 | Residential |  | Trade Secret | 2018
20263-228838-01 | Xcel Energy | 85 | 13781 | IOU | SRO29580 | 7.45 | Solar |  |  | Withdrawn | Trade Secret | Trade | DND | DND072 | Residential | Solar*Rewards | Trade Secret | 2013
20263-228838-01 | Xcel Energy | 85 | 13781 | IOU | 03881399 | 67.47 | Solar |  |  | Interconnected | Trade Secret | Trade | MST | MST075 | Commercial |  | Trade Secret | 2020 | 2022
20263-228838-01 | Xcel Energy | 85 | 13781 | IOU | 05951128 | 7.212 | Solar |  |  | Withdrawn | Trade Secret | Trade | ECK | ECK341 | Residential | Solar*Rewards | Trade Secret | 2024
20263-228838-01 | Xcel Energy | 85 | 13781 | IOU | 03734561 | 6.96 | Solar |  |  | Interconnected | Trade Secret | Trade | HWW | HWW062 | Residential | Solar*Rewards | Trade Secret | 2020 | 2020
20263-228838-01 | Xcel Energy | 85 | 13781 | IOU | 05452109 | 4.64 | Solar |  |  | Withdrawn | Trade Secret | Trade | UPP | UPP082 | Residential | Solar*Rewards | Trade Secret | 2023
20263-228838-01 | Xcel Energy | 85 | 13781 | IOU | 05541614 | 4.64 | Solar |  |  | Interconnected | Trade Secret | Trade | UPP | UPP082 | Residential |  | Trade Secret | 2023 | 2024
20263-228838-01 | Xcel Energy | 85 | 13781 | IOU | 04880098 | 5.48 | Solar |  |  | Interconnected | Trade Secret | Trade | RMT | RMT321 | Residential | Solar*Rewards | Trade Secret | 2022 | 2022
20263-228838-01 | Xcel Energy | 85 | 13781 | IOU | 06228379 | 6.631 | Solar |  |  | Active Application | Trade Secret | Trade | UPP | UPP063 | Residential |  | Trade Secret | 2025
20263-228838-01 | Xcel Energy | 85 | 13781 | IOU | 04840911 | 22.848 | Solar |  | X | Interconnected | Trade Secret | Trade | HUG | HUG321 | Residential | Solar*Rewards | Trade Secret | 2022 | 2022
20263-228838-01 | Xcel Energy | 85 | 13781 | IOU | 05498902 | 5.67 | Solar |  |  | Interconnected | Trade Secret | Trade | WES | WES076 | Residential |  | Trade Secret | 2023 | 2023
20263-228838-01 | Xcel Energy | 85 | 13781 | IOU | 05847207 | 6.046 | Solar |  |  | Interconnected | Trade Secret | Trade | APA | APA073 | Residential |  | Trade Secret | 2024 | 2025
20263-228838-01 | Xcel Energy | 85 | 13781 | IOU | 06120177 | 39.99 | Solar |  |  | Interconnected | Trade Secret | Trade | UPP | UPP068 | Commercial |  | Trade Secret | 2025 | 2026
20263-228838-01 | Xcel Energy | 85 | 13781 | IOU | 06053718 | 7.616 | Solar |  |  | Interconnected | Trade Secret | Trade | HSN | HSN322 | Residential | Solar*Rewards | Trade Secret | 2025 | 2025
20263-228838-01 | Xcel Energy | 85 | 13781 | IOU | 04548620 | 160 | Solar |  |  | Interconnected | Trade Secret | Trade | WRR | WRR081 | Commercial |  | Trade Secret | 2022 | 2023
20263-228838-01 | Xcel Energy | 85 | 13781 | IOU | 05478834 | 3.77 | Solar |  |  | Interconnected | Trade Secret | Trade | UPP | UPP062 | Residential |  | Trade Secret | 2023 | 2023
20263-228838-01 | Xcel Energy | 85 | 13781 | IOU | 05240531 | 5.51 | Solar |  |  | Interconnected | Trade Secret | Trade | EDA | EDA072 | Residential |  | Trade Secret | 2022 | 2023
20263-228838-01 | Xcel Energy | 85 | 13781 | IOU | 06234661 | 3.141 | Solar |  |  | Active Application | Trade Secret | Trade | MPK | MPK074 | Residential |  | Trade Secret | 2025
20263-228838-01 | Xcel Energy | 85 | 13781 | IOU | 06322360 | 8.376 | Solar |  |  | Active Application | Trade Secret | Trade | SOU | SOU060 | Residential | Solar*Rewards | Trade Secret | 2026
20263-228838-01 | Xcel Energy | 85 | 13781 | IOU | 03134182 | 7.63 | Solar |  |  | Interconnected | Trade Secret | Trade | WCR | WCR322 | Residential | Solar*Rewards | Trade Secret | 2015 | 2015
20263-228838-01 | Xcel Energy | 85 | 13781 | IOU | 05363551 | 3.48 | Solar |  |  | Interconnected | Trade Secret | Trade | TWL | TWL063 | Residential | Solar*Rewards | Trade Secret | 2023 | 2023
20263-228838-01 | Xcel Energy | 85 | 13781 | IOU | 05989030 | 11.322 | Solar |  |  | Interconnected | Trade Secret | Trade | EKO | EKO021 | Residential | Solar*Rewards | Trade Secret | 2024 | 2025
20263-228838-01 | Xcel Energy | 85 | 13781 | IOU | 04289683 | 6 | Solar |  |  | Interconnected | Trade Secret | Trade | GRC | GRC312 | Residential | Solar*Rewards | Trade Secret | 2021 | 2021
20263-228838-01 | Xcel Energy | 85 | 13781 | IOU | 03131325 | 3.8 | Solar |  |  | Interconnected | Trade Secret | Trade | WEF | WEF061 | Residential | Made in Minnesota | Trade Secret | 2017 | 2017
20263-228838-01 | Xcel Energy | 85 | 13781 | IOU | OID3409976 | 15.25 | Solar |  |  | Withdrawn | Trade Secret | Trade | SOU | SOU072 | Commercial | Solar*Rewards | Trade Secret | 2018
20263-228838-01 | Xcel Energy | 85 | 13781 | IOU | OID2947271 | 29.82 | Solar |  |  | Withdrawn | Trade Secret | Trade | SOU | SOU072 | Commercial | Solar*Rewards | Trade Secret | 2017
20263-228838-01 |  |  |  |  | OID2947270 |  | Solar |  |  | Withdrawn | Trade Secret | Trade | SOU | SOU072 | Commercial | Solar*Rewards |  | 2017
20263-228838-01 | Xcel Energy | 85 | 13781 | IOU | 03130441 | 38.02 | Solar |  |  | Interconnected | Trade Secret | Trade | SOU | SOU072 | Commercial | Solar*Rewards | Trade Secret | 2018 | 2019
20263-228838-01 | Xcel Energy | 85 | 13781 | IOU | SRO30441 | 30 | Solar |  |  | Withdrawn | Trade Secret | Trade | SCL | SCL322 | Commercial | Solar*Rewards | Trade Secret | 2013
20263-228838-01 | Xcel Energy | 85 | 13781 | IOU | 03134637 | 2.88 | Solar |  |  | Interconnected | Trade Secret | Trade | MPK | MPK063 | Residential | Solar*Rewards | Trade Secret | 2015 | 2016
20263-228838-01 |  |  |  |  | OID2947993 |  | Solar |  |  | Withdrawn | Trade Secret | Trade | GLK | GLK063 | Residential | Solar*Rewards |  | 2017
20263-228838-01 | Xcel Energy | 85 | 13781 | IOU | 03132691 | 6.96 | Solar |  |  | Interconnected | Trade Secret | Trade | WAB | WAB031 | Residential | Solar*Rewards | Trade Secret | 2018 | 2019
20263-228838-01 | Xcel Energy | 85 | 13781 | IOU | 04671224 | 12 | Solar |  |  | Interconnected | Trade Secret | Trade | RLK | RLK071 | Residential |  | Trade Secret | 2021 | 2022
20263-228838-01 | Xcel Energy | 85 | 13781 | IOU | 05679727 | 10.395 | Solar |  |  | Active Application | Trade Secret | Trade | WAB | WAB031 | Residential |  | Trade Secret | 2024
20263-228838-01 | Xcel Energy | 85 | 13781 | IOU | 03132566 | 2.52 | Solar |  |  | Interconnected | Trade Secret | Trade | WES | WES063 | Residential | Solar*Rewards | Trade Secret | 2018 | 2018
20263-228838-01 | Xcel Energy | 85 | 13781 | IOU | 04495363 | 5 | Solar |  |  | Interconnected | Trade Secret | Trade | SOU | SOU082 | Residential |  | Trade Secret | 2021 | 2023
20263-228838-01 | Xcel Energy | 85 | 13781 | IOU | 06085322 | 5.7 | Solar |  |  | Active Application | Trade Secret | Trade | BRP | BRP063 | Residential | Solar*Rewards | Trade Secret | 2025
20263-228838-01 | Xcel Energy | 85 | 13781 | IOU | 06322348 | 5.701 | Solar |  |  | Active Application | Trade Secret | Trade | BRP | BRP063 | Residential | Solar*Rewards | Trade Secret | 2026
20263-228838-01 | Xcel Energy | 85 | 13781 | IOU | 04671284 | 7.616 | Solar |  |  | Interconnected | Trade Secret | Trade | RIV | RIV076 | Residential |  | Trade Secret | 2021 | 2022
20263-228838-01 | Xcel Energy | 85 | 13781 | IOU | 04450495 | 7.616 | Solar |  |  | Active Application | Trade Secret | Trade | RIV | RIV076 | Residential | Solar*Rewards | Trade Secret | 2021
20263-228838-01 | Xcel Energy | 85 | 13781 | IOU | 03512275 | 9.994 | Solar |  |  | Interconnected | Trade Secret | Trade | MTR | MTR021 | Residential | Solar*Rewards | Trade Secret | 2019 | 2020
20263-228838-01 | Xcel Energy | 85 | 13781 | IOU | SRO18392 | 2.28 | Solar |  |  | Withdrawn | Trade Secret | Trade | GRC | GRC062 | Commercial | Solar*Rewards | Trade Secret | 2011
20263-228838-01 |  |  |  |  | OID2806533 |  | Solar |  |  | Withdrawn | Trade Secret | Trade | GRC | GRC062 | Commercial |  |  | 2012
20263-228838-01 |  |  |  |  | OID2806534 |  | Solar |  |  | Withdrawn | Trade Secret | Trade | GRC | GRC062 | Commercial |  |  | 2012
20263-228838-01 | Xcel Energy | 85 | 13781 | IOU | 03131138 | 5 | Solar |  |  | Interconnected | Trade Secret | Trade | GRC | GRC062 | Commercial |  | Trade Secret | 2012 | 2013
20263-228838-01 | Xcel Energy | 85 | 13781 | IOU | 06140960 | 15.2 | Solar |  |  | Interconnected | Trade Secret | Trade | WYO | WYO032 | Residential | Solar*Rewards | Trade Secret | 2025 | 2025
20263-228838-01 | Xcel Energy | 85 | 13781 | IOU | 03198622 | 9.994 | Solar |  |  | Interconnected | Trade Secret | Trade | CGR | CGR063 | Residential | Solar*Rewards | Trade Secret | 2019 | 2020
20263-228838-01 | Xcel Energy | 85 | 13781 | IOU | 05744366 | 14.592 | Solar |  |  | Interconnected | Trade Secret | Trade | DHL | DHL061 | Residential | Solar*Rewards | Trade Secret | 2024 | 2024
20263-228838-01 | Xcel Energy | 85 | 13781 | IOU | 03134151 | 3.36 | Solar |  |  | Interconnected | Trade Secret | Trade | NOF | NOF071 | Residential | Solar*Rewards | Trade Secret | 2014 | 2015
20263-228838-01 | Xcel Energy | 85 | 13781 | IOU | 03130443 | 9.994 | Solar |  |  | Interconnected | Trade Secret | Trade | TER | TER075 | Residential | Solar*Rewards | Trade Secret | 2018 | 2019
20263-228838-01 | Xcel Energy | 85 | 13781 | IOU | 06127388 | 7.591 | Solar |  | X | Interconnected | Trade Secret | Trade | EDA | EDA067 | Residential | Solar*Rewards | Trade Secret | 2025 | 2025
20263-228838-01 | Xcel Energy | 85 | 13781 | IOU | 06127375 | 7.591 | Solar |  | X | Withdrawn | Trade Secret | Trade | EDA | EDA067 | Residential | Solar*Rewards | Trade Secret | 2025
20263-228838-01 | Xcel Energy | 85 | 13781 | IOU | SRO19280 | 45 | Solar |  |  | Withdrawn | Trade Secret | Trade | OAD | OAD065 | Commercial | Solar*Rewards | Trade Secret | 2011
20263-228838-01 | Xcel Energy | 85 | 13781 | IOU | SRO18017 | 40 | Solar |  |  | Interconnected | Trade Secret | Trade | OAD | OAD065 | Commercial | Solar*Rewards | Trade Secret | 2011 | 2012
20263-228838-01 | Xcel Energy | 85 | 13781 | IOU | 04146863 | 3.77 | Solar |  |  | Interconnected | Trade Secret | Trade | MEL | MEL087 | Residential | Solar*Rewards | Trade Secret | 2020 | 2021
20263-228838-01 | Xcel Energy | 85 | 13781 | IOU | 06072353 | 13.285 | Solar |  |  | Interconnected | Trade Secret | Trade | HWW | HWW062 | Residential |  | Trade Secret | 2025 | 2025
20263-228838-01 | Xcel Energy | 85 | 13781 | IOU | 06062110 | 6.832 | Solar |  |  | Active Application | Trade Secret | Trade | HWW | HWW062 | Residential | Solar*Rewards | Trade Secret | 2025
20263-228838-01 | Xcel Energy | 85 | 13781 | IOU | 04218989 | 5.054 | Solar |  |  | Withdrawn | Trade Secret | Trade | LAB | LAB312 | Residential | Solar*Rewards | Trade Secret | 2020
20263-228838-01 | Xcel Energy | 85 | 13781 | IOU | 03134583 | 11.39 | Solar |  |  | Interconnected | Trade Secret | Trade | MAZ | MAZ021 | Commercial | Solar*Rewards | Trade Secret | 2015 | 2016
20263-228838-01 | Xcel Energy | 85 | 13781 | IOU | 04456733 | 11.559 | Solar |  |  | Active Application | Trade Secret | Trade | ANN | ANN021 | Residential |  | Trade Secret | 2021
20263-228838-01 | Xcel Energy | 85 | 13781 | IOU | SRO29969 | 30 | Solar |  |  | Withdrawn | Trade Secret | Trade | HOW | HOW061 | Commercial | Solar*Rewards | Trade Secret | 2013
20263-228838-01 | Xcel Energy | 85 | 13781 | IOU | 06210480 | 23 | Solar |  | X | Interconnected | Trade Secret | Trade | HUG | HUG311 | Residential |  | Trade Secret | 2025 | 2026
20263-228838-01 | Xcel Energy | 85 | 13781 | IOU | OID2019330 | 18 | Solar |  |  | Withdrawn | Trade Secret | Trade | SLP | SLP083 | Commercial | Solar*Rewards | Trade Secret | 2014
20263-228838-01 | Xcel Energy | 85 | 13781 | IOU | 03132317 | 20 | Solar |  |  | Interconnected | Trade Secret | Trade | WAS | WAS092 | Commercial | Solar*Rewards | Trade Secret | 2018 | 2018
20263-228838-01 | Xcel Energy | 85 | 13781 | IOU | 04991251 | 5.052 | Solar |  |  | Withdrawn | Trade Secret | Trade | SLP | SLP084 | Residential | Solar*Rewards | Trade Secret | 2022
20263-228838-01 | Xcel Energy | 85 | 13781 | IOU | 06244806 | 3.747 | Solar |  |  | Interconnected | Trade Secret | Trade | SLP | SLP084 | Residential |  | Trade Secret | 2025 | 2025
20263-228838-01 | Xcel Energy | 85 | 13781 | IOU | 05519098 | 8.45 | Solar |  |  | Interconnected | Trade Secret | Trade | RWD | RWD081 | Residential | Solar*Rewards | Trade Secret | 2023 | 2023
20263-228838-01 | Xcel Energy | 85 | 13781 | IOU | 04603332 | 2.61 | Solar |  |  | Interconnected | Trade Secret | Trade | LLK | LLK071 | Residential |  | Trade Secret | 2021 | 2021
20263-228838-01 | Xcel Energy | 85 | 13781 | IOU | SRO14628 | 31.92 | Solar |  |  | Withdrawn | Trade Secret | Trade | SCA | SCA021 | Commercial | Solar*Rewards | Trade Secret | 2010
20263-228838-01 | Xcel Energy | 85 | 13781 | IOU | 03131038 | 38 | Solar |  |  | Interconnected | Trade Secret | Trade | SCA | SCA021 | Commercial |  | Trade Secret | 2010 | 2010
20263-228838-01 | Xcel Energy | 85 | 13781 | IOU | 05712309 | 6.98 | Solar |  |  | Interconnected | Trade Secret | Trade | MPK | MPK074 | Residential | Solar*Rewards | Trade Secret | 2024 | 2024
20263-228838-01 | Xcel Energy | 85 | 13781 | IOU | 06235204 | 11.168 | Solar |  |  | Active Application | Trade Secret | Trade | MEL | MEL078 | Residential |  | Trade Secret | 2025
20263-228838-01 | Xcel Energy | 85 | 13781 | IOU | 05972912 | 3.747 | Solar |  |  | Interconnected | Trade Secret | Trade | WES | WES073 | Residential | Solar*Rewards | Trade Secret | 2024 | 2025
20263-228838-01 | Xcel Energy | 85 | 13781 | IOU | 03796323 | 10.47 | Solar |  |  | Interconnected | Trade Secret | Trade | LIN | LIN031 | Residential | Solar*Rewards | Trade Secret | 2020 | 2020
20263-228838-01 | Xcel Energy | 85 | 13781 | IOU | 05855110 | 9.6 | Solar |  |  | Interconnected | Trade Secret | Trade | ECK | ECK321 | Residential | Solar*Rewards | Trade Secret | 2024 | 2024
20263-228838-01 | Xcel Energy | 85 | 13781 | IOU | OID2063632 | 18 | Solar |  |  | Withdrawn | Trade Secret | Trade | ALD | ALD097 | Commercial | Solar*Rewards | Trade Secret | 2014
20263-228838-01 | Xcel Energy | 85 | 13781 | IOU | 04266958 | 7.616 | Solar |  |  | Interconnected | Trade Secret | Trade | BRP | BRP063 | Residential |  | Trade Secret | 2021 | 2021
20263-228838-01 | Xcel Energy | 85 | 13781 | IOU | 04276033 | 7.616 | Solar |  |  | Active Application | Trade Secret | Trade | BRP | BRP063 | Residential |  | Trade Secret | 2020
20263-228838-01 |  |  |  |  | OID2732149 |  | Solar |  |  | Withdrawn | Trade Secret | Trade | MDT | MDT077 | Residential | Solar*Rewards |  | 2016
20263-228838-01 | Xcel Energy | 85 | 13781 | IOU | 03132253 | 7.625 | Solar |  |  | Interconnected | Trade Secret | Trade | MDT | MDT077 | Residential | Solar*Rewards | Trade Secret | 2018 | 2018
20263-228838-01 | Xcel Energy | 85 | 13781 | IOU | 05812099 | 6.046 | Solar |  |  | Interconnected | Trade Secret | Trade | CHE | CHE064 | Residential |  | Trade Secret | 2024 | 2025
20263-228838-01 | Xcel Energy | 85 | 13781 | IOU | 06261258 | 4.645 | Solar |  |  | Interconnected | Trade Secret | Trade | WIL | WIL097 | Residential |  | Trade Secret | 2025 | 2025
20263-228838-01 | Xcel Energy | 85 | 13781 | IOU | 03134540 | 2.5 | Solar |  |  | Interconnected | Trade Secret | Trade | ALD | ALD092 | Residential | Made in Minnesota | Trade Secret | 2015 | 2015
20263-228838-01 | Xcel Energy | 85 | 13781 | IOU | 05356992 | 6.98 | Solar |  |  | Interconnected | Trade Secret | Trade | LLK | LLK061 | Residential | Solar*Rewards | Trade Secret | 2023 | 2023
20263-228838-01 | Xcel Energy | 85 | 13781 | IOU | 06216465 | 9.489 | Solar |  |  | Active Application | Trade Secret | Trade | MEL | MEL078 | Residential |  | Trade Secret | 2025
20263-228838-01 | Xcel Energy | 85 | 13781 | IOU | 05852628 | 7.616 | Solar |  |  | Interconnected | Trade Secret | Trade | WWK | WWK321 | Residential |  | Trade Secret | 2024 | 2025
20263-228838-01 | Xcel Energy | 85 | 13781 | IOU | 05150133 | 9.316 | Solar |  |  | Interconnected | Trade Secret | Trade | HUG | HUG311 | Residential |  | Trade Secret | 2022 | 2023
20263-228838-01 | Xcel Energy | 85 | 13781 | IOU | OID3069857 | 15 | Solar |  |  | Withdrawn | Trade Secret | Trade | FRA | FRA211 | Commercial | Solar*Rewards | Trade Secret | 2017
20263-228838-01 | Xcel Energy | 85 | 13781 | IOU | 03129844 | 34.99 | Solar |  |  | Interconnected | Trade Secret | Trade | LAK | LAK032 | Commercial | Solar*Rewards | Trade Secret | 2018 | 2019
20263-228838-01 | Xcel Energy | 85 | 13781 | IOU | 05448843 | 7.56 | Solar |  |  | Active Application | Trade Secret | Trade | MST | MST070 | Residential | Solar*Rewards | Trade Secret | 2023
20263-228838-01 | Xcel Energy | 85 | 13781 | IOU | 05712192 | 7.56 | Solar |  |  | Withdrawn | Trade Secret | Trade | MST | MST070 | Residential | Solar*Rewards | Trade Secret | 2024
20263-228838-01 | Xcel Energy | 85 | 13781 | IOU | 04994439 | 7.25 | Solar |  |  | Interconnected | Trade Secret | Trade | LIN | LIN031 | Residential | Solar*Rewards | Trade Secret | 2022 | 2022
20263-228838-01 | Xcel Energy | 85 | 13781 | IOU | 03131762 | 6 | Solar |  |  | Interconnected | Trade Secret | Trade | AHI | AHI063 | Residential | Solar*Rewards | Trade Secret | 2017 | 2017
20263-228838-01 | Xcel Energy | 85 | 13781 | IOU | 03730600 | 6.72 | Solar |  |  | Interconnected | Trade Secret | Trade | HSN | HSN321 | Residential | Solar*Rewards | Trade Secret | 2020 | 2020
20263-228838-01 | Xcel Energy | 85 | 13781 | IOU | 05227983 | 17.11 | Solar |  |  | Interconnected | Trade Secret | Trade | SAV | SAV063 | Residential |  | Trade Secret | 2022 | 2023
20263-228838-01 | Xcel Energy | 85 | 13781 | IOU | 03930062 | 11.39 | Solar |  |  | Interconnected | Trade Secret | Trade | OPK | OPK077 | Residential | Solar*Rewards | Trade Secret | 2020 | 2021
20263-228838-01 | Xcel Energy | 85 | 13781 | IOU | 06070730 | 5.248 | Solar |  |  | Interconnected | Trade Secret | Trade | SAV | SAV073 | Residential | Solar*Rewards | Trade Secret | 2025 | 2025
20263-228838-01 | Xcel Energy | 85 | 13781 | IOU | 05439543 | 6.615 | Solar |  |  | Interconnected | Trade Secret | Trade | EXC | EXC061 | Residential | Solar*Rewards | Trade Secret | 2023 | 2023
20263-228838-01 | Xcel Energy | 85 | 13781 | IOU | 03135075 | 8 | Solar |  |  | Interconnected | Trade Secret | Trade | GVW | GVW021 | Residential | Made in Minnesota | Trade Secret | 2016 | 2016
20263-228838-01 | Xcel Energy | 85 | 13781 | IOU | 05821614 | 7.838 | Solar |  |  | Interconnected | Trade Secret | Trade | WCR | WCR311 | Residential |  | Trade Secret | 2024 | 2024
20263-228838-01 | Xcel Energy | 85 | 13781 | IOU | 05222313 | 15 | Solar |  |  | Withdrawn | Trade Secret | Trade | RPO | RPO311 | Residential |  | Trade Secret | 2022
20263-228838-01 | Xcel Energy | 85 | 13781 | IOU | 05393614 | 15 | Solar |  |  | Interconnected | Trade Secret | Trade | RPO | RPO311 | Residential |  | Trade Secret | 2023 | 2023
20263-228838-01 | Xcel Energy | 85 | 13781 | IOU | 06209262 | 15.36 | Solar |  |  | Interconnected | Trade Secret | Trade | RPO | RPO312 | Residential |  | Trade Secret | 2025 | 2026
20263-228838-01 | Xcel Energy | 85 | 13781 | IOU | 05796418 | 5.04 | Solar |  |  | Interconnected | Trade Secret | Trade | AFT | AFT322 | Residential |  | Trade Secret | 2024 | 2024
20263-228838-01 | Xcel Energy | 85 | 13781 | IOU | 04067807 | 7.616 | Solar |  |  | Interconnected | Trade Secret | Trade | LAP | LAP311 | Residential | Solar*Rewards | Trade Secret | 2020 | 2021
20263-228838-01 | Xcel Energy | 85 | 13781 | IOU | 03134652 | 10.01 | Solar |  |  | Interconnected | Trade Secret | Trade | MOL | MOL064 | Residential | Solar*Rewards | Trade Secret | 2015 | 2015
20263-228838-01 | Xcel Energy | 85 | 13781 | IOU | 05598262 | 6.144 |  |  |  | Withdrawn | Trade Secret | Trade | GSL | GSL341 | Residential |  | Trade Secret | 2023
20263-228838-01 |  |  |  |  | OID2806612 |  | Solar |  |  | Withdrawn | Trade Secret | Trade | ANN | ANN021 | Commercial |  |  | 2013
20263-228838-01 |  |  |  |  | OID2806617 |  | Solar |  |  | Withdrawn | Trade Secret | Trade |  |  | Commercial |  |  | 2013
20263-228838-01 | Xcel Energy | 85 | 13781 | IOU | OID3284613 | 19.999 | Solar |  |  | Withdrawn | Trade Secret | Trade | WES | WES061 | Commercial | Solar*Rewards | Trade Secret | 2018
20263-228838-01 | Xcel Energy | 85 | 13781 | IOU | 04019863 | 11 | Solar |  |  | Interconnected | Trade Secret | Trade | VMR | VMR062 | Residential |  | Trade Secret | 2020 | 2021
20263-228838-01 | Xcel Energy | 85 | 13781 | IOU | OID3524859 | 36 | Solar |  |  | Withdrawn | Trade Secret | Trade | MTW | MTW021 | Commercial | Solar*Rewards | Trade Secret | 2018
20263-228838-01 | Xcel Energy | 85 | 13781 | IOU | 05356914 | 11.6 | Solar |  |  | Interconnected | Trade Secret | Trade | ECK | ECK321 | Residential | Solar*Rewards | Trade Secret | 2023 | 2023
20263-228838-01 | Xcel Energy | 85 | 13781 | IOU | 04264999 | 5.8 | Solar |  |  | Interconnected | Trade Secret | Trade | WCR | WCR321 | Residential | Solar*Rewards | Trade Secret | 2021 | 2021
20263-228838-01 | Xcel Energy | 85 | 13781 | IOU | 05869945 | 18.9 | Solar |  |  | Interconnected | Trade Secret | Trade | AFT | AFT314 | Residential |  | Trade Secret | 2024 | 2024
20263-228838-01 | Xcel Energy | 85 | 13781 | IOU | 04418505 | 5.48 | Solar |  |  | Interconnected | Trade Secret | Trade | RPO | RPO311 | Residential |  | Trade Secret | 2021 | 2021
20263-228838-01 | Xcel Energy | 85 | 13781 | IOU | 05797954 | 40 | Solar |  |  | Interconnected | Trade Secret | Trade | RRK | RRK063 | Commercial | Solar*Rewards | Trade Secret | 2024 | 2025
20263-228838-01 | Xcel Energy | 85 | 13781 | IOU | 05761940 | 14.208 | Solar |  |  | Interconnected | Trade Secret | Trade | MPK | MPK064 | Residential |  | Trade Secret | 2024 | 2024
20263-228838-01 | Xcel Energy | 85 | 13781 | IOU | 06268542 | 4.802 | Solar |  |  | Active Application | Trade Secret | Trade | RPO | RPO311 | Residential |  | Trade Secret | 2025
20263-228838-01 | Xcel Energy | 85 | 13781 | IOU | 06202131 | 13.44 | Solar |  |  | Active Application | Trade Secret | Trade | SCA | SCA021 | Residential |  | Trade Secret | 2025
20263-228838-01 | Xcel Energy | 85 | 13781 | IOU | 06183457 | 6.387 | Solar |  |  | Interconnected | Trade Secret | Trade | RIV | RIV064 | Residential | Solar*Rewards | Trade Secret | 2025 | 2025
20263-228838-01 | Xcel Energy | 85 | 13781 | IOU | 05396788 | 999 | Solar |  |  | Active Application | Trade Secret | Trade | GRC | GRC312 | Community Solar Garden | Solar*Rewards Community | Trade Secret | 2024
20263-228838-01 | Xcel Energy | 85 | 13781 | IOU | 06118043 | 25.431 | Solar |  | X | Interconnected | Trade Secret | Trade | DPN | DPN071 | Residential |  | Trade Secret | 2025 | 2025
20263-228838-01 | Xcel Energy | 85 | 13781 | IOU | 05978851 | 4.86 | Solar |  |  | Interconnected | Trade Secret | Trade | OAD | OAD074 | Commercial | Solar*Rewards | Trade Secret | 2025 | 2025
20263-228838-01 | Xcel Energy | 85 | 13781 | IOU | 04985255 | 1000 | Solar |  |  | Active Application | Trade Secret | Trade | MGN | MGN211 | LMI | Solar*Rewards Community | Trade Secret | 2023
20263-228838-01 |  |  |  |  | 05594156 |  |  |  |  | Active Application | Trade Secret | Trade |  |  | Residential |  |  | 2023
20263-228838-01 |  |  |  |  | 06183055 |  | Solar |  |  | Withdrawn | Trade Secret | Trade |  |  | Residential | Solar*Rewards |  | 2025
20263-228838-01 | Xcel Energy | 85 | 13781 | IOU | 06039550 | 5.7 | Solar |  |  | Withdrawn | Trade Secret | Trade |  |  | Residential | Other | Trade Secret | 2024
20263-228838-01 | Xcel Energy | 85 | 13781 | IOU | SRC071534 | 1000 | Solar |  |  | Withdrawn | Trade Secret | Trade | WEL | WEL021 | Community Solar Garden | Solar*Rewards Community | Trade Secret | 2019
20263-228838-01 | Xcel Energy | 85 | 13781 | IOU | SRC042557 | 950 | Solar |  |  | Withdrawn | Trade Secret | Trade |  |  | Community Solar Garden | Solar*Rewards Community | Trade Secret | 2015
20263-228838-01 | Xcel Energy | 85 | 13781 | IOU | SRC041335 | 1000 | Solar |  |  | Withdrawn | Trade Secret | Trade | LSP | LSP021 | Community Solar Garden | Solar*Rewards Community | Trade Secret | 2015
20263-228838-01 |  |  |  |  | OID2806699 |  | Solar |  |  | Withdrawn | Trade Secret | Trade | [5 empty] | 2014
20263-228838-01 |  |  |  |  | 06210401 |  |  |  |  | Active Application | Trade Secret | Trade |  |  | Residential |  |  | 2025
20263-228838-01 |  |  |  |  | 05711729 |  | Solar |  |  | Active Application | Trade Secret | Trade |  |  | Residential | Solar*Rewards |  | 2024
20263-228838-01 |  |  |  |  | 05729516 |  | Solar |  |  | Withdrawn | Trade Secret | Trade |  |  | Residential | Solar*Rewards |  | 2024
20263-228838-01 |  |  |  |  | 06228809 |  | Solar |  |  | Active Application | Trade Secret | Trade |  |  | Residential | Solar*Rewards |  | 2025
20263-228838-01 | Xcel Energy | 85 | 13781 | IOU | SRC039217 | 998 | Solar |  |  | Withdrawn | Trade Secret | Trade |  |  | Community Solar Garden | Solar*Rewards Community | Trade Secret | 2015
20263-228838-01 | Xcel Energy | 85 | 13781 | IOU | SRC074638 | 1000 | Solar |  |  | Withdrawn | Trade Secret | Trade | BRO | BRO021 | Community Solar Garden | Solar*Rewards Community | Trade Secret | 2019
20263-228838-01 | Xcel Energy | 85 | 13781 | IOU | 03125923 | 1000 | Solar |  |  | Interconnected | Glenwood | Trade | GLD | GLD021 | Community Solar Garden | Solar*Rewards Community | Trade Secret | 2018 | 2020
20263-228838-01 |  |  |  |  | OID2806626 |  | Other |  |  | Withdrawn | Trade Secret | Trade | [5 empty] | 2013
20263-228838-01 |  |  |  |  | 05560726 |  | Solar |  |  | Active Application | Trade Secret | Trade |  |  | Residential | Solar*Rewards |  | 2023
20263-228838-01 |  |  |  |  | 04438618 |  | Solar |  |  | Active Application | Trade Secret | Trade |  |  | Residential | Solar*Rewards |  | 2021
20263-228838-01 | Xcel Energy | 85 | 13781 | IOU | SRC042622 | 950 | Solar |  |  | Withdrawn | Trade Secret | Trade |  |  | Community Solar Garden | Solar*Rewards Community | Trade Secret | 2015
20263-228838-01 | Xcel Energy | 85 | 13781 | IOU | SRC042277 | 1000 | Solar |  |  | Withdrawn | Trade Secret | Trade |  |  | Community Solar Garden | Solar*Rewards Community | Trade Secret | 2015
20263-228838-01 | Xcel Energy | 85 | 13781 | IOU | 03127674 | 1000 | Solar |  |  | Interconnected | Big Lake | Trade | FSL | FSL311 | Community Solar Garden | Solar*Rewards Community | Trade Secret | 2014 | 2018
20263-228838-01 |  |  |  |  | SRO28668 |  | Solar |  |  | Withdrawn | Trade Secret | Trade |  |  |  | Other |  | 2013
20263-228838-01 | Xcel Energy | 85 | 13781 | IOU | SRC038429 | 1000 | Solar |  |  | Withdrawn | Trade Secret | Trade | NOF | NOF071 | Community Solar Garden | Solar*Rewards Community | Trade Secret | 2014
20263-228838-01 | Xcel Energy | 85 | 13781 | IOU | 03127540 | 1000 | Solar |  |  | Interconnected | Farmington | Trade | FRM | FRM062 | Community Solar Garden | Solar*Rewards Community | Trade Secret | 2015 | 2016
20263-228838-01 |  |  |  |  | SRO29258 |  | Solar |  |  | Withdrawn | Trade Secret | Trade |  |  |  | Other |  | 2013
20263-228838-01 | Xcel Energy | 85 | 13781 | IOU | 06237452 | 7.86 | Solar |  |  | Withdrawn | Trade Secret | Trade |  |  | Residential | Other | Trade Secret | 2025
20263-228838-01 | Xcel Energy | 85 | 13781 | IOU | SRC040598 | 950 | Solar |  |  | Withdrawn | Trade Secret | Trade | FRA | FRA001 | Community Solar Garden | Solar*Rewards Community | Trade Secret | 2015
20263-228838-01 | Xcel Energy | 85 | 13781 | IOU | SRC038383 | 1000 | Solar |  |  | Withdrawn | Trade Secret | Trade | KAN | KAN022 | Community Solar Garden | Solar*Rewards Community | Trade Secret | 2014
20263-228838-01 | Xcel Energy | 85 | 13781 | IOU | SRC052696 | 1000 | Solar |  |  | Withdrawn | Trade Secret | Trade |  |  | Community Solar Garden | Solar*Rewards Community | Trade Secret | 2016
20263-228838-01 | Xcel Energy | 85 | 13781 | IOU | SRC068964 | 1000 | Solar |  |  | Withdrawn | Trade Secret | Trade | NOF | NOF072 | Community Solar Garden | Solar*Rewards Community | Trade Secret | 2018
20263-228838-01 | Xcel Energy | 85 | 13781 | IOU | SRC040747 | 950 | Solar |  |  | Withdrawn | Trade Secret | Trade | BUR | BUR032 | Community Solar Garden | Solar*Rewards Community | Trade Secret | 2015
20263-228838-01 | Xcel Energy | 85 | 13781 | IOU | 04096169 | 1000 | Solar |  |  | Active Application | Trade Secret | Trade | PAT | PAT312 | Community Solar Garden | Solar*Rewards Community | Trade Secret | 2020
20263-228838-01 |  |  |  |  | 05428802 |  | Solar |  |  | Active Application | Trade Secret | Trade |  |  | Community Solar Garden | Solar*Rewards Community |  | 2023
20263-228838-01 | Xcel Energy | 85 | 13781 | IOU | 04058061 | 1000 | Solar |  |  | Withdrawn | Trade Secret | Trade | RED | RED091 | Community Solar Garden | Solar*Rewards Community | Trade Secret | 2020
20263-228838-01 | Xcel Energy | 85 | 13781 | IOU | 04124077 | 1000 | Solar |  |  | Withdrawn | Trade Secret | Trade | KAN | KAN031 | Community Solar Garden | Solar*Rewards Community | Trade Secret | 2021
20263-228838-01 | Xcel Energy | 85 | 13781 | IOU | 04049370 | 1000 | Solar |  |  | Withdrawn | Trade Secret | Trade | FAB | FAB063 | Community Solar Garden | Solar*Rewards Community | Trade Secret | 2020
20263-228838-01 |  |  |  |  | 04737073 |  | Solar |  |  | Active Application | Trade Secret | Trade |  |  | Community Solar Garden | Solar*Rewards Community |  | 2021
20263-228838-01 | Xcel Energy | 85 | 13781 | IOU | SRC038402 | 984 | Solar |  |  | Withdrawn | Trade Secret | Trade | RMT | RMT312 | Community Solar Garden | Solar*Rewards Community | Trade Secret | 2014
20263-228838-01 | Xcel Energy | 85 | 13781 | IOU | SRC038415 | 1000 | Solar |  |  | Withdrawn | Trade Secret | Trade | NOF | NOF071 | Community Solar Garden | Solar*Rewards Community | Trade Secret | 2014
20263-228838-01 | Xcel Energy | 85 | 13781 | IOU | SRC065959 | 1000 | Solar |  |  | Withdrawn | Trade Secret | Trade | WKN | WKN001 | Community Solar Garden | Solar*Rewards Community | Trade Secret | 2018
20263-228838-01 | Xcel Energy | 85 | 13781 | IOU | SRC038520 | 1000 | Solar |  |  | Withdrawn | Trade Secret | Trade | MTR | MTR021 | Community Solar Garden | Solar*Rewards Community | Trade Secret | 2014
20263-228838-01 | Xcel Energy | 85 | 13781 | IOU | SRC042265 | 1000 | Solar |  |  | Withdrawn | Trade Secret | Trade | WTN | WTN062 | Community Solar Garden | Solar*Rewards Community | Trade Secret | 2015
20263-228838-01 |  |  |  |  | 05535185 |  |  |  |  | Active Application | Trade Secret | Trade |  |  | Residential |  |  | 2023
20263-228838-01 | Xcel Energy | 85 | 13781 | IOU | SRC042449 | 1000 | Solar |  |  | Withdrawn | Trade Secret | Trade | WCS | WCS064 | Community Solar Garden | Solar*Rewards Community | Trade Secret | 2015
20263-228838-01 | Xcel Energy | 85 | 13781 | IOU | SRC039916 | 1000 | Solar |  |  | Withdrawn | Trade Secret | Trade | CHE | CHE063 | Community Solar Garden | Solar*Rewards Community | Trade Secret | 2015
20263-228838-01 | Xcel Energy | 85 | 13781 | IOU | 05521027 | 200 | Solar |  |  | Withdrawn | Trade Secret | Trade | HSN | HSN321 | Community Solar Garden | Solar*Rewards Community | Trade Secret | 2023
20263-228838-01 | Xcel Energy | 85 | 13781 | IOU | 05688609 | 840 | Solar |  |  | Withdrawn | Trade Secret | Trade | ECK | ECK063 | Community Solar Garden | Solar*Rewards Community | Trade Secret | 2024
20263-228838-01 | Xcel Energy | 85 | 13781 | IOU | 05688620 | 470 | Solar |  |  | Withdrawn | Trade Secret | Trade | WSG | WSG362 | Community Solar Garden | Solar*Rewards Community | Trade Secret | 2024
20263-228838-01 | Xcel Energy | 85 | 13781 | IOU | SRC042331 | 250 | Solar |  |  | Withdrawn | Trade Secret | Trade | NOF | NOF061 | Community Solar Garden | Solar*Rewards Community | Trade Secret | 2015
20263-228838-01 | Xcel Energy | 85 | 13781 | IOU | 03128229 | 1000 | Solar |  |  | Interconnected | Franklin | Trade | MGN | MGN211 | Community Solar Garden | Solar*Rewards Community | Trade Secret | 2017 | 2020
20263-228838-01 | Xcel Energy | 85 | 13781 | IOU | 03130203 | 4.32 | Solar |  |  | Withdrawn | Trade Secret | Trade |  |  | Residential | Solar*Rewards | Trade Secret | 2019
20263-228838-01 | Xcel Energy | 85 | 13781 | IOU | SRC038372 | 984 | Solar |  |  | Withdrawn | Trade Secret | Trade | KAN | KAN022 | Community Solar Garden | Solar*Rewards Community | Trade Secret | 2014
20263-228838-01 | Xcel Energy | 85 | 13781 | IOU | 03128075 | 700 | Solar |  |  | Interconnected | Edgerton | Trade | ROC | ROC090 | Community Solar Garden | Solar*Rewards Community | Trade Secret | 2015 | 2018
20263-228838-01 |  |  |  |  | 04462960 |  | Solar |  |  | Active Application | Trade Secret | Trade |  |  | Residential | Solar*Rewards |  | 2021
20263-228838-01 |  |  |  |  | 04528704 |  |  |  |  | Active Application | Trade Secret | Trade |  |  | Residential |  |  | 2021
20263-228838-01 |  |  |  |  | 04482290 |  | Solar |  |  | Active Application | Trade Secret | Trade |  |  | Residential | Solar*Rewards |  | 2021
20263-228838-01 |  |  |  |  | 05674465 |  | Solar |  |  | Active Application | Trade Secret | Trade |  |  | Residential | Solar*Rewards |  | 2023
20263-228838-01 | Xcel Energy | 85 | 13781 | IOU | 05660661 | 1000 | Solar |  |  | Withdrawn | Trade Secret | Trade | CHI | CHI311 | Community Solar Garden | Solar*Rewards Community | Trade Secret | 2023
20263-228838-01 | Xcel Energy | 85 | 13781 | IOU | 05612230 | 1000 | Solar |  |  | Withdrawn | Trade Secret | Trade | SRD | SRD211 | Community Solar Garden | Solar*Rewards Community | Trade Secret | 2023
20263-228838-01 |  |  |  |  | 06104007 |  |  |  |  | Withdrawn | Trade Secret | Trade |  |  | Residential |  |  | 2025
20263-228838-01 |  |  |  |  | SRC042888 |  | Solar |  |  | Withdrawn | Trade Secret | Trade |  |  | Community Solar Garden | Solar*Rewards Community |  | 2015
20263-228838-01 | Xcel Energy | 85 | 13781 | IOU | SRC072572 | 1000 | Solar |  |  | Withdrawn | Trade Secret | Trade | WAB | WAB031 | Community Solar Garden | Solar*Rewards Community | Trade Secret | 2019
20263-228838-01 |  |  |  |  | 06323439 |  | Solar |  |  | Withdrawn | Trade Secret | Trade |  |  | Residential | Solar*Rewards |  | 2026
20263-228838-01 |  |  |  |  | 05130583 |  |  |  |  | Active Application | Trade Secret | Trade |  |  | Residential |  |  | 2022
20263-228838-01 |  |  |  |  | 05128052 |  |  |  |  | Active Application | Trade Secret | Trade |  |  | Residential |  |  | 2022
20263-228838-01 |  |  |  |  | 06260784 |  |  |  |  | Withdrawn | Trade Secret | Trade |  |  | Residential |  |  | 2025
20263-228838-01 |  |  |  |  | 04789859 |  |  |  |  | Active Application | Trade Secret | Trade |  |  | Residential |  |  | 2021
20263-228838-01 |  |  |  |  | 05409131 |  | Solar |  |  | Withdrawn | Trade Secret | Trade |  |  | Residential | Solar*Rewards |  | 2023
20263-228838-01 | Xcel Energy | 85 | 13781 | IOU | SRC042812 | 1000 | Solar |  |  | Withdrawn | Trade Secret | Trade | LIN | LIN031 | Community Solar Garden | Solar*Rewards Community | Trade Secret | 2015
20263-228838-01 | Xcel Energy | 85 | 13781 | IOU | SRC041634 | 1000 | Solar |  |  | Withdrawn | Trade Secret | Trade | FAP | FAP071 | Community Solar Garden | Solar*Rewards Community | Trade Secret | 2015
20263-228838-01 | Xcel Energy | 85 | 13781 | IOU | 03126871 | 1000 | Solar |  |  | Interconnected | Watertown | Trade | WTN | WTN061 | Community Solar Garden | Solar*Rewards Community | Trade Secret | 2015 | 2017
20263-228838-01 |  |  |  |  | 04807657 |  | Solar |  |  | Active Application | Trade Secret | Trade |  |  | Residential | Solar*Rewards |  | 2022
20263-228838-01 |  |  |  |  | 04504996 |  | Solar |  |  | Active Application | Trade Secret | Trade |  |  | Residential | Solar*Rewards |  | 2021
20263-228838-01 | Xcel Energy | 85 | 13781 | IOU | SRC040025 | 1000 | Solar |  |  | Withdrawn | Trade Secret | Trade |  |  | Community Solar Garden | Solar*Rewards Community | Trade Secret | 2015
20263-228838-01 | Xcel Energy | 85 | 13781 | IOU | SRC042084 | 1000 | Solar |  |  | Withdrawn | Trade Secret | Trade | YAM | YAM031 | Community Solar Garden | Solar*Rewards Community | Trade Secret | 2015
20263-228838-01 | Xcel Energy | 85 | 13781 | IOU | SRC065657 | 1000 | Solar |  |  | Withdrawn | Trade Secret | Trade | MEI | MEI021 | Community Solar Garden | Solar*Rewards Community | Trade Secret | 2018
20263-228838-01 | Xcel Energy | 85 | 13781 | IOU | SRC039058 | 1000 | Solar |  |  | Withdrawn | Trade Secret | Trade |  |  | Community Solar Garden | Solar*Rewards Community | Trade Secret | 2015
20263-228838-01 | Xcel Energy | 85 | 13781 | IOU | SRC042759 | 950 | Solar |  |  | Withdrawn | Trade Secret | Trade | KAN | KAN031 | Community Solar Garden | Solar*Rewards Community | Trade Secret | 2015
20263-228838-01 | Xcel Energy | 85 | 13781 | IOU | SRC042684 | 950 | Solar |  |  | Withdrawn | Trade Secret | Trade | PIL | PIL021 | Community Solar Garden | Solar*Rewards Community | Trade Secret | 2015
20263-228838-01 | Xcel Energy | 85 | 13781 | IOU | 03128511 | 1000 | Solar |  |  | Interconnected | Faribault | Trade | WEF | WEF071 | Community Solar Garden | Solar*Rewards Community | Trade Secret | 2015 | 2020
20263-228838-01 |  |  |  |  | SRO28734 |  | Solar |  |  | Withdrawn | Trade Secret | Trade |  |  |  | Other |  | 2013
20263-228838-01 |  |  |  |  | 05156694 |  |  |  |  | Active Application | Trade Secret | Trade |  |  | Residential |  |  | 2022
20263-228838-01 | Xcel Energy | 85 | 13781 | IOU | SRC052778 | 250 | Solar |  |  | Withdrawn | Trade Secret | Trade |  |  | Community Solar Garden | Solar*Rewards Community | Trade Secret | 2017
20263-228838-01 | Xcel Energy | 85 | 13781 | IOU | SRC039917 | 1000 | Solar |  |  | Withdrawn | Trade Secret | Trade | CHE | CHE063 | Community Solar Garden | Solar*Rewards Community | Trade Secret | 2015
20263-228838-01 | Xcel Energy | 85 | 13781 | IOU | SRC042499 | 1000 | Solar |  |  | Withdrawn | Trade Secret | Trade | ORO | ORO061 | Community Solar Garden | Solar*Rewards Community | Trade Secret | 2015
20263-228838-01 | Xcel Energy | 85 | 13781 | IOU | SRC071112 | 1000 | Solar |  |  | Withdrawn | Trade Secret | Trade |  |  | Community Solar Garden | Solar*Rewards Community | Trade Secret | 2019
20263-228838-01 | Xcel Energy | 85 | 13781 | IOU | SRC042571 | 1000 | Solar |  |  | Withdrawn | Trade Secret | Trade | AFT | AFT322 | Community Solar Garden | Solar*Rewards Community | Trade Secret | 2015
20263-228838-01 | Xcel Energy | 85 | 13781 | IOU | SRC071176 | 1000 | Solar |  |  | Withdrawn | Trade Secret | Trade |  |  | Community Solar Garden | Solar*Rewards Community | Trade Secret | 2019
20263-228838-01 | Xcel Energy | 85 | 13781 | IOU | 03127297 | 1000 | Solar |  |  | Interconnected | Rollingstone | Trade | ALT | ALT021 | Community Solar Garden | Solar*Rewards Community | Trade Secret | 2016 | 2019
20263-228838-01 | Xcel Energy | 85 | 13781 | IOU | 03128460 | 1000 | Solar |  |  | Interconnected | Waterville | Trade | WAT | WAT081 | Community Solar Garden | Solar*Rewards Community | Trade Secret | 2015 | 2018
20263-228838-01 | Xcel Energy | 85 | 13781 | IOU | 03566612 | 594 | Solar |  |  | Active Application | Trade Secret | Trade | ZUM | ZUM022 | LMI | Solar*Rewards Community | Trade Secret | 2024
20263-228838-01 |  |  |  |  | SRO29300 |  | Solar |  |  | Withdrawn | Trade Secret | Trade |  |  |  | Other |  | 2013
20263-228838-01 | Xcel Energy | 85 | 13781 | IOU | 06278625 | 60 | Solar |  |  | Withdrawn | Trade Secret | Trade |  |  | Residential | Other | Trade Secret | 2025
20263-228838-01 | Xcel Energy | 85 | 13781 | IOU | 03127730 | 1000 | Solar |  |  | Interconnected | Saint Michael | Trade | HSN | HSN321 | Community Solar Garden | Solar*Rewards Community | Trade Secret | 2014 | 2019
20263-228838-01 |  |  |  |  | 05787414 |  |  |  |  | Withdrawn | Trade Secret | Trade |  |  | Residential |  |  | 2024
20263-228838-01 | Xcel Energy | 85 | 13781 | IOU | 03747603 | 1000 | Solar |  |  | Withdrawn | Trade Secret | Trade | PAT | PAT312 | Community Solar Garden | Solar*Rewards Community | Trade Secret | 2020
20263-228838-01 | Xcel Energy | 85 | 13781 | IOU | SRC040989 | 950 | Solar |  |  | Withdrawn | Trade Secret | Trade |  |  | Community Solar Garden | Solar*Rewards Community | Trade Secret | 2015
20263-228838-01 | Xcel Energy | 85 | 13781 | IOU | SRC050647 | 250 | Solar |  |  | Withdrawn | Trade Secret | Trade |  |  | Community Solar Garden | Solar*Rewards Community | Trade Secret | 2016
20263-228838-01 | Xcel Energy | 85 | 13781 | IOU | SRC038975 | 1000 | Solar |  |  | Withdrawn | Trade Secret | Trade | WAV | WAV021 | Community Solar Garden | Solar*Rewards Community | Trade Secret | 2015
20263-228838-01 | Xcel Energy | 85 | 13781 | IOU | SRO13143 | 3.037 | Solar |  |  | Withdrawn | Trade Secret | Trade |  |  |  | Solar*Rewards | Trade Secret | 2010
20263-228838-01 |  |  |  |  | 05652707 |  |  |  |  | Active Application | Trade Secret | Trade |  |  | Residential |  |  | 2023
20263-228838-01 | Xcel Energy | 85 | 13781 | IOU | SRC038635 | 1000 | Solar |  |  | Withdrawn | Trade Secret | Trade | NER | NER021 | Community Solar Garden | Solar*Rewards Community | Trade Secret | 2014
20263-228838-01 |  |  |  |  | 04152965 |  | Solar |  |  | Active Application | Trade Secret | Trade |  |  | Residential | Solar*Rewards |  | 2020
20263-228838-01 | Xcel Energy | 85 | 13781 | IOU | 03129636 | 19.728 | Solar |  |  | Withdrawn | Trade Secret | Trade | MPK | MPK084 | Residential | Solar*Rewards | Trade Secret | 2018
20263-228838-01 | Xcel Energy | 85 | 13781 | IOU | SRC038326 | 950 | Solar |  |  | Withdrawn | Trade Secret | Trade | SMT | SMT072 | Community Solar Garden | Solar*Rewards Community | Trade Secret | 2014
20263-228838-01 | Xcel Energy | 85 | 13781 | IOU | 03125918 | 1000 | Solar |  |  | Interconnected | North Branch | Trade | CHI | CHI311 | Community Solar Garden | Solar*Rewards Community | Trade Secret | 2018 | 2020
20263-228838-01 | Xcel Energy | 85 | 13781 | IOU | 03125974 | 250 | Solar |  |  | Interconnected | Mayer | Trade | WCS | WCS064 | Community Solar Garden | Solar*Rewards Community | Trade Secret | 2015 | 2018
20263-228838-01 |  |  |  |  | 05576613 |  |  |  |  | Withdrawn | Trade Secret | Trade |  |  | Residential |  |  | 2023
20263-228838-01 |  |  |  |  | 05723029 |  | Solar |  |  | Withdrawn | Trade Secret | Trade |  |  | Residential | Solar*Rewards |  | 2024
20263-228838-01 |  |  |  |  | 04821784 |  | Solar |  |  | Active Application | Trade Secret | Trade |  |  | Residential | Solar*Rewards |  | 2022
20263-228838-01 |  |  |  |  | 05866787 |  |  |  |  | Withdrawn | Trade Secret | Trade |  |  | Residential |  |  | 2024
20263-228838-01 | Xcel Energy | 85 | 13781 | IOU | SRC040875 | 1000 | Solar |  |  | Withdrawn | Trade Secret | Trade |  |  | Community Solar Garden | Solar*Rewards Community | Trade Secret | 2015
20263-228838-01 | Xcel Energy | 85 | 13781 | IOU | 03127296 | 1000 | Solar |  |  | Interconnected | Scandia | Trade | HUG | HUG321 | Community Solar Garden | Solar*Rewards Community | Trade Secret | 2016 | 2019
20263-228838-01 |  |  |  |  | 03129756 |  | Solar |  |  | Withdrawn | Trade Secret | Trade |  |  | Residential |  |  | 2014
20263-228838-01 |  |  |  |  | 06284143 |  |  |  |  | Withdrawn | Trade Secret | Trade |  |  | Residential |  |  | 2025
20263-228838-01 |  |  |  |  | 06181663 |  |  |  |  | Active Application | Trade Secret | Trade |  |  | Residential |  |  | 2025
20263-228838-01 | Xcel Energy | 85 | 13781 | IOU | SRC039057 | 36 | Solar |  |  | Withdrawn | Trade Secret | Trade |  |  | Community Solar Garden | Solar*Rewards Community | Trade Secret | 2015
20263-228838-01 | Xcel Energy | 85 | 13781 | IOU | SRC052836 | 1000 | Solar |  |  | Withdrawn | Trade Secret | Trade | BUR | BUR032 | Community Solar Garden | Solar*Rewards Community | Trade Secret | 2017
20263-228838-01 | Xcel Energy | 85 | 13781 | IOU | SRC038571 | 1000 | Solar |  |  | Withdrawn | Trade Secret | Trade | LSP | LSP021 | Community Solar Garden | Solar*Rewards Community | Trade Secret | 2014
20263-228838-01 |  |  |  |  | 05764503 |  |  |  |  | Active Application | Trade Secret | Trade |  |  | Residential |  |  | 2024
20263-228838-01 |  |  |  |  | 05468029 |  | Solar |  |  | Withdrawn | Trade Secret | Trade |  |  | Residential | Solar*Rewards |  | 2023
20263-228838-01 |  |  |  |  | 06100644 |  |  |  |  | Active Application | Trade Secret | Trade |  |  | Residential |  |  | 2025
20263-228838-01 |  |  |  |  | 06325180 |  | Solar |  |  | Active Application | Trade Secret | Trade |  |  | Residential | Solar*Rewards |  | 2026
20263-228838-01 | Xcel Energy | 85 | 13781 | IOU | SRC041645 | 972 | Solar |  |  | Withdrawn | Trade Secret | Trade | LAP | LAP311 | Community Solar Garden | Solar*Rewards Community | Trade Secret | 2015
20263-228838-01 | Xcel Energy | 85 | 13781 | IOU | SRC042626 | 950 | Solar |  |  | Withdrawn | Trade Secret | Trade | FRA | FRA001 | Community Solar Garden | Solar*Rewards Community | Trade Secret | 2015
20263-228838-01 | Xcel Energy | 85 | 13781 | IOU | SRC038599 | 950 | Solar |  |  | Withdrawn | Trade Secret | Trade | PIL | PIL021 | Community Solar Garden | Solar*Rewards Community | Trade Secret | 2014
20263-228838-01 | Xcel Energy | 85 | 13781 | IOU | 03128440 | 1000 | Solar |  |  | Interconnected | Randolph | Trade | CTF | CTF021 | Community Solar Garden | Solar*Rewards Community | Trade Secret | 2015 | 2019
20263-228838-01 | Xcel Energy | 85 | 13781 | IOU | SRC040090 | 1000 | Solar |  |  | Withdrawn | Trade Secret | Trade | SAK | SAK312 | Community Solar Garden | Solar*Rewards Community | Trade Secret | 2015
20263-228838-01 | Xcel Energy | 85 | 13781 | IOU | SRC042815 | 1000 | Solar |  |  | Withdrawn | Trade Secret | Trade | LIN | LIN031 | Community Solar Garden | Solar*Rewards Community | Trade Secret | 2015
20263-228838-01 | Xcel Energy | 85 | 13781 | IOU | SRC039454 | 1000 | Solar |  |  | Withdrawn | Trade Secret | Trade | EGL | EGL021 | Community Solar Garden | Solar*Rewards Community | Trade Secret | 2015
20263-228838-01 | Xcel Energy | 85 | 13781 | IOU | 03123395 | 1000 | Solar |  |  | Interconnected | Saint Cloud | Trade | SCL | SCL322 | Community Solar Garden | Solar*Rewards Community | Trade Secret | 2017 | 2019
20263-228838-01 | Xcel Energy | 85 | 13781 | IOU | 03126058 | 250 | Solar |  |  | Interconnected | Mayer | Trade | WCS | WCS064 | Community Solar Garden | Solar*Rewards Community | Trade Secret | 2015 | 2018
20263-228838-01 | Xcel Energy | 85 | 13781 | IOU | SRC042414 | 1000 | Solar |  |  | Withdrawn | Trade Secret | Trade | ZUF | ZUF021 | Community Solar Garden | Solar*Rewards Community | Trade Secret | 2015
20263-228838-01 | Xcel Energy | 85 | 13781 | IOU | SRC039511 | 1 | Solar |  |  | Withdrawn | Trade Secret | Trade | APA | APA073 | Community Solar Garden | Solar*Rewards Community | Trade Secret | 2015
20263-228838-01 | Xcel Energy | 85 | 13781 | IOU | 03123391 | 1000 | Solar |  |  | Interconnected | Morgan | Trade | MGN | MGN211 | Community Solar Garden | Solar*Rewards Community | Trade Secret | 2015 | 2017
20263-228838-01 |  |  |  |  | 06138895 |  | Solar |  |  | Withdrawn | Trade Secret | Trade |  |  | Residential | Solar*Rewards |  | 2025
20263-228838-01 | Xcel Energy | 85 | 13781 | IOU | 05581781 | 5000 | Solar |  |  | Withdrawn | Trade Secret | Trade |  |  | Commercial | Other | Trade Secret | 2023
20263-228838-01 | Xcel Energy | 85 | 13781 | IOU | 03129993 | 12 | Solar |  |  | Withdrawn | Trade Secret | Trade |  |  | Residential | Solar*Rewards | Trade Secret | 2018
20263-228838-01 | Xcel Energy | 85 | 13781 | IOU | SRC039431 | 1000 | Solar |  |  | Withdrawn | Trade Secret | Trade | NOF | NOF071 | Community Solar Garden | Solar*Rewards Community | Trade Secret | 2015
20263-228838-01 | Xcel Energy | 85 | 13781 | IOU | SRC038532 | 1000 | Solar |  |  | Withdrawn | Trade Secret | Trade |  |  | Community Solar Garden | Solar*Rewards Community | Trade Secret | 2014
20263-228838-01 | Xcel Energy | 85 | 13781 | IOU | SRC042148 | 1000 | Solar |  |  | Withdrawn | Trade Secret | Trade | MPN | MPN081 | Community Solar Garden | Solar*Rewards Community | Trade Secret | 2015
20263-228838-01 | Xcel Energy | 85 | 13781 | IOU | 03123428 | 1000 | Solar |  |  | Interconnected | Green Isle | Trade | GRI | GRI001 | Community Solar Garden | Solar*Rewards Community | Trade Secret | 2017 | 2020
20263-228838-01 | Xcel Energy | 85 | 13781 | IOU | 05404005 | 1000 | Solar |  |  | Active Application | Trade Secret | Trade | WEF | WEF071 | Community Solar Garden | Solar*Rewards Community | Trade Secret | 2023
20263-228838-01 | Xcel Energy | 85 | 13781 | IOU | 05689717 | 2500 | Solar |  |  | Active Application | Trade Secret | Trade |  |  | Community Solar Garden | Solar*Rewards Community | Trade Secret | 2024
20263-228838-01 |  |  |  |  | 04167139 |  |  |  |  | Active Application | Trade Secret | Trade |  |  | Residential |  |  | 2020
20263-228838-01 |  |  |  |  | 04989574 |  | Solar |  |  | Active Application | Trade Secret | Trade |  |  | Residential | Solar*Rewards |  | 2022
20263-228838-01 | Xcel Energy | 85 | 13781 | IOU | SRC040029 | 1000 | Solar |  |  | Withdrawn | Trade Secret | Trade |  |  | Community Solar Garden | Solar*Rewards Community | Trade Secret | 2015
20263-228838-01 | Xcel Energy | 85 | 13781 | IOU | 03128583 | 250 | Solar |  |  | Interconnected | Mayer | Trade | WCS | WCS064 | Community Solar Garden | Solar*Rewards Community | Trade Secret | 2015 | 2018
20263-228838-01 | Xcel Energy | 85 | 13781 | IOU | 03128545 | 250 | Solar |  |  | Interconnected | Mayer | Trade | WCS | WCS064 | Community Solar Garden | Solar*Rewards Community | Trade Secret | 2015 | 2018
20263-228838-01 | Xcel Energy | 85 | 13781 | IOU | SRC042144 | 1000 | Solar |  |  | Withdrawn | Trade Secret | Trade | LAF | LAF001 | Community Solar Garden | Solar*Rewards Community | Trade Secret | 2015
20263-228838-01 | Xcel Energy | 85 | 13781 | IOU | 03127802 | 1000 | Solar |  |  | Interconnected | Hector | Trade | HEC | HEC001 | Community Solar Garden | Solar*Rewards Community | Trade Secret | 2015 | 2017
20263-228838-01 | Xcel Energy | 85 | 13781 | IOU | 03127336 | 1000 | Solar |  |  | Interconnected | Northfield | Trade | NOF | NOF061 | Community Solar Garden | Solar*Rewards Community | Trade Secret | 2015 | 2017
20263-228838-01 |  |  |  |  | 05857540 |  | Solar |  |  | Active Application | Trade Secret | Trade |  |  | Residential |  |  | 2024
20263-228838-01 | Xcel Energy | 85 | 13781 | IOU | SRC038727 | 1000 | Solar |  |  | Withdrawn | Trade Secret | Trade | CSR | CSR001 | Community Solar Garden | Solar*Rewards Community | Trade Secret | 2014
20263-228838-01 | Xcel Energy | 85 | 13781 | IOU | SRC042691 | 950 | Solar |  |  | Withdrawn | Trade Secret | Trade | WCS | WCS064 | Community Solar Garden | Solar*Rewards Community | Trade Secret | 2015
20263-228838-01 | Xcel Energy | 85 | 13781 | IOU | 04184665 | 1000 | Solar |  |  | Withdrawn | Trade Secret | Trade | PAT | PAT313 | Community Solar Garden | Solar*Rewards Community | Trade Secret | 2023
20263-228838-01 | Xcel Energy | 85 | 13781 | IOU | 03127140 | 1000 | Solar |  |  | Interconnected | Saint Cloud | Trade | SCL | SCL322 | Community Solar Garden | Solar*Rewards Community | Trade Secret | 2015 | 2019
20263-228838-01 |  |  |  |  | SRO29185 |  | Solar |  |  | Withdrawn | Trade Secret | Trade |  |  |  | Other |  | 2013
20263-228838-01 | Xcel Energy | 85 | 13781 | IOU | 03130355 | 3.8 | Solar |  |  | Withdrawn | Trade Secret | Trade | HWW | HWW073 | Residential | Solar*Rewards | Trade Secret | 2016
20263-228838-01 | Xcel Energy | 85 | 13781 | IOU | SRC041273 | 1000 | Solar |  |  | Withdrawn | Trade Secret | Trade | MTR | MTR021 | Community Solar Garden | Solar*Rewards Community | Trade Secret | 2015
20263-228838-01 | Xcel Energy | 85 | 13781 | IOU | SRC038688 | 1000 | Solar |  |  | Withdrawn | Trade Secret | Trade | FSL | FSL311 | Community Solar Garden | Solar*Rewards Community | Trade Secret | 2014
20263-228838-01 | Xcel Energy | 85 | 13781 | IOU | SRC038746 | 1000 | Solar |  |  | Withdrawn | Trade Secret | Trade | FSL | FSL311 | Community Solar Garden | Solar*Rewards Community | Trade Secret | 2014
20263-228838-01 | Xcel Energy | 85 | 13781 | IOU | SRC042131 | 1000 | Solar |  |  | Withdrawn | Trade Secret | Trade | ANN | ANN021 | Community Solar Garden | Solar*Rewards Community | Trade Secret | 2015
20263-228838-01 | Xcel Energy | 85 | 13781 | IOU | SRC040838 | 1000 | Solar |  |  | Withdrawn | Trade Secret | Trade | SOH | SOH001 | Community Solar Garden | Solar*Rewards Community | Trade Secret | 2015
20263-228838-01 | Xcel Energy | 85 | 13781 | IOU | SRC049586 | 1000 | Solar |  |  | Withdrawn | Trade Secret | Trade | KIM | KIM021 | Community Solar Garden | Solar*Rewards Community | Trade Secret | 2016
20263-228838-01 | Xcel Energy | 85 | 13781 | IOU | SRC069979 | 1000 | Solar |  |  | Withdrawn | Trade Secret | Trade | ANN | ANN021 | Community Solar Garden | Solar*Rewards Community | Trade Secret | 2018
20263-228838-01 | Xcel Energy | 85 | 13781 | IOU | 03126752 | 1000 | Solar |  |  | Interconnected | Wabasha | Trade | WAB | WAB031 | Community Solar Garden | Solar*Rewards Community | Trade Secret | 2015 | 2017
20263-228838-01 | Xcel Energy | 85 | 13781 | IOU | 03125985 | 244 | Solar |  |  | Interconnected | Saint Joseph | Trade | WTB | WTB021 | Community Solar Garden | Solar*Rewards Community | Trade Secret | 2015 | 2017
20263-228838-01 |  |  |  |  | 05657869 |  |  |  |  | Withdrawn | Trade Secret | Trade |  |  | Residential |  |  | 2023
20263-228838-01 | Xcel Energy | 85 | 13781 | IOU | SRC040729 | 1000 | Solar |  |  | Withdrawn | Trade Secret | Trade | GFD | GFD021 | Community Solar Garden | Solar*Rewards Community | Trade Secret | 2015
20263-228838-01 | Xcel Energy | 85 | 13781 | IOU | SRC052295 | 1000 | Solar |  |  | Withdrawn | Trade Secret | Trade |  |  | Community Solar Garden | Solar*Rewards Community | Trade Secret | 2016
20263-228838-01 | Xcel Energy | 85 | 13781 | IOU | SRC074493 | 1000 | Solar |  |  | Withdrawn | Trade Secret | Trade |  |  | Community Solar Garden | Solar*Rewards Community | Trade Secret | 2019
20263-228838-01 | Xcel Energy | 85 | 13781 | IOU | 03123296 | 1000 | Solar |  |  | Interconnected | La Crescent | Trade | LAC | LAC062 | Community Solar Garden | Solar*Rewards Community | Trade Secret | 2017 | 2020
20263-228838-01 |  |  |  |  | SRO29485 |  | Solar |  |  | Withdrawn | Trade Secret | Trade |  |  |  | Other |  | 2013
20263-228838-01 | Xcel Energy | 85 | 13781 | IOU | 03130957 | 2000 | Natural Gas |  |  | Interconnected | Trade Secret | Trade | SIP | SIP061 | Commercial |  | Trade Secret | 2005 | 2005
20263-228838-01 | Xcel Energy | 85 | 13781 | IOU | 05331801 | 1000 | Solar |  |  | Withdrawn | Trade Secret | Trade | REW | REW023 | Community Solar Garden | Solar*Rewards Community | Trade Secret | 2022
20263-228838-01 | Xcel Energy | 85 | 13781 | IOU | 04123973 | 1000 | Solar |  |  | Withdrawn | Trade Secret | Trade | KAN | KAN031 | Community Solar Garden | Solar*Rewards Community | Trade Secret | 2021
20263-228838-01 | Xcel Energy | 85 | 13781 | IOU | 03129131 | 9.94 | Solar |  |  | Withdrawn | Trade Secret | Trade | TRA | TRA001 | Residential | Solar*Rewards | Trade Secret | 2018
20263-228838-01 |  |  |  |  | SRO29996 |  | Solar |  |  | Withdrawn | Trade Secret | Trade |  |  |  | Solar*Rewards |  | 2013
20263-228838-01 | Xcel Energy | 85 | 13781 | IOU | SRC038299 | 1000 | Solar |  |  | Withdrawn | Trade Secret | Trade | LAP | LAP311 | Community Solar Garden | Solar*Rewards Community | Trade Secret | 2014
20263-228838-01 | Xcel Energy | 85 | 13781 | IOU | 03121274 | 990 | Solar |  |  | Interconnected | Northfield | Trade | NOF | NOF061 | Community Solar Garden | Solar*Rewards Community | Trade Secret | 2015 | 2018
20263-228838-01 | Xcel Energy | 85 | 13781 | IOU | 03130011 | 8.41 | Solar |  |  | Withdrawn | Trade Secret | Trade | AVN | AVN021 | Residential | Solar*Rewards | Trade Secret | 2018
20263-228838-01 | Xcel Energy | 85 | 13781 | IOU | SRC042188 | 1000 | Solar |  |  | Withdrawn | Trade Secret | Trade |  |  | Community Solar Garden | Solar*Rewards Community | Trade Secret | 2015
20263-228838-01 | Xcel Energy | 85 | 13781 | IOU | 06269515 | 1200 | Solar |  |  | Withdrawn | Trade Secret | Trade |  |  | Commercial | Other | Trade Secret | 2025
20263-228838-01 |  |  |  |  | 06338441 |  |  |  |  | Withdrawn | Trade Secret | Trade |  |  | Residential |  |  | 2026
20263-228838-01 | Xcel Energy | 85 | 13781 | IOU | 03131806 | 18 | Solar |  |  | Interconnected | Trade Secret | Trade | SCL | SCL322 | Commercial | Solar*Rewards | Trade Secret | 2017 | 2017
20263-228838-01 | Xcel Energy | 85 | 13781 | IOU | 06213794 | 11.5 | Solar |  | X | Active Application | Trade Secret | Trade | OPK | OPK077 | Residential |  | Trade Secret | 2025
20263-228838-01 | Xcel Energy | 85 | 13781 | IOU | 05138380 | 4.4 | Solar |  |  | Interconnected | Trade Secret | Trade | LEX | LEX332 | Residential |  | Trade Secret | 2022 | 2022
20263-228838-01 | Xcel Energy | 85 | 13781 | IOU | 03132902 | 5.76 | Solar |  |  | Interconnected | Trade Secret | Trade | WIL | WIL073 | Residential | Solar*Rewards | Trade Secret | 2018 | 2019
20263-228838-01 | Xcel Energy | 85 | 13781 | IOU | 05496369 | 4.35 | Solar |  |  | Interconnected | Trade Secret | Trade | HSN | HSN321 | Residential |  | Trade Secret | 2023 | 2023
20263-228838-01 | Xcel Energy | 85 | 13781 | IOU | 03131437 | 6 | Solar |  |  | Interconnected | Trade Secret | Trade | MEL | MEL061 | Residential | Solar*Rewards | Trade Secret | 2017 | 2019
20263-228838-01 | Xcel Energy | 85 | 13781 | IOU | 03131837 | 9.94 | Solar |  |  | Interconnected | Trade Secret | Trade | BYT | BYT072 | Residential | Made in Minnesota | Trade Secret | 2017 | 2017
20263-228838-01 | Xcel Energy | 85 | 13781 | IOU | 04110778 | 7.68 | Solar |  | X | Active Application | Trade Secret | Trade | TWL | TWL066 | Residential | Solar*Rewards | Trade Secret | 2020
20263-228838-01 | Xcel Energy | 85 | 13781 | IOU | 04141133 | 7.625 | Solar |  |  | Interconnected | Trade Secret | Trade | TWL | TWL066 | Residential | Solar*Rewards | Trade Secret | 2020 | 2021
20263-228838-01 | Xcel Energy | 85 | 13781 | IOU | 03131730 | 5 | Solar |  |  | Interconnected | Trade Secret | Trade | MEL | MEL061 | Residential | Solar*Rewards | Trade Secret | 2017 | 2017
20263-228838-01 | Xcel Energy | 85 | 13781 | IOU | 05245843 | 5.76 | Solar |  |  | Interconnected | Trade Secret | Trade | FSL | FSL311 | Residential |  | Trade Secret | 2022 | 2023
20263-228838-01 | Xcel Energy | 85 | 13781 | IOU | 05964320 | 6.832 | Solar |  |  | Interconnected | Trade Secret | Trade | TWL | TWL082 | Residential |  | Trade Secret | 2024 | 2025
20263-228838-01 | Xcel Energy | 85 | 13781 | IOU | 06225529 | 5.36 | Solar |  |  | Active Application | Trade Secret | Trade | HUG | HUG321 | Residential |  | Trade Secret | 2025
20263-228838-01 | Xcel Energy | 85 | 13781 | IOU | 06213257 | 5.36 | Solar |  |  | Withdrawn | Trade Secret | Trade | HUG | HUG321 | Residential | Solar*Rewards | Trade Secret | 2025
20263-228838-01 | Xcel Energy | 85 | 13781 | IOU | 03132723 | 3.36 | Solar |  |  | Interconnected | Trade Secret | Trade | GLK | GLK071 | Residential | Solar*Rewards | Trade Secret | 2018 | 2019
20263-228838-01 | Xcel Energy | 85 | 13781 | IOU | 05941777 | 17.08 | Solar |  |  | Interconnected | Trade Secret | Trade | HUG | HUG321 | Residential | Solar*Rewards | Trade Secret | 2024 | 2025
20263-228838-01 | Xcel Energy | 85 | 13781 | IOU | 03132750 | 6.96 | Solar |  |  | Interconnected | Trade Secret | Trade | LCR | LCR311 | Residential | Solar*Rewards | Trade Secret | 2018 | 2018
20263-228838-01 | Xcel Energy | 85 | 13781 | IOU | 05261731 | 120 | Solar |  |  | Withdrawn | Trade Secret | Trade | WAT | WAT221 | Commercial |  | Trade Secret | 2023
20263-228838-01 | Xcel Energy | 85 | 13781 | IOU | 05366975 | 13 | Solar |  |  | Withdrawn | Trade Secret | Trade | AFT | AFT315 | Residential |  | Trade Secret | 2023
20263-228838-01 | Xcel Energy | 85 | 13781 | IOU | 03900632 | 9.994 | Solar |  |  | Interconnected | Trade Secret | Trade | WIL | WIL073 | Residential | Solar*Rewards | Trade Secret | 2020 | 2020
20263-228838-01 | Xcel Energy | 85 | 13781 | IOU | 04794138 | 7.83 | Solar |  |  | Interconnected | Trade Secret | Trade | SLP | SLP084 | Residential | Solar*Rewards | Trade Secret | 2022 | 2022
20263-228838-01 | Xcel Energy | 85 | 13781 | IOU | 05712244 | 8.19 | Solar |  |  | Interconnected | Trade Secret | Trade | RLK | RLK069 | Residential | Solar*Rewards | Trade Secret | 2024 | 2024
20263-228838-01 | Xcel Energy | 85 | 13781 | IOU | 05601245 | 8.505 | Solar |  |  | Withdrawn | Trade Secret | Trade | PBE | PBE061 | Residential | Solar*Rewards | Trade Secret | 2023
20263-228838-01 | Xcel Energy | 85 | 13781 | IOU | 03918752 | 3.3 | Solar |  |  | Interconnected | Trade Secret | Trade | RMT | RMT321 | Residential | Solar*Rewards | Trade Secret | 2020 | 2020
20263-228838-01 | Xcel Energy | 85 | 13781 | IOU | 04591415 | 5.22 | Solar |  |  | Interconnected | Trade Secret | Trade | LOK | LOK093 | Residential |  | Trade Secret | 2021 | 2021
20263-228838-01 | Xcel Energy | 85 | 13781 | IOU | 04807101 | 4.384 | Solar |  |  | Interconnected | Trade Secret | Trade | WCR | WCR311 | Residential | Solar*Rewards | Trade Secret | 2022 | 2022
20263-228838-01 | Xcel Energy | 85 | 13781 | IOU | 04794064 | 4.35 | Solar |  |  | Interconnected | Trade Secret | Trade | MOL | MOL067 | Residential | Solar*Rewards | Trade Secret | 2022 | 2022
20263-228838-01 | Xcel Energy | 85 | 13781 | IOU | 06014269 | 5.2 | Solar |  |  | Interconnected | Trade Secret | Trade | CGR | CGR072 | Residential |  | Trade Secret | 2024 | 2025
20263-228838-01 | Xcel Energy | 85 | 13781 | IOU | 05228486 | 7.83 | Solar |  |  | Interconnected | Trade Secret | Trade | CGR | CGR072 | Residential |  | Trade Secret | 2022 | 2022
20263-228838-01 | Xcel Energy | 85 | 13781 | IOU | 05384904 | 10.73 | Solar |  |  | Interconnected | Trade Secret | Trade | CGR | CGR072 | Residential |  | Trade Secret | 2023 | 2023
20263-228838-01 | Xcel Energy | 85 | 13781 | IOU | 05567319 | 3.48 | Solar |  |  | Active Application | Trade Secret | Trade | DHL | DHL061 | Residential |  | Trade Secret | 2023
20263-228838-01 | Xcel Energy | 85 | 13781 | IOU | 03622954 | 3.747 | Solar |  |  | Interconnected | Trade Secret | Trade | HUG | HUG321 | Residential | Solar*Rewards | Trade Secret | 2020 | 2020
20263-228838-01 | Xcel Energy | 85 | 13781 | IOU | 04920120 | 3.141 | Solar |  |  | Interconnected | Trade Secret | Trade | RPO | RPO311 | Residential |  | Trade Secret | 2022 | 2022
20263-228838-01 | Xcel Energy | 85 | 13781 | IOU | 06035989 | 3.747 | Solar |  |  | Interconnected | Trade Secret | Trade | ECK | ECK321 | Residential |  | Trade Secret | 2024 | 2025
20263-228838-01 | Xcel Energy | 85 | 13781 | IOU | 04833808 | 3.288 | Solar |  |  | Interconnected | Trade Secret | Trade | RPO | RPO311 | Residential | Solar*Rewards | Trade Secret | 2022 | 2022
20263-228838-01 | Xcel Energy | 85 | 13781 | IOU | 05331593 | 2.9 | Solar |  |  | Interconnected | Trade Secret | Trade | RMT | RMT321 | Residential |  | Trade Secret | 2022 | 2023
20263-228838-01 | Xcel Energy | 85 | 13781 | IOU | 05443211 | 4.64 | Solar |  |  | Interconnected | Trade Secret | Trade | ECK | ECK322 | Residential |  | Trade Secret | 2023 | 2023
20263-228838-01 | Xcel Energy | 85 | 13781 | IOU | 04399253 | 3.747 | Solar |  |  | Interconnected | Trade Secret | Trade | RPO | RPO311 | Residential | Solar*Rewards | Trade Secret | 2021 | 2021
20263-228838-01 | Xcel Energy | 85 | 13781 | IOU | 05357386 | 11.31 | Solar |  |  | Interconnected | Trade Secret | Trade | RPO | RPO311 | Residential | Solar*Rewards | Trade Secret | 2023 | 2023
20263-228838-01 | Xcel Energy | 85 | 13781 | IOU | 04396104 | 100.91 | Solar |  |  | Interconnected | Trade Secret | Trade | FAP | FAP061 | Commercial |  | Trade Secret | 2021 | 2022
20263-228838-01 | Xcel Energy | 85 | 13781 | IOU | 05401331 | 7.04 | Solar |  |  | Interconnected | Trade Secret | Trade | BYT | BYT072 | Residential | Solar*Rewards | Trade Secret | 2023 | 2026
20263-228838-01 | Xcel Energy | 85 | 13781 | IOU | 05246660 | 5.904 | Solar |  |  | Interconnected | Trade Secret | Trade | RPO | RPO311 | Residential |  | Trade Secret | 2022 | 2022
20263-228838-01 | Xcel Energy | 85 | 13781 | IOU | 05150112 | 3.836 | Solar |  |  | Interconnected | Trade Secret | Trade | ECK | ECK322 | Residential |  | Trade Secret | 2022 | 2022
20263-228838-01 | Xcel Energy | 85 | 13781 | IOU | 05591919 | 5.67 | Solar |  |  | Interconnected | Trade Secret | Trade | HUG | HUG311 | Residential |  | Trade Secret | 2023 | 2024
20263-228838-01 | Xcel Energy | 85 | 13781 | IOU | 05232240 | 5.51 | Solar |  |  | Interconnected | Trade Secret | Trade | CGR | CGR071 | Residential |  | Trade Secret | 2022 | 2023
20263-228838-01 | Xcel Energy | 85 | 13781 | IOU | 05489501 | 4.93 | Solar |  |  | Active Application | Trade Secret | Trade | RRK | RRK082 | Residential |  | Trade Secret | 2023
20263-228838-01 | Xcel Energy | 85 | 13781 | IOU | 06176457 | 5.904 | Solar |  |  | Interconnected | Trade Secret | Trade | HUG | HUG312 | Residential | Solar*Rewards | Trade Secret | 2025 | 2025
20263-228838-01 | Xcel Energy | 85 | 13781 | IOU | 04899750 | 3.288 | Solar |  |  | Interconnected | Trade Secret | Trade | FSL | FSL311 | Residential | Solar*Rewards | Trade Secret | 2022 | 2022
20263-228838-01 | Xcel Energy | 85 | 13781 | IOU | 04644836 | 9 | Solar |  |  | Interconnected | Trade Secret | Trade | MDT | MDT062 | Residential | Solar*Rewards | Trade Secret | 2022 | 2023
20263-228838-01 | Xcel Energy | 85 | 13781 | IOU | 05581790 | 4.35 | Solar |  |  | Interconnected | Trade Secret | Trade | DHL | DHL061 | Residential |  | Trade Secret | 2023 | 2023
20263-228838-01 | Xcel Energy | 85 | 13781 | IOU | 03684801 | 1000 | Solar |  |  | Interconnected | Clear Lake | Trade | SDX | SDX311 | Community Solar Garden | Solar*Rewards Community | Trade Secret | 2021 | 2023
20263-228838-01 | Xcel Energy | 85 | 13781 | IOU | 05782436 | 5 | Storage |  |  | Interconnected | Trade Secret | Trade | RPO | RPO311 | Residential |  | Trade Secret | 2024 | 2025
20263-228838-01 | Xcel Energy | 85 | 13781 | IOU | 05535165 | 3.48 | Solar |  |  | Interconnected | Trade Secret | Trade | RPO | RPO311 | Residential |  | Trade Secret | 2023 | 2023
20263-228838-01 | Xcel Energy | 85 | 13781 | IOU | 05239248 | 5.8 | Solar |  |  | Interconnected | Trade Secret | Trade | CHE | CHE065 | Residential |  | Trade Secret | 2022 | 2023
20263-228838-01 | Xcel Energy | 85 | 13781 | IOU | 05352990 | 5.8 | Solar |  |  | Active Application | Trade Secret | Trade | CHE | CHE065 | Residential |  | Trade Secret | 2022
20263-228838-01 | Xcel Energy | 85 | 13781 | IOU | 06239776 | 6.282 | Solar |  | X | Active Application | Trade Secret | Trade | GNL | GNL062 | Residential |  | Trade Secret | 2025
20263-228838-01 | Xcel Energy | 85 | 13781 | IOU | 05987605 | 180 | Solar |  |  | Interconnected | Trade Secret | Trade | UPP | UPP085 | Commercial |  | Trade Secret | 2024 | 2025
20263-228838-01 | Xcel Energy | 85 | 13781 | IOU | 04811207 | 40 | Solar |  |  | Interconnected | Trade Secret | Trade | WES | WES065 | Commercial | Solar*Rewards | Trade Secret | 2022 | 2023
20263-228838-01 | Xcel Energy | 85 | 13781 | IOU | 05434305 | 5.51 | Solar |  |  | Interconnected | Trade Secret | Trade | RPO | RPO311 | Residential |  | Trade Secret | 2023 | 2023
20263-228838-01 | Xcel Energy | 85 | 13781 | IOU | 06027448 | 5.933 | Solar |  |  | Interconnected | Trade Secret | Trade | ALD | ALD083 | Residential | Solar*Rewards | Trade Secret | 2024 | 2025
20263-228838-01 | Xcel Energy | 85 | 13781 | IOU | 04861409 | 14.51 | Solar |  |  | Interconnected | Trade Secret | Trade | DBL | DBL081 | Commercial | Solar*Rewards | Trade Secret | 2022 | 2023
20263-228838-01 | Xcel Energy | 85 | 13781 | IOU | 05486333 | 6.67 | Solar |  |  | Withdrawn | Trade Secret | Trade | RPO | RPO311 | Residential | Solar*Rewards | Trade Secret | 2023
20263-228838-01 | Xcel Energy | 85 | 13781 | IOU | 05495323 | 7.83 | Solar |  |  | Interconnected | Trade Secret | Trade | RPO | RPO311 | Residential |  | Trade Secret | 2023 | 2023
20263-228838-01 | Xcel Energy | 85 | 13781 | IOU | 03792716 | 999 | Solar |  |  | Interconnected | Mankato | Trade | SMT | SMT072 | Community Solar Garden | Solar*Rewards Community | Trade Secret | 2022 | 2023
20263-228838-01 | Xcel Energy | 85 | 13781 | IOU | 05006065 | 7.25 | Solar |  |  | Interconnected | Trade Secret | Trade | WRR | WRR075 | Residential | Solar*Rewards | Trade Secret | 2022 | 2023
20263-228838-01 | Xcel Energy | 85 | 13781 | IOU | 05356599 | 39.75 | Solar |  |  | Interconnected | Trade Secret | Trade | WIL | WIL093 | Commercial | Solar*Rewards | Trade Secret | 2023 | 2024
20263-228838-01 | Xcel Energy | 85 | 13781 | IOU | 04300348 | 1000 | Solar |  |  | Interconnected | Mankato | Trade | SMT | SMT082 | Community Solar Garden | Solar*Rewards Community | Trade Secret | 2022 | 2024
20263-228838-01 | Xcel Energy | 85 | 13781 | IOU | 05618426 | 8.064 | Solar |  |  | Interconnected | Trade Secret | Trade | MGN | MGN211 | Residential |  | Trade Secret | 2023 | 2024
20263-228838-01 | Xcel Energy | 85 | 13781 | IOU | 06227275 | 5.584 | Solar |  |  | Interconnected | Trade Secret | Trade | SOU | SOU075 | Residential |  | Trade Secret | 2025 | 2026
20263-228838-01 | Xcel Energy | 85 | 13781 | IOU | 06321983 | 3.28 | Solar |  |  | Active Application | Trade Secret | Trade | HWW | HWW071 | Residential | Solar*Rewards | Trade Secret | 2026
20263-228838-01 | Xcel Energy | 85 | 13781 | IOU | 05757256 | 43.2 | Solar |  |  | Interconnected | Trade Secret | Trade | TWL | TWL068 | Commercial |  | Trade Secret | 2024 | 2024
20263-228838-01 | Xcel Energy | 85 | 13781 | IOU | 05343367 | 9.772 | Solar |  |  | Interconnected | Trade Secret | Trade | MDT | MDT073 | Commercial |  | Trade Secret | 2023 | 2024
20263-228838-01 | Xcel Energy | 85 | 13781 | IOU | 06279124 | 3.9 | Solar |  |  | Interconnected | Trade Secret | Trade | MEL | MEL071 | Residential |  | Trade Secret | 2025 | 2026
20263-228838-01 | Xcel Energy | 85 | 13781 | IOU | 03129667 | 11.39 | Solar |  |  | Interconnected | Trade Secret | Trade | SLP | SLP085 | Residential |  | Trade Secret | 2019 | 2023
20263-228838-01 | Xcel Energy | 85 | 13781 | IOU | 05978588 | 6.282 | Solar |  |  | Interconnected | Trade Secret | Trade | IDA | IDA062 | Residential | Solar*Rewards | Trade Secret | 2024 | 2025
20263-228838-01 | Xcel Energy | 85 | 13781 | IOU | 05835822 | 5.51 | Solar |  |  | Interconnected | Trade Secret | Trade | HWW | HWW062 | Residential | Solar*Rewards | Trade Secret | 2024 | 2024
20263-228838-01 | Xcel Energy | 85 | 13781 | IOU | 06130949 | 20.94 | Solar |  |  | Active Application | Trade Secret | Trade | UPP | UPP089 | Residential | Solar*Rewards | Trade Secret | 2025
20263-228838-01 | Xcel Energy | 85 | 13781 | IOU | 05952143 | 3.193 | Solar |  |  | Interconnected | Trade Secret | Trade | APA | APA075 | Residential | Solar*Rewards | Trade Secret | 2024 | 2025
20263-228838-01 | Xcel Energy | 85 | 13781 | IOU | 03132837 | 7.616 | Solar |  |  | Interconnected | Trade Secret | Trade | MPK | MPK074 | Residential | Made in Minnesota | Trade Secret | 2018 | 2018
20263-228838-01 | Xcel Energy | 85 | 13781 | IOU | OID3022526 | 9.94 | Solar |  |  | Withdrawn | Trade Secret | Trade | MPK | MPK074 | Residential | Made in Minnesota | Trade Secret | 2017
20263-228838-01 | Xcel Energy | 85 | 13781 | IOU | 04829227 | 10.412 | Solar |  |  | Interconnected | Trade Secret | Trade | WCR | WCR311 | Residential | Solar*Rewards | Trade Secret | 2022 | 2022
20263-228838-01 | Xcel Energy | 85 | 13781 | IOU | 05859237 | 9.994 | Solar |  |  | Interconnected | Trade Secret | Trade | APA | APA077 | Residential |  | Trade Secret | 2024 | 2025
20263-228838-01 | Xcel Energy | 85 | 13781 | IOU | 03133412 | 1.505 | Solar |  |  | Interconnected | Trade Secret | Trade | HWW | HWW074 | Residential | Solar*Rewards | Trade Secret | 2011 | 2011
20263-228838-01 | Xcel Energy | 85 | 13781 | IOU | 05357152 | 7.68 | Solar |  |  | Interconnected | Trade Secret | Trade | TER | TER071 | Residential | Solar*Rewards | Trade Secret | 2023 | 2023
20263-228838-01 | Xcel Energy | 85 | 13781 | IOU | 03130649 | 192 | Solar |  |  | Interconnected | Trade Secret | Trade | HUG | HUG321 | Commercial |  | Trade Secret | 2016 | 2017
20263-228838-01 | Xcel Energy | 85 | 13781 | IOU | 03131225 | 368 | Solar |  |  | Interconnected | Trade Secret | Trade | HUG | HUG321 | Commercial |  | Trade Secret | 2015 | 2016
20263-228838-01 | Xcel Energy | 85 | 13781 | IOU | OID2560422 | 11.39 | Solar |  |  | Withdrawn | Trade Secret | Trade |  |  | Residential | Solar*Rewards | Trade Secret | 2016
20263-228838-01 | Xcel Energy | 85 | 13781 | IOU | 04041307 | 7.7 | Solar |  |  | Interconnected | Trade Secret | Trade | RMT | RMT321 | Residential |  | Trade Secret | 2020 | 2021
20263-228838-01 | Xcel Energy | 85 | 13781 | IOU | 04988100 | 8.41 | Solar |  |  | Interconnected | Trade Secret | Trade | AFT | AFT314 | Residential | Solar*Rewards | Trade Secret | 2022 | 2022
20263-228838-01 | Xcel Energy | 85 | 13781 | IOU | 05256830 | 2.61 | Solar |  |  | Interconnected | Trade Secret | Trade | MEL | MEL087 | Residential |  | Trade Secret | 2022 | 2023
20263-228838-01 | Xcel Energy | 85 | 13781 | IOU | 06199887 | 7.6 | Solar |  |  | Interconnected | Trade Secret | Trade | HSN | HSN322 | Residential | Solar*Rewards | Trade Secret | 2025 | 2025
20263-228838-01 | Xcel Energy | 85 | 13781 | IOU | 04438698 | 8.41 | Solar |  |  | Interconnected | Trade Secret | Trade | CHE | CHE076 | Residential | Solar*Rewards | Trade Secret | 2021 | 2021
20263-228838-01 | Xcel Energy | 85 | 13781 | IOU | 05377883 | 10.395 | Solar |  |  | Interconnected | Trade Secret | Trade | APA | APA071 | Residential |  | Trade Secret | 2023 | 2023
20263-228838-01 |  |  |  |  | OID2290365 |  | Solar |  |  | Withdrawn | Trade Secret | Trade | CHI | CHI311 | Residential | Solar*Rewards |  | 2015
20263-228838-01 | Xcel Energy | 85 | 13781 | IOU | 05015484 | 17.69 | Solar |  |  | Interconnected | Trade Secret | Trade | RLK | RLK071 | Residential |  | Trade Secret | 2022 | 2022
20263-228838-01 | Xcel Energy | 85 | 13781 | IOU | SRO29702 | 1.935 | Solar |  |  | Withdrawn | Trade Secret | Trade | ALD | ALD083 | Residential | Solar*Rewards | Trade Secret | 2013
20263-228838-01 | Xcel Energy | 85 | 13781 | IOU | 06273346 | 25 | Solar |  |  | Withdrawn | Trade Secret | Trade | ALD | ALD076 | Commercial |  | Trade Secret | 2025
20263-228838-01 | Xcel Energy | 85 | 13781 | IOU | 05941056 | 30 | Solar |  |  | Withdrawn | Trade Secret | Trade | ALD | ALD076 | Commercial | Solar*Rewards | Trade Secret | 2024
20263-228838-01 | Xcel Energy | 85 | 13781 | IOU | 06100034 | 29.982 | Solar |  |  | Withdrawn | Trade Secret | Trade | ALD | ALD076 | Commercial |  | Trade Secret | 2025
20263-228838-01 | Xcel Energy | 85 | 13781 | IOU | 06006125 | 30 | Solar |  |  | Withdrawn | Trade Secret | Trade | ALD | ALD076 | Commercial |  | Trade Secret | 2024
20263-228838-01 | Xcel Energy | 85 | 13781 | IOU | 05860197 | 9.994 | Solar |  |  | Active Application | Trade Secret | Trade | LEX | LEX333 | Residential |  | Trade Secret | 2024
20263-228838-01 | Xcel Energy | 85 | 13781 | IOU | 03134964 | 3 | Solar |  |  | Interconnected | Trade Secret | Trade | GPH | GPH062 | Residential | Made in Minnesota | Trade Secret | 2016 | 2016
20263-228838-01 | Xcel Energy | 85 | 13781 | IOU | 03493778 | 2.32 | Solar |  |  | Interconnected | Trade Secret | Trade | MPK | MPK063 | Residential | Solar*Rewards | Trade Secret | 2019 | 2020
20263-228838-01 | Xcel Energy | 85 | 13781 | IOU | 03130447 | 4.64 | Solar |  |  | Interconnected | Trade Secret | Trade | MPK | MPK063 | Residential | Solar*Rewards | Trade Secret | 2018 | 2019
20263-228838-01 | Xcel Energy | 85 | 13781 | IOU | 04974199 | 5.8 | Solar |  |  | Interconnected | Trade Secret | Trade | WAB | WAB031 | Residential | Solar*Rewards | Trade Secret | 2022 | 2023
20263-228838-01 | Xcel Energy | 85 | 13781 | IOU | OID3511346 | 11.39 | Solar |  |  | Withdrawn | Trade Secret | Trade | DPN | DPN062 | Residential | Solar*Rewards | Trade Secret | 2018
20263-228838-01 | Xcel Energy | 85 | 13781 | IOU | OID3499558 | 9.94 | Solar |  |  | Withdrawn | Trade Secret | Trade | DPN | DPN062 | Residential | Solar*Rewards | Trade Secret | 2018
20263-228838-01 | Xcel Energy | 85 | 13781 | IOU | 04847364 | 7.15 | Solar |  |  | Interconnected | Trade Secret | Trade | DPN | DPN062 | Residential |  | Trade Secret | 2022 | 2022
20263-228838-01 | Xcel Energy | 85 | 13781 | IOU | 04793490 | 6.028 | Solar |  |  | Withdrawn | Trade Secret | Trade | DPN | DPN062 | Residential | Solar*Rewards | Trade Secret | 2022
20263-228838-01 | Xcel Energy | 85 | 13781 | IOU | 04772022 | 6.028 | Solar |  |  | Active Application | Trade Secret | Trade | DPN | DPN062 | Residential |  | Trade Secret | 2021
20263-228838-01 | Xcel Energy | 85 | 13781 | IOU | SRO30550 | 36 | Solar |  |  | Withdrawn | Trade Secret | Trade | HYL | HYL065 | Commercial | Solar*Rewards | Trade Secret | 2013
20263-228838-01 | Xcel Energy | 85 | 13781 | IOU | 04946617 | 6.98 | Solar |  |  | Interconnected | Trade Secret | Trade | WIL | WIL097 | Residential | Solar*Rewards | Trade Secret | 2022 | 2022
20263-228838-01 | Xcel Energy | 85 | 13781 | IOU | 03836477 | 11.39 | Solar |  |  | Interconnected | Trade Secret | Trade | WSG | WSG361 | Residential | Solar*Rewards | Trade Secret | 2020 | 2020
20263-228838-01 | Xcel Energy | 85 | 13781 | IOU | 06046482 | 10.752 | Solar |  |  | Interconnected | Trade Secret | Trade | CRL | CRL033 | Residential | Solar*Rewards | Trade Secret | 2025 | 2025
20263-228838-01 | Xcel Energy | 85 | 13781 | IOU | 03130600 | 19.88 | Solar |  |  | Interconnected | Trade Secret | Trade | RMT | RMT321 | Commercial | Solar*Rewards | Trade Secret | 2016 | 2017
20263-228838-01 | Xcel Energy | 85 | 13781 | IOU | 03135150 | 39.76 | Solar |  |  | Interconnected | Trade Secret | Trade | RMT | RMT321 | Commercial | Made in Minnesota | Trade Secret | 2016 | 2017
20263-228838-01 | Xcel Energy | 85 | 13781 | IOU | OID2753374 | 19.88 | Solar |  |  | Withdrawn | Trade Secret | Trade | RMT | RMT321 | Commercial | Solar*Rewards | Trade Secret | 2016
20263-228838-01 | Xcel Energy | 85 | 13781 | IOU | 06275440 | 6.631 | Solar |  |  | Active Application | Trade Secret | Trade | UPP | UPP082 | Residential |  | Trade Secret | 2025
20263-228838-01 | Xcel Energy | 85 | 13781 | IOU | 05534185 | 7.54 | Solar |  |  | Interconnected | Trade Secret | Trade | FSL | FSL311 | Residential |  | Trade Secret | 2023 | 2023
20263-228838-01 | Xcel Energy | 85 | 13781 | IOU | 06226871 | 7.329 | Solar |  |  | Interconnected | Trade Secret | Trade | SLP | SLP081 | Residential |  | Trade Secret | 2025 | 2025
20263-228838-01 |  |  |  |  | 06228388 |  |  |  |  | Active Application | Trade Secret | Trade | SLP | SLP081 | Residential |  |  | 2025
20263-228838-01 | Xcel Energy | 85 | 13781 | IOU | 03131678 | 4.5 | Solar |  |  | Interconnected | Trade Secret | Trade | WAB | WAB031 | Residential | Made in Minnesota | Trade Secret | 2017 | 2017
20263-228838-01 | Xcel Energy | 85 | 13781 | IOU | 03134688 | 40 | Solar |  |  | Interconnected | Trade Secret | Trade | WES | WES072 | Commercial | Made in Minnesota | Trade Secret | 2015 | 2016
20263-228838-01 | Xcel Energy | 85 | 13781 | IOU | OID2291023 | 19.99 | Solar |  |  | Withdrawn | Trade Secret | Trade | WES | WES072 | Commercial | Solar*Rewards | Trade Secret | 2015
20263-228838-01 |  |  |  |  | OID2010233 |  | Solar |  |  | Withdrawn | Trade Secret | Trade | KAN | KAN022 | Residential | Made in Minnesota |  | 2014
20263-228838-01 | Xcel Energy | 85 | 13781 | IOU | OID2019153 | 14.6 | Solar |  |  | Interconnected | Trade Secret | Trade | KAN | KAN022 | Residential | Solar*Rewards | Trade Secret | 2014 | 2014
20263-228838-01 | Xcel Energy | 85 | 13781 | IOU | 03133958 | 14.4 | Solar |  |  | Interconnected | Trade Secret | Trade | KAN | KAN022 | Residential | Solar*Rewards | Trade Secret | 2014 | 2014
20263-228838-01 | Xcel Energy | 85 | 13781 | IOU | 04351011 | 39.999 | Solar |  |  | Interconnected | Trade Secret | Trade | EDA | EDA072 | Commercial | Solar*Rewards | Trade Secret | 2021 | 2022
20263-228838-01 | Xcel Energy | 85 | 13781 | IOU | 05356506 | 6.046 | Solar |  |  | Interconnected | Trade Secret | Trade | RAM | RAM073 | Residential | Solar*Rewards | Trade Secret | 2023 | 2023
20263-228838-01 | Xcel Energy | 85 | 13781 | IOU | 03131849 | 12.902 | Solar |  |  | Interconnected | Trade Secret | Trade | MEL | MEL074 | Residential | Solar*Rewards | Trade Secret | 2017 | 2018
20263-228838-01 | Xcel Energy | 85 | 13781 | IOU | 03954230 | 9.423 | Solar |  |  | Interconnected | Trade Secret | Trade | RPO | RPO311 | Residential | Solar*Rewards | Trade Secret | 2020 | 2020
20263-228838-01 | Xcel Energy | 85 | 13781 | IOU | 05176360 | 7.04 | Solar |  |  | Interconnected | Trade Secret | Trade | ECK | ECK063 | Residential |  | Trade Secret | 2022 | 2023
20263-228838-01 | Xcel Energy | 85 | 13781 | IOU | 03129994 | 6.3 | Solar |  |  | Interconnected | Trade Secret | Trade | SOU | SOU061 | Residential | Solar*Rewards | Trade Secret | 2018 | 2019
20263-228838-01 | Xcel Energy | 85 | 13781 | IOU | 05579569 | 5.76 | Solar |  |  | Interconnected | Trade Secret | Trade | MPK | MPK071 | Residential | Solar*Rewards | Trade Secret | 2023 | 2024
20263-228838-01 | Xcel Energy | 85 | 13781 | IOU | 06063596 | 8.448 | Solar |  |  | Interconnected | Trade Secret | Trade | SLW | SLW061 | Residential |  | Trade Secret | 2025 | 2025
20263-228838-01 | Xcel Energy | 85 | 13781 | IOU | 05947179 | 6.046 | Solar |  |  | Active Application | Trade Secret | Trade | WDY | WDY321 | Residential |  | Trade Secret | 2024
20263-228838-01 | Xcel Energy | 85 | 13781 | IOU | 05253632 | 3.48 | Solar |  |  | Active Application | Trade Secret | Trade | OAD | OAD061 | Residential |  | Trade Secret | 2022
20263-228838-01 | Xcel Energy | 85 | 13781 | IOU | OID3642136 | 33.3 | Solar |  |  | Withdrawn | Trade Secret | Trade | TWL | TWL078 | Commercial | Solar*Rewards | Trade Secret | 2018
20263-228838-01 | Xcel Energy | 85 | 13781 | IOU | 03156749 | 32.51 | Solar |  |  | Interconnected | Trade Secret | Trade | TWL | TWL078 | Commercial | Solar*Rewards | Trade Secret | 2019 | 2021
20263-228838-01 | Xcel Energy | 85 | 13781 | IOU | 04966900 | 6.282 | Solar |  |  | Interconnected | Trade Secret | Trade | SOU | SOU087 | Residential | Solar*Rewards | Trade Secret | 2022 | 2022
20263-228838-01 | Xcel Energy | 85 | 13781 | IOU | 05581629 | 14.55 | Solar |  | X | Interconnected | Trade Secret | Trade | RAM | RAM062 | Residential |  | Trade Secret | 2023 | 2024
20263-228838-01 | Xcel Energy | 85 | 13781 | IOU | 05212433 | 3.288 | Solar |  |  | Interconnected | Trade Secret | Trade | WIL | WIL097 | Residential |  | Trade Secret | 2022 | 2022
20263-228838-01 | Xcel Energy | 85 | 13781 | IOU | 05212469 | 7.678 | Solar |  |  | Withdrawn | Trade Secret | Trade | SHP | SHP072 | Residential |  | Trade Secret | 2022
20263-228838-01 | Xcel Energy | 85 | 13781 | IOU | 05356959 | 4.93 | Solar |  |  | Active Application | Trade Secret | Trade | AFT | AFT314 | Residential | Solar*Rewards | Trade Secret | 2023
20263-228838-01 | Xcel Energy | 85 | 13781 | IOU | 04793754 | 6 | Solar |  |  | Interconnected | Trade Secret | Trade | LOK | LOK082 | Residential | Solar*Rewards | Trade Secret | 2022 | 2022
20263-228838-01 | Xcel Energy | 85 | 13781 | IOU | 05137627 | 7.329 | Solar |  |  | Interconnected | Trade Secret | Trade | ECK | ECK062 | Residential |  | Trade Secret | 2022 | 2023
20263-228838-01 | Xcel Energy | 85 | 13781 | IOU | 05509599 | 3.48 | Solar |  |  | Interconnected | Trade Secret | Trade | LEX | LEX075 | Residential |  | Trade Secret | 2023 | 2023
20263-228838-01 | Xcel Energy | 85 | 13781 | IOU | 05711959 | 3.78 | Solar |  |  | Interconnected | Trade Secret | Trade | WSG | WSG075 | Residential | Solar*Rewards | Trade Secret | 2024 | 2024
20263-228838-01 | Xcel Energy | 85 | 13781 | IOU | 03260186 | 13.68 | Solar |  |  | Interconnected | Trade Secret | Trade | CGR | CGR061 | Residential | Solar*Rewards | Trade Secret | 2019 | 2020
20263-228838-01 | Xcel Energy | 85 | 13781 | IOU | 04185049 | 9.12 | Solar |  |  | Interconnected | Trade Secret | Trade | RPL | RPL063 | Residential | Solar*Rewards | Trade Secret | 2020 | 2021
20263-228838-01 | Xcel Energy | 85 | 13781 | IOU | OID3339109 | 9.94 | Solar |  |  | Withdrawn | Trade Secret | Trade | GSL | GSL074 | Residential | Solar*Rewards | Trade Secret | 2018
20263-228838-01 | Xcel Energy | 85 | 13781 | IOU | OID4038892 | 7.54 | Solar |  |  | Withdrawn | Trade Secret | Trade | GSL | GSL074 | Residential | Solar*Rewards | Trade Secret | 2019
20263-228838-01 |  |  |  |  | OID3889997 |  | Solar |  |  | Withdrawn | Trade Secret | Trade | GSL | GSL074 | Residential | Solar*Rewards |  | 2019
20263-228838-01 | Xcel Energy | 85 | 13781 | IOU | 04360869 | 7.6 | Solar |  |  | Interconnected | Trade Secret | Trade | GSL | GSL074 | Residential | Solar*Rewards | Trade Secret | 2021 | 2024
20263-228838-01 | Xcel Energy | 85 | 13781 | IOU | 04429594 | 7.6 | Solar |  |  | Active Application | Trade Secret | Trade | GSL | GSL074 | Residential | Solar*Rewards | Trade Secret | 2021
20263-228838-01 | Xcel Energy | 85 | 13781 | IOU | 04523113 | 7.6 | Solar |  |  | Active Application | Trade Secret | Trade | GSL | GSL074 | Residential |  | Trade Secret | 2021
20263-228838-01 | Xcel Energy | 85 | 13781 | IOU | OID3666839 | 5 | Solar |  |  | Withdrawn | Trade Secret | Trade | TLK | TLK061 | Commercial | Solar*Rewards | Trade Secret | 2018
20263-228838-01 | Xcel Energy | 85 | 13781 | IOU | 04793628 | 9.28 | Solar |  |  | Withdrawn | Trade Secret | Trade | RAP | RAP081 | Residential | Solar*Rewards | Trade Secret | 2022
20263-228838-01 |  |  |  |  | OID3915943 |  | Solar |  |  | Withdrawn | Trade Secret | Trade | NOF | NOF061 | Commercial | Solar*Rewards |  | 2019
20263-228838-01 | Xcel Energy | 85 | 13781 | IOU | 04535691 | 6.38 | Solar |  |  | Interconnected | Trade Secret | Trade | SLP | SLP074 | Residential |  | Trade Secret | 2021 | 2021
20263-228838-01 | Xcel Energy | 85 | 13781 | IOU | 05735771 | 4.188 | Solar |  |  | Interconnected | Trade Secret | Trade | HWW | HWW074 | Residential | Solar*Rewards | Trade Secret | 2024 | 2024
20263-228838-01 | Xcel Energy | 85 | 13781 | IOU | 04925680 | 4.188 | Solar |  |  | Interconnected | Trade Secret | Trade | SOU | SOU072 | Residential | Solar*Rewards | Trade Secret | 2022 | 2022
20263-228838-01 | Xcel Energy | 85 | 13781 | IOU | 04886643 | 5.584 | Solar |  |  | Interconnected | Trade Secret | Trade | EDP | EDP073 | Residential | Solar*Rewards | Trade Secret | 2022 | 2023
20263-228838-01 | Xcel Energy | 85 | 13781 | IOU | 05590229 | 4.725 | Solar |  |  | Interconnected | Trade Secret | Trade | STY | STY062 | Residential |  | Trade Secret | 2023 | 2023
20263-228838-01 | Xcel Energy | 85 | 13781 | IOU | 04243087 | 6.05 | Solar |  |  | Interconnected | Trade Secret | Trade | WSG | WSG063 | Residential | Solar*Rewards | Trade Secret | 2021 | 2021
20263-228838-01 | Xcel Energy | 85 | 13781 | IOU | 06232976 | 7.329 | Solar |  |  | Interconnected | Trade Secret | Trade | RIV | RIV076 | Residential |  | Trade Secret | 2025 | 2026
20263-228838-01 | Xcel Energy | 85 | 13781 | IOU | 06247999 | 11.5 | Solar |  | X | Active Application | Trade Secret | Trade | DBL | DBL068 | Residential |  | Trade Secret | 2025
20263-228838-01 | Xcel Energy | 85 | 13781 | IOU | SRO22466 | 6.02 | Solar |  |  | Withdrawn | Trade Secret | Trade | SCL | SCL312 | Residential | Solar*Rewards | Trade Secret | 2012
20263-228838-01 | Xcel Energy | 85 | 13781 | IOU | 05711898 | 4.095 | Solar |  |  | Interconnected | Trade Secret | Trade | HWW | HWW074 | Residential | Solar*Rewards | Trade Secret | 2024 | 2025
20263-228838-01 | Xcel Energy | 85 | 13781 | IOU | 05597362 | 4.095 | Solar |  |  | Active Application | Trade Secret | Trade | HWW | HWW074 | Residential | Solar*Rewards | Trade Secret | 2023
20263-228838-01 | Xcel Energy | 85 | 13781 | IOU | 04920092 | 7.25 | Solar |  |  | Interconnected | Trade Secret | Trade | WIL | WIL082 | Residential |  | Trade Secret | 2022 | 2023
20263-228838-01 | Xcel Energy | 85 | 13781 | IOU | 03131122 | 240 | Other |  |  | Interconnected | Trade Secret | Trade | AIR | AIR060 | Commercial |  | Trade Secret | 2012 | 2010
20263-228838-01 | Xcel Energy | 85 | 13781 | IOU | 06099259 | 4.934 | Solar |  | X | Interconnected | Trade Secret | Trade | SLP | SLP085 | Residential | Solar*Rewards | Trade Secret | 2025 | 2025
20263-228838-01 | Xcel Energy | 85 | 13781 | IOU | 05269694 | 4.64 | Solar |  |  | Interconnected | Trade Secret | Trade | MHW | MHW312 | Residential |  | Trade Secret | 2022 | 2023
20263-228838-01 | Xcel Energy | 85 | 13781 | IOU | 06231600 | 6.631 | Solar |  |  | Interconnected | Trade Secret | Trade | WSG | WSG362 | Residential |  | Trade Secret | 2025 | 2025
20263-228838-01 | Xcel Energy | 85 | 13781 | IOU | 05404654 | 5.85 | Solar |  |  | Interconnected | Trade Secret | Trade | IDA | IDA072 | Residential | Solar*Rewards | Trade Secret | 2023 | 2024
20263-228838-01 | Xcel Energy | 85 | 13781 | IOU | 03131605 | 6 | Solar |  |  | Interconnected | Trade Secret | Trade | SCL | SCL312 | Residential | Made in Minnesota | Trade Secret | 2017 | 2017
20263-228838-01 | Xcel Energy | 85 | 13781 | IOU | 05275605 | 150 | Solar |  |  | Active Application | Trade Secret | Trade | WSG | WSG073 | Commercial |  | Trade Secret | 2022
20263-228838-01 | Xcel Energy | 85 | 13781 | IOU | 06081623 | 9.489 | Solar |  |  | Interconnected | Trade Secret | Trade | DHL | DHL061 | Residential | Solar*Rewards | Trade Secret | 2025 | 2025
20263-228838-01 | Xcel Energy | 85 | 13781 | IOU | 03387491 | 5 | Solar |  |  | Interconnected | Trade Secret | Trade | IDA | IDA061 | Residential | Solar*Rewards | Trade Secret | 2019 | 2020
20263-228838-01 | Xcel Energy | 85 | 13781 | IOU | 04166982 | 6.96 | Solar |  |  | Interconnected | Trade Secret | Trade | HYL | HYL062 | Residential | Solar*Rewards | Trade Secret | 2020 | 2021
20263-228838-01 | Xcel Energy | 85 | 13781 | IOU | 04554826 | 3.19 | Solar |  |  | Interconnected | Trade Secret | Trade | SOU | SOU063 | Residential |  | Trade Secret | 2021 | 2021
20263-228838-01 | Xcel Energy | 85 | 13781 | IOU | 05187252 | 9.074 | Solar |  |  | Interconnected | Trade Secret | Trade | BYT | BYT071 | Residential |  | Trade Secret | 2022 | 2022
20263-228838-01 | Xcel Energy | 85 | 13781 | IOU | 05214174 | 266.4 | Solar |  |  | Interconnected | Trade Secret | Trade | ESW | ESW061 | Commercial |  | Trade Secret | 2022 | 2024
20263-228838-01 | Xcel Energy | 85 | 13781 | IOU | OID2954989 | 6 | Solar |  |  | Withdrawn | Trade Secret | Trade | UPP | UPP085 | Residential | Solar*Rewards | Trade Secret | 2017
20263-228838-01 | Xcel Energy | 85 | 13781 | IOU | 03132518 | 0.315 | Solar |  |  | Interconnected | Trade Secret | Trade | UPP | UPP085 | Residential | Solar*Rewards | Trade Secret | 2018 | 2018
20263-228838-01 | Xcel Energy | 85 | 13781 | IOU | 04939216 | 4.537 | Solar |  |  | Active Application | Trade Secret | Trade | WES | WES073 | Residential | Solar*Rewards | Trade Secret | 2022
20263-228838-01 | Xcel Energy | 85 | 13781 | IOU | 05320571 | 7.25 | Solar |  |  | Interconnected | Trade Secret | Trade | SCL | SCL313 | Residential |  | Trade Secret | 2022 | 2023
20263-228838-01 | Xcel Energy | 85 | 13781 | IOU | OID3751045 | 1.92 | Solar |  |  | Withdrawn | Trade Secret | Trade | CEL | CEL064 | Residential | Solar*Rewards | Trade Secret | 2019
20263-228838-01 | Xcel Energy | 85 | 13781 | IOU | OID3775658 | 1.92 | Solar |  |  | Withdrawn | Trade Secret | Trade | CEL | CEL064 | Residential | Solar*Rewards | Trade Secret | 2019
20263-228838-01 | Xcel Energy | 85 | 13781 | IOU | OID3856126 | 1.92 | Solar |  |  | Interconnected | Trade Secret | Trade | CEL | CEL064 | Residential | Solar*Rewards | Trade Secret | 2019 | 2019
20263-228838-01 | Xcel Energy | 85 | 13781 | IOU | OID3842334 | 1.92 | Solar |  |  | Withdrawn | Trade Secret | Trade | CEL | CEL064 | Residential | Solar*Rewards | Trade Secret | 2019
20263-228838-01 | Xcel Energy | 85 | 13781 | IOU | 04381006 | 7 | Solar |  |  | Interconnected | Trade Secret | Trade | AFT | AFT315 | Residential | Solar*Rewards | Trade Secret | 2021 | 2021
20263-228838-01 | Xcel Energy | 85 | 13781 | IOU | 05858209 | 9.216 | Solar |  |  | Withdrawn | Trade Secret | Trade | WCR | WCR062 | Residential | Solar*Rewards | Trade Secret | 2024
20263-228838-01 | Xcel Energy | 85 | 13781 | IOU | 05602706 | 5 | Solar |  |  | Withdrawn | Trade Secret | Trade | OPK | OPK077 | Residential |  | Trade Secret | 2023
20263-228838-01 | Xcel Energy | 85 | 13781 | IOU | 05395632 | 15 | Solar |  |  | Active Application | Trade Secret | Trade | OPK | OPK077 | Residential |  | Trade Secret | 2023
20263-228838-01 | Xcel Energy | 85 | 13781 | IOU | 05716917 | 5 | Solar |  | X | Withdrawn | Trade Secret | Trade | OPK | OPK077 | Residential |  | Trade Secret | 2024
20263-228838-01 | Xcel Energy | 85 | 13781 | IOU | 04036278 | 9.994 | Solar |  |  | Interconnected | Trade Secret | Trade | TER | TER081 | Residential | Solar*Rewards | Trade Secret | 2020 | 2020
20263-228838-01 | Xcel Energy | 85 | 13781 | IOU | 03129622 | 36 | Solar |  |  | Interconnected | Trade Secret | Trade | RLK | RLK066 | Commercial | Made in Minnesota | Trade Secret | 2018 | 2020
20263-228838-01 | Xcel Energy | 85 | 13781 | IOU | 06018638 | 15.34 | Storage |  |  | Interconnected | Trade Secret | Trade | SOU | SOU073 | Residential |  | Trade Secret | 2024 | 2025
20263-228838-01 | Xcel Energy | 85 | 13781 | IOU | 03131313 | 3.84 | Solar |  |  | Interconnected | Trade Secret | Trade | SOU | SOU073 | Residential | Made in Minnesota | Trade Secret | 2017 | 2017
20263-228838-01 | Xcel Energy | 85 | 13781 | IOU | 03527287 | 5.48 | Solar |  |  | Interconnected | Trade Secret | Trade | HWW | HWW071 | Residential | Solar*Rewards | Trade Secret | 2020 | 2020
20263-228838-01 | Xcel Energy | 85 | 13781 | IOU | 03130546 | 13.2 | Solar |  |  | Interconnected | Trade Secret | Trade | ALD | ALD076 | Commercial | Solar*Rewards | Trade Secret | 2018 | 2019
20263-228838-01 |  |  |  |  | OID3638658 |  | Solar |  |  | Withdrawn | Trade Secret | Trade | ALD | ALD076 | Commercial | Solar*Rewards |  | 2018
20263-228838-01 | Xcel Energy | 85 | 13781 | IOU | OID3638964 | 7.625 | Solar |  |  | Withdrawn | Trade Secret | Trade | ALD | ALD076 | Commercial | Solar*Rewards | Trade Secret | 2018
20263-228838-01 |  |  |  |  | OID3638990 |  | Solar |  |  | Withdrawn | Trade Secret | Trade | ALD | ALD076 | Commercial |  |  | 2018
20263-228838-01 |  |  |  |  | OID3638944 |  | Solar |  |  | Withdrawn | Trade Secret | Trade | ALD | ALD076 | Commercial | Solar*Rewards |  | 2018
20263-228838-01 |  |  |  |  | OID3638659 |  | Solar |  |  | Withdrawn | Trade Secret | Trade | ALD | ALD076 | Commercial | Solar*Rewards |  | 2018
20263-228838-01 | Xcel Energy | 85 | 13781 | IOU | 05559732 | 9.216 | Solar |  |  | Interconnected | Trade Secret | Trade | PAT | PAT313 | Residential |  | Trade Secret | 2023 | 2024
20263-228838-01 | Xcel Energy | 85 | 13781 | IOU | 06195477 | 6.912 | Solar |  |  | Interconnected | Trade Secret | Trade | FRM | FRM071 | Residential |  | Trade Secret | 2025 | 2026
20263-228838-01 | Xcel Energy | 85 | 13781 | IOU | 05607683 | 5.22 | Solar |  |  | Interconnected | Trade Secret | Trade | DHL | DHL061 | Residential |  | Trade Secret | 2023 | 2024
20263-228838-01 | Xcel Energy | 85 | 13781 | IOU | 03153379 | 9.994 | Solar |  |  | Interconnected | Trade Secret | Trade | RAM | RAM077 | Residential | Solar*Rewards | Trade Secret | 2019 | 2019
20263-228838-01 | Xcel Energy | 85 | 13781 | IOU | OID2753095 | 6 | Solar |  |  | Withdrawn | Trade Secret | Trade | AFT | AFT322 | Residential | Solar*Rewards | Trade Secret | 2016
20263-228838-01 | Xcel Energy | 85 | 13781 | IOU | 04993131 | 6.09 | Solar |  |  | Interconnected | Trade Secret | Trade | LOK | LOK062 | Residential | Solar*Rewards | Trade Secret | 2022 | 2022
20263-228838-01 | Xcel Energy | 85 | 13781 | IOU | 05125647 | 5 | Storage |  |  | Interconnected | Trade Secret | Trade | LOK | LOK062 | Residential |  | Trade Secret | 2022 | 2022
20263-228838-01 | Xcel Energy | 85 | 13781 | IOU | OID3768365 | 6 | Solar |  |  | Withdrawn | Trade Secret | Trade | TWL | TWL071 | Commercial |  | Trade Secret | 2019
20263-228838-01 | Xcel Energy | 85 | 13781 | IOU | 03129685 | 6 | Solar |  |  | Interconnected | Trade Secret | Trade | TWL | TWL071 | Residential | Solar*Rewards | Trade Secret | 2019 | 2019
20263-228838-01 | Xcel Energy | 85 | 13781 | IOU | 03135134 | 6 | Solar |  |  | Interconnected | Trade Secret | Trade | OAD | OAD073 | Residential | Solar*Rewards | Trade Secret | 2016 | 2017
20263-228838-01 | Xcel Energy | 85 | 13781 | IOU | 05980641 | 7.616 | Solar |  |  | Interconnected | Trade Secret | Trade | SAV | SAV071 | Residential |  | Trade Secret | 2024 | 2025
20263-228838-01 | Xcel Energy | 85 | 13781 | IOU | 03133912 | 36 | Solar |  |  | Interconnected | Trade Secret | Trade | GVW | GVW032 | Residential | Made in Minnesota | Trade Secret | 2014 | 2014
20263-228838-01 | Xcel Energy | 85 | 13781 | IOU | 03134171 | 7.5 | Solar |  |  | Interconnected | Trade Secret | Trade | WIL | WIL089 | Residential | Made in Minnesota | Trade Secret | 2014 | 2014
20263-228838-01 | Xcel Energy | 85 | 13781 | IOU | 04303436 | 11.39 | Solar |  |  | Interconnected | Trade Secret | Trade | MND | MND071 | Residential |  | Trade Secret | 2021 | 2021
20263-228838-01 | Xcel Energy | 85 | 13781 | IOU | 03132459 | 8.4 | Solar |  |  | Interconnected | Trade Secret | Trade | JOR | JOR022 | Residential | Solar*Rewards | Trade Secret | 2018 | 2018
20263-228838-01 | Xcel Energy | 85 | 13781 | IOU | 04793954 | 4.06 | Solar |  |  | Interconnected | Trade Secret | Trade | KOL | KOL074 | Residential | Solar*Rewards | Trade Secret | 2022 | 2022
20263-228838-01 | Xcel Energy | 85 | 13781 | IOU | 05357073 | 11.31 | Solar |  |  | Interconnected | Trade Secret | Trade | AFT | AFT321 | Residential | Solar*Rewards | Trade Secret | 2023 | 2023
20263-228838-01 | Xcel Energy | 85 | 13781 | IOU | 03130547 | 33.3 | Solar |  |  | Interconnected | Trade Secret | Trade | MEL | MEL068 | Commercial | Solar*Rewards | Trade Secret | 2018 | 2019
20263-228838-01 | Xcel Energy | 85 | 13781 | IOU | 06107260 | 5.76 | Solar |  |  | Interconnected | Trade Secret | Trade | YAM | YAM021 | Residential | Solar*Rewards | Trade Secret | 2025 | 2025
20263-228838-01 | Xcel Energy | 85 | 13781 | IOU | 03132951 | 5 | Solar |  |  | Interconnected | Trade Secret | Trade | GPH | GPH061 | Residential | Solar*Rewards | Trade Secret | 2018 | 2019
20263-228838-01 | Xcel Energy | 85 | 13781 | IOU | 03318838 | 3.747 | Solar |  |  | Interconnected | Trade Secret | Trade | DPN | DPN072 | Residential | Solar*Rewards | Trade Secret | 2019 | 2020
20263-228838-01 | Xcel Energy | 85 | 13781 | IOU | 04530093 | 3.747 | Solar |  |  | Interconnected | Trade Secret | Trade | WCR | WCR322 | Residential |  | Trade Secret | 2021 | 2021
20263-228838-01 | Xcel Energy | 85 | 13781 | IOU | OID3369664 | 14.51 | Solar |  |  | Withdrawn | Trade Secret | Trade | MDT | MDT067 | Commercial | Solar*Rewards | Trade Secret | 2018
20263-228838-01 | Xcel Energy | 85 | 13781 | IOU | 03418332 | 6 | Solar |  |  | Interconnected | Trade Secret | Trade | MEL | MEL068 | Residential | Solar*Rewards | Trade Secret | 2019 | 2020
20263-228838-01 | Xcel Energy | 85 | 13781 | IOU | 04544786 | 7.25 | Solar |  |  | Interconnected | Trade Secret | Trade | CTR | CTR031 | Residential |  | Trade Secret | 2021 | 2021
20263-228838-01 | Xcel Energy | 85 | 13781 | IOU | 04086222 | 5.22 | Solar |  |  | Interconnected | Trade Secret | Trade | EDA | EDA065 | Residential | Solar*Rewards | Trade Secret | 2020 | 2020
20263-228838-01 | Xcel Energy | 85 | 13781 | IOU | 06222360 | 7.6 | Solar |  |  | Interconnected | Trade Secret | Trade | RMT | RMT321 | Residential |  | Trade Secret | 2025 | 2025
20263-228838-01 | Xcel Energy | 85 | 13781 | IOU | 05526944 | 3.48 | Solar |  |  | Interconnected | Trade Secret | Trade | TWL | TWL066 | Residential |  | Trade Secret | 2023 | 2023
20263-228838-01 | Xcel Energy | 85 | 13781 | IOU | 03579534 | 33.3 | Solar |  |  | Active Application | Trade Secret | Trade | RAM | RAM073 | Commercial | Solar*Rewards | Trade Secret | 2020
20263-228838-01 | Xcel Energy | 85 | 13781 | IOU | 03130469 | 6.38 | Solar |  |  | Interconnected | Trade Secret | Trade | BYT | BYT061 | Residential | Solar*Rewards | Trade Secret | 2018 | 2019
20263-228838-01 |  |  |  |  | OID2612043 |  | Solar |  |  | Withdrawn | Trade Secret | Trade | WWK | WWK311 | Residential | Solar*Rewards |  | 2016
20263-228838-01 |  |  |  |  | OID2614902 |  | Solar |  |  | Withdrawn | Trade Secret | Trade | WWK | WWK311 | Residential | Solar*Rewards |  | 2016
20263-228838-01 |  |  |  |  | OID2614908 |  | Solar |  |  | Withdrawn | Trade Secret | Trade | WWK | WWK311 | Residential | Solar*Rewards |  | 2016
20263-228838-01 | Xcel Energy | 85 | 13781 | IOU | 06233307 | 4.064 | Solar |  |  | Active Application | Trade Secret | Trade | TLK | TLK077 | Residential |  | Trade Secret | 2025
20263-228838-01 | Xcel Energy | 85 | 13781 | IOU | 05958202 | 5.6 | Solar |  |  | Interconnected | Trade Secret | Trade | HSN | HSN311 | Residential | Solar*Rewards | Trade Secret | 2024 | 2024
20263-228838-01 | Xcel Energy | 85 | 13781 | IOU | 05622588 | 36 | Solar |  |  | Withdrawn | Trade Secret | Trade | HYL | HYL062 | Commercial |  | Trade Secret | 2023
20263-228838-01 | Xcel Energy | 85 | 13781 | IOU | 04465325 | 66.6 | Solar |  |  | Interconnected | Trade Secret | Trade | GRC | GRC062 | Commercial |  | Trade Secret | 2021 | 2025
20263-228838-01 | Xcel Energy | 85 | 13781 | IOU | 04354216 | 133.3 | Solar |  |  | Interconnected | Trade Secret | Trade | KOL | KOL071 | Commercial |  | Trade Secret | 2021 | 2021
20263-228838-01 | Xcel Energy | 85 | 13781 | IOU | 03129715 | 39.998 | Solar |  |  | Interconnected | Trade Secret | Trade | KOL | KOL071 | Commercial | Solar*Rewards | Trade Secret | 2018 | 2019
20263-228838-01 | Xcel Energy | 85 | 13781 | IOU | 05711768 | 6.93 | Solar |  |  | Interconnected | Trade Secret | Trade | RRK | RRK064 | Residential | Solar*Rewards | Trade Secret | 2024 | 2024
20263-228838-01 | Xcel Energy | 85 | 13781 | IOU | 03133972 | 7.6 | Solar |  |  | Interconnected | Trade Secret | Trade | AFT | AFT322 | Residential | Solar*Rewards | Trade Secret | 2014 | 2014
20263-228838-01 | Xcel Energy | 85 | 13781 | IOU | 03131515 | 5 | Solar |  |  | Interconnected | Trade Secret | Trade | HWW | HWW072 | Residential | Made in Minnesota | Trade Secret | 2017 | 2017
20263-228838-01 | Xcel Energy | 85 | 13781 | IOU | 06012446 | 6.08 | Solar |  |  | Interconnected | Trade Secret | Trade | SOU | SOU069 | Residential | Solar*Rewards | Trade Secret | 2024 | 2025
20263-228838-01 | Xcel Energy | 85 | 13781 | IOU | 05939542 | 6.98 | Solar |  |  | Interconnected | Trade Secret | Trade | FSL | FSL311 | Residential |  | Trade Secret | 2024 | 2025
20263-228838-01 | Xcel Energy | 85 | 13781 | IOU | 03133807 | 7.74 | Solar |  |  | Interconnected | Trade Secret | Trade | BCH | BCH311 | Residential | Solar*Rewards | Trade Secret | 2013 | 2013
20263-228838-01 | Xcel Energy | 85 | 13781 | IOU | SRO22306 | 7.525 | Solar |  |  | Withdrawn | Trade Secret | Trade | BCH | BCH311 | Residential | Solar*Rewards | Trade Secret | 2012
20263-228838-01 | Xcel Energy | 85 | 13781 | IOU | 05870160 | 3.84 | Solar |  |  | Interconnected | Trade Secret | Trade | SOU | SOU081 | Residential | Solar*Rewards | Trade Secret | 2024 | 2024
20263-228838-01 | Xcel Energy | 85 | 13781 | IOU | 04484408 | 3.747 | Solar |  |  | Active Application | Trade Secret | Trade | SOU | SOU081 | Residential | Solar*Rewards | Trade Secret | 2021
20263-228838-01 | Xcel Energy | 85 | 13781 | IOU | 04509336 | 3.747 | Solar |  |  | Interconnected | Trade Secret | Trade | SOU | SOU081 | Residential |  | Trade Secret | 2021 | 2021
20263-228838-01 | Xcel Energy | 85 | 13781 | IOU | 03132807 | 5.28 | Solar |  |  | Interconnected | Trade Secret | Trade | MEL | MEL074 | Residential | Solar*Rewards | Trade Secret | 2018 | 2019
20263-228838-01 | Xcel Energy | 85 | 13781 | IOU | 04170332 | 5.22 | Solar |  |  | Interconnected | Trade Secret | Trade | SIP | SIP073 | Residential | Solar*Rewards | Trade Secret | 2020 | 2021
20263-228838-01 | Xcel Energy | 85 | 13781 | IOU | 05450817 | 20.242 | Solar |  |  | Withdrawn | Trade Secret | Trade | WCR | WCR311 | Residential | Solar*Rewards | Trade Secret | 2023
20263-228838-01 | Xcel Energy | 85 | 13781 | IOU | 04999566 | 7.63 | Solar |  |  | Interconnected | Trade Secret | Trade | STY | STY062 | Residential |  | Trade Secret | 2022 | 2023
20263-228838-01 | Xcel Energy | 85 | 13781 | IOU | 05834741 | 18.432 | Solar |  |  | Active Application | Trade Secret | Trade | SCA | SCA021 | Residential | Solar*Rewards | Trade Secret | 2024
20263-228838-01 | Xcel Energy | 85 | 13781 | IOU | 05830961 | 3.747 | Solar |  |  | Interconnected | Trade Secret | Trade | SOU | SOU061 | Residential |  | Trade Secret | 2024 | 2025
20263-228838-01 | Xcel Energy | 85 | 13781 | IOU | 05711812 | 5.04 | Solar |  |  | Interconnected | Trade Secret | Trade | MPK | MPK063 | Residential | Solar*Rewards | Trade Secret | 2024 | 2024
20263-228838-01 | Xcel Energy | 85 | 13781 | IOU | 04259908 | 4.384 | Solar |  |  | Interconnected | Trade Secret | Trade | WSG | WSG362 | Residential |  | Trade Secret | 2021 | 2021
20263-228838-01 |  |  |  |  | OID3997108 |  | Solar |  |  | Withdrawn | Trade Secret | Trade |  |  | Residential | Solar*Rewards |  | 2019
20263-228838-01 |  |  |  |  | OID3997107 |  | Solar |  |  | Withdrawn | Trade Secret | Trade |  |  | Residential | Solar*Rewards |  | 2019
20263-228838-01 | Xcel Energy | 85 | 13781 | IOU | 05263308 | 5.052 | Solar |  |  | Interconnected | Trade Secret | Trade | MPK | MPK082 | Residential |  | Trade Secret | 2022 | 2023
20263-228838-01 | Xcel Energy | 85 | 13781 | IOU | 06002651 | 3.747 | Solar |  |  | Interconnected | Trade Secret | Trade | RIV | RIV075 | Residential |  | Trade Secret | 2024 | 2025
20263-228838-01 | Xcel Energy | 85 | 13781 | IOU | 05186549 | 2.56 | Solar |  |  | Interconnected | Trade Secret | Trade | SAK | SAK321 | Residential |  | Trade Secret | 2022 | 2023
20263-228838-01 | Xcel Energy | 85 | 13781 | IOU | 06095635 | 5.904 | Solar |  |  | Interconnected | Trade Secret | Trade | WIL | WIL075 | Residential | Solar*Rewards | Trade Secret | 2025 | 2025
20263-228838-01 | Xcel Energy | 85 | 13781 | IOU | 03306536 | 15.26 | Solar |  |  | Interconnected | Trade Secret | Trade | APA | APA061 | Residential | Solar*Rewards | Trade Secret | 2019 | 2020
20263-228838-01 |  |  |  |  | OID3490675 |  | Solar |  |  | Withdrawn | Trade Secret | Trade | APA | APA061 | Residential | Solar*Rewards |  | 2018
20263-228838-01 | Xcel Energy | 85 | 13781 | IOU | 05640480 | 7.25 | Solar |  |  | Interconnected | Trade Secret | Trade | DPN | DPN072 | Residential |  | Trade Secret | 2023 | 2024
20263-228838-01 | Xcel Energy | 85 | 13781 | IOU | 05638872 | 7.25 | Solar |  |  | Withdrawn | Trade Secret | Trade | DPN | DPN072 | Residential | Solar*Rewards | Trade Secret | 2023
20263-228838-01 | Xcel Energy | 85 | 13781 | IOU | 05640766 | 2.5 | Solar |  |  | Interconnected | Trade Secret | Trade | MOL | MOL076 | Residential |  | Trade Secret | 2023 | 2024
20263-228838-01 | Xcel Energy | 85 | 13781 | IOU | 05384557 | 38 | Solar |  |  | Active Application | Trade Secret | Trade | WAS | WAS092 | Residential | Solar*Rewards | Trade Secret | 2023
20263-228838-01 | Xcel Energy | 85 | 13781 | IOU | 04441709 | 23.51 | Solar |  |  | Withdrawn | Trade Secret | Trade | XRD | XRD063 | Commercial | Solar*Rewards | Trade Secret | 2021
20263-228838-01 | Xcel Energy | 85 | 13781 | IOU | 04875374 | 6.028 | Solar |  |  | Interconnected | Trade Secret | Trade | RAM | RAM064 | Residential | Solar*Rewards | Trade Secret | 2022 | 2022
20263-228838-01 | Xcel Energy | 85 | 13781 | IOU | 04836161 | 5.51 | Solar |  |  | Interconnected | Trade Secret | Trade | EDA | EDA065 | Residential | Solar*Rewards | Trade Secret | 2022 | 2022
20263-228838-01 | Xcel Energy | 85 | 13781 | IOU | 03134106 | 3.8 | Solar |  |  | Interconnected | Trade Secret | Trade | APA | APA076 | Residential | Made in Minnesota | Trade Secret | 2014 | 2014
20263-228838-01 | Xcel Energy | 85 | 13781 | IOU | SRO29673 | 3.6 | Solar |  |  | Withdrawn | Trade Secret | Trade | APA | APA076 | Residential | Solar*Rewards | Trade Secret | 2013
20263-228838-01 | Xcel Energy | 85 | 13781 | IOU | 04508637 | 4.06 | Solar |  |  | Interconnected | Trade Secret | Trade | DBL | DBL065 | Residential |  | Trade Secret | 2021 | 2021
20263-228838-01 | Xcel Energy | 85 | 13781 | IOU | OID3835213 | 5 | Solar |  |  | Withdrawn | Trade Secret | Trade | ZUM | ZUM022 | Residential | Solar*Rewards | Trade Secret | 2019
20263-228838-01 | Xcel Energy | 85 | 13781 | IOU | OID3827614 | 5 | Solar |  |  | Withdrawn | Trade Secret | Trade | ZUM | ZUM022 | Residential | Solar*Rewards | Trade Secret | 2019
20263-228838-01 | Xcel Energy | 85 | 13781 | IOU | 06228540 | 8.027 | Solar |  | X | Active Application | Trade Secret | Trade | RIV | RIV061 | Residential |  | Trade Secret | 2025
20263-228838-01 | Xcel Energy | 85 | 13781 | IOU | 03131999 | 17.57 | Solar |  |  | Interconnected | Trade Secret | Trade | LLK | LLK071 | Residential | Solar*Rewards | Trade Secret | 2017 | 2018
20263-228838-01 | Xcel Energy | 85 | 13781 | IOU | SRO18692 | 0.19 | Solar |  |  | Withdrawn | Trade Secret | Trade | MOL | MOL072 | Residential | Solar*Rewards | Trade Secret | 2011
20263-228838-01 | Xcel Energy | 85 | 13781 | IOU | 05834530 | 9.994 | Solar |  |  | Active Application | Trade Secret | Trade | LIL | LIL021 | Residential |  | Trade Secret | 2024
20263-228838-01 | Xcel Energy | 85 | 13781 | IOU | 03686115 | 625 | Solar |  |  | Interconnected | Trade Secret | Trade | HOL | HOL062 | Commercial |  | Trade Secret | 2020 | 2021
20263-228838-01 | Xcel Energy | 85 | 13781 | IOU | 03130680 | 2000 | Other |  |  | Interconnected | Trade Secret | Trade | HOL | HOL062 | Commercial |  | Trade Secret | 2003 | 2003
20263-228838-01 | Xcel Energy | 85 | 13781 | IOU | 03130681 | 2000 | Other |  |  | Interconnected | Trade Secret | Trade | HOL | HOL062 | Commercial |  | Trade Secret | 2003 | 2003
20263-228838-01 | Xcel Energy | 85 | 13781 | IOU | 04484299 | 6 | Solar |  |  | Active Application | Trade Secret | Trade | OPK | OPK072 | Residential | Solar*Rewards | Trade Secret | 2021
20263-228838-01 | Xcel Energy | 85 | 13781 | IOU | 04508246 | 6 | Solar |  |  | Interconnected | Trade Secret | Trade | OPK | OPK072 | Residential |  | Trade Secret | 2021 | 2022
20263-228838-01 | Xcel Energy | 85 | 13781 | IOU | 04508253 | 6 | Solar |  |  | Active Application | Trade Secret | Trade | OPK | OPK072 | Residential |  | Trade Secret | 2021
20263-228838-01 | Xcel Energy | 85 | 13781 | IOU | OID2049584 | 18 | Solar |  |  | Withdrawn | Trade Secret | Trade | APA | APA067 | Commercial | Solar*Rewards | Trade Secret | 2014
20263-228838-01 | Xcel Energy | 85 | 13781 | IOU | 06231763 | 7.678 | Solar |  |  | Active Application | Trade Secret | Trade | ECK | ECK063 | Residential |  | Trade Secret | 2025
20263-228838-01 | Xcel Energy | 85 | 13781 | IOU | 03947942 | 3.12 | Solar |  |  | Interconnected | Trade Secret | Trade | SHP | SHP072 | Residential | Solar*Rewards | Trade Secret | 2020 | 2020
20263-228838-01 | Xcel Energy | 85 | 13781 | IOU | 04501579 | 7.616 | Solar |  |  | Active Application | Trade Secret | Trade | DBL | DBL065 | Residential | Solar*Rewards | Trade Secret | 2021
20263-228838-01 | Xcel Energy | 85 | 13781 | IOU | OID3666285 | 39.998 | Solar |  |  | Withdrawn | Trade Secret | Trade | MND | MND072 | Commercial | Solar*Rewards | Trade Secret | 2018
20263-228838-01 | Xcel Energy | 85 | 13781 | IOU | OID3862941 | 15.232 | Solar |  |  | Interconnected | Trade Secret | Trade | OPK | OPK065 | Residential | Solar*Rewards | Trade Secret | 2019 | 2019
20263-228838-01 | Xcel Energy | 85 | 13781 | IOU | 05405081 | 2.9 | Solar |  |  | Interconnected | Trade Secret | Trade | WES | WES076 | Residential |  | Trade Secret | 2023 | 2023
20263-228838-01 | Xcel Energy | 85 | 13781 | IOU | 03134172 | 6 | Solar |  |  | Interconnected | Trade Secret | Trade | CGR | CGR061 | Residential | Solar*Rewards | Trade Secret | 2014 | 2015
20263-228838-01 | Xcel Energy | 85 | 13781 | IOU | OID2806689 | 4.3 | Solar |  |  | Interconnected | Trade Secret | Trade | CGR | CGR061 | Residential |  | Trade Secret | 2014 | 2015
20263-228838-01 |  |  |  |  | OID2806688 |  | Solar |  |  | Withdrawn | Trade Secret | Trade | CGR | CGR061 | Residential |  |  | 2014
20263-228838-01 | Xcel Energy | 85 | 13781 | IOU | 06066057 | 11.393 | Solar |  |  | Active Application | Trade Secret | Trade | SLP | SLP095 | Residential | Solar*Rewards | Trade Secret | 2025
20263-228838-01 | Xcel Energy | 85 | 13781 | IOU | 06321892 | 11.393 | Solar |  |  | Active Application | Trade Secret | Trade | SLP | SLP095 | Residential | Solar*Rewards | Trade Secret | 2026
20263-228838-01 | Xcel Energy | 85 | 13781 | IOU | 06020464 | 10.15 | Solar |  |  | Interconnected | Trade Secret | Trade | WCR | WCR063 | Residential | Solar*Rewards | Trade Secret | 2024 | 2025
20263-228838-01 | Xcel Energy | 85 | 13781 | IOU | 03133112 | 2.5 | Solar |  |  | Interconnected | Trade Secret | Trade | SOU | SOU064 | Residential | Solar*Rewards | Trade Secret | 2010 | 2010
20263-228838-01 | Xcel Energy | 85 | 13781 | IOU | 06086050 | 4.592 | Solar |  |  | Interconnected | Trade Secret | Trade | WIL | WIL071 | Residential | Solar*Rewards | Trade Secret | 2025 | 2025
20263-228838-01 | Xcel Energy | 85 | 13781 | IOU | 03130139 | 7.625 | Solar |  |  | Interconnected | Trade Secret | Trade | WES | WES062 | Commercial | Solar*Rewards | Trade Secret | 2018 | 2020
20263-228838-01 | Xcel Energy | 85 | 13781 | IOU | 03131960 | 7.92 | Solar |  |  | Interconnected | Trade Secret | Trade | MPK | MPK082 | Residential | Made in Minnesota | Trade Secret | 2017 | 2018
20263-228838-01 | Xcel Energy | 85 | 13781 | IOU | 04990325 | 5.364 | Solar |  |  | Interconnected | Trade Secret | Trade | TER | TER062 | Residential |  | Trade Secret | 2022 | 2022
20263-228838-01 | Xcel Energy | 85 | 13781 | IOU | 04794063 | 6.96 | Solar |  |  | Interconnected | Trade Secret | Trade | AHI | AHI063 | Residential | Solar*Rewards | Trade Secret | 2022 | 2022
20263-228838-01 | Xcel Energy | 85 | 13781 | IOU | 05020384 | 4.64 | Solar |  |  | Interconnected | Trade Secret | Trade | WIL | WIL098 | Residential | Solar*Rewards | Trade Secret | 2022 | 2022
20263-228838-01 | Xcel Energy | 85 | 13781 | IOU | 03133438 | 4 | Solar |  |  | Interconnected | Trade Secret | Trade | DBL | DBL066 | Commercial | Solar*Rewards | Trade Secret | 2011 | 2012
20263-228838-01 | Xcel Energy | 85 | 13781 | IOU | 05268840 | 8.027 | Solar |  |  | Interconnected | Trade Secret | Trade | WDY | WDY311 | Residential |  | Trade Secret | 2022 | 2023
20263-228838-01 | Xcel Energy | 85 | 13781 | IOU | 04794099 | 3.747 | Solar |  |  | Interconnected | Trade Secret | Trade | ECK | ECK342 | Residential | Solar*Rewards | Trade Secret | 2022 | 2022
20263-228838-01 | Xcel Energy | 85 | 13781 | IOU | 06317973 | 3.747 | Solar |  |  | Withdrawn | Trade Secret | Trade | ECK | ECK342 | Residential |  | Trade Secret | 2025
20263-228838-01 | Xcel Energy | 85 | 13781 | IOU | 05001427 | 16.896 | Solar |  | X | Interconnected | Trade Secret | Trade | FIC | FIC031 | Residential |  | Trade Secret | 2022 | 2024
20263-228838-01 | Xcel Energy | 85 | 13781 | IOU | 05968461 | 5.052 | Solar |  |  | Interconnected | Trade Secret | Trade | LEX | LEX332 | Residential |  | Trade Secret | 2024 | 2025
20263-228838-01 | Xcel Energy | 85 | 13781 | IOU | 03130064 | 8.64 | Solar |  |  | Interconnected | Trade Secret | Trade | WCR | WCR062 | Residential | Solar*Rewards | Trade Secret | 2018 | 2019
20263-228838-01 | Xcel Energy | 85 | 13781 | IOU | OID3289964 | 19.999 | Solar |  |  | Withdrawn | Trade Secret | Trade | CDV | CDV061 | Commercial | Solar*Rewards | Trade Secret | 2018
20263-228838-01 | Xcel Energy | 85 | 13781 | IOU | OID3470153 | 39.998 | Solar |  |  | Withdrawn | Trade Secret | Trade | CDV | CDV061 | Commercial | Solar*Rewards | Trade Secret | 2018
20263-228838-01 | Xcel Energy | 85 | 13781 | IOU | 06077633 | 8.064 | Solar |  |  | Active Application | Trade Secret | Trade | JOR | JOR021 | Residential | Solar*Rewards | Trade Secret | 2025
20263-228838-01 | Xcel Energy | 85 | 13781 | IOU | 03747630 | 6 | Solar |  |  | Active Application | Trade Secret | Trade | WAS | WAS092 | Commercial | Solar*Rewards | Trade Secret | 2020
20263-228838-01 | Xcel Energy | 85 | 13781 | IOU | 05239501 | 7.04 | Solar |  |  | Interconnected | Trade Secret | Trade | FSL | FSL312 | Residential |  | Trade Secret | 2022 | 2023
20263-228838-01 | Xcel Energy | 85 | 13781 | IOU | 04394456 | 4.93 | Solar |  | X | Interconnected | Trade Secret | Trade | EDA | EDA071 | Residential | Solar*Rewards | Trade Secret | 2021 | 2021
20263-228838-01 | Xcel Energy | 85 | 13781 | IOU | 06183423 | 4.537 | Solar |  |  | Interconnected | Trade Secret | Trade | IDA | IDA072 | Residential | Solar*Rewards | Trade Secret | 2025 | 2025
20263-228838-01 | Xcel Energy | 85 | 13781 | IOU | 03908987 | 6 | Solar |  |  | Active Application | Trade Secret | Trade | HSN | HSN311 | Commercial | Solar*Rewards | Trade Secret | 2020
20263-228838-01 | Xcel Energy | 85 | 13781 | IOU | 06238854 | 6.282 | Solar |  |  | Active Application | Trade Secret | Trade | OAD | OAD064 | Residential |  | Trade Secret | 2025
20263-228838-01 | Xcel Energy | 85 | 13781 | IOU | 05395483 | 5.2 | Solar |  |  | Withdrawn | Trade Secret | Trade | SLP | SLP071 | Residential | Solar*Rewards | Trade Secret | 2023
20263-228838-01 | Xcel Energy | 85 | 13781 | IOU | 03134221 | 23.4 | Solar |  |  | Interconnected | Trade Secret | Trade | MST | MST071 | Commercial | Made in Minnesota | Trade Secret | 2015 | 2015
20263-228838-01 | Xcel Energy | 85 | 13781 | IOU | 06329367 | 3.8 | Solar |  |  | Active Application | Trade Secret | Trade | WIL | WIL073 | Residential |  | Trade Secret | 2026
20263-228838-01 | Xcel Energy | 85 | 13781 | IOU | 03132462 | 100 | Solar |  |  | Interconnected | Trade Secret | Trade | MPK | MPK076 | Commercial |  | Trade Secret | 2018 | 2018
20263-228838-01 | Xcel Energy | 85 | 13781 | IOU | 03496802 | 99.9 | Solar |  |  | Interconnected | Trade Secret | Trade | MPK | MPK076 | Commercial |  | Trade Secret | 2019 | 2020
20263-228838-01 | Xcel Energy | 85 | 13781 | IOU | SRO29954 | 15 | Solar |  |  | Withdrawn | Trade Secret | Trade | MPK | MPK076 | Commercial | Solar*Rewards | Trade Secret | 2013
20263-228838-01 |  |  |  |  | OID4040416 |  | Solar |  |  | Withdrawn | Trade Secret | Trade | MPK | MPK076 | Commercial |  |  | 2019
20263-228838-01 |  |  |  |  | OID4040417 |  | Solar |  |  | Withdrawn | Trade Secret | Trade | MPK | MPK076 | Commercial |  |  | 2019
20263-228838-01 | Xcel Energy | 85 | 13781 | IOU | OID2295391 | 12.5 | Solar |  |  | Closed - Lost | Trade Secret | Trade | MPK | MPK076 | Commercial | Solar*Rewards | Trade Secret | 2015
20263-228838-01 | Xcel Energy | 85 | 13781 | IOU | 05708984 | 4.592 | Solar |  |  | Interconnected | Trade Secret | Trade | CGR | CGR064 | Residential |  | Trade Secret | 2024 | 2024
20263-228838-01 | Xcel Energy | 85 | 13781 | IOU | 03131473 | 11.39 | Solar |  |  | Interconnected | Trade Secret | Trade | WCR | WCR322 | Residential | Solar*Rewards | Trade Secret | 2017 | 2017
20263-228838-01 | Xcel Energy | 85 | 13781 | IOU | SRO23335 | 5.805 | Solar |  |  | Withdrawn | Trade Secret | Trade | WAK | WAK321 | Residential | Solar*Rewards | Trade Secret | 2012
20263-228838-01 | Xcel Energy | 85 | 13781 | IOU | 03132454 | 20 | Solar |  |  | Interconnected | Trade Secret | Trade | WWK | WWK311 | Residential | Solar*Rewards | Trade Secret | 2018 | 2019
20263-228838-01 | Xcel Energy | 85 | 13781 | IOU | 06166983 | 9.994 | Solar |  |  | Active Application | Trade Secret | Trade | RRK | RRK064 | Residential |  | Trade Secret | 2025
20263-228838-01 | Xcel Energy | 85 | 13781 | IOU | OID3284978 | 19.999 | Solar |  |  | Withdrawn | Trade Secret | Trade | GLK | GLK073 | Commercial | Solar*Rewards | Trade Secret | 2018
20263-228838-01 | Xcel Energy | 85 | 13781 | IOU | OID3471928 | 39.998 | Solar |  |  | Withdrawn | Trade Secret | Trade | GLK | GLK073 | Commercial | Solar*Rewards | Trade Secret | 2018
20263-228838-01 | Xcel Energy | 85 | 13781 | IOU | 03130273 | 2.9 | Solar |  |  | Interconnected | Trade Secret | Trade | RPL | RPL063 | Residential | Solar*Rewards | Trade Secret | 2019 | 2019
20263-228838-01 | Xcel Energy | 85 | 13781 | IOU | 03773794 | 3.747 | Solar |  |  | Interconnected | Trade Secret | Trade | ALD | ALD082 | Residential | Solar*Rewards | Trade Secret | 2020 | 2020
20263-228838-01 | Xcel Energy | 85 | 13781 | IOU | 05197796 | 7.329 | Solar |  |  | Interconnected | Trade Secret | Trade | WIL | WIL085 | Residential |  | Trade Secret | 2022 | 2024
20263-228838-01 | Xcel Energy | 85 | 13781 | IOU | 04109289 | 15.232 | Solar |  |  | Interconnected | Trade Secret | Trade | XRD | XRD077 | Commercial | Solar*Rewards | Trade Secret | 2020 | 2021
20263-228838-01 | Xcel Energy | 85 | 13781 | IOU | 05356737 | 9.28 | Solar |  |  | Interconnected | Trade Secret | Trade | AFT | AFT322 | Residential | Solar*Rewards | Trade Secret | 2023 | 2023
20263-228838-01 |  |  |  |  | OID3758591 |  | Solar |  |  | Withdrawn | Trade Secret | Trade | NER | NER021 | Commercial | Solar*Rewards |  | 2019
20263-228838-01 | Xcel Energy | 85 | 13781 | IOU | 04599710 | 5.8 | Solar |  | X | Interconnected | Trade Secret | Trade | RPO | RPO312 | Residential | Solar*Rewards | Trade Secret | 2021 | 2021
20263-228838-01 | Xcel Energy | 85 | 13781 | IOU | 05572511 | 7.56 | Solar |  |  | Interconnected | Trade Secret | Trade | CHE | CHE076 | Residential |  | Trade Secret | 2023 | 2023
20263-228838-01 | Xcel Energy | 85 | 13781 | IOU | OID2027613 | 18 | Solar |  |  | Withdrawn | Trade Secret | Trade | WIL | WIL077 | Commercial | Solar*Rewards | Trade Secret | 2014
20263-228838-01 | Xcel Energy | 85 | 13781 | IOU | 03987328 | 4.8 | Solar |  |  | Interconnected | Trade Secret | Trade | WIL | WIL078 | Residential | Solar*Rewards | Trade Secret | 2020 | 2020
20263-228838-01 | Xcel Energy | 85 | 13781 | IOU | OID3827578 | 4.6 | Solar |  |  | Withdrawn | Trade Secret | Trade | WIL | WIL078 | Residential | Solar*Rewards | Trade Secret | 2019
20263-228838-01 | Xcel Energy | 85 | 13781 | IOU | 04985249 | 16.98 | Solar |  | X | Interconnected | Trade Secret | Trade | HUG | HUG321 | Residential |  | Trade Secret | 2022 | 2022
20263-228838-01 | Xcel Energy | 85 | 13781 | IOU | 05213015 | 8.768 | Solar |  |  | Interconnected | Trade Secret | Trade | SCL | SCL312 | Residential |  | Trade Secret | 2022 | 2022
20263-228838-01 | Xcel Energy | 85 | 13781 | IOU | 05678982 | 4.16 | Solar |  |  | Withdrawn | Trade Secret | Trade | PAT | PAT313 | Residential | Solar*Rewards | Trade Secret | 2023
20263-228838-01 | Xcel Energy | 85 | 13781 | IOU | 05688764 | 4.095 | Solar |  |  | Interconnected | Trade Secret | Trade | PAT | PAT313 | Commercial |  | Trade Secret | 2024 | 2024
20263-228838-01 | Xcel Energy | 85 | 13781 | IOU | 05285653 | 4.48 | Solar |  |  | Interconnected | Trade Secret | Trade | HSN | HSN321 | Residential |  | Trade Secret | 2022 | 2023
20263-228838-01 | Xcel Energy | 85 | 13781 | IOU | 03131825 | 7.63 | Solar |  |  | Interconnected | Trade Secret | Trade | PAT | PAT313 | Residential | Solar*Rewards | Trade Secret | 2017 | 2018
20263-228838-01 | Xcel Energy | 85 | 13781 | IOU | 04794094 | 6.96 | Solar |  |  | Interconnected | Trade Secret | Trade | EDA | EDA073 | Residential | Solar*Rewards | Trade Secret | 2022 | 2022
20263-228838-01 | Xcel Energy | 85 | 13781 | IOU | 04090244 | 5 | Solar |  |  | Active Application | Trade Secret | Trade | TWL | TWL063 | Residential | Solar*Rewards | Trade Secret | 2020
20263-228838-01 | Xcel Energy | 85 | 13781 | IOU | 05404391 | 8.775 | Solar |  |  | Interconnected | Trade Secret | Trade | HYL | HYL074 | Residential | Solar*Rewards | Trade Secret | 2023 | 2023
20263-228838-01 | Xcel Energy | 85 | 13781 | IOU | 04942089 | 5.584 | Solar |  |  | Interconnected | Trade Secret | Trade | IDA | IDA072 | Residential |  | Trade Secret | 2022 | 2023
20263-228838-01 | Xcel Energy | 85 | 13781 | IOU | 03133252 | 9.12 | Solar |  |  | Interconnected | Trade Secret | Trade | RPO | RPO312 | Commercial | Solar*Rewards | Trade Secret | 2010 | 2010
20263-228838-01 | Xcel Energy | 85 | 13781 | IOU | 06003653 | 6.046 | Solar |  |  | Interconnected | Trade Secret | Trade | CTR | CTR031 | Residential |  | Trade Secret | 2024 | 2025
20263-228838-01 | Xcel Energy | 85 | 13781 | IOU | 03951144 | 3.48 | Solar |  | X | Interconnected | Trade Secret | Trade | SHP | SHP071 | Residential | Solar*Rewards | Trade Secret | 2020 | 2021
20263-228838-01 | Xcel Energy | 85 | 13781 | IOU | 03129871 | 6.09 | Solar |  |  | Interconnected | Trade Secret | Trade | MPK | MPK071 | Residential | Solar*Rewards | Trade Secret | 2018 | 2019
20263-228838-01 | Xcel Energy | 85 | 13781 | IOU | 05904749 | 9.29 | Solar |  |  | Interconnected | Trade Secret | Trade | WCR | WCR322 | Residential | Solar*Rewards | Trade Secret | 2024 | 2024
20263-228838-01 | Xcel Energy | 85 | 13781 | IOU | 05131296 | 11.52 | Solar |  |  | Interconnected | Trade Secret | Trade | HUG | HUG312 | Residential |  | Trade Secret | 2022 | 2023
20263-228838-01 | Xcel Energy | 85 | 13781 | IOU | 03131289 | 3.8 | Solar |  |  | Interconnected | Trade Secret | Trade | WES | WES063 | Residential | Solar*Rewards | Trade Secret | 2016 | 2017
20263-228838-01 | Xcel Energy | 85 | 13781 | IOU | 06256745 | 11.5 | Storage |  |  | Interconnected | Trade Secret | Trade | GNL | GNL062 | Residential |  | Trade Secret | 2025 | 2025
20263-228838-01 | Xcel Energy | 85 | 13781 | IOU | 05357019 | 5.054 | Solar |  |  | Interconnected | Trade Secret | Trade | GNL | GNL062 | Residential | Solar*Rewards | Trade Secret | 2023 | 2023
20263-228838-01 |  |  |  |  | 05505837 |  |  |  |  | Active Application | Trade Secret | Trade | TWL | TWL076 | Residential |  |  | 2023
20263-228838-01 |  |  |  |  | 05521763 |  |  |  |  | Active Application | Trade Secret | Trade | TWL | TWL076 | Residential |  |  | 2023
20263-228838-01 | Xcel Energy | 85 | 13781 | IOU | 04084577 | 3.747 | Solar |  |  | Interconnected | Trade Secret | Trade | ZUM | ZUM021 | Residential | Solar*Rewards | Trade Secret | 2020 | 2021
20263-228838-01 | Xcel Energy | 85 | 13781 | IOU | 03508419 | 3200 | Other |  |  | Active Application | Trade Secret | Trade | MDT | MDT061 | Commercial |  | Trade Secret | 2019
20263-228838-01 | Xcel Energy | 85 | 13781 | IOU | 05123168 | 2.61 | Solar |  |  | Interconnected | Trade Secret | Trade | SLP | SLP085 | Residential |  | Trade Secret | 2022 | 2022
20263-228838-01 | Xcel Energy | 85 | 13781 | IOU | 05462107 | 4.35 | Solar |  |  | Interconnected | Trade Secret | Trade | SOU | SOU069 | Residential |  | Trade Secret | 2023 | 2023
20263-228838-01 | Xcel Energy | 85 | 13781 | IOU | 03133066 | 34.2 | Solar |  |  | Interconnected | Trade Secret | Trade | WIL | WIL062 | Commercial | Solar*Rewards | Trade Secret | 2013 | 2013
20263-228838-01 | Xcel Energy | 85 | 13781 | IOU | SRO24364 | 34.2 | Solar |  |  | Withdrawn | Trade Secret | Trade | WIL | WIL062 | Commercial | Solar*Rewards | Trade Secret | 2012
20263-228838-01 | Xcel Energy | 85 | 13781 | IOU | 06214377 | 19.195 | Solar |  |  | Interconnected | Trade Secret | Trade | MND | MND072 | Residential |  | Trade Secret | 2025 | 2026
20263-228838-01 | Xcel Energy | 85 | 13781 | IOU | 03134396 | 34.99 | Solar |  |  | Interconnected | Trade Secret | Trade | RPL | RPL064 | Commercial | Made in Minnesota | Trade Secret | 2015 | 2016
20263-228838-01 | Xcel Energy | 85 | 13781 | IOU | 04950513 | 5 | Solar |  |  | Interconnected | Trade Secret | Trade | OPK | OPK073 | Residential | Solar*Rewards | Trade Secret | 2022 | 2022
20263-228838-01 | Xcel Energy | 85 | 13781 | IOU | 03129860 | 1000 | Solar |  |  | Active Application | Trade Secret | Trade | TER | TER075 | Commercial |  | Trade Secret | 2018
20263-228838-01 | Xcel Energy | 85 | 13781 | IOU | 06030754 | 7.212 | Solar |  |  | Interconnected | Trade Secret | Trade | SLP | SLP082 | Residential |  | Trade Secret | 2024 | 2025
20263-228838-01 | Xcel Energy | 85 | 13781 | IOU | 06016860 | 5.314 | Solar |  |  | Withdrawn | Trade Secret | Trade | SLP | SLP082 | Residential | Solar*Rewards | Trade Secret | 2024
20263-228838-01 | Xcel Energy | 85 | 13781 | IOU | 05834274 | 12.288 | Solar |  |  | Interconnected | Trade Secret | Trade | RAM | RAM073 | Residential | Solar*Rewards | Trade Secret | 2024 | 2024
20263-228838-01 | Xcel Energy | 85 | 13781 | IOU | 06057127 | 1.9 | Solar |  |  | Withdrawn | Trade Secret | Trade | TWL | TWL072 | Residential | Solar*Rewards | Trade Secret | 2025
20263-228838-01 | Xcel Energy | 85 | 13781 | IOU | 04982259 | 11.55 | Solar |  |  | Interconnected | Trade Secret | Trade | WEF | WEF061 | Residential | Solar*Rewards | Trade Secret | 2022 | 2022
20263-228838-01 | Xcel Energy | 85 | 13781 | IOU | 03131627 | 6 | Solar |  |  | Interconnected | Trade Secret | Trade | AFT | AFT314 | Residential | Made in Minnesota | Trade Secret | 2017 | 2017
20263-228838-01 | Xcel Energy | 85 | 13781 | IOU | 05448895 | 6.4 | Solar |  |  | Interconnected | Trade Secret | Trade | HAS | HAS022 | Residential | Solar*Rewards | Trade Secret | 2023 | 2023
20263-228838-01 | Xcel Energy | 85 | 13781 | IOU | 05712162 | 11.02 | Solar |  |  | Interconnected | Trade Secret | Trade | WIL | WIL098 | Residential | Solar*Rewards | Trade Secret | 2024 | 2024
20263-228838-01 | Xcel Energy | 85 | 13781 | IOU | 05955026 | 7.616 | Solar |  |  | Active Application | Trade Secret | Trade | MOL | MOL078 | Residential |  | Trade Secret | 2024
20263-228838-01 | Xcel Energy | 85 | 13781 | IOU | 05259772 | 9.28 | Solar |  |  | Interconnected | Trade Secret | Trade | MDT | MDT077 | Residential |  | Trade Secret | 2022 | 2023
20263-228838-01 | Xcel Energy | 85 | 13781 | IOU | 06195622 | 4.355 | Solar |  |  | Interconnected | Trade Secret | Trade | DBL | DBL073 | Residential | Solar*Rewards | Trade Secret | 2025 | 2026
20263-228838-01 | Xcel Energy | 85 | 13781 | IOU | 05743827 | 15.744 | Solar |  |  | Interconnected | Trade Secret | Trade | TER | TER071 | Residential | Solar*Rewards | Trade Secret | 2024 | 2024
20263-228838-01 | Xcel Energy | 85 | 13781 | IOU | 05795305 | 4.41 | Solar |  |  | Interconnected | Trade Secret | Trade | MDT | MDT077 | Residential |  | Trade Secret | 2024 | 2024
20263-228838-01 | Xcel Energy | 85 | 13781 | IOU | 04382218 | 4.06 | Solar |  |  | Active Application | Trade Secret | Trade | HWW | HWW072 | Residential | Solar*Rewards | Trade Secret | 2021
20263-228838-01 | Xcel Energy | 85 | 13781 | IOU | 04663943 | 4.06 | Solar |  |  | Interconnected | Trade Secret | Trade | HWW | HWW072 | Residential | Solar*Rewards | Trade Secret | 2021 | 2021
20263-228838-01 | Xcel Energy | 85 | 13781 | IOU | 03134252 | 5 | Solar |  |  | Interconnected | Trade Secret | Trade | AFT | AFT314 | Residential | Solar*Rewards | Trade Secret | 2015 | 2016
20263-228838-01 | Xcel Energy | 85 | 13781 | IOU | OID2454005 | 6 | Solar |  |  | Withdrawn | Trade Secret | Trade | AFT | AFT314 | Residential | Solar*Rewards | Trade Secret | 2015
20263-228838-01 | Xcel Energy | 85 | 13781 | IOU | 03130122 | 29.02 | Solar |  |  | Interconnected | Trade Secret | Trade | ORO | ORO062 | Commercial | Solar*Rewards | Trade Secret | 2018 | 2019
20263-228838-01 | Xcel Energy | 85 | 13781 | IOU | 05154302 | 16.09 | Solar |  | X | Interconnected | Trade Secret | Trade | WIL | WIL063 | Residential |  | Trade Secret | 2022 | 2022
20263-228838-01 | Xcel Energy | 85 | 13781 | IOU | 03130993 | 175 | Other |  |  | Interconnected | Trade Secret | Trade | ANN | ANN021 | Commercial |  | Trade Secret | 2009 | 2009
20263-228838-01 | Xcel Energy | 85 | 13781 | IOU | 05783760 | 13.664 | Solar |  |  | Withdrawn | Trade Secret | Trade | EDA | EDA084 | Residential | Solar*Rewards | Trade Secret | 2024
20263-228838-01 | Xcel Energy | 85 | 13781 | IOU | 05793124 | 18.598 | Solar |  | X | Interconnected | Trade Secret | Trade | EDA | EDA084 | Residential |  | Trade Secret | 2024 | 2024
20263-228838-01 | Xcel Energy | 85 | 13781 | IOU | 04040659 | 7.616 | Solar |  |  | Interconnected | Trade Secret | Trade | HUG | HUG312 | Residential | Solar*Rewards | Trade Secret | 2020 | 2021
20263-228838-01 | Xcel Energy | 85 | 13781 | IOU | SRO16168 | 34.2 | Solar |  |  | Withdrawn | Trade Secret | Trade | PKL | PKL081 | Commercial | Solar*Rewards | Trade Secret | 2011
20263-228838-01 | Xcel Energy | 85 | 13781 | IOU | 05397761 | 38.08 | Solar |  |  | Withdrawn | Trade Secret | Trade | HAS | HAS021 | Residential |  | Trade Secret | 2023
20263-228838-01 | Xcel Energy | 85 | 13781 | IOU | 05798843 | 38.08 |  |  |  | Withdrawn | Trade Secret | Trade | HAS | HAS021 | Residential |  | Trade Secret | 2024
20263-228838-01 | Xcel Energy | 85 | 13781 | IOU | 05796441 | 38.08 | Solar |  |  | Interconnected | Trade Secret | Trade | HAS | HAS021 | Residential |  | Trade Secret | 2024 | 2025
20263-228838-01 | Xcel Energy | 85 | 13781 | IOU | 05820786 | 10.248 | Solar |  |  | Interconnected | Trade Secret | Trade | WSG | WSG076 | Residential |  | Trade Secret | 2024 | 2024
20263-228838-01 | Xcel Energy | 85 | 13781 | IOU | 05584747 | 10.67 | Solar |  | X | Interconnected | Trade Secret | Trade | TER | TER065 | Residential | Solar*Rewards | Trade Secret | 2023 | 2023
20263-228838-01 | Xcel Energy | 85 | 13781 | IOU | 04411600 | 4.886 | Solar |  |  | Interconnected | Trade Secret | Trade | ECK | ECK062 | Residential | Solar*Rewards | Trade Secret | 2021 | 2021
20263-228838-01 | Xcel Energy | 85 | 13781 | IOU | 05519600 | 4.74 | Solar |  |  | Interconnected | Trade Secret | Trade | CDV | CDV072 | Residential | Solar*Rewards | Trade Secret | 2023 | 2023
20263-228838-01 | Xcel Energy | 85 | 13781 | IOU | SRO29860 | 40 | Solar |  |  | Withdrawn | Trade Secret | Trade | NMC | NMC092 | Commercial | Solar*Rewards | Trade Secret | 2013
20263-228838-01 | Xcel Energy | 85 | 13781 | IOU | SRO23559 | 30 | Solar |  |  | Withdrawn | Trade Secret | Trade | NMC | NMC092 | Commercial | Solar*Rewards | Trade Secret | 2012
20263-228838-01 | Xcel Energy | 85 | 13781 | IOU | 05433622 | 11.4 | Solar |  |  | Withdrawn | Trade Secret | Trade | CTF | CTF022 | Residential | Solar*Rewards | Trade Secret | 2023
20263-228838-01 |  |  |  |  | 05435538 |  | Solar |  |  | Active Application | Trade Secret | Trade | CTF | CTF022 | Residential | Solar*Rewards |  | 2023
20263-228838-01 | Xcel Energy | 85 | 13781 | IOU | 05356841 | 5.355 | Solar |  |  | Interconnected | Trade Secret | Trade | MPK | MPK082 | Residential | Solar*Rewards | Trade Secret | 2023 | 2023
20263-228838-01 | Xcel Energy | 85 | 13781 | IOU | 04091272 | 6 | Solar |  |  | Active Application | Trade Secret | Trade | WTN | WTN061 | Residential | Solar*Rewards | Trade Secret | 2020
20263-228838-01 | Xcel Energy | 85 | 13781 | IOU | 06052807 | 15.046 | Solar |  |  | Interconnected | Trade Secret | Trade | WDY | WDY312 | Residential | Solar*Rewards | Trade Secret | 2025 | 2025
20263-228838-01 | Xcel Energy | 85 | 13781 | IOU | 05201122 | 7.68 | Solar |  | X | Interconnected | Trade Secret | Trade | WDY | WDY311 | Residential |  | Trade Secret | 2022 | 2023
20263-228838-01 | Xcel Energy | 85 | 13781 | IOU | 05262850 | 38.28 | Solar |  |  | Withdrawn | Trade Secret | Trade | SLP | SLP083 | Commercial |  | Trade Secret | 2023
20263-228838-01 | Xcel Energy | 85 | 13781 | IOU | 05715361 | 38.321 | Solar |  |  | Active Application | Trade Secret | Trade | SLP | SLP083 | Commercial |  | Trade Secret | 2024
20263-228838-01 | Xcel Energy | 85 | 13781 | IOU | 05618831 | 58.509 | Solar |  |  | Active Application | Trade Secret | Trade | SLP | SLP083 | Commercial |  | Trade Secret | 2023
20263-228838-01 | Xcel Energy | 85 | 13781 | IOU | 03131648 | 6 | Solar |  |  | Interconnected | Trade Secret | Trade | LAC | LAC062 | Residential | Made in Minnesota | Trade Secret | 2017 | 2017
20263-228838-01 | Xcel Energy | 85 | 13781 | IOU | OID2246473 | 5.5 | Solar |  |  | Withdrawn | Trade Secret | Trade | LAC | LAC062 | Residential | Solar*Rewards | Trade Secret | 2015
20263-228838-01 | Xcel Energy | 85 | 13781 | IOU | 04829524 | 11.39 | Solar |  |  | Withdrawn | Trade Secret | Trade | CGR | CGR071 | Residential |  | Trade Secret | 2022
20263-228838-01 | Xcel Energy | 85 | 13781 | IOU | 05785128 | 5.314 | Solar |  |  | Interconnected | Trade Secret | Trade | TWL | TWL062 | Residential | Solar*Rewards | Trade Secret | 2024 | 2024
20263-228838-01 | Xcel Energy | 85 | 13781 | IOU | 03523140 | 23.51 | Solar |  |  | Interconnected | Trade Secret | Trade | TWL | TWL074 | Commercial | Solar*Rewards | Trade Secret | 2020 | 2020
20263-228838-01 | Xcel Energy | 85 | 13781 | IOU | 06040951 | 9.489 | Solar |  |  | Active Application | Trade Secret | Trade | KOL | KOL061 | Residential | Solar*Rewards | Trade Secret | 2024
20263-228838-01 | Xcel Energy | 85 | 13781 | IOU | 03135021 | 9.94 | Solar |  |  | Interconnected | Trade Secret | Trade | CHI | CHI311 | Residential | Made in Minnesota | Trade Secret | 2016 | 2016
20263-228838-01 | Xcel Energy | 85 | 13781 | IOU | 05233765 | 5.584 | Solar |  |  | Active Application | Trade Secret | Trade | GNL | GNL063 | Residential |  | Trade Secret | 2022
20263-228838-01 | Xcel Energy | 85 | 13781 | IOU | 05819025 | 6.56 | Solar |  |  | Withdrawn | Trade Secret | Trade | OAD | OAD071 | Residential | Solar*Rewards | Trade Secret | 2024
20263-228838-01 | Xcel Energy | 85 | 13781 | IOU | 05830051 | 6.56 | Solar |  |  | Interconnected | Trade Secret | Trade | OAD | OAD071 | Residential |  | Trade Secret | 2024 | 2024
20263-228838-01 | Xcel Energy | 85 | 13781 | IOU | 03133378 | 3.23 | Solar |  |  | Interconnected | Trade Secret | Trade | CNC | CNC073 | Residential | Solar*Rewards | Trade Secret | 2011 | 2011
20263-228838-01 | Xcel Energy | 85 | 13781 | IOU | 05947119 | 9.994 | Solar |  |  | Interconnected | Trade Secret | Trade | OAD | OAD071 | Residential |  | Trade Secret | 2024 | 2025
20263-228838-01 | Xcel Energy | 85 | 13781 | IOU | OID2073166 | 2.88 | Solar |  |  | Withdrawn | Trade Secret | Trade | SLP | SLP084 | Residential | Solar*Rewards | Trade Secret | 2014
20263-228838-01 | Xcel Energy | 85 | 13781 | IOU | 03134264 | 3 | Solar |  |  | Interconnected | Trade Secret | Trade | SLP | SLP084 | Residential | Made in Minnesota | Trade Secret | 2015 | 2015
20263-228838-01 | Xcel Energy | 85 | 13781 | IOU | OID2155217 | 18 | Solar |  |  | Withdrawn | Trade Secret | Trade | FSL | FSL311 | Commercial | Solar*Rewards | Trade Secret | 2014
20263-228838-01 | Xcel Energy | 85 | 13781 | IOU | 06223745 | 9.423 | Solar |  |  | Active Application | Trade Secret | Trade | HOL | HOL071 | Residential |  | Trade Secret | 2025
20263-228838-01 | Xcel Energy | 85 | 13781 | IOU | 06208773 | 8.376 | Solar |  |  | Withdrawn | Trade Secret | Trade | HOL | HOL071 | Residential | Solar*Rewards | Trade Secret | 2025
20263-228838-01 | Xcel Energy | 85 | 13781 | IOU | 06260848 | 5.235 | Solar |  | X | Active Application | Trade Secret | Trade | GNL | GNL071 | Residential |  | Trade Secret | 2025
20263-228838-01 | Xcel Energy | 85 | 13781 | IOU | 05759094 | 10.819 | Solar |  |  | Interconnected | Trade Secret | Trade | GNL | GNL071 | Residential | Solar*Rewards | Trade Secret | 2024 | 2024
20263-228838-01 | Xcel Energy | 85 | 13781 | IOU | 04554024 | 7.616 | Solar |  |  | Interconnected | Trade Secret | Trade | CRL | CRL065 | Residential |  | Trade Secret | 2021 | 2022
20263-228838-01 | Xcel Energy | 85 | 13781 | IOU | OID2543457 | 20 | Solar |  |  | Withdrawn | Trade Secret | Trade | SLP | SLP087 | Commercial | Solar*Rewards | Trade Secret | 2016
20263-228838-01 | Xcel Energy | 85 | 13781 | IOU | OID3770549 | 24 | Solar |  |  | Withdrawn | Trade Secret | Trade | YAM | YAM031 | Commercial | Solar*Rewards | Trade Secret | 2019
20263-228838-01 | Xcel Energy | 85 | 13781 | IOU | 03589824 | 24 | Solar |  |  | Active Application | Trade Secret | Trade | YAM | YAM031 | Residential | Solar*Rewards | Trade Secret | 2020
20263-228838-01 | Xcel Energy | 85 | 13781 | IOU | 03590129 | 24 | Solar |  |  | Active Application | Trade Secret | Trade | YAM | YAM031 | Commercial | Solar*Rewards | Trade Secret | 2020
20263-228838-01 | Xcel Energy | 85 | 13781 | IOU | 04508639 | 5.22 | Solar |  |  | Interconnected | Trade Secret | Trade | SIP | SIP072 | Residential |  | Trade Secret | 2021 | 2021
20263-228838-01 | Xcel Energy | 85 | 13781 | IOU | 05007408 | 6 | Solar |  |  | Interconnected | Trade Secret | Trade | SOU | SOU064 | Residential | Solar*Rewards | Trade Secret | 2022 | 2022
20263-228838-01 | Xcel Energy | 85 | 13781 | IOU | 04865886 | 5.22 | Solar |  |  | Interconnected | Trade Secret | Trade | MEL | MEL078 | Residential | Solar*Rewards | Trade Secret | 2022 | 2022
20263-228838-01 | Xcel Energy | 85 | 13781 | IOU | 03747958 | 8.12 | Solar |  |  | Interconnected | Trade Secret | Trade | ECK | ECK082 | Residential | Solar*Rewards | Trade Secret | 2020 | 2020
20263-228838-01 | Xcel Energy | 85 | 13781 | IOU | 04041629 | 4.95 | Solar |  |  | Interconnected | Trade Secret | Trade | ALK | ALK072 | Residential |  | Trade Secret | 2020 | 2021
20263-228838-01 | Xcel Energy | 85 | 13781 | IOU | 03134670 | 10.01 | Solar |  |  | Interconnected | Trade Secret | Trade | CGR | CGR071 | Residential | Made in Minnesota | Trade Secret | 2015 | 2015
20263-228838-01 | Xcel Energy | 85 | 13781 | IOU | 04972311 | 8.7 | Solar |  |  | Interconnected | Trade Secret | Trade | CGR | CGR071 | Residential |  | Trade Secret | 2022 | 2022
20263-228838-01 | Xcel Energy | 85 | 13781 | IOU | 06089775 | 5.76 | Solar |  |  | Active Application | Trade Secret | Trade | VKG | VKG072 | Residential | Solar*Rewards | Trade Secret | 2025
20263-228838-01 | Xcel Energy | 85 | 13781 | IOU | 05950847 | 2.9 | Solar |  |  | Interconnected | Trade Secret | Trade | SOU | SOU075 | Residential | Solar*Rewards | Trade Secret | 2024 | 2024
20263-228838-01 | Xcel Energy | 85 | 13781 | IOU | 03233418 | 7.92 | Solar |  |  | Interconnected | Trade Secret | Trade | BEL | BEL061 | Residential | Solar*Rewards | Trade Secret | 2019 | 2020
20263-228838-01 | Xcel Energy | 85 | 13781 | IOU | 05569485 | 7.56 | Solar |  |  | Interconnected | Trade Secret | Trade | RRK | RRK082 | Residential | Solar*Rewards | Trade Secret | 2023 | 2023
20263-228838-01 | Xcel Energy | 85 | 13781 | IOU | 06177579 | 4.188 | Solar |  |  | Interconnected | Trade Secret | Trade | SLP | SLP082 | Residential | Solar*Rewards | Trade Secret | 2025 | 2025
20263-228838-01 | Xcel Energy | 85 | 13781 | IOU | 03133267 | 10 | Solar |  |  | Interconnected | Trade Secret | Trade | MST | MST075 | Commercial | Solar*Rewards | Trade Secret | 2010 | 2011
20263-228838-01 | Xcel Energy | 85 | 13781 | IOU | SRO13346 | 100 | Solar |  |  | Withdrawn | Trade Secret | Trade | MST | MST075 | Commercial | Solar*Rewards | Trade Secret | 2010
20263-228838-01 | Xcel Energy | 85 | 13781 | IOU | 03132416 | 5 | Solar |  |  | Interconnected | Trade Secret | Trade | MTR | MTR021 | Residential | Solar*Rewards | Trade Secret | 2018 | 2018
20263-228838-01 | Xcel Energy | 85 | 13781 | IOU | 04943831 | 6.98 | Solar |  |  | Interconnected | Trade Secret | Trade | MEL | MEL088 | Residential | Solar*Rewards | Trade Secret | 2022 | 2022
20263-228838-01 | Xcel Energy | 85 | 13781 | IOU | 03151046 | 6.96 | Solar |  |  | Interconnected | Trade Secret | Trade | IDA | IDA073 | Residential | Solar*Rewards | Trade Secret | 2019 | 2020
20263-228838-01 | Xcel Energy | 85 | 13781 | IOU | 06216460 | 5.584 | Solar |  |  | Interconnected | Trade Secret | Trade | RPL | RPL064 | Residential |  | Trade Secret | 2025 | 2025
20263-228838-01 | Xcel Energy | 85 | 13781 | IOU | 06237560 | 7.6 | Solar |  |  | Active Application | Trade Secret | Trade | WWK | WWK321 | Residential |  | Trade Secret | 2025
20263-228838-01 | Xcel Energy | 85 | 13781 | IOU | OID2616503 | 39.76 | Solar |  |  | Withdrawn | Trade Secret | Trade | MST | MST080 | Commercial | Made in Minnesota | Trade Secret | 2016
20263-228838-01 | Xcel Energy | 85 | 13781 | IOU | 03132026 | 22.78 | Solar |  |  | Interconnected | Trade Secret | Trade | MST | MST080 | Commercial | Made in Minnesota | Trade Secret | 2017 | 2018
20263-228838-01 | Xcel Energy | 85 | 13781 | IOU | 03135006 | 15.26 | Solar |  |  | Interconnected | Trade Secret | Trade | MST | MST080 | Commercial | Solar*Rewards | Trade Secret | 2016 | 2016
20263-228838-01 | Xcel Energy | 85 | 13781 | IOU | 03320212 | 139.998 | Solar |  |  | Interconnected | Trade Secret | Trade | ORO | ORO061 | Commercial |  | Trade Secret | 2019 | 2020
20263-228838-01 | Xcel Energy | 85 | 13781 | IOU | OID3643603 | 39.998 | Solar |  |  | Withdrawn | Trade Secret | Trade | ORO | ORO061 | Commercial | Solar*Rewards | Trade Secret | 2018
20263-228838-01 | Xcel Energy | 85 | 13781 | IOU | 05853312 | 6.046 | Solar |  |  | Active Application | Trade Secret | Trade | WDY | WDY311 | Residential |  | Trade Secret | 2024
20263-228838-01 | Xcel Energy | 85 | 13781 | IOU | 06112638 | 300 | Solar |  |  | Active Application | Trade Secret | Trade | BCR | BCR063 | Commercial |  | Trade Secret | 2025
20263-228838-01 | Xcel Energy | 85 | 13781 | IOU | 05332314 | 3.19 | Solar |  |  | Interconnected | Trade Secret | Trade | CHE | CHE065 | Residential |  | Trade Secret | 2022 | 2023
20263-228838-01 | Xcel Energy | 85 | 13781 | IOU | 05758297 | 2.323 | Solar |  |  | Withdrawn | Trade Secret | Trade | CTR | CTR031 | Residential | Solar*Rewards | Trade Secret | 2024
20263-228838-01 | Xcel Energy | 85 | 13781 | IOU | 05765162 | 2.323 | Solar |  |  | Interconnected | Trade Secret | Trade | CTR | CTR031 | Residential |  | Trade Secret | 2024 | 2024
20263-228838-01 | Xcel Energy | 85 | 13781 | IOU | 06238823 | 7.6 | Solar |  |  | Interconnected | Trade Secret | Trade | ESW | ESW071 | Residential |  | Trade Secret | 2025 | 2025
20263-228838-01 | Xcel Energy | 85 | 13781 | IOU | 05604600 | 6.615 | Solar |  |  | Active Application | Trade Secret | Trade | RAM | RAM062 | Residential | Solar*Rewards | Trade Secret | 2023
20263-228838-01 | Xcel Energy | 85 | 13781 | IOU | 05711881 | 6.615 | Solar |  |  | Interconnected | Trade Secret | Trade | RAM | RAM062 | Residential | Solar*Rewards | Trade Secret | 2024 | 2024
20263-228838-01 | Xcel Energy | 85 | 13781 | IOU | 03130490 | 6.96 | Solar |  |  | Interconnected | Trade Secret | Trade | STY | STY061 | Residential | Solar*Rewards | Trade Secret | 2018 | 2019
20263-228838-01 |  |  |  |  | OID3564938 |  | Solar |  |  | Withdrawn | Trade Secret | Trade | STY | STY061 | Residential | Solar*Rewards |  | 2018
20263-228838-01 | Xcel Energy | 85 | 13781 | IOU | 06236680 | 11.168 | Solar |  | X | Active Application | Trade Secret | Trade | SLP | SLP084 | Residential |  | Trade Secret | 2025
20263-228838-01 | Xcel Energy | 85 | 13781 | IOU | OID2537278 | 4.8 | Solar |  |  | Withdrawn | Trade Secret | Trade | WAV | WAV021 | Residential | Solar*Rewards | Trade Secret | 2016
20263-228838-01 | Xcel Energy | 85 | 13781 | IOU | 03134841 | 4.8 | Solar |  |  | Interconnected | Trade Secret | Trade | WAV | WAV021 | Residential | Made in Minnesota | Trade Secret | 2016 | 2016
20263-228838-01 | Xcel Energy | 85 | 13781 | IOU | 04942066 | 4.537 | Solar |  |  | Interconnected | Trade Secret | Trade | TER | TER062 | Residential | Solar*Rewards | Trade Secret | 2022 | 2022
20263-228838-01 | Xcel Energy | 85 | 13781 | IOU | 05996095 | 7.616 | Solar |  |  | Interconnected | Trade Secret | Trade | ESW | ESW062 | Residential | Solar*Rewards | Trade Secret | 2024 | 2025
20263-228838-01 | Xcel Energy | 85 | 13781 | IOU | 06109807 | 5.314 | Solar |  |  | Interconnected | Trade Secret | Trade | GSL | GSL076 | Residential | Solar*Rewards | Trade Secret | 2025 | 2025
20263-228838-01 | Xcel Energy | 85 | 13781 | IOU | 06091875 | 5.314 | Solar |  |  | Withdrawn | Trade Secret | Trade | GSL | GSL076 | Residential |  | Trade Secret | 2025
20263-228838-01 | Xcel Energy | 85 | 13781 | IOU | 03131283 | 487.599 | Solar |  |  | Interconnected | Trade Secret | Trade | FRM | FRM071 | Commercial |  | Trade Secret | 2016 | 2018
20263-228838-01 | Xcel Energy | 85 | 13781 | IOU | 04995086 | 3.42 | Solar |  |  | Interconnected | Trade Secret | Trade | RLK | RLK073 | Residential | Solar*Rewards | Trade Secret | 2022 | 2022
20263-228838-01 | Xcel Energy | 85 | 13781 | IOU | OID3713760 | 29.985 | Solar |  |  | Withdrawn | Trade Secret | Trade | MTV | MTV001 | Commercial | Solar*Rewards | Trade Secret | 2019
20263-228838-01 | Xcel Energy | 85 | 13781 | IOU | 03129927 | 3.84 | Solar |  |  | Interconnected | Trade Secret | Trade | OPK | OPK065 | Residential | Solar*Rewards | Trade Secret | 2018 | 2019
20263-228838-01 | Xcel Energy | 85 | 13781 | IOU | 06270833 | 6.98 | Solar |  |  | Active Application | Trade Secret | Trade | WIL | WIL063 | Residential |  | Trade Secret | 2025
20263-228838-01 | Xcel Energy | 85 | 13781 | IOU | 03740366 | 11.39 | Solar |  |  | Interconnected | Trade Secret | Trade | WYO | WYO021 | Residential | Solar*Rewards | Trade Secret | 2020 | 2020
20263-228838-01 | Xcel Energy | 85 | 13781 | IOU | 05122546 | 3.48 | Solar |  |  | Interconnected | Trade Secret | Trade | MPK | MPK068 | Residential |  | Trade Secret | 2022 | 2022
20263-228838-01 | Xcel Energy | 85 | 13781 | IOU | 03132834 | 15.232 | Solar |  |  | Interconnected | Trade Secret | Trade | LLK | LLK071 | Residential | Solar*Rewards | Trade Secret | 2018 | 2018
20263-228838-01 | Xcel Energy | 85 | 13781 | IOU | OID3362508 | 11.39 | Solar |  |  | Withdrawn | Trade Secret | Trade | LLK | LLK071 | Residential | Solar*Rewards | Trade Secret | 2018
20263-228838-01 | Xcel Energy | 85 | 13781 | IOU | OID3284858 | 19.999 | Solar |  |  | Withdrawn | Trade Secret | Trade | HAS | HAS031 | Commercial | Solar*Rewards | Trade Secret | 2018
20263-228838-01 | Xcel Energy | 85 | 13781 | IOU | OID3020308 | 22.68 | Solar |  |  | Withdrawn | Trade Secret | Trade | HAS | HAS031 | Commercial | Solar*Rewards | Trade Secret | 2017
20263-228838-01 | Xcel Energy | 85 | 13781 | IOU | 04520291 | 6 | Solar |  |  | Interconnected | Trade Secret | Trade | DBL | DBL073 | Residential |  | Trade Secret | 2021 | 2022
20263-228838-01 | Xcel Energy | 85 | 13781 | IOU | 05183921 | 3.84 | Solar |  |  | Interconnected | Trade Secret | Trade | GRC | GRC312 | Residential |  | Trade Secret | 2022 | 2023
20263-228838-01 | Xcel Energy | 85 | 13781 | IOU | SRO29766 | 5.4 | Solar |  |  | Withdrawn | Trade Secret | Trade | PAT | PAT313 | Residential | Solar*Rewards | Trade Secret | 2013
20263-228838-01 | Xcel Energy | 85 | 13781 | IOU | 05344059 | 33.3 | Solar |  |  | Interconnected | Trade Secret | Trade | STY | STY065 | Commercial |  | Trade Secret | 2023 | 2023
20263-228838-01 | Xcel Energy | 85 | 13781 | IOU | 04994546 | 3.77 | Solar |  |  | Interconnected | Trade Secret | Trade | PKL | PKL085 | Residential | Solar*Rewards | Trade Secret | 2022 | 2022
20263-228838-01 | Xcel Energy | 85 | 13781 | IOU | 05828405 | 4.934 | Solar |  |  | Interconnected | Trade Secret | Trade | MPK | MPK071 | Residential | Solar*Rewards | Trade Secret | 2024 | 2024
20263-228838-01 | Xcel Energy | 85 | 13781 | IOU | 04304416 | 7.83 | Solar |  |  | Interconnected | Trade Secret | Trade | EDA | EDA075 | Residential | Solar*Rewards | Trade Secret | 2021 | 2021
20263-228838-01 | Xcel Energy | 85 | 13781 | IOU | 04420453 | 4.932 | Solar |  |  | Interconnected | Trade Secret | Trade | WDY | WDY311 | Residential |  | Trade Secret | 2021 | 2021
20263-228838-01 | Xcel Energy | 85 | 13781 | IOU | 03131716 | 7.63 | Solar |  |  | Interconnected | Trade Secret | Trade | SOU | SOU069 | Residential | Made in Minnesota | Trade Secret | 2017 | 2018
20263-228838-01 | Xcel Energy | 85 | 13781 | IOU | 03776725 | 6 | Solar |  |  | Active Application | Trade Secret | Trade | GFD | GFD021 | Residential | Solar*Rewards | Trade Secret | 2020
20263-228838-01 | Xcel Energy | 85 | 13781 | IOU | 03134762 | 3.8 | Solar |  |  | Interconnected | Trade Secret | Trade | WES | WES073 | Residential | Solar*Rewards | Trade Secret | 2016 | 2016
20263-228838-01 | Xcel Energy | 85 | 13781 | IOU | 06223731 | 10.368 | Solar |  |  | Interconnected | Trade Secret | Trade | RPO | RPO312 | Residential |  | Trade Secret | 2025 | 2026
20263-228838-01 | Xcel Energy | 85 | 13781 | IOU | SRO30026 | 20 | Solar |  |  | Withdrawn | Trade Secret | Trade | GRC | GRC063 | Commercial | Solar*Rewards | Trade Secret | 2013
20263-228838-01 | Xcel Energy | 85 | 13781 | IOU | 03129686 | 17.556 | Solar |  |  | Interconnected | Trade Secret | Trade | EDA | EDA079 | Residential | Solar*Rewards | Trade Secret | 2018 | 2019
20263-228838-01 | Xcel Energy | 85 | 13781 | IOU | 06322340 | 4.93 | Solar |  | X | Active Application | Trade Secret | Trade | EDA | EDA074 | Residential | Solar*Rewards | Trade Secret | 2026
20263-228838-01 |  |  |  |  | OID3900308 |  | Solar |  |  | Withdrawn | Trade Secret | Trade | TER | TER083 | Commercial | Solar*Rewards |  | 2019
20263-228838-01 |  |  |  |  | OID3896461 |  | Solar |  |  | Withdrawn | Trade Secret | Trade | TER | TER083 | Commercial |  |  | 2019
20263-228838-01 | Xcel Energy | 85 | 13781 | IOU | 03966525 | 3.747 | Solar |  |  | Interconnected | Trade Secret | Trade | UPP | UPP084 | Residential | Solar*Rewards | Trade Secret | 2020 | 2021
20263-228838-01 | Xcel Energy | 85 | 13781 | IOU | OID3284801 | 19.999 | Solar |  |  | Withdrawn | Trade Secret | Trade | RLK | RLK069 | Commercial | Solar*Rewards | Trade Secret | 2018
20263-228838-01 | Xcel Energy | 85 | 13781 | IOU | 05495366 | 11.136 | Solar |  |  | Interconnected | Trade Secret | Trade | TWL | TWL071 | Residential |  | Trade Secret | 2023 | 2023
20263-228838-01 | Xcel Energy | 85 | 13781 | IOU | 05489459 | 34.961 | Solar |  |  | Interconnected | Trade Secret | Trade | WCS | WCS071 | Commercial |  | Trade Secret | 2023 | 2025
20263-228838-01 | Xcel Energy | 85 | 13781 | IOU | 05606442 | 36 | Solar |  |  | Active Application | Trade Secret | Trade | WCS | WCS071 | Commercial |  | Trade Secret | 2023
20263-228838-01 | Xcel Energy | 85 | 13781 | IOU | 05819777 | 8.129 | Solar |  |  | Interconnected | Trade Secret | Trade | MPK | MPK063 | Residential | Solar*Rewards | Trade Secret | 2024 | 2024
20263-228838-01 | Xcel Energy | 85 | 13781 | IOU | 03133303 | 2.28 | Solar |  |  | Interconnected | Trade Secret | Trade | MPK | MPK063 | Residential | Solar*Rewards | Trade Secret | 2010 | 2010
20263-228838-01 | Xcel Energy | 85 | 13781 | IOU | 03133519 | 3 | Solar |  |  | Interconnected | Trade Secret | Trade | MPK | MPK063 | Residential | Solar*Rewards | Trade Secret | 2011 | 2010
20263-228838-01 | Xcel Energy | 85 | 13781 | IOU | 05414214 | 5.525 | Solar |  |  | Interconnected | Trade Secret | Trade | OPK | OPK077 | Residential | Solar*Rewards | Trade Secret | 2023 | 2023
20263-228838-01 | Xcel Energy | 85 | 13781 | IOU | 05240592 | 10.44 | Solar |  |  | Interconnected | Trade Secret | Trade | CGR | CGR071 | Residential |  | Trade Secret | 2022 | 2023
20263-228838-01 | Xcel Energy | 85 | 13781 | IOU | 06082538 | 13.68 | Solar |  |  | Active Application | Trade Secret | Trade | BRP | BRP073 | Residential | Solar*Rewards | Trade Secret | 2025
20263-228838-01 | Xcel Energy | 85 | 13781 | IOU | 06322036 | 13.68 | Solar |  |  | Active Application | Trade Secret | Trade | BRP | BRP073 | Residential | Solar*Rewards | Trade Secret | 2026
20263-228838-01 | Xcel Energy | 85 | 13781 | IOU | 05356624 | 6.96 | Solar |  |  | Interconnected | Trade Secret | Trade | WIL | WIL061 | Residential | Solar*Rewards | Trade Secret | 2023 | 2023
20263-228838-01 | Xcel Energy | 85 | 13781 | IOU | 05715800 | 2.903 | Solar |  |  | Interconnected | Trade Secret | Trade | DBL | DBL073 | Residential |  | Trade Secret | 2024 | 2024
20263-228838-01 | Xcel Energy | 85 | 13781 | IOU | 05371367 | 4.48 | Solar |  |  | Interconnected | Trade Secret | Trade | WIL | WIL082 | Residential | Solar*Rewards | Trade Secret | 2023 | 2023
20263-228838-01 | Xcel Energy | 85 | 13781 | IOU | 03132759 | 5.28 | Solar |  |  | Interconnected | Trade Secret | Trade | MPK | MPK085 | Residential | Solar*Rewards | Trade Secret | 2018 | 2019
20263-228838-01 | Xcel Energy | 85 | 13781 | IOU | 05982801 | 4.645 | Solar |  |  | Withdrawn | Trade Secret | Trade | SOU | SOU069 | Residential | Solar*Rewards | Trade Secret | 2024
20263-228838-01 | Xcel Energy | 85 | 13781 | IOU | 05952137 | 3.774 | Solar |  |  | Withdrawn | Trade Secret | Trade | SOU | SOU069 | Residential | Solar*Rewards | Trade Secret | 2024
20263-228838-01 | Xcel Energy | 85 | 13781 | IOU | 05985025 | 4.355 | Solar |  |  | Interconnected | Trade Secret | Trade | SOU | SOU069 | Residential | Solar*Rewards | Trade Secret | 2024 | 2025
20263-228838-01 | Xcel Energy | 85 | 13781 | IOU | 03946854 | 3.84 | Solar |  |  | Active Application | Trade Secret | Trade | WDY | WDY311 | Residential | Solar*Rewards | Trade Secret | 2020
20263-228838-01 | Xcel Energy | 85 | 13781 | IOU | 06163867 | 39.99 | Solar |  |  | Active Application | Trade Secret | Trade | SLP | SLP077 | Commercial |  | Trade Secret | 2025
20263-228838-01 | Xcel Energy | 85 | 13781 | IOU | 03130986 | 500 | Other |  |  | Interconnected | Trade Secret | Trade | SLP | SLP077 | Commercial |  | Trade Secret | 2009 | 2009
20263-228838-01 | Xcel Energy | 85 | 13781 | IOU | 04110825 | 7.616 | Solar |  |  | Active Application | Trade Secret | Trade | CHE | CHE064 | Residential | Solar*Rewards | Trade Secret | 2020
20263-228838-01 | Xcel Energy | 85 | 13781 | IOU | 05973102 | 16.701 | Solar |  |  | Withdrawn | Trade Secret | Trade | WIL | WIL097 | Residential | Solar*Rewards | Trade Secret | 2024
20263-228838-01 | Xcel Energy | 85 | 13781 | IOU | 03130721 | 2000 | Other |  |  | Interconnected | Trade Secret | Trade | OPK | OPK077 | Commercial |  | Trade Secret | 2013 | 2003
20263-228838-01 | Xcel Energy | 85 | 13781 | IOU | 05247662 | 8.32 | Solar |  |  | Interconnected | Trade Secret | Trade | FSL | FSL311 | Residential |  | Trade Secret | 2022 | 2023
20263-228838-01 | Xcel Energy | 85 | 13781 | IOU | 05714601 | 9.86 | Solar |  |  | Interconnected | Trade Secret | Trade | SOU | SOU064 | Residential |  | Trade Secret | 2024 | 2024
20263-228838-01 | Xcel Energy | 85 | 13781 | IOU | 05712199 | 8.41 | Solar |  |  | Withdrawn | Trade Secret | Trade | SOU | SOU064 | Residential | Solar*Rewards | Trade Secret | 2024
20263-228838-01 | Xcel Energy | 85 | 13781 | IOU | 05976418 | 8.35 | Solar |  |  | Active Application | Trade Secret | Trade | MOL | MOL061 | Residential |  | Trade Secret | 2024
20263-228838-01 | Xcel Energy | 85 | 13781 | IOU | 05791971 | 8 | Solar |  |  | Active Application | Trade Secret | Trade | EDA | EDA074 | Residential | Solar*Rewards | Trade Secret | 2024
20263-228838-01 | Xcel Energy | 85 | 13781 | IOU | 06228857 | 5.933 | Solar |  |  | Active Application | Trade Secret | Trade | APA | APA071 | Residential |  | Trade Secret | 2025
20263-228838-01 | Xcel Energy | 85 | 13781 | IOU | 03131589 | 18 | Solar |  |  | Interconnected | Trade Secret | Trade | HWW | HWW073 | Residential | Solar*Rewards | Trade Secret | 2017 | 2017
20263-228838-01 | Xcel Energy | 85 | 13781 | IOU | 05383997 | 6.175 | Solar |  |  | Interconnected | Trade Secret | Trade | ALD | ALD083 | Residential | Solar*Rewards | Trade Secret | 2023 | 2023
20263-228838-01 | Xcel Energy | 85 | 13781 | IOU | 04819328 | 7.25 | Solar |  |  | Withdrawn | Trade Secret | Trade | WCR | WCR322 | Residential | Solar*Rewards | Trade Secret | 2022
20263-228838-01 | Xcel Energy | 85 | 13781 | IOU | 05470559 | 10.15 | Solar |  |  | Interconnected | Trade Secret | Trade | WCR | WCR322 | Residential | Solar*Rewards | Trade Secret | 2023 | 2023
20263-228838-01 | Xcel Energy | 85 | 13781 | IOU | 05412964 | 10.15 | Solar |  |  | Withdrawn | Trade Secret | Trade | WCR | WCR322 | Residential | Solar*Rewards | Trade Secret | 2023
20263-228838-01 | Xcel Energy | 85 | 13781 | IOU | OID3581192 | 3.747 | Solar |  |  | Withdrawn | Trade Secret | Trade | HYL | HYL073 | Residential | Solar*Rewards | Trade Secret | 2018
20263-228838-01 | Xcel Energy | 85 | 13781 | IOU | 03132429 | 19.999 | Solar |  |  | Interconnected | Trade Secret | Trade | WIL | WIL074 | Commercial | Solar*Rewards | Trade Secret | 2018 | 2018
20263-228838-01 | Xcel Energy | 85 | 13781 | IOU | 05756933 | 17.664 | Solar |  |  | Active Application | Trade Secret | Trade | PIL | PIL021 | Residential |  | Trade Secret | 2024
20263-228838-01 | Xcel Energy | 85 | 13781 | IOU | 06122731 | 3.49 | Solar |  |  | Withdrawn | Trade Secret | Trade | SOU | SOU073 | Residential | Solar*Rewards | Trade Secret | 2025
20263-228838-01 | Xcel Energy | 85 | 13781 | IOU | 06125377 | 8.376 | Solar |  | X | Interconnected | Trade Secret | Trade | SOU | SOU073 | Residential |  | Trade Secret | 2025 | 2025
20263-228838-01 | Xcel Energy | 85 | 13781 | IOU | 05021690 | 12.329 | Solar |  | X | Interconnected | Trade Secret | Trade | HOL | HOL072 | Residential |  | Trade Secret | 2022 | 2022
20263-228838-01 | Xcel Energy | 85 | 13781 | IOU | 03503845 | 8.7 | Solar |  |  | Interconnected | Trade Secret | Trade | WES | WES076 | Residential | Solar*Rewards | Trade Secret | 2019 | 2020
20263-228838-01 | Xcel Energy | 85 | 13781 | IOU | 04606092 | 3.48 | Solar |  |  | Interconnected | Trade Secret | Trade | HWW | HWW074 | Residential |  | Trade Secret | 2021 | 2021
20263-228838-01 | Xcel Energy | 85 | 13781 | IOU | 04901300 | 10.73 | Solar |  |  | Interconnected | Trade Secret | Trade | LEX | LEX332 | Residential | Solar*Rewards | Trade Secret | 2022 | 2023
20263-228838-01 | Xcel Energy | 85 | 13781 | IOU | 04908318 | 4.886 | Solar |  |  | Interconnected | Trade Secret | Trade | HWW | HWW073 | Residential | Solar*Rewards | Trade Secret | 2022 | 2022
20263-228838-01 | Xcel Energy | 85 | 13781 | IOU | 03131672 | 6 | Solar |  |  | Interconnected | Trade Secret | Trade | RIV | RIV073 | Residential | Made in Minnesota | Trade Secret | 2017 | 2018
20263-228838-01 | Xcel Energy | 85 | 13781 | IOU | 04942385 | 3.49 | Solar |  |  | Interconnected | Trade Secret | Trade | WIL | WIL098 | Residential | Solar*Rewards | Trade Secret | 2022 | 2022
20263-228838-01 |  |  |  |  | 05960668 |  | Solar |  |  | Withdrawn | Trade Secret | Trade | BCR | BCR063 | Residential | Solar*Rewards |  | 2024
20263-228838-01 | Xcel Energy | 85 | 13781 | IOU | 05960674 | 11.393 | Solar |  |  | Active Application | Trade Secret | Trade | BCR | BCR063 | Residential | Solar*Rewards | Trade Secret | 2024
20263-228838-01 | Xcel Energy | 85 | 13781 | IOU | 04637747 | 8.41 | Solar |  |  | Interconnected | Trade Secret | Trade | RLK | RLK069 | Residential |  | Trade Secret | 2021 | 2021
20263-228838-01 | Xcel Energy | 85 | 13781 | IOU | 03132718 | 4.48 | Solar |  |  | Interconnected | Trade Secret | Trade | HWW | HWW062 | Residential | Solar*Rewards | Trade Secret | 2018 | 2019
20263-228838-01 | Xcel Energy | 85 | 13781 | IOU | 06035006 | 21.369 | Solar |  | X | Interconnected | Trade Secret | Trade | HOL | HOL071 | Residential | Solar*Rewards | Trade Secret | 2024 | 2025
20263-228838-01 | Xcel Energy | 85 | 13781 | IOU | 03954265 | 6.38 | Solar |  |  | Interconnected | Trade Secret | Trade | WSG | WSG361 | Residential | Solar*Rewards | Trade Secret | 2020 | 2020
20263-228838-01 | Xcel Energy | 85 | 13781 | IOU | 03133708 | 7.5 | Solar |  |  | Interconnected | Trade Secret | Trade | NOF | NOF061 | Residential | Solar*Rewards | Trade Secret | 2013 | 2013
20263-228838-01 | Xcel Energy | 85 | 13781 | IOU | 03230687 | 14.994 | Solar |  |  | Interconnected | Trade Secret | Trade | BYT | BYT072 | Residential | Solar*Rewards | Trade Secret | 2019 | 2019
20263-228838-01 | Xcel Energy | 85 | 13781 | IOU | 04757841 | 5 | Storage |  |  | Interconnected | Trade Secret | Trade | BYT | BYT072 | Residential |  | Trade Secret | 2021 | 2022
20263-228838-01 | Xcel Energy | 85 | 13781 | IOU | 06169895 | 6.912 | Solar |  |  | Interconnected | Trade Secret | Trade | APA | APA075 | Residential | Solar*Rewards | Trade Secret | 2025 | 2025
20263-228838-01 | Xcel Energy | 85 | 13781 | IOU | 03993435 | 6.6 | Solar |  |  | Interconnected | Trade Secret | Trade | LIN | LIN031 | Residential | Solar*Rewards | Trade Secret | 2020 | 2021
20263-228838-01 | Xcel Energy | 85 | 13781 | IOU | 03920629 | 6.05 | Solar |  |  | Active Application | Trade Secret | Trade | LIN | LIN031 | Residential | Solar*Rewards | Trade Secret | 2020
20263-228838-01 | Xcel Energy | 85 | 13781 | IOU | 03134499 | 10.01 | Solar |  |  | Interconnected | Trade Secret | Trade | GSL | GSL065 | Residential | Made in Minnesota | Trade Secret | 2015 | 2016
20263-228838-01 | Xcel Energy | 85 | 13781 | IOU | 06125536 | 6.912 | Solar |  | X | Interconnected | Trade Secret | Trade | GLK | GLK061 | Residential | Solar*Rewards | Trade Secret | 2025 | 2025
20263-228838-01 | Xcel Energy | 85 | 13781 | IOU | 03132556 | 3.747 | Solar |  |  | Interconnected | Trade Secret | Trade | RIV | RIV073 | Residential | Solar*Rewards | Trade Secret | 2018 | 2018
20263-228838-01 | Xcel Energy | 85 | 13781 | IOU | 06056949 | 4.56 | Solar |  |  | Interconnected | Trade Secret | Trade | TWL | TWL081 | Residential | Solar*Rewards | Trade Secret | 2025 | 2025
20263-228838-01 | Xcel Energy | 85 | 13781 | IOU | 06228465 | 5.122 | Solar |  |  | Active Application | Trade Secret | Trade | CHE | CHE065 | Residential |  | Trade Secret | 2025
20263-228838-01 | Xcel Energy | 85 | 13781 | IOU | 05177034 | 14.5 | Solar |  |  | Interconnected | Trade Secret | Trade | ANN | ANN021 | Residential |  | Trade Secret | 2022 | 2023
20263-228838-01 | Xcel Energy | 85 | 13781 | IOU | OID3861962 | 7.616 | Solar |  | X | Interconnected | Trade Secret | Trade | SOU | SOU083 | Residential | Solar*Rewards | Trade Secret | 2019 | 2019
20263-228838-01 | Xcel Energy | 85 | 13781 | IOU | 06267199 | 5.933 | Solar |  |  | Active Application | Trade Secret | Trade | WCR | WCR322 | Residential |  | Trade Secret | 2025
20263-228838-01 | Xcel Energy | 85 | 13781 | IOU | 04951310 | 7.616 | Solar |  |  | Active Application | Trade Secret | Trade | SWN | SWN022 | Residential |  | Trade Secret | 2022
20263-228838-01 | Xcel Energy | 85 | 13781 | IOU | 04797742 | 6.38 | Solar |  |  | Interconnected | Trade Secret | Trade | WCS | WCS072 | Residential |  | Trade Secret | 2022 | 2022
20263-228838-01 | Xcel Energy | 85 | 13781 | IOU | 04868550 | 6.576 | Solar |  |  | Interconnected | Trade Secret | Trade | FSL | FSL312 | Residential | Solar*Rewards | Trade Secret | 2022 | 2022
20263-228838-01 | Xcel Energy | 85 | 13781 | IOU | 04275513 | 6 | Solar |  |  | Interconnected | Trade Secret | Trade | ECK | ECK321 | Residential | Solar*Rewards | Trade Secret | 2021 | 2021
20263-228838-01 | Xcel Energy | 85 | 13781 | IOU | 06079786 | 11.5 | Storage |  |  | Interconnected | Trade Secret | Trade | DPN | DPN063 | Residential |  | Trade Secret | 2025 | 2025
20263-228838-01 | Xcel Energy | 85 | 13781 | IOU | 03133722 | 12.04 | Solar |  |  | Interconnected | Trade Secret | Trade | DND | DND071 | Residential | Solar*Rewards | Trade Secret | 2013 | 2013
20263-228838-01 | Xcel Energy | 85 | 13781 | IOU | 04591910 | 23.51 | Solar |  |  | Interconnected | Trade Secret | Trade | SOU | SOU084 | Commercial | Solar*Rewards | Trade Secret | 2021 | 2022
20263-228838-01 | Xcel Energy | 85 | 13781 | IOU | 05453267 | 3.48 | Solar |  |  | Interconnected | Trade Secret | Trade | SLP | SLP084 | Residential | Solar*Rewards | Trade Secret | 2023 | 2023
20263-228838-01 | Xcel Energy | 85 | 13781 | IOU | 06208260 | 5.584 | Solar |  |  | Interconnected | Trade Secret | Trade | DBL | DBL063 | Residential | Solar*Rewards | Trade Secret | 2025 | 2025
20263-228838-01 | Xcel Energy | 85 | 13781 | IOU | 05613763 | 5.22 | Solar |  |  | Interconnected | Trade Secret | Trade | SHP | SHP072 | Residential |  | Trade Secret | 2023 | 2023
20263-228838-01 | Xcel Energy | 85 | 13781 | IOU | 03133989 | 3 | Solar |  |  | Interconnected | Trade Secret | Trade | WAB | WAB021 | Residential | Solar*Rewards | Trade Secret | 2014 | 2014
20263-228838-01 | Xcel Energy | 85 | 13781 | IOU | 03133898 | 9.5 | Solar |  |  | Interconnected | Trade Secret | Trade | WAB | WAB021 | Residential | Made in Minnesota | Trade Secret | 2014 | 2014
20263-228838-01 | Xcel Energy | 85 | 13781 | IOU | SRO29880 | 9.5 | Solar |  |  | Withdrawn | Trade Secret | Trade | WAB | WAB021 | Residential | Solar*Rewards | Trade Secret | 2013
20263-228838-01 | Xcel Energy | 85 | 13781 | IOU | 05621161 | 7.68 | Solar |  |  | Interconnected | Trade Secret | Trade | FSL | FSL312 | Residential |  | Trade Secret | 2023 | 2024
20263-228838-01 | Xcel Energy | 85 | 13781 | IOU | 05360034 | 3.49 | Solar |  |  | Active Application | Trade Secret | Trade | SOU | SOU086 | Residential | Solar*Rewards | Trade Secret | 2023
20263-228838-01 | Xcel Energy | 85 | 13781 | IOU | 06122839 | 4.555 | Solar |  |  | Interconnected | Trade Secret | Trade | WIL | WIL073 | Residential | Solar*Rewards | Trade Secret | 2025 | 2025
20263-228838-01 | Xcel Energy | 85 | 13781 | IOU | 04923802 | 6.09 | Solar |  |  | Interconnected | Trade Secret | Trade | SOU | SOU064 | Residential | Solar*Rewards | Trade Secret | 2022 | 2022
20263-228838-01 | Xcel Energy | 85 | 13781 | IOU | 03135061 | 12.63 | Solar |  |  | Interconnected | Trade Secret | Trade | NER | NER021 | Residential | Solar*Rewards | Trade Secret | 2016 | 2016
20263-228838-01 | Xcel Energy | 85 | 13781 | IOU | 04793959 | 5.054 | Solar |  |  | Interconnected | Trade Secret | Trade | HYL | HYL071 | Residential | Solar*Rewards | Trade Secret | 2022 | 2022
20263-228838-01 | Xcel Energy | 85 | 13781 | IOU | 04793485 | 5.51 | Solar |  |  | Interconnected | Trade Secret | Trade | SOU | SOU079 | Residential | Solar*Rewards | Trade Secret | 2022 | 2022
20263-228838-01 | Xcel Energy | 85 | 13781 | IOU | 04767840 | 9.994 | Solar |  |  | Interconnected | Trade Secret | Trade | WIL | WIL084 | Residential |  | Trade Secret | 2021 | 2022
20263-228838-01 | Xcel Energy | 85 | 13781 | IOU | 03336535 | 3.747 | Solar |  |  | Interconnected | Trade Secret | Trade | SLP | SLP076 | Residential | Solar*Rewards | Trade Secret | 2019 | 2020
20263-228838-01 |  |  |  |  | OID3949635 |  | Solar |  |  | Withdrawn | Trade Secret | Trade | SLP | SLP076 | Residential | Solar*Rewards |  | 2019
20263-228838-01 | Xcel Energy | 85 | 13781 | IOU | SRO29497 | 36 | Solar |  |  | Withdrawn | Trade Secret | Trade | PKY | PKY021 | Commercial | Solar*Rewards | Trade Secret | 2013
20263-228838-01 | Xcel Energy | 85 | 13781 | IOU | 05934950 | 9.994 | Solar |  |  | Interconnected | Trade Secret | Trade | HSN | HSN312 | Residential |  | Trade Secret | 2024 | 2025
20263-228838-01 | Xcel Energy | 85 | 13781 | IOU | OID2914082 | 6 | Solar |  |  | Withdrawn | Trade Secret | Trade | CHI | CHI311 | Residential | Solar*Rewards | Trade Secret | 2017
20263-228838-01 | Xcel Energy | 85 | 13781 | IOU | 03131723 | 6 | Solar |  |  | Interconnected | Trade Secret | Trade | CHI | CHI311 | Residential | Made in Minnesota | Trade Secret | 2017 | 2017
20263-228838-01 | Xcel Energy | 85 | 13781 | IOU | 06268973 | 22.92 | Solar |  |  | Withdrawn | Trade Secret | Trade | LOK | LOK061 | Residential |  | Trade Secret | 2025
20263-228838-01 | Xcel Energy | 85 | 13781 | IOU | 06280799 | 22.92 | Solar |  | X | Active Application | Trade Secret | Trade | LOK | LOK061 | Residential |  | Trade Secret | 2025
20263-228838-01 | Xcel Energy | 85 | 13781 | IOU | OID2044516 | 18 | Solar |  |  | Withdrawn | Trade Secret | Trade | EDA | EDA072 | Commercial | Solar*Rewards | Trade Secret | 2014
20263-228838-01 | Xcel Energy | 85 | 13781 | IOU | 04793695 | 10.44 | Solar |  |  | Interconnected | Trade Secret | Trade | STY | STY065 | Commercial | Solar*Rewards | Trade Secret | 2022 | 2023
20263-228838-01 | Xcel Energy | 85 | 13781 | IOU | 06228570 | 5.226 | Solar |  |  | Interconnected | Trade Secret | Trade | STY | STY061 | Residential |  | Trade Secret | 2025 | 2025
20263-228838-01 |  |  |  |  | 06112881 |  | Solar |  |  | Active Application | Trade Secret | Trade | GRC | GRC311 | Residential | Solar*Rewards |  | 2025
20263-228838-01 | Xcel Energy | 85 | 13781 | IOU | 04089967 | 9.994 | Solar |  |  | Interconnected | Trade Secret | Trade | GLK | GLK074 | Residential |  | Trade Secret | 2020 | 2021
20263-228838-01 | Xcel Energy | 85 | 13781 | IOU | 04990628 | 40 | Solar |  |  | Interconnected | Trade Secret | Trade | WES | WES064 | Commercial | Solar*Rewards | Trade Secret | 2022 | 2023
20263-228838-01 | Xcel Energy | 85 | 13781 | IOU | 05507812 | 3.792 | Solar |  |  | Withdrawn | Trade Secret | Trade | APA | APA067 | Residential | Solar*Rewards | Trade Secret | 2023
20263-228838-01 | Xcel Energy | 85 | 13781 | IOU | 05521538 | 6.004 | Solar |  |  | Interconnected | Trade Secret | Trade | APA | APA067 | Residential |  | Trade Secret | 2023 | 2023
20263-228838-01 | Xcel Energy | 85 | 13781 | IOU | OID2395343 | 20 | Solar |  |  | Withdrawn | Trade Secret | Trade | LEX | LEX064 | Commercial | Solar*Rewards | Trade Secret | 2015
20263-228838-01 | Xcel Energy | 85 | 13781 | IOU | 06228489 | 5.76 | Solar |  |  | Active Application | Trade Secret | Trade | GSL | GSL342 | Residential |  | Trade Secret | 2025
20263-228838-01 | Xcel Energy | 85 | 13781 | IOU | 06013259 | 4.355 | Solar |  |  | Interconnected | Trade Secret | Trade | RIV | RIV073 | Residential | Solar*Rewards | Trade Secret | 2024 | 2025
20263-228838-01 | Xcel Energy | 85 | 13781 | IOU | 05696519 | 67.299 | Solar |  |  | Interconnected | Trade Secret | Trade | WAT | WAT221 | Commercial |  | Trade Secret | 2024 | 2025
20263-228838-01 | Xcel Energy | 85 | 13781 | IOU | OID2019217 | 18 | Solar |  |  | Withdrawn | Trade Secret | Trade | TWL | TWL068 | Commercial | Solar*Rewards | Trade Secret | 2014
20263-228838-01 | Xcel Energy | 85 | 13781 | IOU | 05574014 | 15.75 | Solar |  |  | Active Application | Trade Secret | Trade | BEL | BEL061 | Residential | Solar*Rewards | Trade Secret | 2023
20263-228838-01 | Xcel Energy | 85 | 13781 | IOU | 04393799 | 22.05 | Solar |  |  | Interconnected | Trade Secret | Trade | BEL | BEL061 | Residential | Solar*Rewards | Trade Secret | 2021 | 2024
20263-228838-01 | Xcel Energy | 85 | 13781 | IOU | 06186993 | 6.967 | Solar |  |  | Interconnected | Trade Secret | Trade | CRL | CRL065 | Residential | Solar*Rewards | Trade Secret | 2025 | 2025
20263-228838-01 | Xcel Energy | 85 | 13781 | IOU | 05812371 | 6.046 | Solar |  |  | Interconnected | Trade Secret | Trade | RVA | RVA061 | Residential |  | Trade Secret | 2024 | 2025
20263-228838-01 | Xcel Energy | 85 | 13781 | IOU | 04861882 | 6.576 | Solar |  |  | Interconnected | Trade Secret | Trade | HOL | HOL071 | Residential | Solar*Rewards | Trade Secret | 2022 | 2022
20263-228838-01 | Xcel Energy | 85 | 13781 | IOU | 05962286 | 2.925 | Solar |  |  | Withdrawn | Trade Secret | Trade | TLK | TLK067 | Residential |  | Trade Secret | 2024
20263-228838-01 | Xcel Energy | 85 | 13781 | IOU | 04682307 | 8.7 | Solar |  |  | Interconnected | Trade Secret | Trade | SOU | SOU076 | Residential |  | Trade Secret | 2021 | 2021
20263-228838-01 | Xcel Energy | 85 | 13781 | IOU | 06051680 | 9.216 | Solar |  |  | Interconnected | Trade Secret | Trade | MND | MND071 | Residential | Solar*Rewards | Trade Secret | 2025 | 2025
20263-228838-01 | Xcel Energy | 85 | 13781 | IOU | 03923471 | 8.027 | Solar |  |  | Interconnected | Trade Secret | Trade | SOU | SOU072 | Residential | Solar*Rewards | Trade Secret | 2020 | 2021
20263-228838-01 | Xcel Energy | 85 | 13781 | IOU | 05431645 | 5.51 | Solar |  |  | Interconnected | Trade Secret | Trade | MPK | MPK062 | Residential | Solar*Rewards | Trade Secret | 2023 | 2023
20263-228838-01 | Xcel Energy | 85 | 13781 | IOU | 06189095 | 5.226 | Solar |  |  | Active Application | Trade Secret | Trade | WES | WES074 | Residential | Solar*Rewards | Trade Secret | 2025
20263-228838-01 | Xcel Energy | 85 | 13781 | IOU | 06145020 | 7.616 | Solar |  |  | Interconnected | Trade Secret | Trade | WYO | WYO022 | Residential | Solar*Rewards | Trade Secret | 2025 | 2025
20263-228838-01 | Xcel Energy | 85 | 13781 | IOU | 03134647 | 5 | Solar |  |  | Interconnected | Trade Secret | Trade | EXC | EXC062 | Residential | Made in Minnesota | Trade Secret | 2015 | 2016
20263-228838-01 | Xcel Energy | 85 | 13781 | IOU | 03133631 | 7 | Solar |  |  | Interconnected | Trade Secret | Trade | SAK | SAK321 | Residential | Solar*Rewards | Trade Secret | 2012 | 2012
20263-228838-01 | Xcel Energy | 85 | 13781 | IOU | 03133278 | 5 | Solar |  |  | Interconnected | Trade Secret | Trade | SLP | SLP084 | Residential | Solar*Rewards | Trade Secret | 2011 | 2012
20263-228838-01 | Xcel Energy | 85 | 13781 | IOU | 03924856 | 5 | Solar |  |  | Active Application | Trade Secret | Trade | APA | APA064 | Residential | Solar*Rewards | Trade Secret | 2020
20263-228838-01 | Xcel Energy | 85 | 13781 | IOU | 04041245 | 6.6 | Solar |  |  | Interconnected | Trade Secret | Trade | FRM | FRM062 | Residential | Solar*Rewards | Trade Secret | 2021 | 2021
20263-228838-01 | Xcel Energy | 85 | 13781 | IOU | OID2019173 | 8.64 | Solar |  |  | Withdrawn | Trade Secret | Trade | FSL | FSL311 | Residential | Solar*Rewards | Trade Secret | 2014
20263-228838-01 | Xcel Energy | 85 | 13781 | IOU | 05211655 | 3.77 | Solar |  |  | Interconnected | Trade Secret | Trade | GLK | GLK074 | Residential |  | Trade Secret | 2022 | 2023
20263-228838-01 | Xcel Energy | 85 | 13781 | IOU | 05356720 | 13.96 | Solar |  |  | Interconnected | Trade Secret | Trade | RAM | RAM077 | Residential | Solar*Rewards | Trade Secret | 2023 | 2023
20263-228838-01 | Xcel Energy | 85 | 13781 | IOU | 05295161 | 12.76 | Solar |  |  | Withdrawn | Trade Secret | Trade | TSS | TSS061 | Residential |  | Trade Secret | 2022
20263-228838-01 | Xcel Energy | 85 | 13781 | IOU | 03133145 | 1.05 | Solar |  |  | Interconnected | Trade Secret | Trade | ZUM | ZUM022 | Residential | Solar*Rewards | Trade Secret | 2010 | 2016
20263-228838-01 | Xcel Energy | 85 | 13781 | IOU | 03134915 | 9.94 | Solar |  |  | Interconnected | Trade Secret | Trade | ZUM | ZUM022 | Residential | Made in Minnesota | Trade Secret | 2016 | 2010
20263-228838-01 | Xcel Energy | 85 | 13781 | IOU | OID2019221 | 7.2 | Solar |  |  | Withdrawn | Trade Secret | Trade | WSG | WSG362 | Residential | Solar*Rewards | Trade Secret | 2014
20263-228838-01 | Xcel Energy | 85 | 13781 | IOU | 06321907 | 7.25 | Solar |  |  | Active Application | Trade Secret | Trade | WIL | WIL091 | Residential | Solar*Rewards | Trade Secret | 2026
20263-228838-01 | Xcel Energy | 85 | 13781 | IOU | 04793740 | 3.48 | Solar |  |  | Interconnected | Trade Secret | Trade | SOU | SOU079 | Residential | Solar*Rewards | Trade Secret | 2022 | 2022
20263-228838-01 | Xcel Energy | 85 | 13781 | IOU | 06202258 | 9.109 | Solar |  | X | Interconnected | Trade Secret | Trade | AFT | AFT315 | Residential | Solar*Rewards | Trade Secret | 2025 | 2025
20263-228838-01 | Xcel Energy | 85 | 13781 | IOU | 03134966 | 8.64 | Solar |  |  | Interconnected | Trade Secret | Trade | CHI | CHI311 | Residential | Made in Minnesota | Trade Secret | 2016 | 2016
20263-228838-01 | Xcel Energy | 85 | 13781 | IOU | 03133749 | 35 | Solar |  |  | Interconnected | Trade Secret | Trade | TLK | TLK071 | Commercial | Solar*Rewards | Trade Secret | 2013 | 2013
20263-228838-01 | Xcel Energy | 85 | 13781 | IOU | 03132076 | 5 | Solar |  |  | Interconnected | Trade Secret | Trade | AFT | AFT315 | Residential | Solar*Rewards | Trade Secret | 2017 | 2018
20263-228838-01 | Xcel Energy | 85 | 13781 | IOU | 06338026 | 11.5 | Solar |  |  | Active Application | Trade Secret | Trade | ALD | ALD095 | Residential | Solar*Rewards | Trade Secret | 2026
20263-228838-01 | Xcel Energy | 85 | 13781 | IOU | 06016773 | 6.097 | Solar |  |  | Interconnected | Trade Secret | Trade | SOU | SOU083 | Residential | Solar*Rewards | Trade Secret | 2024 | 2025
20263-228838-01 | Xcel Energy | 85 | 13781 | IOU | OID3492524 | 3.36 | Solar |  |  | Withdrawn | Trade Secret | Trade | ALD | ALD076 | Residential | Solar*Rewards | Trade Secret | 2018
20263-228838-01 | Xcel Energy | 85 | 13781 | IOU | 05565029 | 7.63 | Solar |  |  | Interconnected | Trade Secret | Trade | CTR | CTR021 | Residential | Solar*Rewards | Trade Secret | 2023 | 2024
20263-228838-01 | Xcel Energy | 85 | 13781 | IOU | 03131199 | 80 | Biogas |  |  | Interconnected | Trade Secret | Trade | ELP | ELP075 | Residential |  | Trade Secret | 2014 | 2014
20263-228838-01 | Xcel Energy | 85 | 13781 | IOU | 03478956 | 9.86 | Solar |  |  | Interconnected | Trade Secret | Trade | RLK | RLK066 | Residential | Solar*Rewards | Trade Secret | 2019 | 2020
20263-228838-01 | Xcel Energy | 85 | 13781 | IOU | 05732531 | 6.93 | Solar |  |  | Withdrawn | Trade Secret | Trade | SOU | SOU064 | Residential | Solar*Rewards | Trade Secret | 2024
20263-228838-01 | Xcel Energy | 85 | 13781 | IOU | 05743784 | 7.56 | Solar |  |  | Interconnected | Trade Secret | Trade | SOU | SOU064 | Residential | Solar*Rewards | Trade Secret | 2024 | 2024
20263-228838-01 | Xcel Energy | 85 | 13781 | IOU | 03132595 | 11.39 | Solar |  |  | Interconnected | Trade Secret | Trade | SOU | SOU063 | Residential | Solar*Rewards | Trade Secret | 2018 | 2018
20263-228838-01 | Xcel Energy | 85 | 13781 | IOU | OID3416789 | 7.63 | Solar |  |  | Withdrawn | Trade Secret | Trade | SOU | SOU063 | Residential | Solar*Rewards | Trade Secret | 2018
20263-228838-01 | Xcel Energy | 85 | 13781 | IOU | 03130010 | 9.28 | Solar |  |  | Interconnected | Trade Secret | Trade | LCR | LCR311 | Residential | Solar*Rewards | Trade Secret | 2018 | 2019
20263-228838-01 | Xcel Energy | 85 | 13781 | IOU | OID2250762 | 19.5 | Solar |  |  | Withdrawn | Trade Secret | Trade | WAB | WAB031 | Residential | Solar*Rewards | Trade Secret | 2015
20263-228838-01 | Xcel Energy | 85 | 13781 | IOU | 03134407 | 12 | Solar |  |  | Interconnected | Trade Secret | Trade | WAB | WAB031 | Residential | Made in Minnesota | Trade Secret | 2015 | 2015
20263-228838-01 | Xcel Energy | 85 | 13781 | IOU | 03954707 | 6 | Solar |  |  | Interconnected | Trade Secret | Trade | UPP | UPP063 | Residential | Solar*Rewards | Trade Secret | 2020 | 2020
20263-228838-01 | Xcel Energy | 85 | 13781 | IOU | 03132904 | 7.625 | Solar |  |  | Interconnected | Trade Secret | Trade | APA | APA077 | Residential | Solar*Rewards | Trade Secret | 2018 | 2019
20263-228838-01 | Xcel Energy | 85 | 13781 | IOU | 05356897 | 2.835 | Solar |  |  | Interconnected | Trade Secret | Trade | SOU | SOU075 | Residential | Solar*Rewards | Trade Secret | 2023 | 2023
20263-228838-01 | Xcel Energy | 85 | 13781 | IOU | 05518235 | 3.84 | Solar |  |  | Interconnected | Trade Secret | Trade | CRL | CRL033 | Residential | Solar*Rewards | Trade Secret | 2023 | 2023
20263-228838-01 | Xcel Energy | 85 | 13781 | IOU | 05665105 | 3.465 | Solar |  |  | Interconnected | Trade Secret | Trade | OAD | OAD063 | Residential |  | Trade Secret | 2023 | 2024
20263-228838-01 | Xcel Energy | 85 | 13781 | IOU | 04414519 | 9.995 | Solar |  |  | Interconnected | Trade Secret | Trade | WES | WES065 | Commercial | Solar*Rewards | Trade Secret | 2021 | 2021
20263-228838-01 | Xcel Energy | 85 | 13781 | IOU | 05523036 | 25 | Solar |  |  | Interconnected | Trade Secret | Trade | WES | WES065 | Commercial |  | Trade Secret | 2023 | 2024
20263-228838-01 | Xcel Energy | 85 | 13781 | IOU | 03134461 | 10.01 | Solar |  |  | Interconnected | Trade Secret | Trade | BYT | BYT061 | Residential | Made in Minnesota | Trade Secret | 2015 | 2015
20263-228838-01 | Xcel Energy | 85 | 13781 | IOU | 05147882 | 4.06 | Solar |  |  | Interconnected | Trade Secret | Trade | DBL | DBL066 | Residential |  | Trade Secret | 2022 | 2022
20263-228838-01 | Xcel Energy | 85 | 13781 | IOU | OID3753433 | 9.36 | Solar |  | X | Withdrawn | Trade Secret | Trade | RLK | RLK071 | Residential | Solar*Rewards | Trade Secret | 2019
20263-228838-01 | Xcel Energy | 85 | 13781 | IOU | OID3834199 | 11.31 | Solar |  |  | Withdrawn | Trade Secret | Trade | RLK | RLK071 | Residential | Solar*Rewards | Trade Secret | 2019
20263-228838-01 | Xcel Energy | 85 | 13781 | IOU | 06226283 | 7.548 | Solar |  |  | Interconnected | Trade Secret | Trade | HUG | HUG312 | Residential |  | Trade Secret | 2025 | 2025
20263-228838-01 | Xcel Energy | 85 | 13781 | IOU | 06136231 | 9.109 | Solar |  |  | Interconnected | Trade Secret | Trade | AFT | AFT321 | Residential | Solar*Rewards | Trade Secret | 2025 | 2025
20263-228838-01 | Xcel Energy | 85 | 13781 | IOU | 04794259 | 3.747 | Solar |  |  | Interconnected | Trade Secret | Trade | ALD | ALD073 | Residential | Solar*Rewards | Trade Secret | 2022 | 2022
20263-228838-01 | Xcel Energy | 85 | 13781 | IOU | 05271869 | 7.83 | Solar |  |  | Interconnected | Trade Secret | Trade | AFT | AFT321 | Residential |  | Trade Secret | 2022 | 2023
20263-228838-01 | Xcel Energy | 85 | 13781 | IOU | 05291762 | 9.994 | Solar |  |  | Interconnected | Trade Secret | Trade | MEL | MEL088 | Residential | Solar*Rewards | Trade Secret | 2022 | 2023
20263-228838-01 | Xcel Energy | 85 | 13781 | IOU | 05866924 | 5.052 | Solar |  |  | Interconnected | Trade Secret | Trade | MOL | MOL079 | Residential |  | Trade Secret | 2024 | 2025
20263-228838-01 | Xcel Energy | 85 | 13781 | IOU | 03290827 | 5.04 | Solar |  |  | Interconnected | Trade Secret | Trade | MEL | MEL069 | Residential | Solar*Rewards | Trade Secret | 2019 | 2020
20263-228838-01 | Xcel Energy | 85 | 13781 | IOU | 03130503 | 2.962 | Solar |  |  | Interconnected | Trade Secret | Trade | ALD | ALD085 | Residential | Solar*Rewards | Trade Secret | 2018 | 2019
20263-228838-01 | Xcel Energy | 85 | 13781 | IOU | 05310232 | 4 | Solar |  |  | Interconnected | Trade Secret | Trade | AHI | AHI063 | Residential |  | Trade Secret | 2022 | 2023
20263-228838-01 | Xcel Energy | 85 | 13781 | IOU | 04358642 | 25 | Wind |  |  | Interconnected | Trade Secret | Trade | CLC | CLC221 | Commercial |  | Trade Secret | 2021 | 2022
20263-228838-01 | Xcel Energy | 85 | 13781 | IOU | 03679439 | 10.819 | Solar |  |  | Interconnected | Trade Secret | Trade | CTF | CTF021 | Residential | Solar*Rewards | Trade Secret | 2020 | 2020
20263-228838-01 | Xcel Energy | 85 | 13781 | IOU | 06237145 | 11.517 | Solar |  | X | Active Application | Trade Secret | Trade | VKG | VKG072 | Residential |  | Trade Secret | 2025
20263-228838-01 | Xcel Energy | 85 | 13781 | IOU | 03667769 | 66.6 | Solar |  |  | Interconnected | Trade Secret | Trade | GRC | GRC062 | Commercial |  | Trade Secret | 2020 | 2021
20263-228838-01 | Xcel Energy | 85 | 13781 | IOU | 06235127 | 4.592 | Solar |  |  | Active Application | Trade Secret | Trade | CGR | CGR063 | Residential |  | Trade Secret | 2025
20263-228838-01 | Xcel Energy | 85 | 13781 | IOU | 03130306 | 7.616 | Solar |  |  | Interconnected | Trade Secret | Trade | APA | APA067 | Residential | Solar*Rewards | Trade Secret | 2019 | 2020
20263-228838-01 | Xcel Energy | 85 | 13781 | IOU | 06086470 | 23.912 | Solar |  |  | Interconnected | Trade Secret | Trade | MEL | MEL068 | Residential | Solar*Rewards | Trade Secret | 2025 | 2025
20263-228838-01 | Xcel Energy | 85 | 13781 | IOU | 05729153 | 11.933 | Solar |  | X | Withdrawn | Trade Secret | Trade | MEL | MEL068 | Residential | Solar*Rewards | Trade Secret | 2024
20263-228838-01 | Xcel Energy | 85 | 13781 | IOU | 05720469 | 11.933 | Solar |  |  | Withdrawn | Trade Secret | Trade | MEL | MEL068 | Residential | Solar*Rewards | Trade Secret | 2024
20263-228838-01 | Xcel Energy | 85 | 13781 | IOU | 05844633 | 6.046 | Solar |  |  | Active Application | Trade Secret | Trade | RLK | RLK069 | Residential |  | Trade Secret | 2024
20263-228838-01 | Xcel Energy | 85 | 13781 | IOU | 04375682 | 6.96 | Solar |  |  | Interconnected | Trade Secret | Trade | HUG | HUG321 | Residential | Solar*Rewards | Trade Secret | 2021 | 2021
20263-228838-01 | Xcel Energy | 85 | 13781 | IOU | 05162488 | 13.63 | Solar |  |  | Interconnected | Trade Secret | Trade | RLK | RLK069 | Residential |  | Trade Secret | 2022 | 2022
20263-228838-01 | Xcel Energy | 85 | 13781 | IOU | 04685293 | 13.34 | Solar |  |  | Interconnected | Trade Secret | Trade | RLK | RLK069 | Residential |  | Trade Secret | 2021 | 2022
20263-228838-01 | Xcel Energy | 85 | 13781 | IOU | 06190814 | 7.678 | Solar |  |  | Interconnected | Trade Secret | Trade | GVW | GVW021 | Residential |  | Trade Secret | 2025 | 2025
20263-228838-01 | Xcel Energy | 85 | 13781 | IOU | 03134842 | 5 | Solar |  |  | Interconnected | Trade Secret | Trade | DND | DND071 | Residential | Solar*Rewards | Trade Secret | 2016 | 2016
20263-228838-01 | Xcel Energy | 85 | 13781 | IOU | 04022008 | 3.36 | Solar |  |  | Interconnected | Trade Secret | Trade | FSL | FSL311 | Residential |  | Trade Secret | 2021 | 2021
20263-228838-01 | Xcel Energy | 85 | 13781 | IOU | 06220495 | 5.763 | Solar |  |  | Interconnected | Trade Secret | Trade | AFT | AFT321 | Residential |  | Trade Secret | 2025 | 2025
20263-228838-01 | Xcel Energy | 85 | 13781 | IOU | 06164885 | 5.314 | Solar |  |  | Interconnected | Trade Secret | Trade | SOU | SOU083 | Residential | Solar*Rewards | Trade Secret | 2025 | 2025
20263-228838-01 | Xcel Energy | 85 | 13781 | IOU | 06058614 | 4.886 | Solar |  |  | Interconnected | Trade Secret | Trade | WIL | WIL093 | Residential | Solar*Rewards | Trade Secret | 2025 | 2025
20263-228838-01 |  |  |  |  | 06340033 |  |  |  |  | Active Application | Trade Secret | Trade | BRP | BRP072 | Residential |  |  | 2026
20263-228838-01 | Xcel Energy | 85 | 13781 | IOU | 06217322 | 14.794 | Solar |  |  | Interconnected | Trade Secret | Trade | FRM | FRM071 | Residential |  | Trade Secret | 2025 | 2026
20263-228838-01 | Xcel Energy | 85 | 13781 | IOU | 03132940 | 4.08 | Solar |  |  | Interconnected | Trade Secret | Trade | ALD | ALD088 | Residential | Solar*Rewards | Trade Secret | 2018 | 2019
20263-228838-01 | Xcel Energy | 85 | 13781 | IOU | 05848965 | 4.608 | Solar |  |  | Withdrawn | Trade Secret | Trade | HWW | HWW074 | Residential | Solar*Rewards | Trade Secret | 2024
20263-228838-01 | Xcel Energy | 85 | 13781 | IOU | 06035913 | 3.796 | Solar |  |  | Interconnected | Trade Secret | Trade | GNL | GNL062 | Residential |  | Trade Secret | 2024 | 2025
20263-228838-01 | Xcel Energy | 85 | 13781 | IOU | 05357024 | 4.188 | Solar |  |  | Interconnected | Trade Secret | Trade | MPK | MPK074 | Residential | Solar*Rewards | Trade Secret | 2023 | 2023
20263-228838-01 | Xcel Energy | 85 | 13781 | IOU | 06087859 | 8.064 | Solar |  |  | Withdrawn | Trade Secret | Trade | BRP | BRP061 | Residential | Solar*Rewards | Trade Secret | 2025
20263-228838-01 | Xcel Energy | 85 | 13781 | IOU | 06091716 | 8.064 | Solar |  |  | Interconnected | Trade Secret | Trade | BRP | BRP061 | Residential |  | Trade Secret | 2025 | 2025
20263-228838-01 | Xcel Energy | 85 | 13781 | IOU | 03134140 | 9.5 | Solar |  |  | Interconnected | Trade Secret | Trade | WIL | WIL071 | Residential | Made in Minnesota | Trade Secret | 2014 | 2014
20263-228838-01 | Xcel Energy | 85 | 13781 | IOU | SRO29682 | 8.4 | Solar |  |  | Withdrawn | Trade Secret | Trade | WIL | WIL071 | Residential | Solar*Rewards | Trade Secret | 2013
20263-228838-01 | Xcel Energy | 85 | 13781 | IOU | 04203927 | 6 | Solar |  |  | Active Application | Trade Secret | Trade | WTN | WTN061 | Residential | Solar*Rewards | Trade Secret | 2020
20263-228838-01 | Xcel Energy | 85 | 13781 | IOU | 03790306 | 6 | Solar |  |  | Active Application | Trade Secret | Trade | WTN | WTN061 | Residential | Solar*Rewards | Trade Secret | 2020
20263-228838-01 | Xcel Energy | 85 | 13781 | IOU | 05393566 | 8.12 | Solar |  |  | Interconnected | Trade Secret | Trade | MPK | MPK064 | Residential |  | Trade Secret | 2023 | 2023
20263-228838-01 | Xcel Energy | 85 | 13781 | IOU | 05446611 | 8.99 | Solar |  |  | Interconnected | Trade Secret | Trade | MPK | MPK064 | Residential |  | Trade Secret | 2023 | 2023
20263-228838-01 | Xcel Energy | 85 | 13781 | IOU | 05357022 | 7.54 | Solar |  |  | Withdrawn | Trade Secret | Trade | MPK | MPK064 | Residential | Solar*Rewards | Trade Secret | 2023
20263-228838-01 | Xcel Energy | 85 | 13781 | IOU | 03131113 | 500 | Other |  |  | Interconnected | Trade Secret | Trade | LEX | LEX075 | Commercial |  | Trade Secret | 2012 | 2012
20263-228838-01 | Xcel Energy | 85 | 13781 | IOU | 05131268 | 10.88 | Solar |  |  | Interconnected | Trade Secret | Trade | HUG | HUG312 | Residential |  | Trade Secret | 2022 | 2023
20263-228838-01 | Xcel Energy | 85 | 13781 | IOU | 06191194 | 7.6 | Solar |  |  | Withdrawn | Trade Secret | Trade | MOL | MOL072 | Residential | Solar*Rewards | Trade Secret | 2025
20263-228838-01 | Xcel Energy | 85 | 13781 | IOU | 06191149 | 7.6 | Solar |  |  | Interconnected | Trade Secret | Trade | MOL | MOL072 | Residential | Solar*Rewards | Trade Secret | 2025 | 2025
20263-228838-01 | Xcel Energy | 85 | 13781 | IOU | SRO29628 | 36 | Solar |  |  | Withdrawn | Trade Secret | Trade | WRR | WRR064 | Commercial | Solar*Rewards | Trade Secret | 2013
20263-228838-01 | Xcel Energy | 85 | 13781 | IOU | 05190066 | 250 | Solar |  |  | Active Application | Trade Secret | Trade | WRR | WRR064 | Commercial |  | Trade Secret | 2022
20263-228838-01 | Xcel Energy | 85 | 13781 | IOU | 05851011 | 3.747 | Solar |  |  | Interconnected | Trade Secret | Trade | DBL | DBL065 | Residential |  | Trade Secret | 2024 | 2025
20263-228838-01 | Xcel Energy | 85 | 13781 | IOU | 03133067 | 36 | Solar |  |  | Interconnected | Trade Secret | Trade | MGN | MGN211 | Commercial | Solar*Rewards | Trade Secret | 2013 | 2015
20263-228838-01 | Xcel Energy | 85 | 13781 | IOU | SRO12920 | 11.4 | Solar |  |  | Withdrawn | Trade Secret | Trade | MGN | MGN211 | Commercial | Solar*Rewards | Trade Secret | 2010
20263-228838-01 | Xcel Energy | 85 | 13781 | IOU | 04923769 | 7.63 | Solar |  |  | Active Application | Trade Secret | Trade | SLP | SLP075 | Residential |  | Trade Secret | 2022
20263-228838-01 | Xcel Energy | 85 | 13781 | IOU | 04917202 | 7.616 | Solar |  |  | Interconnected | Trade Secret | Trade | SLP | SLP075 | Residential |  | Trade Secret | 2022 | 2022
20263-228838-01 | Xcel Energy | 85 | 13781 | IOU | 03304496 | 2.962 | Solar |  |  | Interconnected | Trade Secret | Trade | TLK | TLK075 | Residential | Solar*Rewards | Trade Secret | 2019 | 2020
20263-228838-01 | Xcel Energy | 85 | 13781 | IOU | 04793734 | 3.747 | Solar |  |  | Interconnected | Trade Secret | Trade | SOU | SOU073 | Residential | Solar*Rewards | Trade Secret | 2022 | 2022
20263-228838-01 | Xcel Energy | 85 | 13781 | IOU | 06327612 | 6.282 | Solar |  |  | Active Application | Trade Secret | Trade | STY | STY073 | Residential | Solar*Rewards | Trade Secret | 2026
20263-228838-01 | Xcel Energy | 85 | 13781 | IOU | 04827384 | 2.32 | Solar |  |  | Interconnected | Trade Secret | Trade | SOU | SOU079 | Residential | Solar*Rewards | Trade Secret | 2022 | 2022
20263-228838-01 | Xcel Energy | 85 | 13781 | IOU | 03134114 | 7 | Solar |  |  | Interconnected | Trade Secret | Trade | GRC | GRC063 | Residential | Made in Minnesota | Trade Secret | 2014 | 2015
20263-228838-01 | Xcel Energy | 85 | 13781 | IOU | 05844681 | 20.52 | Solar |  |  | Interconnected | Trade Secret | Trade | NOF | NOF071 | Residential | Solar*Rewards | Trade Secret | 2024 | 2025
20263-228838-01 | Xcel Energy | 85 | 13781 | IOU | 05201407 | 7.04 | Solar |  |  | Interconnected | Trade Secret | Trade | STO | STO002 | Residential |  | Trade Secret | 2022 | 2023
20263-228838-01 | Xcel Energy | 85 | 13781 | IOU | 05356856 | 4.188 | Solar |  |  | Interconnected | Trade Secret | Trade | UPP | UPP085 | Residential | Solar*Rewards | Trade Secret | 2023 | 2023
20263-228838-01 | Xcel Energy | 85 | 13781 | IOU | 04509201 | 3.747 | Solar |  |  | Interconnected | Trade Secret | Trade | RWD | RWD062 | Residential |  | Trade Secret | 2021 | 2021
20263-228838-01 | Xcel Energy | 85 | 13781 | IOU | 04472380 | 3.747 | Solar |  |  | Active Application | Trade Secret | Trade | RWD | RWD062 | Residential | Solar*Rewards | Trade Secret | 2021
20263-228838-01 | Xcel Energy | 85 | 13781 | IOU | OID3578255 | 22.78 | Solar |  |  | Withdrawn | Trade Secret | Trade | WWK | WWK311 | Commercial | Solar*Rewards | Trade Secret | 2018
20263-228838-01 | Xcel Energy | 85 | 13781 | IOU | OID3607774 | 18 | Solar |  |  | Withdrawn | Trade Secret | Trade | WWK | WWK311 | Commercial | Solar*Rewards | Trade Secret | 2018
20263-228838-01 | Xcel Energy | 85 | 13781 | IOU | 03130421 | 2.16 | Solar |  |  | Interconnected | Trade Secret | Trade | NWA | NWA021 | Commercial | Solar*Rewards | Trade Secret | 2018 | 2019
20263-228838-01 | Xcel Energy | 85 | 13781 | IOU | 06141461 | 5.516 | Solar |  |  | Withdrawn | Trade Secret | Trade | SLP | SLP082 | Residential | Solar*Rewards | Trade Secret | 2025
20263-228838-01 | Xcel Energy | 85 | 13781 | IOU | 06140010 | 5.516 | Solar |  |  | Interconnected | Trade Secret | Trade | SLP | SLP082 | Residential | Solar*Rewards | Trade Secret | 2025 | 2025
20263-228838-01 | Xcel Energy | 85 | 13781 | IOU | 03132343 | 6.72 | Solar |  |  | Interconnected | Trade Secret | Trade | HYL | HYL063 | Residential | Solar*Rewards | Trade Secret | 2018 | 2018
20263-228838-01 | Xcel Energy | 85 | 13781 | IOU | 04938862 | 9.772 | Solar |  |  | Active Application | Trade Secret | Trade | CHI | CHI311 | Residential | Solar*Rewards | Trade Secret | 2022
20263-228838-01 | Xcel Energy | 85 | 13781 | IOU | 05531826 | 75 | Solar |  |  | Interconnected | Trade Secret | Trade | EDA | EDA061 | Commercial |  | Trade Secret | 2023 | 2025
20263-228838-01 | Xcel Energy | 85 | 13781 | IOU | 05938972 | 2.903 | Solar |  |  | Interconnected | Trade Secret | Trade | SOU | SOU069 | Residential | Solar*Rewards | Trade Secret | 2024 | 2024
20263-228838-01 | Xcel Energy | 85 | 13781 | IOU | 03132928 | 5 | Solar |  |  | Interconnected | Trade Secret | Trade | EBL | EBL084 | Residential | Solar*Rewards | Trade Secret | 2018 | 2018
20263-228838-01 | Xcel Energy | 85 | 13781 | IOU | 05958451 | 11.903 | Solar |  |  | Interconnected | Trade Secret | Trade | LEX | LEX074 | Residential |  | Trade Secret | 2024 | 2025
20263-228838-01 | Xcel Energy | 85 | 13781 | IOU | 05869070 | 8.064 | Solar |  |  | Interconnected | Trade Secret | Trade | ECK | ECK082 | Residential |  | Trade Secret | 2024 | 2024
20263-228838-01 | Xcel Energy | 85 | 13781 | IOU | 06218954 | 25 | Solar |  |  | Active Application | Trade Secret | Trade | MST | MST071 | Commercial |  | Trade Secret | 2025
20263-228838-01 | Xcel Energy | 85 | 13781 | IOU | 04082030 | 7.672 | Solar |  |  | Interconnected | Trade Secret | Trade | RPO | RPO312 | Residential |  | Trade Secret | 2021 | 2021
20263-228838-01 | Xcel Energy | 85 | 13781 | IOU | 05012568 | 12.18 | Solar |  |  | Interconnected | Trade Secret | Trade | CHE | CHE075 | Residential |  | Trade Secret | 2022 | 2023
20263-228838-01 | Xcel Energy | 85 | 13781 | IOU | 04285225 | 5.22 | Solar |  |  | Interconnected | Trade Secret | Trade | SOU | SOU063 | Residential | Solar*Rewards | Trade Secret | 2021 | 2021
20263-228838-01 |  |  |  |  | 04361855 |  | Solar |  |  | Active Application | Trade Secret | Trade | SOU | SOU063 | Residential | Solar*Rewards |  | 2021
20263-228838-01 | Xcel Energy | 85 | 13781 | IOU | 04117595 | 7.616 | Solar |  |  | Interconnected | Trade Secret | Trade | SHP | SHP072 | Residential | Solar*Rewards | Trade Secret | 2020 | 2021
20263-228838-01 | Xcel Energy | 85 | 13781 | IOU | 04603287 | 7.616 | Solar |  |  | Interconnected | Trade Secret | Trade | TWL | TWL063 | Residential |  | Trade Secret | 2021 | 2021
20263-228838-01 | Xcel Energy | 85 | 13781 | IOU | 03130830 | 20 | Wind |  |  | Interconnected | Trade Secret | Trade | MHW | MHW311 | Residential |  | Trade Secret | 2007 | 2008
20263-228838-01 | Xcel Energy | 85 | 13781 | IOU | SRO29903 | 5 | Solar |  |  | Withdrawn | Trade Secret | Trade | TER | TER061 | Residential | Solar*Rewards | Trade Secret | 2013
20263-228838-01 | Xcel Energy | 85 | 13781 | IOU | 05967959 | 3.28 | Solar |  |  | Active Application | Trade Secret | Trade | HWW | HWW071 | Residential | Solar*Rewards | Trade Secret | 2024
20263-228838-01 | Xcel Energy | 85 | 13781 | IOU | 06038856 | 14.976 | Solar |  |  | Active Application | Trade Secret | Trade | FRA | FRA001 | Residential | Solar*Rewards | Trade Secret | 2025
20263-228838-01 | Xcel Energy | 85 | 13781 | IOU | 04305879 | 8.22 | Solar |  |  | Interconnected | Trade Secret | Trade | WCS | WCS064 | Residential | Solar*Rewards | Trade Secret | 2021 | 2021
20263-228838-01 | Xcel Energy | 85 | 13781 | IOU | 03134317 | 10.01 | Solar |  |  | Interconnected | Trade Secret | Trade | APA | APA071 | Residential | Made in Minnesota | Trade Secret | 2015 | 2015
20263-228838-01 | Xcel Energy | 85 | 13781 | IOU | 03132588 | 15 | Solar |  |  | Interconnected | Trade Secret | Trade | AFT | AFT314 | Residential | Solar*Rewards | Trade Secret | 2018 | 2018
20263-228838-01 | Xcel Energy | 85 | 13781 | IOU | 03359875 | 6 | Solar |  |  | Interconnected | Trade Secret | Trade | MPK | MPK063 | Residential | Solar*Rewards | Trade Secret | 2019 | 2020
20263-228838-01 | Xcel Energy | 85 | 13781 | IOU | 03138647 | 6 | Solar |  |  | Interconnected | Trade Secret | Trade | SOU | SOU064 | Residential | Solar*Rewards | Trade Secret | 2019 | 2019
20263-228838-01 |  |  |  |  | OID3857959 |  | Solar |  |  | Withdrawn | Trade Secret | Trade | SOU | SOU064 | Residential | Solar*Rewards |  | 2019
20263-228838-01 | Xcel Energy | 85 | 13781 | IOU | 04312617 | 7.124 | Solar |  |  | Interconnected | Trade Secret | Trade | WCS | WCS064 | Residential | Solar*Rewards | Trade Secret | 2021 | 2021
20263-228838-01 | Xcel Energy | 85 | 13781 | IOU | 04362704 | 2.61 | Solar |  |  | Interconnected | Trade Secret | Trade | UPP | UPP082 | Residential | Solar*Rewards | Trade Secret | 2021 | 2021
20263-228838-01 | Xcel Energy | 85 | 13781 | IOU | 03634175 | 6.67 | Solar |  |  | Interconnected | Trade Secret | Trade | STY | STY061 | Residential | Solar*Rewards | Trade Secret | 2020 | 2020
20263-228838-01 | Xcel Energy | 85 | 13781 | IOU | 05826979 | 7.475 | Solar |  |  | Interconnected | Trade Secret | Trade | RAM | RAM062 | Residential | Solar*Rewards | Trade Secret | 2024 | 2024
20263-228838-01 | Xcel Energy | 85 | 13781 | IOU | 05368074 | 10.15 | Solar |  |  | Active Application | Trade Secret | Trade | TWL | TWL062 | Residential |  | Trade Secret | 2023
20263-228838-01 | Xcel Energy | 85 | 13781 | IOU | 05382811 | 10.15 | Solar |  |  | Interconnected | Trade Secret | Trade | TWL | TWL062 | Residential |  | Trade Secret | 2023 | 2023
20263-228838-01 | Xcel Energy | 85 | 13781 | IOU | 06186360 | 7.6 | Solar |  |  | Interconnected | Trade Secret | Trade | GRC | GRC312 | Residential | Solar*Rewards | Trade Secret | 2025 | 2025
20263-228838-01 | Xcel Energy | 85 | 13781 | IOU | 05169083 | 7.68 | Solar |  |  | Interconnected | Trade Secret | Trade | CHE | CHE064 | Residential |  | Trade Secret | 2022 | 2023
20263-228838-01 | Xcel Energy | 85 | 13781 | IOU | 06157270 | 4.064 | Solar |  |  | Interconnected | Trade Secret | Trade | RLK | RLK069 | Residential | Solar*Rewards | Trade Secret | 2025 | 2025
20263-228838-01 | Xcel Energy | 85 | 13781 | IOU | 03130523 | 13.616 | Solar |  |  | Interconnected | Trade Secret | Trade | WAB | WAB031 | Residential | Solar*Rewards | Trade Secret | 2018 | 2019
20263-228838-01 | Xcel Energy | 85 | 13781 | IOU | 03496962 | 6.96 | Solar |  |  | Interconnected | Trade Secret | Trade | CRL | CRL033 | Residential | Solar*Rewards | Trade Secret | 2019 | 2020
20263-228838-01 | Xcel Energy | 85 | 13781 | IOU | 05766429 | 5000 | Solar |  |  | Active Application | Trade Secret | Trade | AHI | AHI021 | Commercial |  | Trade Secret | 2024
20263-228838-01 | Xcel Energy | 85 | 13781 | IOU | 04923884 | 9.994 | Solar |  |  | Interconnected | Trade Secret | Trade | AFT | AFT321 | Residential | Solar*Rewards | Trade Secret | 2022 | 2022
20263-228838-01 | Xcel Energy | 85 | 13781 | IOU | 06295697 | 29.877 | Solar |  |  | Withdrawn | Trade Secret | Trade | APA | APA075 | Commercial |  | Trade Secret | 2025
20263-228838-01 | Xcel Energy | 85 | 13781 | IOU | 06321846 | 29.877 | Solar |  |  | Active Application | Trade Secret | Trade | APA | APA075 | Commercial | Solar*Rewards | Trade Secret | 2026
20263-228838-01 | Xcel Energy | 85 | 13781 | IOU | 04555361 | 5.054 | Solar |  |  | Interconnected | Trade Secret | Trade | MOL | MOL064 | Residential |  | Trade Secret | 2021 | 2023
20263-228838-01 | Xcel Energy | 85 | 13781 | IOU | 04105188 | 6 | Solar |  |  | Interconnected | Trade Secret | Trade | FSL | FSL312 | Residential | Solar*Rewards | Trade Secret | 2020 | 2021
20263-228838-01 | Xcel Energy | 85 | 13781 | IOU | 05960808 | 6.046 | Solar |  |  | Interconnected | Trade Secret | Trade | ALD | ALD097 | Residential |  | Trade Secret | 2024 | 2025
20263-228838-01 | Xcel Energy | 85 | 13781 | IOU | 03132456 | 3.747 | Solar |  |  | Interconnected | Trade Secret | Trade | RAM | RAM064 | Residential | Solar*Rewards | Trade Secret | 2018 | 2018
20263-228838-01 | Xcel Energy | 85 | 13781 | IOU | 05386247 | 12.16 | Solar |  |  | Interconnected | Trade Secret | Trade | RED | RED091 | Residential |  | Trade Secret | 2023 | 2023
20263-228838-01 | Xcel Energy | 85 | 13781 | IOU | 06018272 | 19.85 | Solar |  | X | Active Application | Trade Secret | Trade | MND | MND071 | Residential |  | Trade Secret | 2024
20263-228838-01 | Xcel Energy | 85 | 13781 | IOU | 06018234 | 8.35 | Solar |  |  | Withdrawn | Trade Secret | Trade | MND | MND071 | Residential | Solar*Rewards | Trade Secret | 2024
20263-228838-01 | Xcel Energy | 85 | 13781 | IOU | 05951424 | 3.747 | Solar |  |  | Interconnected | Trade Secret | Trade | MDT | MDT074 | Residential |  | Trade Secret | 2024 | 2025
20263-228838-01 | Xcel Energy | 85 | 13781 | IOU | OID2045715 | 18 | Solar |  |  | Withdrawn | Trade Secret | Trade | GFD | GFD021 | Commercial | Solar*Rewards | Trade Secret | 2014
20263-228838-01 | Xcel Energy | 85 | 13781 | IOU | 03512067 | 6.09 | Solar |  |  | Interconnected | Trade Secret | Trade | WCR | WCR322 | Residential | Solar*Rewards | Trade Secret | 2019 | 2020
20263-228838-01 | Xcel Energy | 85 | 13781 | IOU | 03134709 | 7.63 | Solar |  |  | Interconnected | Trade Secret | Trade | APA | APA075 | Residential | Made in Minnesota | Trade Secret | 2015 | 2016
20263-228838-01 | Xcel Energy | 85 | 13781 | IOU | 06017958 | 11.5 | Solar |  | X | Interconnected | Trade Secret | Trade | ESW | ESW073 | Residential | Solar*Rewards | Trade Secret | 2024 | 2025
20263-228838-01 | Xcel Energy | 85 | 13781 | IOU | 05852536 | 5.76 | Solar |  |  | Interconnected | Trade Secret | Trade | AFT | AFT321 | Residential |  | Trade Secret | 2024 | 2024
20263-228838-01 | Xcel Energy | 85 | 13781 | IOU | 05852501 | 7.6 | Solar |  |  | Withdrawn | Trade Secret | Trade | AFT | AFT321 | Residential | Solar*Rewards | Trade Secret | 2024
20263-228838-01 | Xcel Energy | 85 | 13781 | IOU | 06066042 | 3.747 | Solar |  |  | Interconnected | Trade Secret | Trade | SOU | SOU069 | Residential |  | Trade Secret | 2025 | 2025
20263-228838-01 | Xcel Energy | 85 | 13781 | IOU | 03132679 | 6.96 | Solar |  |  | Interconnected | Trade Secret | Trade | ALD | ALD072 | Residential | Solar*Rewards | Trade Secret | 2018 | 2019
20263-228838-01 | Xcel Energy | 85 | 13781 | IOU | 05017176 | 3.48 | Solar |  |  | Interconnected | Trade Secret | Trade | SLP | SLP091 | Residential | Solar*Rewards | Trade Secret | 2022 | 2023
20263-228838-01 | Xcel Energy | 85 | 13781 | IOU | 03134534 | 20 | Solar |  |  | Interconnected | Trade Secret | Trade | STY | STY063 | Commercial | Solar*Rewards | Trade Secret | 2015 | 2016
20263-228838-01 | Xcel Energy | 85 | 13781 | IOU | OID3799261 | 3.84 | Solar |  |  | Withdrawn | Trade Secret | Trade | MPK | MPK085 | Commercial | Solar*Rewards | Trade Secret | 2019
20263-228838-01 | Xcel Energy | 85 | 13781 | IOU | OID3834474 | 4.64 | Solar |  |  | Interconnected | Trade Secret | Trade | MPK | MPK085 | Commercial | Solar*Rewards | Trade Secret | 2019 | 2020
20263-228838-01 | Xcel Energy | 85 | 13781 | IOU | 03429969 | 3.747 | Solar |  |  | Interconnected | Trade Secret | Trade | REW | REW023 | Residential | Solar*Rewards | Trade Secret | 2019 | 2020
20263-228838-01 | Xcel Energy | 85 | 13781 | IOU | 05833253 | 3.747 | Solar |  |  | Interconnected | Trade Secret | Trade | SOU | SOU083 | Residential |  | Trade Secret | 2024 | 2024
20263-228838-01 | Xcel Energy | 85 | 13781 | IOU | 05376943 | 3.78 | Solar |  |  | Interconnected | Trade Secret | Trade | SOU | SOU072 | Residential |  | Trade Secret | 2023 | 2023
20263-228838-01 | Xcel Energy | 85 | 13781 | IOU | 04980549 | 9.35 | Solar |  |  | Interconnected | Trade Secret | Trade | WWK | WWK311 | Residential | Solar*Rewards | Trade Secret | 2022 | 2022
20263-228838-01 | Xcel Energy | 85 | 13781 | IOU | SRO25601 | 6 | Solar |  |  | Withdrawn | Trade Secret | Trade | BLH | BLH061 | Residential | Solar*Rewards | Trade Secret | 2012
20263-228838-01 | Xcel Energy | 85 | 13781 | IOU | 03133782 | 6 | Solar |  |  | Interconnected | Trade Secret | Trade | BLH | BLH061 | Residential | Solar*Rewards | Trade Secret | 2013 | 2013
20263-228838-01 | Xcel Energy | 85 | 13781 | IOU | 03245473 | 8.7 | Solar |  |  | Interconnected | Trade Secret | Trade | MND | MND072 | Residential | Solar*Rewards | Trade Secret | 2019 | 2020
20263-228838-01 | Xcel Energy | 85 | 13781 | IOU | 06202605 | 7.329 | Solar |  |  | Interconnected | Trade Secret | Trade | SOU | SOU087 | Residential |  | Trade Secret | 2025 | 2025
20263-228838-01 | Xcel Energy | 85 | 13781 | IOU | 06168417 | 39.99 | Solar |  |  | Active Application | Trade Secret | Trade | DPN | DPN073 | Commercial |  | Trade Secret | 2025
20263-228838-01 | Xcel Energy | 85 | 13781 | IOU | 04809209 | 3.69 | Solar |  |  | Interconnected | Trade Secret | Trade | WIN | WIN042 | Residential | Solar*Rewards | Trade Secret | 2022 | 2022
20263-228838-01 | Xcel Energy | 85 | 13781 | IOU | 05697102 | 2.323 | Solar |  |  | Interconnected | Trade Secret | Trade | SLP | SLP086 | Residential |  | Trade Secret | 2024 | 2024
20263-228838-01 | Xcel Energy | 85 | 13781 | IOU | 06223504 | 7.25 | Solar |  |  | Active Application | Trade Secret | Trade | SOU | SOU081 | Residential |  | Trade Secret | 2025
20263-228838-01 | Xcel Energy | 85 | 13781 | IOU | 05601667 | 8.19 | Solar |  |  | Active Application | Trade Secret | Trade | IDA | IDA073 | Residential | Solar*Rewards | Trade Secret | 2023
20263-228838-01 | Xcel Energy | 85 | 13781 | IOU | 05711789 | 8.19 | Solar |  |  | Interconnected | Trade Secret | Trade | IDA | IDA073 | Residential | Solar*Rewards | Trade Secret | 2024 | 2024
20263-228838-01 | Xcel Energy | 85 | 13781 | IOU | 05810033 | 3.774 | Solar |  |  | Interconnected | Trade Secret | Trade | OAD | OAD063 | Residential |  | Trade Secret | 2024 | 2024
20263-228838-01 | Xcel Energy | 85 | 13781 | IOU | SRO20204 | 3 | Solar |  |  | Withdrawn | Trade Secret | Trade | LIN | LIN031 | Residential | Solar*Rewards | Trade Secret | 2012
20263-228838-01 | Xcel Energy | 85 | 13781 | IOU | 05959649 | 3.747 | Solar |  |  | Active Application | Trade Secret | Trade | WES | WES062 | Residential |  | Trade Secret | 2024
20263-228838-01 | Xcel Energy | 85 | 13781 | IOU | 05988701 | 8.35 | Solar |  |  | Interconnected | Trade Secret | Trade | WSG | WSG362 | Residential | Solar*Rewards | Trade Secret | 2024 | 2024
20263-228838-01 | Xcel Energy | 85 | 13781 | IOU | 06085180 | 5.7 | Solar |  |  | Interconnected | Trade Secret | Trade | SLP | SLP076 | Residential | Solar*Rewards | Trade Secret | 2025 | 2025
20263-228838-01 | Xcel Energy | 85 | 13781 | IOU | 03134502 | 7.63 | Solar |  |  | Interconnected | Trade Secret | Trade | UPP | UPP086 | Residential | Solar*Rewards | Trade Secret | 2015 | 2015
20263-228838-01 | Xcel Energy | 85 | 13781 | IOU | 06275673 | 9.772 | Solar |  | X | Active Application | Trade Secret | Trade | SOU | SOU073 | Residential |  | Trade Secret | 2025
20263-228838-01 | Xcel Energy | 85 | 13781 | IOU | 05830471 | 7.872 | Solar |  |  | Interconnected | Trade Secret | Trade | LEX | LEX332 | Residential |  | Trade Secret | 2024 | 2024
20263-228838-01 | Xcel Energy | 85 | 13781 | IOU | 05813615 | 7.872 | Solar |  |  | Withdrawn | Trade Secret | Trade | LEX | LEX332 | Residential | Solar*Rewards | Trade Secret | 2024
20263-228838-01 | Xcel Energy | 85 | 13781 | IOU | 05368617 | 4.48 | Solar |  |  | Interconnected | Trade Secret | Trade | HUG | HUG311 | Residential | Solar*Rewards | Trade Secret | 2023 | 2023
20263-228838-01 | Xcel Energy | 85 | 13781 | IOU | 05389601 | 7.54 | Solar |  |  | Interconnected | Trade Secret | Trade | CGR | CGR071 | Residential |  | Trade Secret | 2023 | 2023
20263-228838-01 | Xcel Energy | 85 | 13781 | IOU | 05742468 | 12.672 | Solar |  |  | Interconnected | Trade Secret | Trade | ALK | ALK063 | Residential | Solar*Rewards | Trade Secret | 2024 | 2024
20263-228838-01 | Xcel Energy | 85 | 13781 | IOU | 05402299 | 840 | Solar |  |  | Active Application | Trade Secret | Trade | EDP | EDP095 | Commercial |  | Trade Secret | 2023
20263-228838-01 | Xcel Energy | 85 | 13781 | IOU | 04087278 | 3.747 | Solar |  |  | Interconnected | Trade Secret | Trade | MOL | MOL068 | Residential |  | Trade Secret | 2020 | 2021
20263-228838-01 | Xcel Energy | 85 | 13781 | IOU | 04836415 | 5 | Storage |  |  | Interconnected | Trade Secret | Trade | LOK | LOK093 | Residential |  | Trade Secret | 2022 | 2022
20263-228838-01 | Xcel Energy | 85 | 13781 | IOU | 04793938 | 6.38 | Solar |  |  | Interconnected | Trade Secret | Trade | LOK | LOK093 | Residential | Solar*Rewards | Trade Secret | 2022 | 2022
20263-228838-01 | Xcel Energy | 85 | 13781 | IOU | OID3069294 | 7.616 | Solar |  |  | Withdrawn | Trade Secret | Trade | SOU | SOU081 | Commercial | Solar*Rewards | Trade Secret | 2017
20263-228838-01 | Xcel Energy | 85 | 13781 | IOU | 03157156 | 7.616 | Solar |  |  | Interconnected | Trade Secret | Trade | GSL | GSL341 | Residential | Solar*Rewards | Trade Secret | 2019 | 2019
20263-228838-01 | Xcel Energy | 85 | 13781 | IOU | 05857393 | 5.76 | Solar |  |  | Interconnected | Trade Secret | Trade | VMR | VMR062 | Residential | Solar*Rewards | Trade Secret | 2025 | 2025
20263-228838-01 | Xcel Energy | 85 | 13781 | IOU | 03134589 | 10.01 | Solar |  |  | Interconnected | Trade Secret | Trade | MEL | MEL077 | Residential | Solar*Rewards | Trade Secret | 2015 | 2015
20263-228838-01 | Xcel Energy | 85 | 13781 | IOU | 05543485 | 8.19 | Solar |  |  | Interconnected | Trade Secret | Trade | SAK | SAK321 | Residential |  | Trade Secret | 2023 | 2023
20263-228838-01 | Xcel Energy | 85 | 13781 | IOU | 05646485 | 7.56 | Solar |  |  | Interconnected | Trade Secret | Trade | SAV | SAV073 | Residential |  | Trade Secret | 2023 | 2024
20263-228838-01 | Xcel Energy | 85 | 13781 | IOU | 03129870 | 5.22 | Solar |  |  | Interconnected | Trade Secret | Trade | CHI | CHI311 | Residential | Solar*Rewards | Trade Secret | 2018 | 2019
20263-228838-01 | Xcel Energy | 85 | 13781 | IOU | 04592200 | 5.584 | Solar |  | X | Active Application | Trade Secret | Trade | CHI | CHI311 | Residential |  | Trade Secret | 2021
20263-228838-01 | Xcel Energy | 85 | 13781 | IOU | OID3082967 | 15.2 | Solar |  |  | Withdrawn | Trade Secret | Trade | BIS | BIS001 | Commercial | Solar*Rewards | Trade Secret | 2017
20263-228838-01 | Xcel Energy | 85 | 13781 | IOU | 05537345 | 10.71 | Solar |  |  | Interconnected | Trade Secret | Trade | AFT | AFT314 | Residential | Solar*Rewards | Trade Secret | 2023 | 2024
20263-228838-01 | Xcel Energy | 85 | 13781 | IOU | 05849800 | 5.76 | Solar |  |  | Interconnected | Trade Secret | Trade | RMT | RMT321 | Residential | Solar*Rewards | Trade Secret | 2024 | 2024
20263-228838-01 | Xcel Energy | 85 | 13781 | IOU | 03134297 | 7.63 | Solar |  |  | Interconnected | Trade Secret | Trade | GLK | GLK071 | Residential | Solar*Rewards | Trade Secret | 2015 | 2015
20263-228838-01 | Xcel Energy | 85 | 13781 | IOU | 06232359 | 7.6 | Solar |  |  | Active Application | Trade Secret | Trade | ESW | ESW081 | Residential |  | Trade Secret | 2025
20263-228838-01 | Xcel Energy | 85 | 13781 | IOU | 05212075 | 5.12 | Solar |  |  | Interconnected | Trade Secret | Trade | CTR | CTR031 | Residential |  | Trade Secret | 2022 | 2023
20263-228838-01 | Xcel Energy | 85 | 13781 | IOU | 06080214 | 14.803 | Solar |  | X | Interconnected | Trade Secret | Trade | BCH | BCH311 | Residential | Solar*Rewards | Trade Secret | 2025 | 2025
20263-228838-01 | Xcel Energy | 85 | 13781 | IOU | 04100111 | 9.9 | Solar |  |  | Interconnected | Trade Secret | Trade | RPO | RPO311 | Residential |  | Trade Secret | 2020 | 2021
20263-228838-01 | Xcel Energy | 85 | 13781 | IOU | 06222554 | 15.2 | Solar |  |  | Interconnected | Trade Secret | Trade | BCH | BCH311 | Residential |  | Trade Secret | 2025 | 2026
20263-228838-01 | Xcel Energy | 85 | 13781 | IOU | 05495381 | 9.984 | Solar |  |  | Interconnected | Trade Secret | Trade | HUG | HUG311 | Residential | Solar*Rewards | Trade Secret | 2023 | 2023
20263-228838-01 | Xcel Energy | 85 | 13781 | IOU | 05680853 | 6.56 | Solar |  |  | Interconnected | Trade Secret | Trade | WCS | WCS062 | Residential |  | Trade Secret | 2024 | 2024
20263-228838-01 | Xcel Energy | 85 | 13781 | IOU | 05729293 | 9.074 | Solar |  |  | Interconnected | Trade Secret | Trade | SAV | SAV071 | Residential | Solar*Rewards | Trade Secret | 2024 | 2024
20263-228838-01 | Xcel Energy | 85 | 13781 | IOU | 05733997 | 9.423 | Solar |  |  | Withdrawn | Trade Secret | Trade | SAV | SAV071 | Residential | Solar*Rewards | Trade Secret | 2024
20263-228838-01 | Xcel Energy | 85 | 13781 | IOU | 04758850 | 22.78 | Solar |  |  | Interconnected | Trade Secret | Trade | PAT | PAT312 | Residential |  | Trade Secret | 2021 | 2023
20263-228838-01 | Xcel Energy | 85 | 13781 | IOU | 05382585 | 2.9 | Solar |  |  | Interconnected | Trade Secret | Trade | LEX | LEX332 | Residential |  | Trade Secret | 2023 | 2023
20263-228838-01 | Xcel Energy | 85 | 13781 | IOU | 04438244 | 7.616 | Solar |  |  | Interconnected | Trade Secret | Trade | AHI | AHI025 | Residential | Solar*Rewards | Trade Secret | 2021 | 2021
20263-228838-01 | Xcel Energy | 85 | 13781 | IOU | 04413730 | 3.288 | Solar |  |  | Active Application | Trade Secret | Trade | RPO | RPO311 | Residential | Solar*Rewards | Trade Secret | 2021
20263-228838-01 | Xcel Energy | 85 | 13781 | IOU | 05543472 | 11.31 | Solar |  |  | Interconnected | Trade Secret | Trade | LAB | LAB311 | Residential |  | Trade Secret | 2023 | 2024
20263-228838-01 | Xcel Energy | 85 | 13781 | IOU | 04149802 | 7.616 | Solar |  |  | Active Application | Trade Secret | Trade | RPO | RPO311 | Residential | Solar*Rewards | Trade Secret | 2020
20263-228838-01 | Xcel Energy | 85 | 13781 | IOU | 05949060 | 36 | Solar |  |  | Interconnected | Trade Secret | Trade | OSS | OSS073 | Commercial | Solar*Rewards | Trade Secret | 2024 | 2025
20263-228838-01 | Xcel Energy | 85 | 13781 | IOU | 06116245 | 4.555 | Solar |  |  | Interconnected | Trade Secret | Trade | CHE | CHE076 | Residential |  | Trade Secret | 2025 | 2025
20263-228838-01 | Xcel Energy | 85 | 13781 | IOU | 04181450 | 975 | Solar |  |  | Interconnected | Cokato | Trade | COK | COK061 | Community Solar Garden | Solar*Rewards Community | Trade Secret | 2023 | 2025
20263-228838-01 | Xcel Energy | 85 | 13781 | IOU | 06108194 | 6.98 | Solar |  | X | Interconnected | Trade Secret | Trade | SLP | SLP092 | Residential | Solar*Rewards | Trade Secret | 2025 | 2025
20263-228838-01 | Xcel Energy | 85 | 13781 | IOU | 04112325 | 975 | Solar |  |  | Interconnected | Clear Lake | Trade | SDX | SDX311 | LMI | Solar*Rewards Community | Trade Secret | 2022 | 2026
20263-228838-01 | Xcel Energy | 85 | 13781 | IOU | 05978876 | 4.86 | Solar |  |  | Interconnected | Trade Secret | Trade | OAD | OAD074 | Commercial | Solar*Rewards | Trade Secret | 2025 | 2025
20263-228838-01 | Xcel Energy | 85 | 13781 | IOU | SRC039222 | 1000 | Solar |  |  | Withdrawn | Trade Secret | Trade | WOB | WOB021 | Community Solar Garden | Solar*Rewards Community | Trade Secret | 2015
20263-228838-01 | Xcel Energy | 85 | 13781 | IOU | SRC067861 | 1000 | Solar |  |  | Withdrawn | Trade Secret | Trade | PAT | PAT312 | Community Solar Garden | Solar*Rewards Community | Trade Secret | 2018
20263-228838-01 | Xcel Energy | 85 | 13781 | IOU | SRC069414 | 1000 | Solar |  |  | Withdrawn | Trade Secret | Trade | GLD | GLD021 | Community Solar Garden | Solar*Rewards Community | Trade Secret | 2018
20263-228838-01 | Xcel Energy | 85 | 13781 | IOU | 03126781 | 1000 | Solar |  |  | Interconnected | Frontenac | Trade | FRO | FRO021 | Community Solar Garden | Solar*Rewards Community | Trade Secret | 2015 | 2019
20263-228838-01 | Xcel Energy | 85 | 13781 | IOU | SRC040981 | 950 | Solar |  |  | Withdrawn | Trade Secret | Trade | MNL | MNL001 | Community Solar Garden | Solar*Rewards Community | Trade Secret | 2015
20263-228838-01 | Xcel Energy | 85 | 13781 | IOU | 03126007 | 990 | Solar |  |  | Interconnected | Watertown | Trade | WWK | WWK311 | Community Solar Garden | Solar*Rewards Community | Trade Secret | 2015 | 2017
20263-228838-01 |  |  |  |  | 04104796 |  |  |  |  | Active Application | Trade Secret | Trade |  |  | Residential |  |  | 2020
20263-228838-01 |  |  |  |  | 06079710 |  |  |  |  | Active Application | Trade Secret | Trade |  |  | Residential |  |  | 2025
20263-228838-01 |  |  |  |  | 05000165 |  | Solar |  |  | Active Application | Trade Secret | Trade |  |  | Residential | Solar*Rewards |  | 2022
20263-228838-01 |  |  |  |  | 04395150 |  | Solar |  |  | Active Application | Trade Secret | Trade |  |  | Residential | Solar*Rewards |  | 2021
20263-228838-01 |  |  |  |  | 05380929 |  | Solar |  |  | Active Application | Trade Secret | Trade |  |  | Residential | Solar*Rewards |  | 2023
20263-228838-01 |  |  |  |  | 05336581 |  | Solar |  |  | Active Application | Trade Secret | Trade |  |  | Residential | Solar*Rewards |  | 2022
20263-228838-01 |  |  |  |  | 04359181 |  | Solar |  |  | Active Application | Trade Secret | Trade |  |  | Residential | Solar*Rewards |  | 2021
20263-228838-01 | Xcel Energy | 85 | 13781 | IOU | 03126787 | 1000 | Solar |  |  | Interconnected | Scandia | Trade | HUG | HUG321 | Community Solar Garden | Solar*Rewards Community | Trade Secret | 2015 | 2017
20263-228838-01 | Xcel Energy | 85 | 13781 | IOU | 03333146 | 39.99 | Solar |  |  | Withdrawn | Trade Secret | Trade |  |  | Residential | Solar*Rewards | Trade Secret | 2019
20263-228838-01 | Xcel Energy | 85 | 13781 | IOU | SRC039886 | 1000 | Solar |  |  | Withdrawn | Trade Secret | Trade | SMT | SMT072 | Community Solar Garden | Solar*Rewards Community | Trade Secret | 2015
20263-228838-01 | Xcel Energy | 85 | 13781 | IOU | 03127704 | 1000 | Solar |  |  | Interconnected | Scandia | Trade | SCA | SCA021 | Community Solar Garden | Solar*Rewards Community | Trade Secret | 2015 | 2018
20263-228838-01 | Xcel Energy | 85 | 13781 | IOU | 03127471 | 1000 | Solar |  |  | Interconnected | Lindstrom | Trade | CHI | CHI311 | Community Solar Garden | Solar*Rewards Community | Trade Secret | 2018 | 2023
20263-228838-01 | Xcel Energy | 85 | 13781 | IOU | 05521574 | 1000 | Solar |  |  | Active Application | Trade Secret | Trade | RLK | RLK065 | LMI | Solar*Rewards Community | Trade Secret | 2023
20263-228838-01 | Xcel Energy | 85 | 13781 | IOU | 03126997 | 1000 | Solar |  |  | Interconnected | Clear Lake | Trade | SCL | SCL322 | Community Solar Garden | Solar*Rewards Community | Trade Secret | 2015 | 2018
20263-228838-01 | Xcel Energy | 85 | 13781 | IOU | SRC042639 | 950 | Solar |  |  | Withdrawn | Trade Secret | Trade |  |  | Community Solar Garden | Solar*Rewards Community | Trade Secret | 2015
20263-228838-01 | Xcel Energy | 85 | 13781 | IOU | SRC073046 | 1000 | Solar |  |  | Withdrawn | Trade Secret | Trade |  |  | Community Solar Garden | Solar*Rewards Community | Trade Secret | 2019
20263-228838-01 | Xcel Energy | 85 | 13781 | IOU | 03130838 | 30 | Natural Gas |  |  | Interconnected | Trade Secret | Trade | WNG | WNG061 | Residential |  | Trade Secret | 1999 | 1999
20263-228838-01 |  |  |  |  | 03909060 |  | Solar |  |  | Active Application | Trade Secret | Trade |  |  | Residential | Solar*Rewards |  | 2020
20263-228838-01 | Xcel Energy | 85 | 13781 | IOU | 06199450 | 6.87 | Solar |  |  | Active Application | Trade Secret | Trade |  |  | Residential |  | Trade Secret | 2025
20263-228838-01 | Xcel Energy | 85 | 13781 | IOU | 03129158 | 39.998 | Solar |  |  | Withdrawn | Trade Secret | Trade | DGC | DGC061 | Residential | Solar*Rewards | Trade Secret | 2018
20263-228838-01 | Xcel Energy | 85 | 13781 | IOU | SRC068920 | 1000 | Solar |  |  | Withdrawn | Trade Secret | Trade | AVN | AVN021 | Community Solar Garden | Solar*Rewards Community | Trade Secret | 2018
20263-228838-01 | Xcel Energy | 85 | 13781 | IOU | SRC042619 | 950 | Solar |  |  | Withdrawn | Trade Secret | Trade | SAK | SAK311 | Community Solar Garden | Solar*Rewards Community | Trade Secret | 2015
20263-228838-01 | Xcel Energy | 85 | 13781 | IOU | SRC038425 | 984 | Solar |  |  | Withdrawn | Trade Secret | Trade | RMT | RMT312 | Community Solar Garden | Solar*Rewards Community | Trade Secret | 2014
20263-228838-01 | Xcel Energy | 85 | 13781 | IOU | 03126043 | 1000 | Solar |  |  | Interconnected | Cottage Grove | Trade | CGR | CGR063 | Community Solar Garden | Solar*Rewards Community | Trade Secret | 2015 | 2018
20263-228838-01 |  |  |  |  | 04555882 |  | Solar |  |  | Active Application | Trade Secret | Trade |  |  | Residential | Solar*Rewards |  | 2021
20263-228838-01 |  |  |  |  | 06138628 |  |  |  |  | Withdrawn | Trade Secret | Trade |  |  | Residential |  |  | 2025
20263-228838-01 | Xcel Energy | 85 | 13781 | IOU | 05520977 | 240 | Solar |  |  | Withdrawn | Trade Secret | Trade | KOL | KOL071 | Community Solar Garden | Solar*Rewards Community | Trade Secret | 2023
20263-228838-01 |  |  |  |  | 05617329 |  | Solar |  |  | Active Application | Trade Secret | Trade |  |  | Residential | Solar*Rewards |  | 2023
20263-228838-01 | Xcel Energy | 85 | 13781 | IOU | 04920769 | 830 | Solar |  |  | Active Application | Trade Secret | Trade | GLD | GLD031 | LMI | Solar*Rewards Community | Trade Secret | 2024
20263-228838-01 | Xcel Energy | 85 | 13781 | IOU | SRC042274 | 1000 | Solar |  |  | Withdrawn | Trade Secret | Trade |  |  | Community Solar Garden | Solar*Rewards Community | Trade Secret | 2015
20263-228838-01 | Xcel Energy | 85 | 13781 | IOU | 03128115 | 36 | Solar |  |  | Interconnected | Minneapolis | Trade | HWW | HWW062 | Community Solar Garden | Solar*Rewards Community | Trade Secret | 2014 | 2016
20263-228838-01 | Xcel Energy | 85 | 13781 | IOU | 03126071 | 250 | Solar |  |  | Interconnected | Hastings | Trade | CGR | CGR063 | Community Solar Garden | Solar*Rewards Community | Trade Secret | 2015 | 2018
20263-228838-01 | Xcel Energy | 85 | 13781 | IOU | 04494402 | 6 | Solar |  |  | Active Application | Trade Secret | Trade | FRM | FRM071 | Residential | Solar*Rewards | Trade Secret | 2021
20263-228838-01 |  |  |  |  | 04403097 |  |  |  |  | Active Application | Trade Secret | Trade |  |  | Residential |  |  | 2021
20263-228838-01 | Xcel Energy | 85 | 13781 | IOU | 05526568 | 1000 | Solar |  |  | Withdrawn | Trade Secret | Trade | MGN | MGN211 | Community Solar Garden | Solar*Rewards Community | Trade Secret | 2023
20263-228838-01 |  |  |  |  | 06106455 |  |  |  |  | Active Application | Trade Secret | Trade |  |  | Residential |  |  | 2025
20263-228838-01 | Xcel Energy | 85 | 13781 | IOU | SRC041322 | 1000 | Solar |  |  | Withdrawn | Trade Secret | Trade | WCS | WCS061 | Community Solar Garden | Solar*Rewards Community | Trade Secret | 2015
20263-228838-01 | Xcel Energy | 85 | 13781 | IOU | 03127838 | 1000 | Solar |  |  | Interconnected | North Branch | Trade | CHI | CHI311 | Community Solar Garden | Solar*Rewards Community | Trade Secret | 2014 | 2016
20263-228838-01 |  |  |  |  | 05849107 |  | Solar |  |  | Withdrawn | Trade Secret | Trade |  |  | Residential | Solar*Rewards |  | 2024
20263-228838-01 |  |  |  |  | 05846458 |  |  |  |  | Active Application | Trade Secret | Trade |  |  | Residential |  |  | 2024
20263-228838-01 |  |  |  |  | 05579065 |  |  |  |  | Active Application | Trade Secret | Trade |  |  | Residential |  |  | 2023
20263-228838-01 |  |  |  |  | 06175268 |  | Solar |  |  | Active Application | Trade Secret | Trade |  |  | Residential | Solar*Rewards |  | 2025
20263-228838-01 |  |  |  |  | 04983629 |  |  |  |  | Active Application | Trade Secret | Trade |  |  | Residential |  |  | 2022
20263-228838-01 |  |  |  |  | 05149242 |  |  |  |  | Active Application | Trade Secret | Trade |  |  | Residential |  |  | 2022
20263-228838-01 |  |  |  |  | 06319512 |  | Solar |  |  | Active Application | Trade Secret | Trade |  |  | Residential |  |  | 2026
20263-228838-01 | Xcel Energy | 85 | 13781 | IOU | SRC040670 | 1000 | Solar |  |  | Withdrawn | Trade Secret | Trade | REW | REW021 | Community Solar Garden | Solar*Rewards Community | Trade Secret | 2015
20263-228838-01 | Xcel Energy | 85 | 13781 | IOU | 03127533 | 1000 | Solar |  |  | Interconnected | Glenwood | Trade | GLD | GLD021 | Community Solar Garden | Solar*Rewards Community | Trade Secret | 2015 | 2018
20263-228838-01 | Xcel Energy | 85 | 13781 | IOU | SRC040620 | 950 | Solar |  |  | Withdrawn | Trade Secret | Trade |  |  | Community Solar Garden | Solar*Rewards Community | Trade Secret | 2015
20263-228838-01 | Xcel Energy | 85 | 13781 | IOU | 03256030 | 7.44 | Solar |  |  | Active Application | Trade Secret | Trade | MHW | MHW311 | Residential | Solar*Rewards | Trade Secret | 2019
20263-228838-01 |  |  |  |  | 03932485 |  | Solar |  |  | Active Application | Trade Secret | Trade |  |  | Residential | Solar*Rewards |  | 2020
20263-228838-01 |  |  |  |  | 05702847 |  |  |  |  | Active Application | Trade Secret | Trade |  |  | Residential |  |  | 2024
20263-228838-01 | Xcel Energy | 85 | 13781 | IOU | SRC038655 | 1000 | Solar |  |  | Withdrawn | Trade Secret | Trade | LAP | LAP311 | Community Solar Garden | Solar*Rewards Community | Trade Secret | 2014
20263-228838-01 |  |  |  |  | 04195129 |  | Solar |  |  | Active Application | Trade Secret | Trade |  |  | Community Solar Garden | Solar*Rewards Community |  | 2020
20263-228838-01 |  |  |  |  | 04954495 |  | Solar |  |  | Active Application | Trade Secret | Trade |  |  | Residential | Solar*Rewards |  | 2022
20263-228838-01 | Xcel Energy | 85 | 13781 | IOU | SRC038562 | 1000 | Solar |  |  | Withdrawn | Trade Secret | Trade | WTN | WTN061 | Community Solar Garden | Solar*Rewards Community | Trade Secret | 2014
20263-228838-01 | Xcel Energy | 85 | 13781 | IOU | SRC039282 | 1000 | Solar |  |  | Withdrawn | Trade Secret | Trade | MEI | MEI021 | Community Solar Garden | Solar*Rewards Community | Trade Secret | 2015
20263-228838-01 | Xcel Energy | 85 | 13781 | IOU | SRC041391 | 1000 | Solar |  |  | Withdrawn | Trade Secret | Trade | WCS | WCS064 | Community Solar Garden | Solar*Rewards Community | Trade Secret | 2015
20263-228838-01 | Xcel Energy | 85 | 13781 | IOU | 03128138 | 1000 | Solar |  |  | Interconnected | Big Lake | Trade | FSL | FSL311 | Community Solar Garden | Solar*Rewards Community | Trade Secret | 2014 | 2018
20263-228838-01 | Xcel Energy | 85 | 13781 | IOU | 03128315 | 7500 | Solar |  |  | Interconnected | Trade Secret | Trade | LAP | LAP311 | Utility |  | Trade Secret | 2016 | 2017
20263-228838-01 | Xcel Energy | 85 | 13781 | IOU | SRC042344 | 1000 | Solar |  |  | Withdrawn | Trade Secret | Trade | ALT | ALT021 | Community Solar Garden | Solar*Rewards Community | Trade Secret | 2015
20263-228838-01 | Xcel Energy | 85 | 13781 | IOU | SRC038684 | 610.9 | Solar |  |  | Withdrawn | Trade Secret | Trade | GLD | GLD021 | Community Solar Garden | Solar*Rewards Community | Trade Secret | 2014
20263-228838-01 | Xcel Energy | 85 | 13781 | IOU | SRC069436 | 1000 | Solar |  |  | Withdrawn | Trade Secret | Trade |  |  | Community Solar Garden | Solar*Rewards Community | Trade Secret | 2018
20263-228838-01 | Xcel Energy | 85 | 13781 | IOU | 03123285 | 1000 | Solar |  |  | Interconnected | Courtland | Trade | SWN | SWN022 | Community Solar Garden | Solar*Rewards Community | Trade Secret | 2017 | 2020
20263-228838-01 | Xcel Energy | 85 | 13781 | IOU | 03126831 | 1000 | Solar |  |  | Interconnected | Webster | Trade | VES | VES021 | Community Solar Garden | Solar*Rewards Community | Trade Secret | 2015 | 2017
20263-228838-01 | Xcel Energy | 85 | 13781 | IOU | 03773852 | 1000 | Solar |  |  | Withdrawn | Trade Secret | Trade | COK | COK061 | Community Solar Garden | Solar*Rewards Community | Trade Secret | 2021
20263-228838-01 |  |  |  |  | SRO14670 |  | Solar |  |  | Withdrawn | Trade Secret | Trade |  |  |  | Solar*Rewards |  | 2010
20263-228838-01 |  |  |  |  | 05804956 |  | Solar |  |  | Withdrawn | Trade Secret | Trade |  |  | Residential | Solar*Rewards |  | 2024
20263-228838-01 |  |  |  |  | 05403293 |  | Solar |  |  | Withdrawn | Trade Secret | Trade |  |  | Residential | Solar*Rewards |  | 2023
20263-228838-01 |  |  |  |  | 06121217 |  | Solar |  |  | Withdrawn | Trade Secret | Trade |  |  | Residential | Solar*Rewards |  | 2025
20263-228838-01 |  |  |  |  | 05273902 |  |  |  |  | Withdrawn | Trade Secret | Trade |  |  | Residential |  |  | 2022
20263-228838-01 | Xcel Energy | 85 | 13781 | IOU | 05538258 | 4995 | Solar |  |  | Withdrawn | Trade Secret | Trade |  |  | Commercial | Other | Trade Secret | 2023
20263-228838-01 |  |  |  |  | 05368470 |  |  |  |  | Active Application | Trade Secret | Trade |  |  | Residential |  |  | 2023
20263-228838-01 | Xcel Energy | 85 | 13781 | IOU | SRC042660 | 1000 | Solar |  |  | Withdrawn | Trade Secret | Trade | ALB | ALB022 | Community Solar Garden | Solar*Rewards Community | Trade Secret | 2015
20263-228838-01 | Xcel Energy | 85 | 13781 | IOU | SRC038566 | 1000 | Solar |  |  | Withdrawn | Trade Secret | Trade | FRM | FRM062 | Community Solar Garden | Solar*Rewards Community | Trade Secret | 2014
20263-228838-01 | Xcel Energy | 85 | 13781 | IOU | SRC041627 | 972 | Solar |  |  | Withdrawn | Trade Secret | Trade | SOH | SOH001 | Community Solar Garden | Solar*Rewards Community | Trade Secret | 2015
20263-228838-01 | Xcel Energy | 85 | 13781 | IOU | 03128070 | 1000 | Solar |  |  | Interconnected | Farmington | Trade | VMR | VMR061 | Community Solar Garden | Solar*Rewards Community | Trade Secret | 2014 | 2018
20263-228838-01 | Xcel Energy | 85 | 13781 | IOU | 03121347 | 1000 | Solar |  |  | Interconnected | Red Wing | Trade | BUR | BUR032 | Community Solar Garden | Solar*Rewards Community | Trade Secret | 2015 | 2018
20263-228838-01 |  |  |  |  | 06167990 |  | Solar |  |  | Active Application | Trade Secret | Trade |  |  | Residential | Solar*Rewards |  | 2025
20263-228838-01 | Xcel Energy | 85 | 13781 | IOU | 03129259 | 19.999 | Solar |  |  | Withdrawn | Trade Secret | Trade | WIL | WIL098 | Residential | Solar*Rewards | Trade Secret | 2018
20263-228838-01 |  |  |  |  | 05535840 |  |  |  |  | Active Application | Trade Secret | Trade |  |  | Residential |  |  | 2023
20263-228838-01 | Xcel Energy | 85 | 13781 | IOU | SRC040795 | 1000 | Solar |  |  | Withdrawn | Trade Secret | Trade | HUG | HUG321 | Community Solar Garden | Solar*Rewards Community | Trade Secret | 2015
20263-228838-01 | Xcel Energy | 85 | 13781 | IOU | SRC038530 | 1000 | Solar |  |  | Withdrawn | Trade Secret | Trade | HAS | HAS021 | Community Solar Garden | Solar*Rewards Community | Trade Secret | 2014
20263-228838-01 | Xcel Energy | 85 | 13781 | IOU | 05756373 | 4990 | Solar |  |  | Withdrawn | Trade Secret | Trade |  |  | Commercial | Other | Trade Secret | 2024
20263-228838-01 | Xcel Energy | 85 | 13781 | IOU | 04319611 | 1000 | Solar |  |  | Active Application | Trade Secret | Trade | RED | RED091 | LMI | Solar*Rewards Community | Trade Secret | 2021
20263-228838-01 | Xcel Energy | 85 | 13781 | IOU | 03123386 | 1000 | Solar |  |  | Interconnected | Morgan | Trade | MGN | MGN211 | Community Solar Garden | Solar*Rewards Community | Trade Secret | 2015 | 2017
20263-228838-01 | Xcel Energy | 85 | 13781 | IOU | 05575110 | 5000 | Solar |  |  | Withdrawn | Trade Secret | Trade |  |  | Commercial | Other | Trade Secret | 2023
20263-228838-01 |  |  |  |  | 05468268 |  | Solar |  |  | Active Application | Trade Secret | Trade |  |  | Residential | Solar*Rewards |  | 2023
20263-228838-01 | Xcel Energy | 85 | 13781 | IOU | SRC052815 | 1000 | Solar |  |  | Withdrawn | Trade Secret | Trade | SCL | SCL322 | Community Solar Garden | Solar*Rewards Community | Trade Secret | 2017
20263-228838-01 | Xcel Energy | 85 | 13781 | IOU | 03123380 | 1000 | Solar |  |  | Interconnected | Mantorville | Trade | KAN | KAN031 | Community Solar Garden | Solar*Rewards Community | Trade Secret | 2019 | 2020
20263-228838-01 | Xcel Energy | 85 | 13781 | IOU | 04147803 | 1000 | Solar |  |  | Withdrawn | Trade Secret | Trade | HUG | HUG321 | Community Solar Garden | Solar*Rewards Community | Trade Secret | 2023
20263-228838-01 |  |  |  |  | 04463533 |  | Solar |  |  | Active Application | Trade Secret | Trade |  |  | Residential | Solar*Rewards |  | 2021
20263-228838-01 |  |  |  |  | 03188576 |  | Solar |  |  | Withdrawn | Trade Secret | Trade |  |  | Residential | Solar*Rewards |  | 2019
20263-228838-01 | Xcel Energy | 85 | 13781 | IOU | SRC042169 | 1000 | Solar |  |  | Withdrawn | Trade Secret | Trade | LAF | LAF001 | Community Solar Garden | Solar*Rewards Community | Trade Secret | 2015
20263-228838-01 | Xcel Energy | 85 | 13781 | IOU | SRC040605 | 950 | Solar |  |  | Withdrawn | Trade Secret | Trade | FRA | FRA001 | Community Solar Garden | Solar*Rewards Community | Trade Secret | 2015
20263-228838-01 | Xcel Energy | 85 | 13781 | IOU | 04880786 | 1000 | Solar |  |  | Active Application | Trade Secret | Trade | CLC | CLC221 | Community Solar Garden | Solar*Rewards Community | Trade Secret | 2022
20263-228838-01 | Xcel Energy | 85 | 13781 | IOU | 05399472 | 1000 | Solar |  |  | Withdrawn | Trade Secret | Trade | FAP | FAP061 | Community Solar Garden | Solar*Rewards Community | Trade Secret | 2023
20263-228838-01 | Xcel Energy | 85 | 13781 | IOU | 05400560 | 1000 | Solar |  |  | Withdrawn | Trade Secret | Trade | GLD | GLD021 | Community Solar Garden | Solar*Rewards Community | Trade Secret | 2023
20263-228838-01 | Xcel Energy | 85 | 13781 | IOU | SRC042797 | 950 | Solar |  |  | Withdrawn | Trade Secret | Trade | WAV | WAV021 | Community Solar Garden | Solar*Rewards Community | Trade Secret | 2015
20263-228838-01 | Xcel Energy | 85 | 13781 | IOU | SRC039226 | 870 | Solar |  |  | Withdrawn | Trade Secret | Trade |  |  | Community Solar Garden | Solar*Rewards Community | Trade Secret | 2015
20263-228838-01 | Xcel Energy | 85 | 13781 | IOU | 03129973 | 39.72 | Solar |  |  | Withdrawn | Trade Secret | Trade | ORO | ORO062 | Residential | Solar*Rewards | Trade Secret | 2018
20263-228838-01 |  |  |  |  | 04914352 |  | Solar |  |  | Active Application | Trade Secret | Trade |  |  | Residential | Solar*Rewards |  | 2022
20263-228838-01 | Xcel Energy | 85 | 13781 | IOU | SRC038382 | 1000 | Solar |  |  | Withdrawn | Trade Secret | Trade | KAN | KAN022 | Community Solar Garden | Solar*Rewards Community | Trade Secret | 2014
20263-228838-01 | Xcel Energy | 85 | 13781 | IOU | SRC076567 | 1000 | Solar |  |  | Withdrawn | Trade Secret | Trade |  |  | Community Solar Garden | Solar*Rewards Community | Trade Secret | 2019
20263-228838-01 |  |  |  |  | SRO29492 |  | Solar |  |  | Withdrawn | Trade Secret | Trade |  |  |  | Other |  | 2013
20263-228838-01 |  |  |  |  | 05249205 |  | Solar |  |  | Active Application | Trade Secret | Trade |  |  | Residential | Solar*Rewards |  | 2022
20263-228838-01 |  |  |  |  | 05730377 |  | Solar |  |  | Active Application | Trade Secret | Trade |  |  | Residential | Solar*Rewards |  | 2024
20263-228838-01 | Xcel Energy | 85 | 13781 | IOU | SRC039621 | 1000 | Solar |  |  | Withdrawn | Trade Secret | Trade | FAP | FAP071 | Community Solar Garden | Solar*Rewards Community | Trade Secret | 2015
20263-228838-01 | Xcel Energy | 85 | 13781 | IOU | SRC068977 | 1000 | Solar |  |  | Withdrawn | Trade Secret | Trade |  |  | Community Solar Garden | Solar*Rewards Community | Trade Secret | 2018
20263-228838-01 | Xcel Energy | 85 | 13781 | IOU | SRC045691 | 1000 | Solar |  |  | Withdrawn | Trade Secret | Trade |  |  | Community Solar Garden | Solar*Rewards Community | Trade Secret | 2016
20263-228838-01 | Xcel Energy | 85 | 13781 | IOU | 03127059 | 1000 | Solar |  |  | Interconnected | Byron | Trade | WEB | WEB021 | Community Solar Garden | Solar*Rewards Community | Trade Secret | 2016 | 2019
20263-228838-01 | Xcel Energy | 85 | 13781 | IOU | SRC038703 | 1000 | Solar |  |  | Withdrawn | Trade Secret | Trade | FSL | FSL311 | Community Solar Garden | Solar*Rewards Community | Trade Secret | 2014
20263-228838-01 | Xcel Energy | 85 | 13781 | IOU | SRC042128 | 1000 | Solar |  |  | Withdrawn | Trade Secret | Trade | CTF | CTF021 | Community Solar Garden | Solar*Rewards Community | Trade Secret | 2015
20263-228838-01 | Xcel Energy | 85 | 13781 | IOU | SRC042682 | 950 | Solar |  |  | Withdrawn | Trade Secret | Trade | PIL | PIL021 | Community Solar Garden | Solar*Rewards Community | Trade Secret | 2015
20263-228838-01 | Xcel Energy | 85 | 13781 | IOU | 03128450 | 1000 | Solar |  |  | Interconnected | Taylors Falls | Trade | LCR | LCR311 | Community Solar Garden | Solar*Rewards Community | Trade Secret | 2015 | 2017
20263-228838-01 | Xcel Energy | 85 | 13781 | IOU | 03126803 | 1000 | Solar |  |  | Interconnected | Big Lake | Trade | FSL | FSL311 | Community Solar Garden | Solar*Rewards Community | Trade Secret | 2015 | 2017
20263-228838-01 | Xcel Energy | 85 | 13781 | IOU | 03127411 | 1000 | Solar |  |  | Interconnected | Clear Lake | Trade | SDX | SDX311 | Community Solar Garden | Solar*Rewards Community | Trade Secret | 2015 | 2018
20263-228838-01 | Xcel Energy | 85 | 13781 | IOU | 03128469 | 1000 | Solar |  |  | Interconnected | Northfield | Trade | DND | DND072 | Community Solar Garden | Solar*Rewards Community | Trade Secret | 2015 | 2018
20263-228838-01 |  |  |  |  | 05446904 |  | Solar |  |  | Active Application | Trade Secret | Trade |  |  | Residential | Solar*Rewards |  | 2023
20263-228838-01 | Xcel Energy | 85 | 13781 | IOU | 03126834 | 1000 | Solar |  |  | Interconnected | Webster | Trade | VES | VES021 | Community Solar Garden | Solar*Rewards Community | Trade Secret | 2015 | 2017
20263-228838-01 |  |  |  |  | 04728596 |  |  |  |  | Active Application | Trade Secret | Trade |  |  | Residential |  |  | 2021
20263-228838-01 |  |  |  |  | 04330818 |  | Solar |  |  | Active Application | Trade Secret | Trade |  |  | Residential | Solar*Rewards |  | 2021
20263-228838-01 | Xcel Energy | 85 | 13781 | IOU | 05526581 | 1000 | Solar |  |  | Withdrawn | Trade Secret | Trade | SCH | SCH211 | Community Solar Garden | Solar*Rewards Community | Trade Secret | 2023
20263-228838-01 | Xcel Energy | 85 | 13781 | IOU | SRC038698 | 1000 | Solar |  |  | Withdrawn | Trade Secret | Trade | FSL | FSL311 | Community Solar Garden | Solar*Rewards Community | Trade Secret | 2014
20263-228838-01 |  |  |  |  | OID2806196 |  | Other |  |  | Withdrawn | Trade Secret | Trade | [5 empty] | 2007
20263-228838-01 | Xcel Energy | 85 | 13781 | IOU | 04179455 | 1000 | Solar |  |  | Active Application | Trade Secret | Trade | PAT | PAT312 | Community Solar Garden | Solar*Rewards Community | Trade Secret | 2020
20263-228838-01 |  |  |  |  | 04567192 |  | Solar |  |  | Active Application | Trade Secret | Trade |  |  | Residential | Solar*Rewards |  | 2021
20263-228838-01 |  |  |  |  | 04798147 |  | Solar |  |  | Active Application | Trade Secret | Trade |  |  | Residential | Solar*Rewards |  | 2022
20263-228838-01 |  |  |  |  | 05368849 |  | Solar |  |  | Active Application | Trade Secret | Trade |  |  | Community Solar Garden | Solar*Rewards Community |  | 2023
20263-228838-01 | Xcel Energy | 85 | 13781 | IOU | 03130732 | 1000 | Other |  |  | Interconnected | Trade Secret | Trade | WAB | WAB021 | Commercial |  | Trade Secret | 2004 | 2004
20263-228838-01 | Xcel Energy | 85 | 13781 | IOU | SRC039883 | 1000 | Solar |  |  | Withdrawn | Trade Secret | Trade | SMT | SMT072 | Community Solar Garden | Solar*Rewards Community | Trade Secret | 2015
20263-228838-01 | Xcel Energy | 85 | 13781 | IOU | SRC038544 | 1000 | Solar |  |  | Withdrawn | Trade Secret | Trade | WTN | WTN061 | Community Solar Garden | Solar*Rewards Community | Trade Secret | 2014
20263-228838-01 | Xcel Energy | 85 | 13781 | IOU | SRC040462 | 1000 | Solar |  |  | Withdrawn | Trade Secret | Trade | CGR | CGR063 | Community Solar Garden | Solar*Rewards Community | Trade Secret | 2015
20263-228838-01 | Xcel Energy | 85 | 13781 | IOU | SRC044941 | 1000 | Solar |  |  | Withdrawn | Trade Secret | Trade |  |  | Community Solar Garden | Solar*Rewards Community | Trade Secret | 2016
20263-228838-01 | Xcel Energy | 85 | 13781 | IOU | 03123376 | 1000 | Solar |  |  | Interconnected | Mankato | Trade | SMT | SMT082 | Community Solar Garden | Solar*Rewards Community | Trade Secret | 2015 | 2018
20263-228838-01 | Xcel Energy | 85 | 13781 | IOU | 03121468 | 1000 | Solar |  |  | Interconnected | Saint Cloud | Trade | SCL | SCL322 | Community Solar Garden | Solar*Rewards Community | Trade Secret | 2017 | 2021
20263-228838-01 | Xcel Energy | 85 | 13781 | IOU | 03126728 | 1000 | Solar |  |  | Interconnected | Danube | Trade | DAN | DAN021 | Community Solar Garden | Solar*Rewards Community | Trade Secret | 2018 | 2020
20263-228838-01 | Xcel Energy | 85 | 13781 | IOU | 04276625 | 1000 | Solar |  |  | Withdrawn | Trade Secret | Trade | LAY | LAY061 | Community Solar Garden | Solar*Rewards Community | Trade Secret | 2021
20263-228838-01 | Xcel Energy | 85 | 13781 | IOU | 03123313 | 1000 | Solar |  |  | Interconnected | North Branch | Trade | CHI | CHI311 | Community Solar Garden | Solar*Rewards Community | Trade Secret | 2018 | 2020
20263-228838-01 | Xcel Energy | 85 | 13781 | IOU | SRC038370 | 1000 | Solar |  |  | Withdrawn | Trade Secret | Trade | LAP | LAP311 | Community Solar Garden | Solar*Rewards Community | Trade Secret | 2014
20263-228838-01 | Xcel Energy | 85 | 13781 | IOU | 03127442 | 972 | Solar |  |  | Interconnected | Red Wing | Trade | REW | REW023 | Community Solar Garden | Solar*Rewards Community | Trade Secret | 2015 | 2017
20263-228838-01 |  |  |  |  | 06336314 |  |  |  |  | Withdrawn | Trade Secret | Trade |  |  | Residential |  |  | 2026
20263-228838-01 |  |  |  |  | 03566389 |  | Solar |  |  | Active Application | Trade Secret | Trade |  |  | Residential | Solar*Rewards |  | 2020
20263-228838-01 | Xcel Energy | 85 | 13781 | IOU | SRC039908 | 1000 | Solar |  |  | Withdrawn | Trade Secret | Trade |  |  | Community Solar Garden | Solar*Rewards Community | Trade Secret | 2015
20263-228838-01 | Xcel Energy | 85 | 13781 | IOU | 03125895 | 1000 | Solar |  |  | Interconnected | New Richland | Trade | WAS | WAS092 | Community Solar Garden | Solar*Rewards Community | Trade Secret | 2016 | 2018
20263-228838-01 | Xcel Energy | 85 | 13781 | IOU | 03127593 | 1000 | Solar |  |  | Interconnected | Clear Lake | Trade | SCL | SCL322 | Community Solar Garden | Solar*Rewards Community | Trade Secret | 2014 | 2018
20263-228838-01 | Xcel Energy | 85 | 13781 | IOU | 03127155 | 1000 | Solar |  |  | Interconnected | Faribault | Trade | WEF | WEF071 | Community Solar Garden | Solar*Rewards Community | Trade Secret | 2019 | 2020
20263-228838-01 | Xcel Energy | 85 | 13781 | IOU | 04119972 | 5 | Solar |  |  | Active Application | Trade Secret | Trade | HOW | HOW061 | Residential | Solar*Rewards | Trade Secret | 2020
20263-228838-01 | Xcel Energy | 85 | 13781 | IOU | 06166413 | 7.6 | Solar |  |  | Active Application | Trade Secret | Trade | RMT | RMT321 | Residential | Solar*Rewards | Trade Secret | 2025
20263-228838-01 | Xcel Energy | 85 | 13781 | IOU | 04971562 | 10.73 | Solar |  |  | Interconnected | Trade Secret | Trade | AHI | AHI025 | Residential | Solar*Rewards | Trade Secret | 2022 | 2022
20263-228838-01 | Xcel Energy | 85 | 13781 | IOU | 03131420 | 3.747 | Solar |  |  | Interconnected | Trade Secret | Trade | MEL | MEL061 | Commercial | Solar*Rewards | Trade Secret | 2017 | 2019
20263-228838-01 | Xcel Energy | 85 | 13781 | IOU | 03131729 | 5 | Solar |  |  | Interconnected | Trade Secret | Trade | MEL | MEL061 | Residential | Solar*Rewards | Trade Secret | 2017 | 2017
20263-228838-01 | Xcel Energy | 85 | 13781 | IOU | 03131971 | 5 | Solar |  |  | Interconnected | Trade Secret | Trade | MEL | MEL061 | Residential | Solar*Rewards | Trade Secret | 2017 | 2017
20263-228838-01 | Xcel Energy | 85 | 13781 | IOU | 05785076 | 5.314 | Solar |  |  | Interconnected | Trade Secret | Trade | WIL | WIL063 | Residential | Solar*Rewards | Trade Secret | 2024 | 2024
20263-228838-01 | Xcel Energy | 85 | 13781 | IOU | 04805676 | 7.83 | Solar |  |  | Interconnected | Trade Secret | Trade | OPK | OPK077 | Residential | Solar*Rewards | Trade Secret | 2022 | 2023
20263-228838-01 | Xcel Energy | 85 | 13781 | IOU | 06123961 | 7.616 | Solar |  |  | Interconnected | Trade Secret | Trade | FSL | FSL312 | Residential | Solar*Rewards | Trade Secret | 2025 | 2025
20263-228838-01 | Xcel Energy | 85 | 13781 | IOU | OID3924071 | 5 | Solar |  |  | Interconnected | Trade Secret | Trade | GSL | GSL341 | Residential | Solar*Rewards | Trade Secret | 2019 | 2020
20263-228838-01 | Xcel Energy | 85 | 13781 | IOU | 04794424 | 3.747 | Solar |  |  | Interconnected | Trade Secret | Trade | BCH | BCH311 | Residential | Solar*Rewards | Trade Secret | 2022 | 2022
20263-228838-01 | Xcel Energy | 85 | 13781 | IOU | OID3928934 | 32.77 | Solar |  |  | Interconnected | Trade Secret | Trade | ALD | ALD092 | Commercial | Solar*Rewards | Trade Secret | 2019 | 2020
20263-228838-01 | Xcel Energy | 85 | 13781 | IOU | 03132457 | 9.94 | Solar |  |  | Interconnected | Trade Secret | Trade | RAM | RAM062 | Residential | Solar*Rewards | Trade Secret | 2018 | 2018
20263-228838-01 | Xcel Energy | 85 | 13781 | IOU | 04943574 | 75 | Solar |  |  | Interconnected | Trade Secret | Trade | OSS | OSS071 | Commercial |  | Trade Secret | 2022 | 2023
20263-228838-01 | Xcel Energy | 85 | 13781 | IOU | 04963902 | 6.15 | Solar |  |  | Interconnected | Trade Secret | Trade | RED | RED091 | Residential | Solar*Rewards | Trade Secret | 2022 | 2023
20263-228838-01 | Xcel Energy | 85 | 13781 | IOU | 05412460 | 7.616 | Solar |  |  | Interconnected | Trade Secret | Trade | RPO | RPO311 | Residential | Solar*Rewards | Trade Secret | 2023 | 2023
20263-228838-01 | Xcel Energy | 85 | 13781 | IOU | 03215669 | 4.08 | Solar |  |  | Interconnected | Trade Secret | Trade | RPO | RPO311 | Residential | Solar*Rewards | Trade Secret | 2019 | 2020
20263-228838-01 | Xcel Energy | 85 | 13781 | IOU | OID3879134 | 4.08 | Solar |  |  | Withdrawn | Trade Secret | Trade | RPO | RPO311 | Residential | Solar*Rewards | Trade Secret | 2019
20263-228838-01 | Xcel Energy | 85 | 13781 | IOU | 04109604 | 4.08 | Solar |  |  | Active Application | Trade Secret | Trade | RPO | RPO311 | Residential | Solar*Rewards | Trade Secret | 2020
20263-228838-01 | Xcel Energy | 85 | 13781 | IOU | 05356824 | 8.99 | Solar |  |  | Interconnected | Trade Secret | Trade | RPO | RPO311 | Residential | Solar*Rewards | Trade Secret | 2023 | 2023
20263-228838-01 | Xcel Energy | 85 | 13781 | IOU | 05358795 | 6.282 | Solar |  |  | Interconnected | Trade Secret | Trade | SMT | SMT061 | Residential | Solar*Rewards | Trade Secret | 2023 | 2023
20263-228838-01 | Xcel Energy | 85 | 13781 | IOU | 04836042 | 5 | Storage |  |  | Withdrawn | Trade Secret | Trade | AFT | AFT314 | Residential |  | Trade Secret | 2022
20263-228838-01 | Xcel Energy | 85 | 13781 | IOU | 04764330 | 7.616 | Solar |  |  | Interconnected | Trade Secret | Trade | ALK | ALK072 | Residential |  | Trade Secret | 2021 | 2022
20263-228838-01 | Xcel Energy | 85 | 13781 | IOU | 04974829 | 18.376 | Solar |  | X | Interconnected | Trade Secret | Trade | SLP | SLP082 | Residential |  | Trade Secret | 2022 | 2023
20263-228838-01 | Xcel Energy | 85 | 13781 | IOU | 03130329 | 6 | Solar |  |  | Interconnected | Trade Secret | Trade | SOU | SOU079 | Residential | Solar*Rewards | Trade Secret | 2019 | 2019
20263-228838-01 | Xcel Energy | 85 | 13781 | IOU | 05798305 | 4000 | Solar |  |  | Active Application | Trade Secret | Trade | MEL | MEL078 | Commercial |  | Trade Secret | 2024
20263-228838-01 | Xcel Energy | 85 | 13781 | IOU | 05798309 | 5000 |  |  |  | Active Application | Trade Secret | Trade | MEL | MEL078 | Commercial |  | Trade Secret | 2024
20263-228838-01 | Xcel Energy | 85 | 13781 | IOU | 05798741 | 5000 | Solar |  |  | Active Application | Trade Secret | Trade | MEL | MEL078 | Commercial |  | Trade Secret | 2024
20263-228838-01 | Xcel Energy | 85 | 13781 | IOU | 05798299 | 5000 | Solar |  |  | Active Application | Trade Secret | Trade | MEL | MEL078 | Commercial |  | Trade Secret | 2024
20263-228838-01 | Xcel Energy | 85 | 13781 | IOU | 05798300 | 5000 | Solar |  |  | Active Application | Trade Secret | Trade | MEL | MEL078 | Commercial |  | Trade Secret | 2024
20263-228838-01 | Xcel Energy | 85 | 13781 | IOU | 05798307 | 5000 | Solar |  |  | Active Application | Trade Secret | Trade | MEL | MEL078 | Commercial |  | Trade Secret | 2024
20263-228838-01 | Xcel Energy | 85 | 13781 | IOU | 03129650 | 9.994 | Solar |  |  | Interconnected | Trade Secret | Trade | EDP | EDP082 | Residential | Solar*Rewards | Trade Secret | 2019 | 2019
20263-228838-01 | Xcel Energy | 85 | 13781 | IOU | 03225825 | 9.994 | Solar |  |  | Interconnected | Trade Secret | Trade | MHW | MHW311 | Residential | Solar*Rewards | Trade Secret | 2019 | 2020
20263-228838-01 | Xcel Energy | 85 | 13781 | IOU | 04505373 | 5 | Solar |  |  | Active Application | Trade Secret | Trade | SED | SED061 | Residential |  | Trade Secret | 2021
20263-228838-01 | Xcel Energy | 85 | 13781 | IOU | 05427159 | 5.8 | Solar |  |  | Interconnected | Trade Secret | Trade | RPO | RPO311 | Residential |  | Trade Secret | 2023 | 2023
20263-228838-01 | Xcel Energy | 85 | 13781 | IOU | 05571502 | 7.54 | Solar |  |  | Interconnected | Trade Secret | Trade | HWW | HWW074 | Residential |  | Trade Secret | 2023 | 2023
20263-228838-01 | Xcel Energy | 85 | 13781 | IOU | 06212333 | 6.282 | Solar |  | X | Active Application | Trade Secret | Trade | MND | MND072 | Residential | Solar*Rewards | Trade Secret | 2025
20263-228838-01 | Xcel Energy | 85 | 13781 | IOU | 06164826 | 17.08 | Solar |  |  | Interconnected | Trade Secret | Trade | HSN | HSN321 | Residential | Solar*Rewards | Trade Secret | 2025 | 2025
20263-228838-01 | Xcel Energy | 85 | 13781 | IOU | 05468059 | 9.45 | Solar |  |  | Interconnected | Trade Secret | Trade | HSN | HSN322 | Residential |  | Trade Secret | 2023 | 2023
20263-228838-01 | Xcel Energy | 85 | 13781 | IOU | 04873667 | 4.95 | Solar |  |  | Interconnected | Trade Secret | Trade | HOL | HOL071 | Residential | Solar*Rewards | Trade Secret | 2022 | 2022
20263-228838-01 | Xcel Energy | 85 | 13781 | IOU | 04994342 | 9.994 | Solar |  |  | Interconnected | Trade Secret | Trade | SDX | SDX312 | Residential | Solar*Rewards | Trade Secret | 2022 | 2023
20263-228838-01 | Xcel Energy | 85 | 13781 | IOU | 03735399 | 9.94 | Solar |  |  | Interconnected | Trade Secret | Trade | SDX | SDX312 | Residential | Solar*Rewards | Trade Secret | 2020 | 2021
20263-228838-01 | Xcel Energy | 85 | 13781 | IOU | 05771469 | 11.904 | Solar |  | X | Interconnected | Trade Secret | Trade | HUG | HUG312 | Residential |  | Trade Secret | 2024 | 2024
20263-228838-01 | Xcel Energy | 85 | 13781 | IOU | 05629325 | 5.04 | Solar |  |  | Interconnected | Trade Secret | Trade | HSN | HSN322 | Residential |  | Trade Secret | 2023 | 2024
20263-228838-01 | Xcel Energy | 85 | 13781 | IOU | 04980531 | 4.95 | Solar |  |  | Interconnected | Trade Secret | Trade | HSN | HSN322 | Residential | Solar*Rewards | Trade Secret | 2022 | 2022
20263-228838-01 | Xcel Energy | 85 | 13781 | IOU | 06322051 | 7.6 | Solar |  |  | Active Application | Trade Secret | Trade | DPN | DPN071 | Residential | Solar*Rewards | Trade Secret | 2026
20263-228838-01 | Xcel Energy | 85 | 13781 | IOU | 06073490 | 7.6 | Solar |  |  | Withdrawn | Trade Secret | Trade | DPN | DPN071 | Residential | Solar*Rewards | Trade Secret | 2025
20263-228838-01 | Xcel Energy | 85 | 13781 | IOU | 05978713 | 7.6 | Solar |  |  | Interconnected | Trade Secret | Trade | RPO | RPO311 | Residential | Solar*Rewards | Trade Secret | 2024 | 2025
20263-228838-01 | Xcel Energy | 85 | 13781 | IOU | 05433738 | 4.93 | Solar |  |  | Interconnected | Trade Secret | Trade | ALK | ALK067 | Residential |  | Trade Secret | 2023 | 2023
20263-228838-01 | Xcel Energy | 85 | 13781 | IOU | 04819325 | 7.616 | Solar |  | X | Interconnected | Trade Secret | Trade | MND | MND072 | Residential | Solar*Rewards | Trade Secret | 2022 | 2022
20263-228838-01 | Xcel Energy | 85 | 13781 | IOU | 05356580 | 5.584 | Solar |  |  | Interconnected | Trade Secret | Trade | TER | TER062 | Residential | Solar*Rewards | Trade Secret | 2023 | 2023
20263-228838-01 | Xcel Energy | 85 | 13781 | IOU | 05235452 | 5.8 | Solar |  |  | Interconnected | Trade Secret | Trade | CHE | CHE065 | Residential |  | Trade Secret | 2022 | 2023
20263-228838-01 | Xcel Energy | 85 | 13781 | IOU | 03128582 | 975 | Solar |  |  | Interconnected | Kasson | Trade | KAN | KAN022 | LMI | Solar*Rewards Community | Trade Secret | 2019 | 2024
20263-228838-01 | Xcel Energy | 85 | 13781 | IOU | 06089118 | 11.5 | Storage |  |  | Interconnected | Trade Secret | Trade | SLP | SLP092 | Residential |  | Trade Secret | 2025 | 2025
20263-228838-01 | Xcel Energy | 85 | 13781 | IOU | 03350408 | 960 | Solar |  |  | Interconnected | Gaylord | Trade | GAY | GAY002 | Community Solar Garden | Solar*Rewards Community | Trade Secret | 2019 | 2023
20263-228838-01 | Xcel Energy | 85 | 13781 | IOU | 05486024 | 3.19 | Solar |  |  | Interconnected | Trade Secret | Trade | HSN | HSN311 | Residential |  | Trade Secret | 2023 | 2023
20263-228838-01 | Xcel Energy | 85 | 13781 | IOU | 05505176 | 24.35 | Solar |  |  | Interconnected | Trade Secret | Trade | GSL | GSL079 | Residential |  | Trade Secret | 2023 | 2024
20263-228838-01 | Xcel Energy | 85 | 13781 | IOU | 06104633 | 3.796 | Solar |  |  | Interconnected | Trade Secret | Trade | WES | WES064 | Residential | Solar*Rewards | Trade Secret | 2025 | 2025
20263-228838-01 | Xcel Energy | 85 | 13781 | IOU | 06232762 | 24.779 | Solar |  |  | Withdrawn | Trade Secret | Trade | GSL | GSL075 | Residential |  | Trade Secret | 2025
20263-228838-01 | Xcel Energy | 85 | 13781 | IOU | 05651704 | 50 | Solar |  |  | Interconnected | Trade Secret | Trade | HUG | HUG311 | Commercial |  | Trade Secret | 2024 | 2024
20263-228838-01 | Xcel Energy | 85 | 13781 | IOU | 05769606 | 11.168 | Solar |  |  | Interconnected | Trade Secret | Trade | KOL | KOL065 | Residential | Solar*Rewards | Trade Secret | 2024 | 2024
20263-228838-01 | Xcel Energy | 85 | 13781 | IOU | 05751198 | 10.395 | Solar |  |  | Interconnected | Trade Secret | Trade | GLK | GLK065 | Residential | Solar*Rewards | Trade Secret | 2024 | 2024
20263-228838-01 | Xcel Energy | 85 | 13781 | IOU | 06018063 | 20.395 | Storage |  |  | Interconnected | Trade Secret | Trade | GLK | GLK065 | Residential |  | Trade Secret | 2024 | 2025
20263-228838-01 | Xcel Energy | 85 | 13781 | IOU | 05860262 | 5.052 | Solar |  |  | Active Application | Trade Secret | Trade | APA | APA064 | Residential | Solar*Rewards | Trade Secret | 2025
20263-228838-01 | Xcel Energy | 85 | 13781 | IOU | 06044415 | 11.766 | Solar |  |  | Interconnected | Trade Secret | Trade | RPO | RPO311 | Residential | Solar*Rewards | Trade Secret | 2024 | 2025
20263-228838-01 | Xcel Energy | 85 | 13781 | IOU | 05488283 | 4.537 | Solar |  |  | Active Application | Trade Secret | Trade | SOU | SOU082 | Residential | Solar*Rewards | Trade Secret | 2023
20263-228838-01 | Xcel Energy | 85 | 13781 | IOU | 03521601 | 3.8 | Solar |  |  | Withdrawn | Trade Secret | Trade | SOU | SOU081 | Residential | Solar*Rewards | Trade Secret | 2020
20263-228838-01 | Xcel Energy | 85 | 13781 | IOU | 04004601 | 3.48 | Solar |  |  | Interconnected | Trade Secret | Trade | SLP | SLP082 | Residential | Solar*Rewards | Trade Secret | 2020 | 2021
20263-228838-01 | Xcel Energy | 85 | 13781 | IOU | 03134427 | 30 | Solar |  |  | Interconnected | Trade Secret | Trade | HSN | HSN321 | Commercial | Made in Minnesota | Trade Secret | 2015 | 2015
20263-228838-01 |  |  |  |  | 05379389 |  | Solar |  |  | Active Application | Trade Secret | Trade | WIN | WIN032 | Residential | Solar*Rewards |  | 2023
20263-228838-01 | Xcel Energy | 85 | 13781 | IOU | 04975990 | 7.329 | Solar |  |  | Interconnected | Trade Secret | Trade | AFT | AFT314 | Residential | Solar*Rewards | Trade Secret | 2022 | 2022
20263-228838-01 | Xcel Energy | 85 | 13781 | IOU | 03133526 | 30 | Solar |  |  | Interconnected | Trade Secret | Trade | GRC | GRC063 | Commercial | Solar*Rewards | Trade Secret | 2012 | 2015
20263-228838-01 | Xcel Energy | 85 | 13781 | IOU | SRO12726 | 9.6 | Solar |  |  | Withdrawn | Trade Secret | Trade | TWL | TWL063 | Commercial | Solar*Rewards | Trade Secret | 2010
20263-228838-01 | Xcel Energy | 85 | 13781 | IOU | 03133291 | 15 | Solar |  |  | Interconnected | Trade Secret | Trade | TWL | TWL063 | Commercial | Solar*Rewards | Trade Secret | 2010 | 2010
20263-228838-01 | Xcel Energy | 85 | 13781 | IOU | 03134019 | 18 | Solar |  |  | Interconnected | Trade Secret | Trade | NMC | NMC092 | Commercial | Solar*Rewards | Trade Secret | 2014 | 2015
20263-228838-01 | Xcel Energy | 85 | 13781 | IOU | 03134350 | 36 | Solar |  |  | Interconnected | Trade Secret | Trade | NMC | NMC092 | Commercial | Made in Minnesota | Trade Secret | 2015 | 2015
20263-228838-01 | Xcel Energy | 85 | 13781 | IOU | 04087448 | 5.51 | Solar |  |  | Interconnected | Trade Secret | Trade | GPH | GPH062 | Residential | Solar*Rewards | Trade Secret | 2020 | 2021
20263-228838-01 | Xcel Energy | 85 | 13781 | IOU | OID3794022 | 6 | Solar |  |  | Withdrawn | Trade Secret | Trade | RRK | RRK064 | Residential | Solar*Rewards | Trade Secret | 2019
20263-228838-01 | Xcel Energy | 85 | 13781 | IOU | OID3830455 | 9.994 | Solar |  |  | Withdrawn | Trade Secret | Trade | RRK | RRK064 | Residential | Solar*Rewards | Trade Secret | 2019
20263-228838-01 | Xcel Energy | 85 | 13781 | IOU | 03181279 | 9.994 | Solar |  |  | Interconnected | Trade Secret | Trade | RRK | RRK064 | Residential | Solar*Rewards | Trade Secret | 2019 | 2019
20263-228838-01 | Xcel Energy | 85 | 13781 | IOU | 03134527 | 5 | Solar |  |  | Interconnected | Trade Secret | Trade | SOU | SOU083 | Residential | Made in Minnesota | Trade Secret | 2015 | 2015
20263-228838-01 | Xcel Energy | 85 | 13781 | IOU | 04399471 | 5.48 | Solar |  |  | Interconnected | Trade Secret | Trade | WES | WES076 | Residential | Solar*Rewards | Trade Secret | 2021 | 2021
20263-228838-01 | Xcel Energy | 85 | 13781 | IOU | 04898186 | 7.616 | Solar |  |  | Interconnected | Trade Secret | Trade | AFT | AFT314 | Residential |  | Trade Secret | 2022 | 2023
20263-228838-01 | Xcel Energy | 85 | 13781 | IOU | 04794089 | 6.09 | Solar |  |  | Interconnected | Trade Secret | Trade | SLP | SLP082 | Commercial | Solar*Rewards | Trade Secret | 2022 | 2022
20263-228838-01 | Xcel Energy | 85 | 13781 | IOU | OID3830703 | 9.994 | Solar |  |  | Withdrawn | Trade Secret | Trade | WIL | WIL089 | Residential | Solar*Rewards | Trade Secret | 2019
20263-228838-01 | Xcel Energy | 85 | 13781 | IOU | OID3834256 | 9.994 | Solar |  |  | Interconnected | Trade Secret | Trade | WIL | WIL089 | Residential | Solar*Rewards | Trade Secret | 2019 | 2019
20263-228838-01 | Xcel Energy | 85 | 13781 | IOU | 03130249 | 5.52 | Solar |  |  | Interconnected | Trade Secret | Trade | WIL | WIL063 | Residential | Solar*Rewards | Trade Secret | 2019 | 2019
20263-228838-01 | Xcel Energy | 85 | 13781 | IOU | 04309731 | 3.747 | Solar |  |  | Withdrawn | Trade Secret | Trade | WSD | WSD061 | Residential |  | Trade Secret | 2021
20263-228838-01 | Xcel Energy | 85 | 13781 | IOU | 03130656 | 7.625 | Solar |  |  | Interconnected | Trade Secret | Trade | RLK | RLK065 | Residential | Solar*Rewards | Trade Secret | 2016 | 2017
20263-228838-01 | Xcel Energy | 85 | 13781 | IOU | 05980316 | 9.216 | Solar |  |  | Active Application | Trade Secret | Trade | WAB | WAB031 | Residential | Solar*Rewards | Trade Secret | 2024
20263-228838-01 | Xcel Energy | 85 | 13781 | IOU | 05845037 | 9.216 | Solar |  |  | Withdrawn | Trade Secret | Trade | WAB | WAB031 | Residential |  | Trade Secret | 2024
20263-228838-01 | Xcel Energy | 85 | 13781 | IOU | 03959325 | 6 | Solar |  |  | Interconnected | Trade Secret | Trade | VES | VES021 | Residential | Solar*Rewards | Trade Secret | 2020 | 2021
20263-228838-01 | Xcel Energy | 85 | 13781 | IOU | OID3994230 | 3.747 | Solar |  |  | Interconnected | Trade Secret | Trade | EDA | EDA084 | Commercial |  | Trade Secret | 2019 | 2020
20263-228838-01 | Xcel Energy | 85 | 13781 | IOU | 04654601 | 8.41 | Solar |  |  | Interconnected | Trade Secret | Trade | AHI | AHI063 | Residential |  | Trade Secret | 2021 | 2021
20263-228838-01 | Xcel Energy | 85 | 13781 | IOU | 04383294 | 99 | Solar |  |  | Interconnected | Trade Secret | Trade | SLP | SLP081 | Commercial |  | Trade Secret | 2021 | 2026
20263-228838-01 |  |  |  |  | 04167187 |  | Solar |  |  | Active Application | Trade Secret | Trade | DBL | DBL068 | Residential | Solar*Rewards |  | 2020
20263-228838-01 | Xcel Energy | 85 | 13781 | IOU | 03131829 | 9.94 | Solar |  |  | Interconnected | Trade Secret | Trade | WIL | WIL087 | Residential | Solar*Rewards | Trade Secret | 2017 | 2018
20263-228838-01 | Xcel Energy | 85 | 13781 | IOU | 06216463 | 9.84 | Solar |  |  | Interconnected | Trade Secret | Trade | ORO | ORO061 | Residential |  | Trade Secret | 2025 | 2025
20263-228838-01 | Xcel Energy | 85 | 13781 | IOU | SRO29875 | 5 | Solar |  |  | Withdrawn | Trade Secret | Trade | SOU | SOU072 | Residential | Solar*Rewards | Trade Secret | 2013
20263-228838-01 | Xcel Energy | 85 | 13781 | IOU | 03134066 | 2.5 | Solar |  |  | Interconnected | Trade Secret | Trade | SOU | SOU072 | Residential | Made in Minnesota | Trade Secret | 2014 | 2014
20263-228838-01 | Xcel Energy | 85 | 13781 | IOU | 05356800 | 2.094 | Solar |  |  | Interconnected | Trade Secret | Trade | SOU | SOU072 | Residential | Solar*Rewards | Trade Secret | 2023 | 2023
20263-228838-01 | Xcel Energy | 85 | 13781 | IOU | OID2316109 | 4 | Solar |  |  | Withdrawn | Trade Secret | Trade | MPK | MPK082 | Residential | Solar*Rewards | Trade Secret | 2015
20263-228838-01 | Xcel Energy | 85 | 13781 | IOU | OID2375841 | 20 | Solar |  |  | Withdrawn | Trade Secret | Trade | STY | STY063 | Commercial | Solar*Rewards | Trade Secret | 2015
20263-228838-01 | Xcel Energy | 85 | 13781 | IOU | 05356493 | 9.994 | Solar |  |  | Interconnected | Trade Secret | Trade | SAV | SAV069 | Residential | Solar*Rewards | Trade Secret | 2023 | 2023
20263-228838-01 | Xcel Energy | 85 | 13781 | IOU | 05473503 | 5.12 | Solar |  |  | Interconnected | Trade Secret | Trade | WCR | WCR322 | Residential | Solar*Rewards | Trade Secret | 2023 | 2023
20263-228838-01 | Xcel Energy | 85 | 13781 | IOU | 04219209 | 8.027 | Solar |  |  | Interconnected | Trade Secret | Trade | SLP | SLP083 | Residential | Solar*Rewards | Trade Secret | 2021 | 2021
20263-228838-01 | Xcel Energy | 85 | 13781 | IOU | 06140485 | 6.56 | Solar |  |  | Interconnected | Trade Secret | Trade | STY | STY072 | Residential |  | Trade Secret | 2025 | 2025
20263-228838-01 | Xcel Energy | 85 | 13781 | IOU | 06133317 | 6.56 | Solar |  |  | Withdrawn | Trade Secret | Trade | STY | STY072 | Residential | Solar*Rewards | Trade Secret | 2025
20263-228838-01 | Xcel Energy | 85 | 13781 | IOU | 04794296 | 9.86 | Solar |  |  | Interconnected | Trade Secret | Trade | WSG | WSG061 | Residential | Solar*Rewards | Trade Secret | 2022 | 2022
20263-228838-01 | Xcel Energy | 85 | 13781 | IOU | 03131100 | 90 | Solar |  |  | Interconnected | Trade Secret | Trade | ALD | ALD094 | Commercial |  | Trade Secret | 2012 | 2013
20263-228838-01 | Xcel Energy | 85 | 13781 | IOU | 03132954 | 2.962 | Solar |  |  | Interconnected | Trade Secret | Trade | SIP | SIP061 | Residential | Solar*Rewards | Trade Secret | 2018 | 2019
20263-228838-01 | Xcel Energy | 85 | 13781 | IOU | 05363764 | 10.15 | Solar |  |  | Interconnected | Trade Secret | Trade | KOL | KOL065 | Residential |  | Trade Secret | 2023 | 2024
20263-228838-01 | Xcel Energy | 85 | 13781 | IOU | 03131160 | 250 | Other |  |  | Interconnected | Trade Secret | Trade | NMC | NMC082 | Commercial |  | Trade Secret | 2013 | 2013
20263-228838-01 | Xcel Energy | 85 | 13781 | IOU | 03999155 | 4.35 | Solar |  |  | Interconnected | Trade Secret | Trade | SOU | SOU081 | Residential | Solar*Rewards | Trade Secret | 2020 | 2020
20263-228838-01 |  |  |  |  | 05725118 |  | Solar |  |  | Active Application | Trade Secret | Trade | XRD | XRD062 | Residential | Solar*Rewards |  | 2024
20263-228838-01 | Xcel Energy | 85 | 13781 | IOU | 06275412 | 4.188 | Solar |  |  | Active Application | Trade Secret | Trade | MOL | MOL078 | Residential |  | Trade Secret | 2025
20263-228838-01 | Xcel Energy | 85 | 13781 | IOU | 03130001 | 33.3 | Solar |  |  | Interconnected | Trade Secret | Trade | ALD | ALD085 | Commercial | Solar*Rewards | Trade Secret | 2018 | 2020
20263-228838-01 | Xcel Energy | 85 | 13781 | IOU | 04450364 | 7.68 | Solar |  |  | Interconnected | Trade Secret | Trade | LAB | LAB311 | Residential |  | Trade Secret | 2021 | 2022
20263-228838-01 | Xcel Energy | 85 | 13781 | IOU | 05939031 | 3.037 | Solar |  |  | Active Application | Trade Secret | Trade | MST | MST074 | Residential |  | Trade Secret | 2024
20263-228838-01 | Xcel Energy | 85 | 13781 | IOU | 05985021 | 1.742 | Solar |  |  | Interconnected | Trade Secret | Trade | ALD | ALD076 | Residential |  | Trade Secret | 2024 | 2025
20263-228838-01 | Xcel Energy | 85 | 13781 | IOU | 05242539 | 4.48 | Solar |  |  | Interconnected | Trade Secret | Trade | DND | DND061 | Residential |  | Trade Secret | 2022 | 2023
20263-228838-01 | Xcel Energy | 85 | 13781 | IOU | OID3584369 | 9.994 | Solar |  |  | Withdrawn | Trade Secret | Trade | WSG | WSG065 | Residential | Solar*Rewards | Trade Secret | 2018
20263-228838-01 | Xcel Energy | 85 | 13781 | IOU | OID3565525 | 10.08 | Solar |  |  | Withdrawn | Trade Secret | Trade | WSG | WSG065 | Residential | Solar*Rewards | Trade Secret | 2018
20263-228838-01 | Xcel Energy | 85 | 13781 | IOU | 06224880 | 6.046 | Solar |  |  | Interconnected | Trade Secret | Trade | KOL | KOL061 | Residential |  | Trade Secret | 2025 | 2025
20263-228838-01 | Xcel Energy | 85 | 13781 | IOU | OID1951523 | 9 | Solar |  |  | Withdrawn | Trade Secret | Trade | ALT | ALT021 | Residential | Made in Minnesota | Trade Secret | 2014
20263-228838-01 | Xcel Energy | 85 | 13781 | IOU | 06083558 | 3.839 | Solar |  |  | Interconnected | Trade Secret | Trade | SOU | SOU069 | Residential |  | Trade Secret | 2025 | 2025
20263-228838-01 | Xcel Energy | 85 | 13781 | IOU | 06123222 | 7.6 | Solar |  |  | Interconnected | Trade Secret | Trade | FSL | FSL312 | Residential | Solar*Rewards | Trade Secret | 2025 | 2025
20263-228838-01 | Xcel Energy | 85 | 13781 | IOU | 04425730 | 7.83 | Solar |  |  | Interconnected | Trade Secret | Trade | HWW | HWW073 | Residential | Solar*Rewards | Trade Secret | 2021 | 2021
20263-228838-01 | Xcel Energy | 85 | 13781 | IOU | 03132746 | 2.07 | Solar |  |  | Interconnected | Trade Secret | Trade | SOU | SOU064 | Residential | Solar*Rewards | Trade Secret | 2018 | 2018
20263-228838-01 | Xcel Energy | 85 | 13781 | IOU | OID2989394 | 3.8 | Solar |  |  | Withdrawn | Trade Secret | Trade | WES | WES074 | Residential | Made in Minnesota | Trade Secret | 2017
20263-228838-01 | Xcel Energy | 85 | 13781 | IOU | 03132654 | 3.747 | Solar |  |  | Interconnected | Trade Secret | Trade | WES | WES074 | Residential | Made in Minnesota | Trade Secret | 2018 | 2018
20263-228838-01 | Xcel Energy | 85 | 13781 | IOU | 05402880 | 40.135 | Solar |  |  | Interconnected | Trade Secret | Trade | UPP | UPP083 | Commercial |  | Trade Secret | 2023 | 2024
20263-228838-01 | Xcel Energy | 85 | 13781 | IOU | 06080232 | 13.285 | Solar |  |  | Withdrawn | Trade Secret | Trade | MOL | MOL076 | Residential | Solar*Rewards | Trade Secret | 2025
20263-228838-01 | Xcel Energy | 85 | 13781 | IOU | 06079376 | 13.664 | Solar |  |  | Active Application | Trade Secret | Trade | MOL | MOL076 | Residential | Solar*Rewards | Trade Secret | 2025
20263-228838-01 | Xcel Energy | 85 | 13781 | IOU | 06234043 | 1.396 | Solar |  |  | Withdrawn | Trade Secret | Trade | LAC | LAC062 | Residential |  | Trade Secret | 2025
20263-228838-01 | Xcel Energy | 85 | 13781 | IOU | 06341576 | 1.396 | Solar |  |  | Active Application | Trade Secret | Trade | LAC | LAC062 | Residential | Solar*Rewards | Trade Secret | 2026
20263-228838-01 | Xcel Energy | 85 | 13781 | IOU | 05438770 | 6.98 | Solar |  |  | Interconnected | Trade Secret | Trade | LAC | LAC062 | Residential | Solar*Rewards | Trade Secret | 2023 | 2024
20263-228838-01 | Xcel Energy | 85 | 13781 | IOU | 03133838 | 9 | Solar |  |  | Interconnected | Trade Secret | Trade | AFT | AFT322 | Residential | Made in Minnesota | Trade Secret | 2014 | 2014
20263-228838-01 | Xcel Energy | 85 | 13781 | IOU | 06322371 | 8.725 | Solar |  |  | Active Application | Trade Secret | Trade | RWD | RWD081 | Residential | Solar*Rewards | Trade Secret | 2026
20263-228838-01 | Xcel Energy | 85 | 13781 | IOU | 03134037 | 18 | Solar |  |  | Interconnected | Trade Secret | Trade | TWL | TWL082 | Commercial | Solar*Rewards | Trade Secret | 2014 | 2015
20263-228838-01 | Xcel Energy | 85 | 13781 | IOU | 03260877 | 4.32 | Solar |  |  | Interconnected | Trade Secret | Trade | WRR | WRR075 | Residential | Solar*Rewards | Trade Secret | 2019 | 2020
20263-228838-01 | Xcel Energy | 85 | 13781 | IOU | 05821046 | 7.616 | Solar |  |  | Interconnected | Trade Secret | Trade | WDY | WDY311 | Residential |  | Trade Secret | 2024 | 2025
20263-228838-01 | Xcel Energy | 85 | 13781 | IOU | 05231937 | 4.64 | Solar |  |  | Interconnected | Trade Secret | Trade | WIL | WIL082 | Residential |  | Trade Secret | 2022 | 2023
20263-228838-01 |  |  |  |  | OID3501168 |  | Solar |  |  | Withdrawn | Trade Secret | Trade | CNC | CNC071 | Commercial | Solar*Rewards |  | 2018
20263-228838-01 | Xcel Energy | 85 | 13781 | IOU | 05356833 | 5.04 | Solar |  |  | Interconnected | Trade Secret | Trade | OAD | OAD063 | Residential | Solar*Rewards | Trade Secret | 2023 | 2023
20263-228838-01 | Xcel Energy | 85 | 13781 | IOU | 04510330 | 16.08 | Solar |  |  | Interconnected | Trade Secret | Trade | HUG | HUG321 | Residential |  | Trade Secret | 2021 | 2021
20263-228838-01 | Xcel Energy | 85 | 13781 | IOU | 03130846 | 1.2 | Solar |  |  | Interconnected | Trade Secret | Trade | RIV | RIV062 | Residential |  | Trade Secret | 2007 | 2007
20263-228838-01 | Xcel Energy | 85 | 13781 | IOU | 05405009 | 5.22 | Solar |  |  | Interconnected | Trade Secret | Trade | MOL | MOL073 | Residential |  | Trade Secret | 2023 | 2023
20263-228838-01 | Xcel Energy | 85 | 13781 | IOU | 03134139 | 12 | Solar |  |  | Interconnected | Trade Secret | Trade | WSG | WSG066 | Residential | Solar*Rewards | Trade Secret | 2014 | 2014
20263-228838-01 | Xcel Energy | 85 | 13781 | IOU | OID3813295 | 9.994 | Solar |  |  | Withdrawn | Trade Secret | Trade | KOL | KOL073 | Residential | Solar*Rewards | Trade Secret | 2019
20263-228838-01 | Xcel Energy | 85 | 13781 | IOU | 03141999 | 11.39 | Solar |  |  | Interconnected | Trade Secret | Trade | KOL | KOL073 | Residential | Solar*Rewards | Trade Secret | 2019 | 2019
20263-228838-01 | Xcel Energy | 85 | 13781 | IOU | 05791205 | 4.886 | Solar |  |  | Interconnected | Trade Secret | Trade | RRK | RRK064 | Residential | Solar*Rewards | Trade Secret | 2024 | 2024
20263-228838-01 | Xcel Energy | 85 | 13781 | IOU | 03507153 | 14.51 | Solar |  |  | Interconnected | Trade Secret | Trade | RLK | RLK069 | Commercial | Solar*Rewards | Trade Secret | 2019 | 2021
20263-228838-01 | Xcel Energy | 85 | 13781 | IOU | 03131453 | 19.999 | Solar |  |  | Interconnected | Trade Secret | Trade | RLK | RLK069 | Commercial | Solar*Rewards | Trade Secret | 2017 | 2017
20263-228838-01 | Xcel Energy | 85 | 13781 | IOU | 05471296 | 4.55 | Solar |  |  | Interconnected | Trade Secret | Trade | RIV | RIV063 | Residential | Solar*Rewards | Trade Secret | 2023 | 2024
20263-228838-01 | Xcel Energy | 85 | 13781 | IOU | 03131363 | 9.995 | Solar |  |  | Interconnected | Trade Secret | Trade | GIB | GIB021 | Residential | Made in Minnesota | Trade Secret | 2017 | 2017
20263-228838-01 | Xcel Energy | 85 | 13781 | IOU | 05360391 | 9.6 | Solar |  |  | Interconnected | Trade Secret | Trade | BEL | BEL062 | Residential |  | Trade Secret | 2023 | 2023
20263-228838-01 | Xcel Energy | 85 | 13781 | IOU | SRO19149 | 34.2 | Solar |  |  | Withdrawn | Trade Secret | Trade | ESW | ESW061 | Commercial | Solar*Rewards | Trade Secret | 2011
20263-228838-01 | Xcel Energy | 85 | 13781 | IOU | 05954930 | 5.052 | Solar |  |  | Active Application | Trade Secret | Trade | GRC | GRC313 | Residential |  | Trade Secret | 2024
20263-228838-01 | Xcel Energy | 85 | 13781 | IOU | 03665519 | 9.994 | Solar |  |  | Interconnected | Trade Secret | Trade | BEL | BEL061 | Residential | Solar*Rewards | Trade Secret | 2020 | 2020
20263-228838-01 | Xcel Energy | 85 | 13781 | IOU | SRO29921 | 45 | Solar |  |  | Withdrawn | Trade Secret | Trade | WEF | WEF071 | Commercial | Solar*Rewards | Trade Secret | 2013
20263-228838-01 | Xcel Energy | 85 | 13781 | IOU | OID3284669 | 19.999 | Solar |  |  | Withdrawn | Trade Secret | Trade | WEF | WEF071 | Commercial | Solar*Rewards | Trade Secret | 2018
20263-228838-01 | Xcel Energy | 85 | 13781 | IOU | 03132455 | 39.998 | Solar |  |  | Interconnected | Trade Secret | Trade | ECK | ECK342 | Commercial | Made in Minnesota | Trade Secret | 2018 | 2018
20263-228838-01 | Xcel Energy | 85 | 13781 | IOU | 03131491 | 19.999 | Solar |  |  | Interconnected | Trade Secret | Trade | ECK | ECK342 | Commercial | Solar*Rewards | Trade Secret | 2017 | 2018
20263-228838-01 | Xcel Energy | 85 | 13781 | IOU | 06213605 | 10.819 | Solar |  |  | Interconnected | Trade Secret | Trade | VKG | VKG061 | Residential |  | Trade Secret | 2025 | 2025
20263-228838-01 | Xcel Energy | 85 | 13781 | IOU | 06197826 | 7.6 | Solar |  |  | Withdrawn | Trade Secret | Trade | MOL | MOL061 | Residential | Solar*Rewards | Trade Secret | 2025
20263-228838-01 | Xcel Energy | 85 | 13781 | IOU | 05968024 | 7.616 | Solar |  |  | Active Application | Trade Secret | Trade | TLK | TLK061 | Residential |  | Trade Secret | 2024
20263-228838-01 | Xcel Energy | 85 | 13781 | IOU | 06071509 | 11.5 | Storage |  |  | Interconnected | Trade Secret | Trade | SLP | SLP084 | Residential |  | Trade Secret | 2025 | 2025
20263-228838-01 | Xcel Energy | 85 | 13781 | IOU | 04567273 | 10.121 | Solar |  |  | Interconnected | Trade Secret | Trade | SLP | SLP084 | Residential |  | Trade Secret | 2021 | 2021
20263-228838-01 | Xcel Energy | 85 | 13781 | IOU | 04317339 | 39.999 | Solar |  |  | Interconnected | Trade Secret | Trade | RVA | RVA061 | Commercial | Solar*Rewards | Trade Secret | 2021 | 2022
20263-228838-01 | Xcel Energy | 85 | 13781 | IOU | 05541000 | 8.96 | Solar |  |  | Withdrawn | Trade Secret | Trade | MPK | MPK064 | Residential | Solar*Rewards | Trade Secret | 2023
20263-228838-01 | Xcel Energy | 85 | 13781 | IOU | 05562542 | 8.96 | Solar |  |  | Withdrawn | Trade Secret | Trade | MPK | MPK064 | Residential |  | Trade Secret | 2023
20263-228838-01 | Xcel Energy | 85 | 13781 | IOU | 05978674 | 5.052 | Solar |  |  | Interconnected | Trade Secret | Trade | OAD | OAD074 | Residential |  | Trade Secret | 2024 | 2025
20263-228838-01 | Xcel Energy | 85 | 13781 | IOU | 06166213 | 5.584 | Solar |  |  | Withdrawn | Trade Secret | Trade | WIL | WIL074 | Residential | Solar*Rewards | Trade Secret | 2025
20263-228838-01 | Xcel Energy | 85 | 13781 | IOU | 06329363 | 4.188 | Solar |  |  | Active Application | Trade Secret | Trade | WIL | WIL074 | Residential | Solar*Rewards | Trade Secret | 2026
20263-228838-01 | Xcel Energy | 85 | 13781 | IOU | 05960568 | 3.747 | Solar |  |  | Active Application | Trade Secret | Trade | STY | STY075 | Residential |  | Trade Secret | 2024
20263-228838-01 | Xcel Energy | 85 | 13781 | IOU | 03130322 | 9.994 | Solar |  |  | Interconnected | Trade Secret | Trade | WIL | WIL078 | Residential | Solar*Rewards | Trade Secret | 2019 | 2019
20263-228838-01 |  |  |  |  | OID3060048 |  | Solar |  |  | Withdrawn | Trade Secret | Trade | MST | MST080 | Commercial | Made in Minnesota |  | 2017
20263-228838-01 | Xcel Energy | 85 | 13781 | IOU | 06212657 | 7.678 | Solar |  |  | Active Application | Trade Secret | Trade | UPP | UPP089 | Residential | Solar*Rewards | Trade Secret | 2025
20263-228838-01 |  |  |  |  | OID2806609 |  | Solar |  |  | Withdrawn | Trade Secret | Trade | TWL | TWL071 | Residential |  |  | 2013
20263-228838-01 | Xcel Energy | 85 | 13781 | IOU | SRO31636 | 2 | Solar |  |  | Withdrawn | Trade Secret | Trade | TWL | TWL071 | Residential | Solar*Rewards | Trade Secret | 2013
20263-228838-01 | Xcel Energy | 85 | 13781 | IOU | 06193375 | 2.962 | Solar |  |  | Active Application | Trade Secret | Trade | TWL | TWL071 | Residential | Solar*Rewards | Trade Secret | 2025
20263-228838-01 | Xcel Energy | 85 | 13781 | IOU | 06322275 | 7.678 | Solar |  |  | Active Application | Trade Secret | Trade | WSG | WSG352 | Residential | Solar*Rewards | Trade Secret | 2026
20263-228838-01 | Xcel Energy | 85 | 13781 | IOU | 04492926 | 9.994 | Solar |  |  | Active Application | Trade Secret | Trade | MOL | MOL066 | Residential | Solar*Rewards | Trade Secret | 2021
20263-228838-01 | Xcel Energy | 85 | 13781 | IOU | 04898343 | 3.747 | Solar |  |  | Active Application | Trade Secret | Trade | CEL | CEL061 | Residential |  | Trade Secret | 2022
20263-228838-01 | Xcel Energy | 85 | 13781 | IOU | 04898456 | 3.747 | Solar |  |  | Interconnected | Trade Secret | Trade | CEL | CEL061 | Residential |  | Trade Secret | 2022 | 2023
20263-228838-01 | Xcel Energy | 85 | 13781 | IOU | 03129729 | 6 | Solar |  |  | Interconnected | Trade Secret | Trade | MPK | MPK078 | Residential | Solar*Rewards | Trade Secret | 2019 | 2019
20263-228838-01 |  |  |  |  | OID4000966 |  | Solar |  |  | Withdrawn | Trade Secret | Trade | HUG | HUG321 | Residential | Solar*Rewards |  | 2019
20263-228838-01 |  |  |  |  | OID4010552 |  | Solar |  |  | Withdrawn | Trade Secret | Trade | HUG | HUG321 | Residential | Solar*Rewards |  | 2019
20263-228838-01 | Xcel Energy | 85 | 13781 | IOU | 03424556 | 39.73 | Solar |  |  | Interconnected | Trade Secret | Trade | HUG | HUG321 | Residential | Solar*Rewards | Trade Secret | 2019 | 2021
20263-228838-01 | Xcel Energy | 85 | 13781 | IOU | 04793869 | 2.9 | Solar |  |  | Interconnected | Trade Secret | Trade | DBL | DBL067 | Residential | Solar*Rewards | Trade Secret | 2022 | 2022
20263-228838-01 | Xcel Energy | 85 | 13781 | IOU | 03131828 | 7.44 | Solar |  |  | Interconnected | Trade Secret | Trade | JOR | JOR021 | Residential | Solar*Rewards | Trade Secret | 2017 | 2018
20263-228838-01 | Xcel Energy | 85 | 13781 | IOU | 05978352 | 4.875 | Solar |  |  | Interconnected | Trade Secret | Trade | MPK | MPK087 | Residential |  | Trade Secret | 2024 | 2025
20263-228838-01 | Xcel Energy | 85 | 13781 | IOU | 04360920 | 3.747 | Solar |  |  | Interconnected | Trade Secret | Trade | WIL | WIL076 | Residential | Solar*Rewards | Trade Secret | 2021 | 2021
20263-228838-01 | Xcel Energy | 85 | 13781 | IOU | 06042324 | 8.528 | Solar |  |  | Interconnected | Trade Secret | Trade | SLP | SLP082 | Residential | Solar*Rewards | Trade Secret | 2025 | 2025
20263-228838-01 | Xcel Energy | 85 | 13781 | IOU | 03131287 | 7.63 | Solar |  |  | Interconnected | Trade Secret | Trade | RIV | RIV073 | Residential | Solar*Rewards | Trade Secret | 2016 | 2017
20263-228838-01 | Xcel Energy | 85 | 13781 | IOU | 03129655 | 8.25 | Solar |  |  | Interconnected | Trade Secret | Trade | UPP | UPP081 | Residential | Solar*Rewards | Trade Secret | 2019 | 2019
20263-228838-01 | Xcel Energy | 85 | 13781 | IOU | 05796753 | 9.994 | Solar |  |  | Interconnected | Trade Secret | Trade | BLC | BLC063 | Residential | Solar*Rewards | Trade Secret | 2024 | 2024
20263-228838-01 | Xcel Energy | 85 | 13781 | IOU | 05942517 | 10.628 | Solar |  |  | Interconnected | Trade Secret | Trade | TLK | TLK064 | Residential | Solar*Rewards | Trade Secret | 2024 | 2024
20263-228838-01 | Xcel Energy | 85 | 13781 | IOU | 03131147 | 200 | Solar |  |  | Interconnected | Trade Secret | Trade | ALK | ALK073 | Commercial |  | Trade Secret | 2012 | 2012
20263-228838-01 | Xcel Energy | 85 | 13781 | IOU | 03130327 | 7.616 | Solar |  |  | Interconnected | Trade Secret | Trade | LEX | LEX075 | Residential | Solar*Rewards | Trade Secret | 2019 | 2019
20263-228838-01 | Xcel Energy | 85 | 13781 | IOU | 03565112 | 10 | Storage |  |  | Interconnected | Trade Secret | Trade | LEX | LEX075 | Residential |  | Trade Secret | 2020 | 2019
20263-228838-01 |  |  |  |  | 03525030 |  |  |  |  | Active Application | Trade Secret | Trade | LEX | LEX075 | Residential |  |  | 2020
20263-228838-01 | Xcel Energy | 85 | 13781 | IOU | 03134084 | 4.3 | Solar |  |  | Interconnected | Trade Secret | Trade | HUG | HUG322 | Residential | Solar*Rewards | Trade Secret | 2014 | 2014
20263-228838-01 | Xcel Energy | 85 | 13781 | IOU | 03131801 | 6 | Solar |  |  | Interconnected | Trade Secret | Trade | HWW | HWW072 | Residential | Made in Minnesota | Trade Secret | 2017 | 2017
20263-228838-01 | Xcel Energy | 85 | 13781 | IOU | 05331449 | 4.35 | Solar |  |  | Interconnected | Trade Secret | Trade | GLK | GLK073 | Residential |  | Trade Secret | 2022 | 2023
20263-228838-01 | Xcel Energy | 85 | 13781 | IOU | 03131909 | 6 | Solar |  |  | Interconnected | Trade Secret | Trade | MPK | MPK063 | Residential | Solar*Rewards | Trade Secret | 2017 | 2018
20263-228838-01 | Xcel Energy | 85 | 13781 | IOU | 03891988 | 10.47 | Solar |  |  | Interconnected | Trade Secret | Trade | ESW | ESW081 | Residential | Solar*Rewards | Trade Secret | 2020 | 2020
20263-228838-01 | Xcel Energy | 85 | 13781 | IOU | 03130845 | 1 | Solar |  |  | Interconnected | Trade Secret | Trade | SLP | SLP084 | Residential |  | Trade Secret | 1996 | 2001
20263-228838-01 | Xcel Energy | 85 | 13781 | IOU | 03133427 | 4.5 | Solar |  |  | Interconnected | Trade Secret | Trade | SLP | SLP084 | Residential | Solar*Rewards | Trade Secret | 2011 | 2012
20263-228838-01 | Xcel Energy | 85 | 13781 | IOU | OID3666324 | 7.616 | Solar |  |  | Withdrawn | Trade Secret | Trade | FSL | FSL311 | Residential | Solar*Rewards | Trade Secret | 2018
20263-228838-01 | Xcel Energy | 85 | 13781 | IOU | 04552237 | 6 | Solar |  |  | Active Application | Trade Secret | Trade | RPL | RPL064 | Residential |  | Trade Secret | 2021
20263-228838-01 | Xcel Energy | 85 | 13781 | IOU | 06212849 | 9.772 | Solar |  |  | Interconnected | Trade Secret | Trade | EDA | EDA071 | Residential |  | Trade Secret | 2025 | 2025
20263-228838-01 | Xcel Energy | 85 | 13781 | IOU | 03778967 | 3.747 | Solar |  |  | Interconnected | Trade Secret | Trade | GNL | GNL072 | Residential | Solar*Rewards | Trade Secret | 2020 | 2021
20263-228838-01 | Xcel Energy | 85 | 13781 | IOU | 05364437 | 6.09 | Solar |  |  | Interconnected | Trade Secret | Trade | WSG | WSG362 | Residential |  | Trade Secret | 2023 | 2023
20263-228838-01 | Xcel Energy | 85 | 13781 | IOU | 03131353 | 9.94 | Solar |  |  | Interconnected | Trade Secret | Trade | SHP | SHP061 | Residential | Solar*Rewards | Trade Secret | 2017 | 2017
20263-228838-01 | Xcel Energy | 85 | 13781 | IOU | 03131461 | 3.8 | Solar |  |  | Interconnected | Trade Secret | Trade | WEF | WEF061 | Residential | Made in Minnesota | Trade Secret | 2017 | 2017
20263-228838-01 | Xcel Energy | 85 | 13781 | IOU | OID2898647 | 3 | Solar |  |  | Withdrawn | Trade Secret | Trade | WEF | WEF061 | Residential | Solar*Rewards | Trade Secret | 2017
20263-228838-01 | Xcel Energy | 85 | 13781 | IOU | 04062191 | 6 | Solar |  |  | Active Application | Trade Secret | Trade | PRR | PRR063 | Residential | Solar*Rewards | Trade Secret | 2020
20263-228838-01 | Xcel Energy | 85 | 13781 | IOU | 05337671 | 5 | Solar |  |  | Withdrawn | Trade Secret | Trade | MOL | MOL079 | Residential |  | Trade Secret | 2022
20263-228838-01 | Xcel Energy | 85 | 13781 | IOU | 05599250 | 5 | Solar |  |  | Interconnected | Trade Secret | Trade | MOL | MOL079 | Residential |  | Trade Secret | 2023 | 2024
20263-228838-01 | Xcel Energy | 85 | 13781 | IOU | 06255668 | 7.6 | Solar |  |  | Active Application | Trade Secret | Trade | HSN | HSN321 | Residential |  | Trade Secret | 2025
20263-228838-01 | Xcel Energy | 85 | 13781 | IOU | 03130275 | 11.39 | Solar |  |  | Interconnected | Trade Secret | Trade | AFT | AFT314 | Residential | Solar*Rewards | Trade Secret | 2019 | 2019
20263-228838-01 | Xcel Energy | 85 | 13781 | IOU | 03130965 | 1000 | Natural Gas |  |  | Interconnected | Trade Secret | Trade | ESW | ESW082 | Commercial |  | Trade Secret | 2006 | 2006
20263-228838-01 | Xcel Energy | 85 | 13781 | IOU | 05995710 | 3.141 | Solar |  |  | Interconnected | Trade Secret | Trade | SOU | SOU072 | Residential | Solar*Rewards | Trade Secret | 2024 | 2025
20263-228838-01 | Xcel Energy | 85 | 13781 | IOU | 03238480 | 15.232 | Solar |  |  | Interconnected | Trade Secret | Trade | RPO | RPO311 | Residential | Solar*Rewards | Trade Secret | 2019 | 2020
20263-228838-01 | Xcel Energy | 85 | 13781 | IOU | 03134488 | 10.01 | Solar |  |  | Interconnected | Trade Secret | Trade | WAB | WAB021 | Residential | Made in Minnesota | Trade Secret | 2015 | 2015
20263-228838-01 | Xcel Energy | 85 | 13781 | IOU | 05658308 | 10.44 | Solar |  |  | Interconnected | Trade Secret | Trade | TER | TER063 | Residential |  | Trade Secret | 2023 | 2024
20263-228838-01 | Xcel Energy | 85 | 13781 | IOU | SRO24393 | 34.2 | Solar |  |  | Withdrawn | Trade Secret | Trade | HUG | HUG321 | Commercial | Solar*Rewards | Trade Secret | 2012
20263-228838-01 | Xcel Energy | 85 | 13781 | IOU | SRO19332 | 45 | Solar |  |  | Withdrawn | Trade Secret | Trade | MEL | MEL074 | Commercial | Solar*Rewards | Trade Secret | 2011
20263-228838-01 | Xcel Energy | 85 | 13781 | IOU | 05396859 | 750 | Solar |  |  | Interconnected | Trade Secret | Trade | MEL | MEL074 | Commercial |  | Trade Secret | 2023 | 2024
20263-228838-01 | Xcel Energy | 85 | 13781 | IOU | 06119966 | 3.936 | Solar |  |  | Interconnected | Trade Secret | Trade | CRL | CRL065 | Residential |  | Trade Secret | 2025 | 2025
20263-228838-01 | Xcel Energy | 85 | 13781 | IOU | 06113646 | 3.936 | Solar |  |  | Withdrawn | Trade Secret | Trade | CRL | CRL065 | Residential | Solar*Rewards | Trade Secret | 2025
20263-228838-01 | Xcel Energy | 85 | 13781 | IOU | OID2057290 | 36 | Solar |  |  | Interconnected | Trade Secret | Trade | MPK | MPK084 | Commercial | Made in Minnesota | Trade Secret | 2014 | 2014
20263-228838-01 |  |  |  |  | 05376677 |  | Solar |  |  | Active Application | Trade Secret | Trade | HAD | HAD022 | Residential | Solar*Rewards |  | 2023
20263-228838-01 | Xcel Energy | 85 | 13781 | IOU | OID2563436 | 7.6 | Solar |  |  | Withdrawn | Trade Secret | Trade | HAD | HAD022 | Residential | Solar*Rewards | Trade Secret | 2016
20263-228838-01 | Xcel Energy | 85 | 13781 | IOU | OID2251352 | 20 | Solar |  |  | Withdrawn | Trade Secret | Trade | WAB | WAB031 | Commercial | Solar*Rewards | Trade Secret | 2015
20263-228838-01 | Xcel Energy | 85 | 13781 | IOU | 05451793 | 3.78 | Solar |  |  | Interconnected | Trade Secret | Trade | TWL | TWL073 | Residential | Solar*Rewards | Trade Secret | 2023 | 2023
20263-228838-01 | Xcel Energy | 85 | 13781 | IOU | 03134693 | 5 | Solar |  |  | Interconnected | Trade Secret | Trade | OSS | OSS076 | Residential | Solar*Rewards | Trade Secret | 2015 | 2016
20263-228838-01 | Xcel Energy | 85 | 13781 | IOU | 03339561 | 5 | Storage |  |  | Interconnected | Trade Secret | Trade | OSS | OSS076 | Residential |  | Trade Secret | 2019 | 2016
20263-228838-01 | Xcel Energy | 85 | 13781 | IOU | 03133322 | 3.36 | Solar |  |  | Interconnected | Trade Secret | Trade | HAD | HAD021 | Residential | Solar*Rewards | Trade Secret | 2010 | 2011
20263-228838-01 | Xcel Energy | 85 | 13781 | IOU | 04819488 | 8.41 | Solar |  |  | Interconnected | Trade Secret | Trade | CHE | CHE075 | Residential | Solar*Rewards | Trade Secret | 2022 | 2023
20263-228838-01 | Xcel Energy | 85 | 13781 | IOU | SRO18416 | 5.1 | Solar |  |  | Withdrawn | Trade Secret | Trade | TER | TER061 | Commercial | Solar*Rewards | Trade Secret | 2011
20263-228838-01 | Xcel Energy | 85 | 13781 | IOU | 03133403 | 5 | Solar |  |  | Interconnected | Trade Secret | Trade | TER | TER061 | Commercial | Solar*Rewards | Trade Secret | 2011 | 2011
20263-228838-01 | Xcel Energy | 85 | 13781 | IOU | 04809469 | 299.7 | Solar |  |  | Interconnected | Trade Secret | Trade | OAD | OAD075 | Commercial |  | Trade Secret | 2022 | 2025
20263-228838-01 | Xcel Energy | 85 | 13781 | IOU | 03129980 | 120 | Solar |  |  | Interconnected | Trade Secret | Trade | PKL | PKL071 | Commercial |  | Trade Secret | 2018 | 2019
20263-228838-01 | Xcel Energy | 85 | 13781 | IOU | 05208921 | 3.84 | Solar |  |  | Interconnected | Trade Secret | Trade | STY | STY072 | Residential |  | Trade Secret | 2022 | 2023
20263-228838-01 | Xcel Energy | 85 | 13781 | IOU | 06264791 | 6.98 | Solar |  |  | Active Application | Trade Secret | Trade | WCR | WCR322 | Residential |  | Trade Secret | 2025
20263-228838-01 | Xcel Energy | 85 | 13781 | IOU | 04798186 | 2.61 | Solar |  |  | Withdrawn | Trade Secret | Trade | MPK | MPK064 | Residential | Solar*Rewards | Trade Secret | 2022
20263-228838-01 | Xcel Energy | 85 | 13781 | IOU | 04555404 | 3.747 | Solar |  |  | Interconnected | Trade Secret | Trade | RPL | RPL063 | Residential |  | Trade Secret | 2021 | 2022
20263-228838-01 | Xcel Energy | 85 | 13781 | IOU | OID3361363 | 5 | Solar |  |  | Withdrawn | Trade Secret | Trade | RPL | RPL063 | Residential | Solar*Rewards | Trade Secret | 2018
20263-228838-01 | Xcel Energy | 85 | 13781 | IOU | 04085978 | 6.48 | Solar |  |  | Interconnected | Trade Secret | Trade | FSL | FSL311 | Residential | Solar*Rewards | Trade Secret | 2020 | 2021
20263-228838-01 | Xcel Energy | 85 | 13781 | IOU | 05202874 | 8.12 | Solar |  |  | Withdrawn | Trade Secret | Trade | RAP | RAP081 | Residential |  | Trade Secret | 2022
20263-228838-01 | Xcel Energy | 85 | 13781 | IOU | 06005630 | 6.046 | Solar |  |  | Interconnected | Trade Secret | Trade | LEX | LEX333 | Residential | Solar*Rewards | Trade Secret | 2024 | 2025
20263-228838-01 | Xcel Energy | 85 | 13781 | IOU | OID3494023 | 300 | Solar |  |  | Withdrawn | Trade Secret | Trade | GSL | GSL061 | Commercial |  | Trade Secret | 2018
20263-228838-01 | Xcel Energy | 85 | 13781 | IOU | 05166079 | 7.54 | Solar |  |  | Interconnected | Trade Secret | Trade | HWW | HWW062 | Residential |  | Trade Secret | 2022 | 2023
20263-228838-01 | Xcel Energy | 85 | 13781 | IOU | OID3997135 | 7.616 | Solar |  |  | Interconnected | Trade Secret | Trade | WIL | WIL073 | Residential | Solar*Rewards | Trade Secret | 2019 | 2020
20263-228838-01 | Xcel Energy | 85 | 13781 | IOU | 05824313 | 3.747 | Solar |  |  | Active Application | Trade Secret | Trade | DBL | DBL073 | Residential |  | Trade Secret | 2024
20263-228838-01 | Xcel Energy | 85 | 13781 | IOU | 05954280 | 4.555 | Solar |  |  | Withdrawn | Trade Secret | Trade | DBL | DBL073 | Residential |  | Trade Secret | 2024
20263-228838-01 |  |  |  |  | OID3750931 |  | Solar |  |  | Withdrawn | Trade Secret | Trade | YLM | YLM212 | Residential | Solar*Rewards |  | 2019
20263-228838-01 | Xcel Energy | 85 | 13781 | IOU | 03349233 | 4.64 | Solar |  |  | Interconnected | Trade Secret | Trade | SOU | SOU079 | Residential | Solar*Rewards | Trade Secret | 2019 | 2021
20263-228838-01 | Xcel Energy | 85 | 13781 | IOU | OID3957841 | 4.64 | Solar |  |  | Withdrawn | Trade Secret | Trade | SOU | SOU079 | Residential | Solar*Rewards | Trade Secret | 2019
20263-228838-01 | Xcel Energy | 85 | 13781 | IOU | 05586239 | 10 | Storage |  |  | Interconnected | Trade Secret | Trade | WCR | WCR322 | Residential |  | Trade Secret | 2023 | 2024
20263-228838-01 | Xcel Energy | 85 | 13781 | IOU | 05122390 | 7.15 | Solar |  |  | Interconnected | Trade Secret | Trade | WCR | WCR322 | Residential |  | Trade Secret | 2022 | 2022
20263-228838-01 | Xcel Energy | 85 | 13781 | IOU | 05577235 | 8.32 | Solar |  |  | Withdrawn | Trade Secret | Trade | WCR | WCR322 | Residential | Solar*Rewards | Trade Secret | 2023
20263-228838-01 | Xcel Energy | 85 | 13781 | IOU | 04079879 | 8.12 | Solar |  |  | Interconnected | Trade Secret | Trade | WIL | WIL082 | Residential | Solar*Rewards | Trade Secret | 2020 | 2020
20263-228838-01 | Xcel Energy | 85 | 13781 | IOU | 04085701 | 11.39 | Solar |  |  | Interconnected | Trade Secret | Trade | MPK | MPK087 | Residential | Solar*Rewards | Trade Secret | 2020 | 2021
20263-228838-01 | Xcel Energy | 85 | 13781 | IOU | 03133653 | 6.6 | Solar |  |  | Interconnected | Trade Secret | Trade | WSG | WSG362 | Residential | Solar*Rewards | Trade Secret | 2012 | 2012
20263-228838-01 | Xcel Energy | 85 | 13781 | IOU | 06022025 | 3.747 | Solar |  |  | Interconnected | Trade Secret | Trade | SOU | SOU075 | Residential | Solar*Rewards | Trade Secret | 2024 | 2025
20263-228838-01 | Xcel Energy | 85 | 13781 | IOU | 06233458 | 5.226 | Solar |  |  | Interconnected | Trade Secret | Trade | OAD | OAD072 | Residential |  | Trade Secret | 2025 | 2026
20263-228838-01 | Xcel Energy | 85 | 13781 | IOU | 03995231 | 11.6 | Solar |  |  | Interconnected | Trade Secret | Trade | ALK | ALK063 | Residential | Solar*Rewards | Trade Secret | 2020 | 2020
20263-228838-01 | Xcel Energy | 85 | 13781 | IOU | 06260868 | 2.094 | Solar |  |  | Active Application | Trade Secret | Trade | ALD | ALD076 | Residential |  | Trade Secret | 2025
20263-228838-01 | Xcel Energy | 85 | 13781 | IOU | 03134268 | 5 | Solar |  |  | Interconnected | Trade Secret | Trade | ALD | ALD076 | Residential | Made in Minnesota | Trade Secret | 2015 | 2015
20263-228838-01 | Xcel Energy | 85 | 13781 | IOU | 03133304 | 4.2 | Solar |  |  | Interconnected | Trade Secret | Trade | MPK | MPK065 | Residential | Solar*Rewards | Trade Secret | 2010 | 2010
20263-228838-01 | Xcel Energy | 85 | 13781 | IOU | 03130226 | 2.88 | Solar |  |  | Interconnected | Trade Secret | Trade | FAB | FAB061 | Residential | Solar*Rewards | Trade Secret | 2019 | 2019
20263-228838-01 | Xcel Energy | 85 | 13781 | IOU | 03130715 | 3 | Solar |  |  | Interconnected | Trade Secret | Trade | BLC | BLC062 | Residential |  | Trade Secret | 2004 | 2001
20263-228838-01 | Xcel Energy | 85 | 13781 | IOU | 05682476 | 3.15 | Solar |  |  | Interconnected | Trade Secret | Trade | SLP | SLP083 | Residential |  | Trade Secret | 2024 | 2024
20263-228838-01 | Xcel Energy | 85 | 13781 | IOU | 04181511 | 5.04 | Solar |  |  | Interconnected | Trade Secret | Trade | SAK | SAK321 | Residential | Solar*Rewards | Trade Secret | 2021 | 2021
20263-228838-01 | Xcel Energy | 85 | 13781 | IOU | 03130255 | 6.96 | Solar |  |  | Interconnected | Trade Secret | Trade | LEX | LEX332 | Residential | Solar*Rewards | Trade Secret | 2019 | 2019
20263-228838-01 | Xcel Energy | 85 | 13781 | IOU | 03656138 | 14.994 | Solar |  |  | Interconnected | Trade Secret | Trade | MOL | MOL073 | Residential | Solar*Rewards | Trade Secret | 2020 | 2020
20263-228838-01 | Xcel Energy | 85 | 13781 | IOU | 04760408 | 12.76 | Solar |  |  | Interconnected | Trade Secret | Trade | CGR | CGR071 | Residential |  | Trade Secret | 2021 | 2022
20263-228838-01 | Xcel Energy | 85 | 13781 | IOU | 05715283 | 5.67 | Solar |  |  | Interconnected | Trade Secret | Trade | TER | TER071 | Residential |  | Trade Secret | 2024 | 2024
20263-228838-01 | Xcel Energy | 85 | 13781 | IOU | 04202034 | 7.616 | Solar |  |  | Active Application | Trade Secret | Trade | BCH | BCH311 | Residential | Solar*Rewards | Trade Secret | 2020
20263-228838-01 | Xcel Energy | 85 | 13781 | IOU | 05796191 | 7.258 | Solar |  |  | Interconnected | Trade Secret | Trade | OPK | OPK073 | Residential |  | Trade Secret | 2024 | 2024
20263-228838-01 | Xcel Energy | 85 | 13781 | IOU | OID3714122 | 1.92 | Solar |  |  | Withdrawn | Trade Secret | Trade | LLK | LLK071 | Residential |  | Trade Secret | 2019
20263-228838-01 | Xcel Energy | 85 | 13781 | IOU | 06254349 | 5.226 | Solar |  |  | Active Application | Trade Secret | Trade | SOU | SOU064 | Residential |  | Trade Secret | 2025
20263-228838-01 | Xcel Energy | 85 | 13781 | IOU | 06086917 | 14.044 | Solar |  |  | Interconnected | Trade Secret | Trade | EDA | EDA084 | Residential | Solar*Rewards | Trade Secret | 2025 | 2025
20263-228838-01 | Xcel Energy | 85 | 13781 | IOU | 06009503 | 7.216 | Solar |  |  | Interconnected | Trade Secret | Trade | VMR | VMR062 | Residential | Solar*Rewards | Trade Secret | 2024 | 2025
20263-228838-01 | Xcel Energy | 85 | 13781 | IOU | 03133689 | 10 | Solar |  |  | Decommissioned | Trade Secret | Trade | LOW | LOW021 | Residential | Solar*Rewards | Trade Secret | 2012
20263-228838-01 | Xcel Energy | 85 | 13781 | IOU | 05972997 | 8.35 | Solar |  |  | Active Application | Trade Secret | Trade | LOW | LOW021 | Residential |  | Trade Secret | 2024
20263-228838-01 | Xcel Energy | 85 | 13781 | IOU | 06060792 | 8.376 | Solar |  |  | Interconnected | Trade Secret | Trade | LOW | LOW021 | Residential | Solar*Rewards | Trade Secret | 2025 | 2025
20263-228838-01 | Xcel Energy | 85 | 13781 | IOU | 03990345 | 5.584 | Solar |  |  | Interconnected | Trade Secret | Trade | WIL | WIL098 | Residential | Solar*Rewards | Trade Secret | 2020 | 2020
20263-228838-01 | Xcel Energy | 85 | 13781 | IOU | 03551938 | 6.09 | Solar |  |  | Interconnected | Trade Secret | Trade | SOU | SOU075 | Residential | Solar*Rewards | Trade Secret | 2020 | 2020
20263-228838-01 | Xcel Energy | 85 | 13781 | IOU | 06009066 | 4.56 | Solar |  |  | Interconnected | Trade Secret | Trade | SOU | SOU064 | Residential | Solar*Rewards | Trade Secret | 2024 | 2025
20263-228838-01 | Xcel Energy | 85 | 13781 | IOU | 05852336 | 3.747 | Solar |  |  | Active Application | Trade Secret | Trade | SOU | SOU064 | Residential |  | Trade Secret | 2024
20263-228838-01 | Xcel Energy | 85 | 13781 | IOU | 06226539 | 7.6 | Solar |  |  | Active Application | Trade Secret | Trade | EKO | EKO021 | Residential |  | Trade Secret | 2025
20263-228838-01 | Xcel Energy | 85 | 13781 | IOU | 03133220 | 8.74 | Solar |  |  | Interconnected | Trade Secret | Trade | LSP | LSP021 | Commercial | Solar*Rewards | Trade Secret | 2010 | 2010
20263-228838-01 | Xcel Energy | 85 | 13781 | IOU | 03133823 | 3.375 | Solar |  |  | Interconnected | Trade Secret | Trade | BLC | BLC062 | Residential | Solar*Rewards | Trade Secret | 2013 | 2014
20263-228838-01 | Xcel Energy | 85 | 13781 | IOU | 03131635 | 5 | Solar |  |  | Interconnected | Trade Secret | Trade | RLK | RLK073 | Residential | Made in Minnesota | Trade Secret | 2017 | 2017
20263-228838-01 | Xcel Energy | 85 | 13781 | IOU | 05832359 | 14.208 | Solar |  |  | Interconnected | Trade Secret | Trade | WCR | WCR063 | Residential |  | Trade Secret | 2024 | 2024
20263-228838-01 | Xcel Energy | 85 | 13781 | IOU | OID2021223 | 6 | Solar |  |  | Withdrawn | Trade Secret | Trade | SOU | SOU088 | Residential | Solar*Rewards | Trade Secret | 2014
20263-228838-01 | Xcel Energy | 85 | 13781 | IOU | 03134573 | 7.63 | Solar |  |  | Interconnected | Trade Secret | Trade | SOU | SOU088 | Residential | Made in Minnesota | Trade Secret | 2015 | 2016
20263-228838-01 | Xcel Energy | 85 | 13781 | IOU | 04809660 | 9.074 | Solar |  |  | Interconnected | Trade Secret | Trade | ECK | ECK062 | Residential | Solar*Rewards | Trade Secret | 2022 | 2023
20263-228838-01 | Xcel Energy | 85 | 13781 | IOU | 06009316 | 5.052 | Solar |  |  | Active Application | Trade Secret | Trade | REW | REW033 | Residential |  | Trade Secret | 2024
20263-228838-01 | Xcel Energy | 85 | 13781 | IOU | 03129665 | 6 | Solar |  |  | Interconnected | Trade Secret | Trade | SCA | SCA021 | Residential | Solar*Rewards | Trade Secret | 2019 | 2019
20263-228838-01 | Xcel Energy | 85 | 13781 | IOU | 03131232 | 56 | Solar |  |  | Interconnected | Trade Secret | Trade | APA | APA073 | Commercial |  | Trade Secret | 2016 | 2016
20263-228838-01 | Xcel Energy | 85 | 13781 | IOU | 05947007 | 5.052 | Solar |  |  | Active Application | Trade Secret | Trade | GLK | GLK061 | Residential |  | Trade Secret | 2024
20263-228838-01 | Xcel Energy | 85 | 13781 | IOU | 05486670 | 8.96 | Solar |  |  | Interconnected | Trade Secret | Trade | CGR | CGR064 | Residential | Solar*Rewards | Trade Secret | 2023 | 2023
20263-228838-01 | Xcel Energy | 85 | 13781 | IOU | 06150935 | 7.6 | Solar |  |  | Withdrawn | Trade Secret | Trade | TLK | TLK073 | Residential | Solar*Rewards | Trade Secret | 2025
20263-228838-01 | Xcel Energy | 85 | 13781 | IOU | 06150923 | 7.6 | Solar |  |  | Interconnected | Trade Secret | Trade | TLK | TLK073 | Residential |  | Trade Secret | 2025 | 2025
20263-228838-01 |  |  |  |  | 06146199 |  |  |  |  | Withdrawn | Trade Secret | Trade | TLK | TLK073 | Residential |  |  | 2025
20263-228838-01 | Xcel Energy | 85 | 13781 | IOU | 06146214 | 7.6 | Solar |  |  | Withdrawn | Trade Secret | Trade | TLK | TLK073 | Residential | Solar*Rewards | Trade Secret | 2025
20263-228838-01 | Xcel Energy | 85 | 13781 | IOU | 06146183 | 7.6 | Solar |  |  | Withdrawn | Trade Secret | Trade | TLK | TLK073 | Residential | Solar*Rewards | Trade Secret | 2025
20263-228838-01 | Xcel Energy | 85 | 13781 | IOU | 05844179 | 3.747 | Solar |  |  | Active Application | Trade Secret | Trade | MPK | MPK082 | Residential |  | Trade Secret | 2024
20263-228838-01 | Xcel Energy | 85 | 13781 | IOU | 05264582 | 10.44 | Solar |  | X | Active Application | Trade Secret | Trade | SCL | SCL322 | Residential |  | Trade Secret | 2022
20263-228838-01 | Xcel Energy | 85 | 13781 | IOU | 03133465 | 40 | Solar |  |  | Interconnected | Trade Secret | Trade | MEL | MEL077 | Residential | Solar*Rewards | Trade Secret | 2011 | 2011
20263-228838-01 | Xcel Energy | 85 | 13781 | IOU | 06215942 | 11.52 | Solar |  |  | Active Application | Trade Secret | Trade | WSG | WSG063 | Residential |  | Trade Secret | 2025
20263-228838-01 | Xcel Energy | 85 | 13781 | IOU | 06178548 | 3.416 | Solar |  |  | Active Application | Trade Secret | Trade | OAD | OAD074 | Residential |  | Trade Secret | 2025
20263-228838-01 | Xcel Energy | 85 | 13781 | IOU | 06184250 | 9.109 | Solar |  |  | Active Application | Trade Secret | Trade | HUG | HUG322 | Residential | Solar*Rewards | Trade Secret | 2025
20263-228838-01 | Xcel Energy | 85 | 13781 | IOU | 06324660 | 9.423 | Solar |  |  | Active Application | Trade Secret | Trade | DND | DND061 | Residential | Solar*Rewards | Trade Secret | 2026
20263-228838-01 | Xcel Energy | 85 | 13781 | IOU | 05565711 | 2.835 | Solar |  |  | Withdrawn | Trade Secret | Trade | CRL | CRL065 | Residential | Solar*Rewards | Trade Secret | 2023
20263-228838-01 | Xcel Energy | 85 | 13781 | IOU | 05593926 | 4.41 | Solar |  |  | Interconnected | Trade Secret | Trade | CRL | CRL065 | Residential |  | Trade Secret | 2023 | 2023
20263-228838-01 | Xcel Energy | 85 | 13781 | IOU | 05949151 | 5.8 | Solar |  |  | Interconnected | Trade Secret | Trade | RIV | RIV076 | Residential | Solar*Rewards | Trade Secret | 2024 | 2024
20263-228838-01 | Xcel Energy | 85 | 13781 | IOU | 04041877 | 7.616 | Solar |  |  | Active Application | Trade Secret | Trade | KOL | KOL062 | Residential | Solar*Rewards | Trade Secret | 2020
20263-228838-01 | Xcel Energy | 85 | 13781 | IOU | 04985241 | 11.02 | Solar |  |  | Interconnected | Trade Secret | Trade | GNL | GNL062 | Residential | Solar*Rewards | Trade Secret | 2022 | 2022
20263-228838-01 | Xcel Energy | 85 | 13781 | IOU | 03836287 | 3.36 | Solar |  |  | Interconnected | Trade Secret | Trade | SOU | SOU069 | Residential | Solar*Rewards | Trade Secret | 2020 | 2020
20263-228838-01 | Xcel Energy | 85 | 13781 | IOU | 05692618 | 14.805 | Solar |  |  | Interconnected | Trade Secret | Trade | LEX | LEX333 | Residential |  | Trade Secret | 2024 | 2024
20263-228838-01 | Xcel Energy | 85 | 13781 | IOU | 03130215 | 7.616 | Solar |  |  | Interconnected | Trade Secret | Trade | WAT | WAT081 | Residential | Solar*Rewards | Trade Secret | 2019 | 2019
20263-228838-01 | Xcel Energy | 85 | 13781 | IOU | 03134792 | 15.26 | Solar |  |  | Interconnected | Trade Secret | Trade | BUR | BUR022 | Commercial | Solar*Rewards | Trade Secret | 2016 | 2016
20263-228838-01 | Xcel Energy | 85 | 13781 | IOU | 04399822 | 5.8 | Solar |  |  | Interconnected | Trade Secret | Trade | APA | APA068 | Residential | Solar*Rewards | Trade Secret | 2021 | 2021
20263-228838-01 | Xcel Energy | 85 | 13781 | IOU | 05999907 | 4.56 | Solar |  |  | Interconnected | Trade Secret | Trade | SOU | SOU081 | Residential | Solar*Rewards | Trade Secret | 2024 | 2025
20263-228838-01 | Xcel Energy | 85 | 13781 | IOU | 05812374 | 5.052 | Solar |  |  | Interconnected | Trade Secret | Trade | LLK | LLK072 | Residential |  | Trade Secret | 2024 | 2025
20263-228838-01 | Xcel Energy | 85 | 13781 | IOU | 03133810 | 5.1 | Solar |  |  | Interconnected | Trade Secret | Trade | BCR | BCR062 | Residential | Solar*Rewards | Trade Secret | 2013 | 2013
20263-228838-01 | Xcel Energy | 85 | 13781 | IOU | SRO24524 | 5.1 | Solar |  |  | Withdrawn | Trade Secret | Trade | BCR | BCR062 | Residential | Solar*Rewards | Trade Secret | 2012
20263-228838-01 | Xcel Energy | 85 | 13781 | IOU | 03727495 | 9.074 | Solar |  |  | Interconnected | Trade Secret | Trade | RIV | RIV063 | Residential | Solar*Rewards | Trade Secret | 2020 | 2020
20263-228838-01 | Xcel Energy | 85 | 13781 | IOU | 04793615 | 3.48 | Solar |  | X | Interconnected | Trade Secret | Trade | VKG | VKG065 | Residential | Solar*Rewards | Trade Secret | 2022 | 2022
20263-228838-01 | Xcel Energy | 85 | 13781 | IOU | 03130700 | 1.2 | Solar |  |  | Interconnected | Trade Secret | Trade | RIV | RIV062 | Residential |  | Trade Secret | 2005 | 2005
20263-228838-01 | Xcel Energy | 85 | 13781 | IOU | SRO12727 | 39.98 | Solar |  |  | Withdrawn | Trade Secret | Trade | MEL | MEL082 | Commercial | Solar*Rewards | Trade Secret | 2010
20263-228838-01 | Xcel Energy | 85 | 13781 | IOU | 04989566 | 25.356 | Solar |  | X | Interconnected | Trade Secret | Trade | ALK | ALK063 | Residential | Solar*Rewards | Trade Secret | 2022 | 2022
20263-228838-01 | Xcel Energy | 85 | 13781 | IOU | 06023773 | 11.5 | Solar |  | X | Interconnected | Trade Secret | Trade | HYL | HYL064 | Residential |  | Trade Secret | 2024 | 2025
20263-228838-01 | Xcel Energy | 85 | 13781 | IOU | 03133073 | 45 | Solar |  |  | Interconnected | Trade Secret | Trade | LCR | LCR311 | Commercial | Solar*Rewards | Trade Secret | 2013 | 2014
20263-228838-01 | Xcel Energy | 85 | 13781 | IOU | 06055249 | 26.19 | Solar |  |  | Withdrawn | Trade Secret | Trade | WIL | WIL089 | Residential | Solar*Rewards | Trade Secret | 2025
20263-228838-01 | Xcel Energy | 85 | 13781 | IOU | 06055266 | 8.35 | Solar |  |  | Interconnected | Trade Secret | Trade | WIL | WIL089 | Residential | Solar*Rewards | Trade Secret | 2025 | 2025
20263-228838-01 | Xcel Energy | 85 | 13781 | IOU | 04803037 | 11.6 | Solar |  |  | Interconnected | Trade Secret | Trade | TER | TER071 | Residential | Solar*Rewards | Trade Secret | 2022 | 2023
20263-228838-01 | Xcel Energy | 85 | 13781 | IOU | 04964072 | 7.15 | Solar |  |  | Interconnected | Trade Secret | Trade | WWK | WWK311 | Residential | Solar*Rewards | Trade Secret | 2022 | 2022
20263-228838-01 | Xcel Energy | 85 | 13781 | IOU | 05848467 | 3.747 | Solar |  |  | Active Application | Trade Secret | Trade | WDY | WDY321 | Residential |  | Trade Secret | 2024
20263-228838-01 | Xcel Energy | 85 | 13781 | IOU | 06313533 | 5.76 | Solar |  |  | Active Application | Trade Secret | Trade | WIL | WIL079 | Residential |  | Trade Secret | 2025
20263-228838-01 | Xcel Energy | 85 | 13781 | IOU | 05206740 | 6.4 | Solar |  |  | Interconnected | Trade Secret | Trade | STY | STY072 | Residential |  | Trade Secret | 2022 | 2023
20263-228838-01 | Xcel Energy | 85 | 13781 | IOU | 04261311 | 2.962 | Solar |  |  | Interconnected | Trade Secret | Trade | EDA | EDA067 | Residential | Solar*Rewards | Trade Secret | 2020 | 2021
20263-228838-01 | Xcel Energy | 85 | 13781 | IOU | OID3666307 | 39.998 | Solar |  |  | Withdrawn | Trade Secret | Trade | RPL | RPL074 | Commercial | Solar*Rewards | Trade Secret | 2018
20263-228838-01 | Xcel Energy | 85 | 13781 | IOU | 04492286 | 40.252 | Solar |  |  | Active Application | Trade Secret | Trade | RPL | RPL074 | Commercial | Solar*Rewards | Trade Secret | 2021
20263-228838-01 | Xcel Energy | 85 | 13781 | IOU | 03130878 | 0.53 | Solar |  |  | Interconnected | Trade Secret | Trade | WSG | WSG066 | Residential |  | Trade Secret | 2008 | 2008
20263-228838-01 | Xcel Energy | 85 | 13781 | IOU | OID3905678 | 7.54 | Solar |  |  | Interconnected | Trade Secret | Trade | SOU | SOU083 | Residential | Solar*Rewards | Trade Secret | 2019 | 2020
20263-228838-01 | Xcel Energy | 85 | 13781 | IOU | 05983294 | 7.6 | Solar |  |  | Interconnected | Trade Secret | Trade | ESW | ESW081 | Residential | Solar*Rewards | Trade Secret | 2024 | 2025
20263-228838-01 | Xcel Energy | 85 | 13781 | IOU | 03131249 | 7.625 | Solar |  |  | Interconnected | Trade Secret | Trade | TER | TER062 | Residential | Solar*Rewards | Trade Secret | 2016 | 2017
20263-228838-01 | Xcel Energy | 85 | 13781 | IOU | 03578628 | 21.46 | Solar |  |  | Interconnected | Trade Secret | Trade | WCS | WCS064 | Commercial | Solar*Rewards | Trade Secret | 2020 | 2020
20263-228838-01 | Xcel Energy | 85 | 13781 | IOU | 05170686 | 99.9 | Solar |  |  | Interconnected | Trade Secret | Trade | MEL | MEL089 | Commercial |  | Trade Secret | 2022 | 2022
20263-228838-01 | Xcel Energy | 85 | 13781 | IOU | 06175292 | 5.76 | Solar |  |  | Interconnected | Trade Secret | Trade | HWW | HWW074 | Residential |  | Trade Secret | 2025 | 2025
20263-228838-01 | Xcel Energy | 85 | 13781 | IOU | 03133717 | 45 | Solar |  |  | Interconnected | Trade Secret | Trade | APA | APA077 | Commercial | Solar*Rewards | Trade Secret | 2013 | 2013
20263-228838-01 | Xcel Energy | 85 | 13781 | IOU | SRO25043 | 36 | Solar |  |  | Withdrawn | Trade Secret | Trade | APA | APA077 | Commercial | Solar*Rewards | Trade Secret | 2012
20263-228838-01 | Xcel Energy | 85 | 13781 | IOU | 04989237 | 23.51 | Solar |  |  | Interconnected | Trade Secret | Trade | GSL | GSL075 | Commercial | Solar*Rewards | Trade Secret | 2022 | 2024
20263-228838-01 | Xcel Energy | 85 | 13781 | IOU | 05984869 | 3.037 | Solar |  |  | Interconnected | Trade Secret | Trade | HSN | HSN311 | Residential | Solar*Rewards | Trade Secret | 2024 | 2024
20263-228838-01 | Xcel Energy | 85 | 13781 | IOU | 05226491 | 11.168 | Solar |  | X | Active Application | Trade Secret | Trade | NOF | NOF061 | Residential |  | Trade Secret | 2022
20263-228838-01 | Xcel Energy | 85 | 13781 | IOU | SRO12973 | 5 | Solar |  |  | Withdrawn | Trade Secret | Trade | GRC | GRC313 | Commercial | Solar*Rewards | Trade Secret | 2010
20263-228838-01 | Xcel Energy | 85 | 13781 | IOU | 05369102 | 10.08 | Solar |  |  | Interconnected | Trade Secret | Trade | RRK | RRK064 | Residential |  | Trade Secret | 2023 | 2023
20263-228838-01 | Xcel Energy | 85 | 13781 | IOU | 03132186 | 18 | Solar |  |  | Interconnected | Trade Secret | Trade | TER | TER083 | Commercial | Solar*Rewards | Trade Secret | 2018 | 2018
20263-228838-01 | Xcel Energy | 85 | 13781 | IOU | 06235223 | 6.073 | Solar |  |  | Active Application | Trade Secret | Trade | AVN | AVN021 | Residential |  | Trade Secret | 2025
20263-228838-01 | Xcel Energy | 85 | 13781 | IOU | 04392706 | 6.38 | Solar |  |  | Interconnected | Trade Secret | Trade | OSS | OSS073 | Residential | Solar*Rewards | Trade Secret | 2021 | 2021
20263-228838-01 | Xcel Energy | 85 | 13781 | IOU | 05227100 | 12.956 | Solar |  |  | Interconnected | Trade Secret | Trade | GNL | GNL073 | Residential |  | Trade Secret | 2022 | 2023
20263-228838-01 | Xcel Energy | 85 | 13781 | IOU | OID2250802 | 7.5 | Solar |  |  | Withdrawn | Trade Secret | Trade | WAB | WAB031 | Residential | Solar*Rewards | Trade Secret | 2015
20263-228838-01 | Xcel Energy | 85 | 13781 | IOU | 04795976 | 3.49 | Solar |  |  | Withdrawn | Trade Secret | Trade | HWW | HWW071 | Residential | Solar*Rewards | Trade Secret | 2022
20263-228838-01 | Xcel Energy | 85 | 13781 | IOU | 03131758 | 6 | Solar |  |  | Interconnected | Trade Secret | Trade | GAY | GAY002 | Residential | Made in Minnesota | Trade Secret | 2017 | 2017
20263-228838-01 | Xcel Energy | 85 | 13781 | IOU | 06058619 | 4.175 | Solar |  |  | Interconnected | Trade Secret | Trade | WES | WES074 | Residential | Solar*Rewards | Trade Secret | 2025 | 2025
20263-228838-01 | Xcel Energy | 85 | 13781 | IOU | 06007859 | 3.796 | Solar |  |  | Interconnected | Trade Secret | Trade | HUG | HUG321 | Residential |  | Trade Secret | 2024 | 2025
20263-228838-01 |  |  |  |  | 06065783 |  |  |  |  | Withdrawn | Trade Secret | Trade | HUG | HUG321 | Residential |  |  | 2025
20263-228838-01 | Xcel Energy | 85 | 13781 | IOU | 06066841 | 4.175 | Solar |  |  | Withdrawn | Trade Secret | Trade | HUG | HUG321 | Residential |  | Trade Secret | 2025
20263-228838-01 | Xcel Energy | 85 | 13781 | IOU | SRO19117 | 27 | Solar |  |  | Withdrawn | Trade Secret | Trade | EDA | EDA066 | Commercial | Solar*Rewards | Trade Secret | 2011
20263-228838-01 | Xcel Energy | 85 | 13781 | IOU | 03130808 | 10 | Solar |  |  | Interconnected | Trade Secret | Trade | EDA | EDA066 | Commercial |  | Trade Secret | 2006 | 2007
20263-228838-01 | Xcel Energy | 85 | 13781 | IOU | 04430644 | 59.997 | Solar |  |  | Active Application | Trade Secret | Trade | MPK | MPK075 | Commercial |  | Trade Secret | 2021
20263-228838-01 | Xcel Energy | 85 | 13781 | IOU | SRO31454 | 45 | Solar |  |  | Withdrawn | Trade Secret | Trade | MPK | MPK075 | Commercial | Solar*Rewards | Trade Secret | 2013
20263-228838-01 | Xcel Energy | 85 | 13781 | IOU | 03131357 | 340.2 | Solar |  |  | Interconnected | Trade Secret | Trade | MPK | MPK075 | Commercial |  | Trade Secret | 2017 | 2005
20263-228838-01 | Xcel Energy | 85 | 13781 | IOU | 05952763 | 3.774 | Solar |  |  | Active Application | Trade Secret | Trade | MST | MST070 | Residential | Solar*Rewards | Trade Secret | 2024
20263-228838-01 | Xcel Energy | 85 | 13781 | IOU | 05601483 | 5.985 | Solar |  |  | Interconnected | Trade Secret | Trade | LEX | LEX332 | Residential | Solar*Rewards | Trade Secret | 2023 | 2024
20263-228838-01 | Xcel Energy | 85 | 13781 | IOU | 04429196 | 6.576 | Solar |  |  | Interconnected | Trade Secret | Trade | AFT | AFT322 | Residential |  | Trade Secret | 2021 | 2021
20263-228838-01 | Xcel Energy | 85 | 13781 | IOU | 04473442 | 3.747 | Solar |  |  | Active Application | Trade Secret | Trade | SOU | SOU087 | Residential | Solar*Rewards | Trade Secret | 2021
20263-228838-01 | Xcel Energy | 85 | 13781 | IOU | 05973177 | 5.314 | Solar |  |  | Interconnected | Trade Secret | Trade | APA | APA064 | Residential | Solar*Rewards | Trade Secret | 2024 | 2024
20263-228838-01 | Xcel Energy | 85 | 13781 | IOU | 05943437 | 6.175 | Solar |  |  | Interconnected | Trade Secret | Trade | MOL | MOL063 | Residential | Solar*Rewards | Trade Secret | 2024 | 2024
20263-228838-01 | Xcel Energy | 85 | 13781 | IOU | 03134919 | 9.94 | Solar |  |  | Interconnected | Trade Secret | Trade | WES | WES074 | Residential | Made in Minnesota | Trade Secret | 2016 | 2016
20263-228838-01 | Xcel Energy | 85 | 13781 | IOU | 03514374 | 9.994 | Solar |  |  | Interconnected | Trade Secret | Trade | GLK | GLK072 | Residential | Solar*Rewards | Trade Secret | 2019 | 2020
20263-228838-01 | Xcel Energy | 85 | 13781 | IOU | 05991585 | 3.747 | Solar |  |  | Interconnected | Trade Secret | Trade | SMT | SMT062 | Residential |  | Trade Secret | 2024 | 2025
20263-228838-01 | Xcel Energy | 85 | 13781 | IOU | 05520416 | 4.64 | Solar |  |  | Interconnected | Trade Secret | Trade | STY | STY062 | Residential |  | Trade Secret | 2023 | 2024
20263-228838-01 | Xcel Energy | 85 | 13781 | IOU | 04280511 | 3.77 | Solar |  |  | Interconnected | Trade Secret | Trade | MPK | MPK082 | Residential | Solar*Rewards | Trade Secret | 2021 | 2021
20263-228838-01 | Xcel Energy | 85 | 13781 | IOU | 05125740 | 43.2 | Solar |  |  | Interconnected | Trade Secret | Trade | ECK | ECK342 | Commercial |  | Trade Secret | 2022 | 2023
20263-228838-01 | Xcel Energy | 85 | 13781 | IOU | 05419342 | 5.12 | Solar |  |  | Interconnected | Trade Secret | Trade | GRC | GRC313 | Residential | Solar*Rewards | Trade Secret | 2023 | 2023
20263-228838-01 | Xcel Energy | 85 | 13781 | IOU | 06116066 | 5.7 | Solar |  |  | Active Application | Trade Secret | Trade | MPK | MPK082 | Residential |  | Trade Secret | 2025
20263-228838-01 | Xcel Energy | 85 | 13781 | IOU | 03149041 | 5 | Solar |  |  | Interconnected | Trade Secret | Trade | WIN | WIN042 | Residential | Solar*Rewards | Trade Secret | 2019 | 2019
20263-228838-01 | Xcel Energy | 85 | 13781 | IOU | 05541418 | 9.984 | Solar |  |  | Interconnected | Trade Secret | Trade | TLK | TLK067 | Residential |  | Trade Secret | 2023 | 2024
20263-228838-01 | Xcel Energy | 85 | 13781 | IOU | 04827403 | 8.7 | Solar |  | X | Interconnected | Trade Secret | Trade | MPK | MPK082 | Residential | Solar*Rewards | Trade Secret | 2022 | 2022
20263-228838-01 | Xcel Energy | 85 | 13781 | IOU | 03132694 | 5.28 | Solar |  |  | Interconnected | Trade Secret | Trade | KOL | KOL073 | Residential | Solar*Rewards | Trade Secret | 2018 | 2018
20263-228838-01 | Xcel Energy | 85 | 13781 | IOU | OID3638484 | 18 | Solar |  |  | Withdrawn | Trade Secret | Trade | RWD | RWD063 | Commercial | Solar*Rewards | Trade Secret | 2018
20263-228838-01 | Xcel Energy | 85 | 13781 | IOU | 03202628 | 17.61 | Solar |  |  | Interconnected | Trade Secret | Trade | RWD | RWD063 | Commercial | Solar*Rewards | Trade Secret | 2019 | 2020
20263-228838-01 | Xcel Energy | 85 | 13781 | IOU | 03289426 | 8.64 | Solar |  |  | Interconnected | Trade Secret | Trade | AFT | AFT314 | Residential | Solar*Rewards | Trade Secret | 2019 | 2020
20263-228838-01 | Xcel Energy | 85 | 13781 | IOU | 06226287 | 7.6 | Solar |  |  | Active Application | Trade Secret | Trade | OAD | OAD073 | Residential |  | Trade Secret | 2025
20263-228838-01 | Xcel Energy | 85 | 13781 | IOU | 06077718 | 8.064 | Solar |  |  | Interconnected | Trade Secret | Trade | TWL | TWL072 | Residential | Solar*Rewards | Trade Secret | 2025 | 2025
20263-228838-01 |  |  |  |  | 05167738 |  | Solar |  |  | Withdrawn | Trade Secret | Trade | LLK | LLK071 | Residential | Solar*Rewards |  | 2022
20263-228838-01 | Xcel Energy | 85 | 13781 | IOU | 06081863 | 8.73 | Solar |  |  | Withdrawn | Trade Secret | Trade | LLK | LLK071 | Residential |  | Trade Secret | 2025
20263-228838-01 | Xcel Energy | 85 | 13781 | IOU | 06022644 | 8.73 | Solar |  | X | Active Application | Trade Secret | Trade | LLK | LLK071 | Residential |  | Trade Secret | 2024
20263-228838-01 | Xcel Energy | 85 | 13781 | IOU | 06231178 | 8.448 | Solar |  |  | Active Application | Trade Secret | Trade | WSG | WSG065 | Residential |  | Trade Secret | 2025
20263-228838-01 | Xcel Energy | 85 | 13781 | IOU | OID3424416 | 6 | Solar |  |  | Withdrawn | Trade Secret | Trade | BRO | BRO021 | Commercial | Solar*Rewards | Trade Secret | 2018
20263-228838-01 | Xcel Energy | 85 | 13781 | IOU | 06178583 | 7.6 | Solar |  |  | Active Application | Trade Secret | Trade | WWK | WWK321 | Residential | Solar*Rewards | Trade Secret | 2025
20263-228838-01 | Xcel Energy | 85 | 13781 | IOU | 05711914 | 3.77 | Solar |  |  | Interconnected | Trade Secret | Trade | MPK | MPK065 | Residential | Solar*Rewards | Trade Secret | 2024 | 2024
20263-228838-01 | Xcel Energy | 85 | 13781 | IOU | SRO29484 | 45 | Solar |  |  | Withdrawn | Trade Secret | Trade |  |  | Residential | Solar*Rewards | Trade Secret | 2013
20263-228838-01 | Xcel Energy | 85 | 13781 | IOU | 03881131 | 6 | Solar |  |  | Active Application | Trade Secret | Trade | SED | SED061 | Residential | Solar*Rewards | Trade Secret | 2020
20263-228838-01 | Xcel Energy | 85 | 13781 | IOU | 03633903 | 9.994 | Solar |  |  | Interconnected | Trade Secret | Trade | HYL | HYL073 | Residential | Solar*Rewards | Trade Secret | 2020 | 2020
20263-228838-01 | Xcel Energy | 85 | 13781 | IOU | 04450578 | 3.77 | Solar |  |  | Active Application | Trade Secret | Trade | WDY | WDY311 | Residential | Solar*Rewards | Trade Secret | 2021
20263-228838-01 | Xcel Energy | 85 | 13781 | IOU | 05533636 | 2.835 | Solar |  |  | Interconnected | Trade Secret | Trade | WES | WES075 | Residential | Solar*Rewards | Trade Secret | 2023 | 2023
20263-228838-01 | Xcel Energy | 85 | 13781 | IOU | 05698108 | 3.774 | Solar |  |  | Active Application | Trade Secret | Trade | WES | WES062 | Residential |  | Trade Secret | 2024
20263-228838-01 | Xcel Energy | 85 | 13781 | IOU | 05998923 | 6.453 | Solar |  |  | Interconnected | Trade Secret | Trade | FSL | FSL312 | Residential | Solar*Rewards | Trade Secret | 2024 | 2025
20263-228838-01 | Xcel Energy | 85 | 13781 | IOU | 05994138 | 4.592 | Solar |  |  | Withdrawn | Trade Secret | Trade | WCS | WCS062 | Residential | Solar*Rewards | Trade Secret | 2024
20263-228838-01 | Xcel Energy | 85 | 13781 | IOU | 06020735 | 4.592 | Solar |  |  | Interconnected | Trade Secret | Trade | WCS | WCS062 | Residential |  | Trade Secret | 2024 | 2025
20263-228838-01 | Xcel Energy | 85 | 13781 | IOU | 05757873 | 9.772 | Solar |  |  | Interconnected | Trade Secret | Trade | BRP | BRP071 | Residential | Solar*Rewards | Trade Secret | 2024 | 2024
20263-228838-01 | Xcel Energy | 85 | 13781 | IOU | 06031563 | 5.584 | Solar |  |  | Interconnected | Trade Secret | Trade | HOL | HOL072 | Residential |  | Trade Secret | 2024 | 2025
20263-228838-01 | Xcel Energy | 85 | 13781 | IOU | 06019351 | 4.537 | Solar |  |  | Withdrawn | Trade Secret | Trade | HOL | HOL072 | Residential | Solar*Rewards | Trade Secret | 2024
20263-228838-01 | Xcel Energy | 85 | 13781 | IOU | 04661741 | 6.09 | Solar |  |  | Interconnected | Trade Secret | Trade | SOU | SOU073 | Residential |  | Trade Secret | 2021 | 2022
20263-228838-01 | Xcel Energy | 85 | 13781 | IOU | 03132697 | 6.96 | Solar |  | X | Interconnected | Trade Secret | Trade | MEL | MEL078 | Residential | Solar*Rewards | Trade Secret | 2018 | 2018
20263-228838-01 | Xcel Energy | 85 | 13781 | IOU | 06182516 | 7.678 | Solar |  |  | Active Application | Trade Secret | Trade | HYL | HYL062 | Residential | Solar*Rewards | Trade Secret | 2025
20263-228838-01 | Xcel Energy | 85 | 13781 | IOU | 03133685 | 36 | Solar |  |  | Interconnected | Trade Secret | Trade | REW | REW033 | Commercial | Solar*Rewards | Trade Secret | 2012 | 2013
20263-228838-01 | Xcel Energy | 85 | 13781 | IOU | OID3812807 | 6 | Solar |  |  | Withdrawn | Trade Secret | Trade | SAV | SAV063 | Residential | Solar*Rewards | Trade Secret | 2019
20263-228838-01 | Xcel Energy | 85 | 13781 | IOU | 03154802 | 6 | Solar |  |  | Interconnected | Trade Secret | Trade | SAV | SAV063 | Residential | Solar*Rewards | Trade Secret | 2019 | 2020
20263-228838-01 | Xcel Energy | 85 | 13781 | IOU | 03134869 | 8.64 | Solar |  |  | Interconnected | Trade Secret | Trade | DPN | DPN073 | Residential | Made in Minnesota | Trade Secret | 2016 | 2016
20263-228838-01 | Xcel Energy | 85 | 13781 | IOU | 05754095 | 360 | Solar |  |  | Withdrawn | Trade Secret | Trade | DGC | DGC061 | Commercial |  | Trade Secret | 2024
20263-228838-01 | Xcel Energy | 85 | 13781 | IOU | 06322339 | 10.819 | Solar |  |  | Active Application | Trade Secret | Trade | TWL | TWL075 | Residential | Solar*Rewards | Trade Secret | 2026
20263-228838-01 | Xcel Energy | 85 | 13781 | IOU | 03134047 | 7.5 | Solar |  |  | Interconnected | Trade Secret | Trade | MND | MND063 | Residential | Solar*Rewards | Trade Secret | 2014 | 2014
20263-228838-01 | Xcel Energy | 85 | 13781 | IOU | 03602084 | 5.28 | Solar |  |  | Interconnected | Trade Secret | Trade | AFT | AFT322 | Residential | Solar*Rewards | Trade Secret | 2020 | 2020
20263-228838-01 | Xcel Energy | 85 | 13781 | IOU | 03130123 | 29.02 | Solar |  |  | Interconnected | Trade Secret | Trade | ORO | ORO062 | Commercial | Solar*Rewards | Trade Secret | 2018 | 2019
20263-228838-01 | Xcel Energy | 85 | 13781 | IOU | 06039143 | 8.35 | Solar |  |  | Interconnected | Trade Secret | Trade | SHP | SHP072 | Residential | Solar*Rewards | Trade Secret | 2024 | 2025
20263-228838-01 | Xcel Energy | 85 | 13781 | IOU | 06028213 | 5.76 | Solar |  |  | Interconnected | Trade Secret | Trade | BLC | BLC062 | Residential | Solar*Rewards | Trade Secret | 2024 | 2025
20263-228838-01 | Xcel Energy | 85 | 13781 | IOU | 05759370 | 7.68 | Solar |  |  | Interconnected | Trade Secret | Trade | SOU | SOU084 | Residential | Solar*Rewards | Trade Secret | 2024 | 2024
20263-228838-01 | Xcel Energy | 85 | 13781 | IOU | 05733724 | 7.329 | Solar |  |  | Interconnected | Trade Secret | Trade | EBL | EBL084 | Residential | Solar*Rewards | Trade Secret | 2024 | 2025
20263-228838-01 | Xcel Energy | 85 | 13781 | IOU | 05995113 | 7.329 | Solar |  |  | Active Application | Trade Secret | Trade | EBL | EBL084 | Residential | Solar*Rewards | Trade Secret | 2024
20263-228838-01 | Xcel Energy | 85 | 13781 | IOU | 05791739 | 6.98 | Solar |  |  | Active Application | Trade Secret | Trade | EBL | EBL084 | Residential | Solar*Rewards | Trade Secret | 2024
20263-228838-01 | Xcel Energy | 85 | 13781 | IOU | 05738251 | 9.074 | Solar |  |  | Active Application | Trade Secret | Trade | EBL | EBL084 | Residential | Solar*Rewards | Trade Secret | 2024
20263-228838-01 | Xcel Energy | 85 | 13781 | IOU | 06322308 | 10.47 | Solar |  |  | Active Application | Trade Secret | Trade | WCR | WCR322 | Residential | Solar*Rewards | Trade Secret | 2026
20263-228838-01 | Xcel Energy | 85 | 13781 | IOU | OID3877563 | 6.24 | Solar |  |  | Withdrawn | Trade Secret | Trade | GFD | GFD021 | Residential | Solar*Rewards | Trade Secret | 2019
20263-228838-01 | Xcel Energy | 85 | 13781 | IOU | 06226183 | 6.631 | Solar |  |  | Interconnected | Trade Secret | Trade | SLP | SLP092 | Residential |  | Trade Secret | 2025 | 2025
20263-228838-01 | Xcel Energy | 85 | 13781 | IOU | 06034411 | 9.216 | Solar |  |  | Interconnected | Trade Secret | Trade | CHE | CHE075 | Residential | Solar*Rewards | Trade Secret | 2024 | 2025
20263-228838-01 | Xcel Energy | 85 | 13781 | IOU | 03739684 | 3.48 | Solar |  |  | Interconnected | Trade Secret | Trade | MST | MST071 | Residential | Solar*Rewards | Trade Secret | 2020 | 2020
20263-228838-01 | Xcel Energy | 85 | 13781 | IOU | 03443489 | 11.39 | Solar |  |  | Interconnected | Trade Secret | Trade | GSL | GSL074 | Residential | Solar*Rewards | Trade Secret | 2019 | 2020
20263-228838-01 | Xcel Energy | 85 | 13781 | IOU | 03132339 | 5 | Solar |  |  | Interconnected | Trade Secret | Trade | TER | TER062 | Residential | Solar*Rewards | Trade Secret | 2018 | 2018
20263-228838-01 | Xcel Energy | 85 | 13781 | IOU | 03133168 | 10.4 | Solar |  |  | Interconnected | Trade Secret | Trade | HAS | HAS021 | Residential | Solar*Rewards | Trade Secret | 2010 | 2010
20263-228838-01 | Xcel Energy | 85 | 13781 | IOU | 05600076 | 4.41 | Solar |  |  | Interconnected | Trade Secret | Trade | ALD | ALD072 | Residential |  | Trade Secret | 2023 | 2023
20263-228838-01 | Xcel Energy | 85 | 13781 | IOU | 05575043 | 2.835 | Solar |  |  | Withdrawn | Trade Secret | Trade | ALD | ALD072 | Residential | Solar*Rewards | Trade Secret | 2023
20263-228838-01 | Xcel Energy | 85 | 13781 | IOU | OID2050294 | 18 | Solar |  |  | Withdrawn | Trade Secret | Trade | OSS | OSS062 | Commercial | Solar*Rewards | Trade Secret | 2014
20263-228838-01 | Xcel Energy | 85 | 13781 | IOU | 04470052 | 19.999 | Solar |  |  | Active Application | Trade Secret | Trade | HWW | HWW072 | Commercial |  | Trade Secret | 2021
20263-228838-01 | Xcel Energy | 85 | 13781 | IOU | 06183572 | 7.6 | Solar |  |  | Active Application | Trade Secret | Trade | WIL | WIL075 | Residential | Solar*Rewards | Trade Secret | 2025
20263-228838-01 | Xcel Energy | 85 | 13781 | IOU | 06091379 | 17.3 | Solar |  |  | Interconnected | Trade Secret | Trade | RAM | RAM071 | Commercial |  | Trade Secret | 2025 | 2025
20263-228838-01 | Xcel Energy | 85 | 13781 | IOU | 03130236 | 99.9 | Solar |  |  | Interconnected | Trade Secret | Trade | MST | MST068 | Residential |  | Trade Secret | 2019 | 2020
20263-228838-01 | Xcel Energy | 85 | 13781 | IOU | 05951840 | 3.193 | Solar |  |  | Interconnected | Trade Secret | Trade | ALD | ALD097 | Residential | Solar*Rewards | Trade Secret | 2024 | 2024
20263-228838-01 | Xcel Energy | 85 | 13781 | IOU | 06013704 | 9.109 | Solar |  |  | Interconnected | Trade Secret | Trade | GNL | GNL062 | Residential |  | Trade Secret | 2024 | 2025
20263-228838-01 | Xcel Energy | 85 | 13781 | IOU | 05712164 | 4.41 | Solar |  |  | Interconnected | Trade Secret | Trade | GNL | GNL071 | Residential | Solar*Rewards | Trade Secret | 2024 | 2024
20263-228838-01 | Xcel Energy | 85 | 13781 | IOU | OID2968648 | 150 | Solar |  |  | Withdrawn | Trade Secret | Trade | MTV | MTV022 | Residential |  | Trade Secret | 2017
20263-228838-01 |  |  |  |  | OID2968301 |  | Solar |  |  | Withdrawn | Trade Secret | Trade | MTV | MTV022 | Residential |  |  | 2017
20263-228838-01 | Xcel Energy | 85 | 13781 | IOU | 03606584 | 100 | Solar |  |  | Withdrawn | Trade Secret | Trade | MTV | MTV022 | Residential |  | Trade Secret | 2020
20263-228838-01 | Xcel Energy | 85 | 13781 | IOU | 03129936 | 3.48 | Solar |  |  | Interconnected | Trade Secret | Trade | TER | TER062 | Residential | Solar*Rewards | Trade Secret | 2018 | 2019
20263-228838-01 | Xcel Energy | 85 | 13781 | IOU | 03646722 | 11.39 | Solar |  |  | Interconnected | Trade Secret | Trade | HYL | HYL063 | Residential | Solar*Rewards | Trade Secret | 2020 | 2020
20263-228838-01 |  |  |  |  | OID3948368 |  | Wind |  |  | Withdrawn | Trade Secret | Trade | HYL | HYL063 | Residential |  |  | 2019
20263-228838-01 | Xcel Energy | 85 | 13781 | IOU | 05595505 | 6.3 | Solar |  |  | Interconnected | Trade Secret | Trade | RAM | RAM064 | Residential |  | Trade Secret | 2023 | 2024
20263-228838-01 | Xcel Energy | 85 | 13781 | IOU | 05531402 | 8.82 | Solar |  |  | Interconnected | Trade Secret | Trade | OPK | OPK077 | Residential | Solar*Rewards | Trade Secret | 2023 | 2023
20263-228838-01 | Xcel Energy | 85 | 13781 | IOU | 05592442 | 11.136 | Solar |  |  | Interconnected | Trade Secret | Trade | WIL | WIL079 | Residential |  | Trade Secret | 2023 | 2023
20263-228838-01 | Xcel Energy | 85 | 13781 | IOU | 03255072 | 3.747 | Solar |  |  | Interconnected | Trade Secret | Trade | DBL | DBL068 | Residential | Solar*Rewards | Trade Secret | 2019 | 2019
20263-228838-01 | Xcel Energy | 85 | 13781 | IOU | 05414227 | 3.465 | Solar |  |  | Interconnected | Trade Secret | Trade | MOL | MOL073 | Residential | Solar*Rewards | Trade Secret | 2023 | 2023
20263-228838-01 | Xcel Energy | 85 | 13781 | IOU | 05853581 | 3.84 | Solar |  |  | Interconnected | Trade Secret | Trade | KLK | KLK061 | Residential | Solar*Rewards | Trade Secret | 2024 | 2024
20263-228838-01 | Xcel Energy | 85 | 13781 | IOU | OID2281545 | 7 | Solar |  |  | Withdrawn | Trade Secret | Trade | GSL | GSL065 | Residential | Solar*Rewards | Trade Secret | 2015
20263-228838-01 | Xcel Energy | 85 | 13781 | IOU | 04110523 | 6 | Solar |  |  | Active Application | Trade Secret | Trade | GSL | GSL065 | Residential | Solar*Rewards | Trade Secret | 2020
20263-228838-01 | Xcel Energy | 85 | 13781 | IOU | 03134525 | 7 | Solar |  |  | Interconnected | Trade Secret | Trade | GSL | GSL065 | Residential | Made in Minnesota | Trade Secret | 2015 | 2016
20263-228838-01 | Xcel Energy | 85 | 13781 | IOU | 06018682 | 34.4 | Storage |  |  | Interconnected | Trade Secret | Trade | GSL | GSL065 | Residential |  | Trade Secret | 2024 | 2025
20263-228838-01 | Xcel Energy | 85 | 13781 | IOU | 05273888 | 16.02 | Storage |  |  | Interconnected | Trade Secret | Trade | APA | APA076 | Residential |  | Trade Secret | 2023 | 2023
20263-228838-01 | Xcel Energy | 85 | 13781 | IOU | 03260351 | 12.18 | Solar |  |  | Interconnected | Trade Secret | Trade | APA | APA076 | Residential | Solar*Rewards | Trade Secret | 2019 | 2020
20263-228838-01 | Xcel Energy | 85 | 13781 | IOU | 03132000 | 5.4 | Solar |  |  | Interconnected | Trade Secret | Trade | MPK | MPK078 | Residential | Made in Minnesota | Trade Secret | 2017 | 2017
20263-228838-01 | Xcel Energy | 85 | 13781 | IOU | 04641168 | 5 | Solar |  |  | Interconnected | Trade Secret | Trade | ALK | ALK063 | Residential |  | Trade Secret | 2022 | 2022
20263-228838-01 | Xcel Energy | 85 | 13781 | IOU | 06004340 | 2.66 | Solar |  |  | Interconnected | Trade Secret | Trade | SOU | SOU077 | Residential | Solar*Rewards | Trade Secret | 2024 | 2025
20263-228838-01 | Xcel Energy | 85 | 13781 | IOU | 05856620 | 12.672 | Solar |  |  | Active Application | Trade Secret | Trade | ECK | ECK062 | Residential | Solar*Rewards | Trade Secret | 2024
20263-228838-01 | Xcel Energy | 85 | 13781 | IOU | 03740390 | 15.048 | Solar |  |  | Interconnected | Trade Secret | Trade | LCR | LCR311 | Residential | Solar*Rewards | Trade Secret | 2020 | 2021
20263-228838-01 | Xcel Energy | 85 | 13781 | IOU | 03129691 | 19.68 | Solar |  |  | Active Application | Trade Secret | Trade | CHI | CHI311 | Residential | Solar*Rewards | Trade Secret | 2018
20263-228838-01 | Xcel Energy | 85 | 13781 | IOU | 05932359 | 6.98 | Solar |  |  | Interconnected | Trade Secret | Trade | HWW | HWW061 | Residential | Solar*Rewards | Trade Secret | 2024 | 2024
20263-228838-01 | Xcel Energy | 85 | 13781 | IOU | 03130094 | 5.76 | Solar |  |  | Interconnected | Trade Secret | Trade | MPK | MPK074 | Residential | Solar*Rewards | Trade Secret | 2018 | 2019
20263-228838-01 | Xcel Energy | 85 | 13781 | IOU | OID3640517 | 5.52 | Solar |  |  | Withdrawn | Trade Secret | Trade | MPK | MPK074 | Residential | Solar*Rewards | Trade Secret | 2018
20263-228838-01 | Xcel Energy | 85 | 13781 | IOU | 06312867 | 7.08 | Storage |  |  | Active Application | Trade Secret | Trade | MPK | MPK074 | Residential |  | Trade Secret | 2026
20263-228838-01 | Xcel Energy | 85 | 13781 | IOU | 05996352 | 5.235 | Solar |  |  | Interconnected | Trade Secret | Trade | SOU | SOU063 | Residential | Solar*Rewards | Trade Secret | 2024 | 2025
20263-228838-01 | Xcel Energy | 85 | 13781 | IOU | 03232814 | 7.54 | Solar |  |  | Interconnected | Trade Secret | Trade | SOU | SOU061 | Residential | Solar*Rewards | Trade Secret | 2019 | 2020
20263-228838-01 | Xcel Energy | 85 | 13781 | IOU | 04793922 | 4.188 | Solar |  |  | Withdrawn | Trade Secret | Trade | MDT | MDT073 | Residential | Solar*Rewards | Trade Secret | 2022
20263-228838-01 |  |  |  |  | 05459368 |  |  |  |  | Withdrawn | Trade Secret | Trade | MDT | MDT077 | Residential |  |  | 2023
20263-228838-01 | Xcel Energy | 85 | 13781 | IOU | 05478795 | 4.64 | Solar |  |  | Interconnected | Trade Secret | Trade | MDT | MDT077 | Residential |  | Trade Secret | 2023 | 2023
20263-228838-01 |  |  |  |  | OID2537226 |  | Solar |  |  | Withdrawn | Trade Secret | Trade | SLP | SLP072 | Residential | Solar*Rewards |  | 2016
20263-228838-01 | Xcel Energy | 85 | 13781 | IOU | 04438777 | 4.06 | Solar |  |  | Interconnected | Trade Secret | Trade | HWW | HWW071 | Residential |  | Trade Secret | 2021 | 2021
20263-228838-01 | Xcel Energy | 85 | 13781 | IOU | 03131334 | 3.84 | Solar |  |  | Interconnected | Trade Secret | Trade | HWW | HWW063 | Residential | Solar*Rewards | Trade Secret | 2017 | 2017
20263-228838-01 | Xcel Energy | 85 | 13781 | IOU | 03986736 | 13.05 | Solar |  |  | Interconnected | Trade Secret | Trade | HUG | HUG312 | Residential | Solar*Rewards | Trade Secret | 2020 | 2020
20263-228838-01 | Xcel Energy | 85 | 13781 | IOU | 05781978 | 6.073 | Solar |  |  | Interconnected | Trade Secret | Trade | WES | WES073 | Residential | Solar*Rewards | Trade Secret | 2024 | 2024
20263-228838-01 | Xcel Energy | 85 | 13781 | IOU | 05521353 | 6.615 | Solar |  |  | Interconnected | Trade Secret | Trade | AFT | AFT314 | Residential | Solar*Rewards | Trade Secret | 2023 | 2023
20263-228838-01 | Xcel Energy | 85 | 13781 | IOU | 04015748 | 7.616 | Solar |  |  | Interconnected | Trade Secret | Trade | SOU | SOU079 | Residential | Solar*Rewards | Trade Secret | 2020 | 2020
20263-228838-01 | Xcel Energy | 85 | 13781 | IOU | 05672676 | 5.94 | Solar |  |  | Withdrawn | Trade Secret | Trade | WDY | WDY311 | Residential |  | Trade Secret | 2023
20263-228838-01 | Xcel Energy | 85 | 13781 | IOU | 05525890 | 8.7 | Solar |  |  | Interconnected | Trade Secret | Trade | WIL | WIL098 | Residential |  | Trade Secret | 2023 | 2023
20263-228838-01 | Xcel Energy | 85 | 13781 | IOU | 06117011 | 13.664 | Solar |  |  | Interconnected | Trade Secret | Trade | WIL | WIL082 | Residential |  | Trade Secret | 2025 | 2025
20263-228838-01 | Xcel Energy | 85 | 13781 | IOU | 06116969 | 11.387 | Solar |  |  | Withdrawn | Trade Secret | Trade | WIL | WIL082 | Residential | Solar*Rewards | Trade Secret | 2025
20263-228838-01 | Xcel Energy | 85 | 13781 | IOU | 05500226 | 3.77 | Solar |  |  | Interconnected | Trade Secret | Trade | UPP | UPP085 | Residential |  | Trade Secret | 2023 | 2023
20263-228838-01 | Xcel Energy | 85 | 13781 | IOU | 06071526 | 1.745 | Solar |  |  | Active Application | Trade Secret | Trade | TWL | TWL079 | Residential | Solar*Rewards | Trade Secret | 2025
20263-228838-01 | Xcel Energy | 85 | 13781 | IOU | 03134395 | 7.56 | Solar |  |  | Interconnected | Trade Secret | Trade | VKG | VKG072 | Residential | Made in Minnesota | Trade Secret | 2015 | 2015
20263-228838-01 | Xcel Energy | 85 | 13781 | IOU | 04390146 | 9.28 | Solar |  |  | Interconnected | Trade Secret | Trade | MEL | MEL078 | Residential | Solar*Rewards | Trade Secret | 2021 | 2021
20263-228838-01 | Xcel Energy | 85 | 13781 | IOU | 04508239 | 3.84 | Storage |  |  | Interconnected | Trade Secret | Trade | MEL | MEL078 | Residential |  | Trade Secret | 2021 | 2022
20263-228838-01 | Xcel Energy | 85 | 13781 | IOU | 05363349 | 6.38 | Solar |  |  | Interconnected | Trade Secret | Trade | HUG | HUG322 | Residential | Solar*Rewards | Trade Secret | 2023 | 2023
20263-228838-01 | Xcel Energy | 85 | 13781 | IOU | 03704865 | 3.747 | Solar |  |  | Interconnected | Trade Secret | Trade | WCR | WCR322 | Residential | Solar*Rewards | Trade Secret | 2020 | 2020
20263-228838-01 | Xcel Energy | 85 | 13781 | IOU | 03131544 | 6 | Solar |  |  | Interconnected | Trade Secret | Trade | MST | MST071 | Residential | Made in Minnesota | Trade Secret | 2017 | 2017
20263-228838-01 | Xcel Energy | 85 | 13781 | IOU | 06226002 | 5.235 | Solar |  |  | Interconnected | Trade Secret | Trade | MOL | MOL068 | Residential |  | Trade Secret | 2025 | 2025
20263-228838-01 | Xcel Energy | 85 | 13781 | IOU | 03131821 | 9.94 | Solar |  |  | Interconnected | Trade Secret | Trade | SCA | SCA021 | Residential | Made in Minnesota | Trade Secret | 2017 | 2017
20263-228838-01 | Xcel Energy | 85 | 13781 | IOU | 04819204 | 7.678 | Solar |  |  | Interconnected | Trade Secret | Trade | MPK | MPK063 | Residential | Solar*Rewards | Trade Secret | 2022 | 2022
20263-228838-01 | Xcel Energy | 85 | 13781 | IOU | 06161861 | 5.235 | Solar |  |  | Active Application | Trade Secret | Trade | NOF | NOF061 | Residential | Solar*Rewards | Trade Secret | 2025
20263-228838-01 | Xcel Energy | 85 | 13781 | IOU | 03129976 | 11.28 | Solar |  |  | Interconnected | Trade Secret | Trade | RRK | RRK064 | Residential | Solar*Rewards | Trade Secret | 2018 | 2019
20263-228838-01 | Xcel Energy | 85 | 13781 | IOU | 04221545 | 9.28 | Solar |  |  | Interconnected | Trade Secret | Trade | MRN | MRN021 | Residential | Solar*Rewards | Trade Secret | 2020 | 2021
20263-228838-01 | Xcel Energy | 85 | 13781 | IOU | 05411107 | 5.67 | Solar |  |  | Interconnected | Trade Secret | Trade | WDY | WDY311 | Residential |  | Trade Secret | 2023 | 2023
20263-228838-01 | Xcel Energy | 85 | 13781 | IOU | 06207757 | 7.08 | Storage |  |  | Active Application | Trade Secret | Trade | WDY | WDY311 | Residential |  | Trade Secret | 2025
20263-228838-01 | Xcel Energy | 85 | 13781 | IOU | 06308965 | 23 | Storage |  |  | Active Application | Trade Secret | Trade | WDY | WDY311 | Residential |  | Trade Secret | 2025
20263-228838-01 | Xcel Energy | 85 | 13781 | IOU | OID3817323 | 7.616 | Solar |  |  | Withdrawn | Trade Secret | Trade | LAP | LAP311 | Residential | Solar*Rewards | Trade Secret | 2019
20263-228838-01 | Xcel Energy | 85 | 13781 | IOU | 03150705 | 7.616 | Solar |  |  | Interconnected | Trade Secret | Trade | LAP | LAP311 | Residential | Solar*Rewards | Trade Secret | 2019 | 2019
20263-228838-01 | Xcel Energy | 85 | 13781 | IOU | 05535107 | 3.77 | Solar |  |  | Interconnected | Trade Secret | Trade | IDA | IDA064 | Residential |  | Trade Secret | 2023 | 2023
20263-228838-01 | Xcel Energy | 85 | 13781 | IOU | 05809590 | 8.832 | Solar |  |  | Interconnected | Trade Secret | Trade | WES | WES074 | Residential |  | Trade Secret | 2024 | 2024
20263-228838-01 | Xcel Energy | 85 | 13781 | IOU | 04793858 | 5.054 | Solar |  |  | Interconnected | Trade Secret | Trade | APA | APA069 | Residential | Solar*Rewards | Trade Secret | 2022 | 2022
20263-228838-01 | Xcel Energy | 85 | 13781 | IOU | 06075028 | 5.578 | Solar |  |  | Interconnected | Trade Secret | Trade | WES | WES074 | Residential | Solar*Rewards | Trade Secret | 2025 | 2025
20263-228838-01 | Xcel Energy | 85 | 13781 | IOU | 03305738 | 5 | Solar |  |  | Interconnected | Trade Secret | Trade | MND | MND063 | Residential | Solar*Rewards | Trade Secret | 2019 | 2020
20263-228838-01 | Xcel Energy | 85 | 13781 | IOU | 03749531 | 34.17 | Solar |  |  | Interconnected | Trade Secret | Trade | HWW | HWW063 | Commercial | Solar*Rewards | Trade Secret | 2020 | 2021
20263-228838-01 | Xcel Energy | 85 | 13781 | IOU | 03746358 | 34.17 | Solar |  |  | Active Application | Trade Secret | Trade | HWW | HWW063 | Commercial | Solar*Rewards | Trade Secret | 2020
20263-228838-01 | Xcel Energy | 85 | 13781 | IOU | 06249903 | 7.6 | Solar |  |  | Active Application | Trade Secret | Trade | RSP | RSP061 | Residential |  | Trade Secret | 2025
20263-228838-01 | Xcel Energy | 85 | 13781 | IOU | OID2537245 | 7.63 | Solar |  |  | Withdrawn | Trade Secret | Trade | SMT | SMT072 | Residential | Solar*Rewards | Trade Secret | 2016
20263-228838-01 | Xcel Energy | 85 | 13781 | IOU | 06054998 | 15 | Storage |  |  | Interconnected | Trade Secret | Trade | SMT | SMT072 | Residential |  | Trade Secret | 2025 | 2025
20263-228838-01 | Xcel Energy | 85 | 13781 | IOU | 06019914 | 15 | Solar |  | X | Withdrawn | Trade Secret | Trade | SMT | SMT072 | Residential | Solar*Rewards | Trade Secret | 2024
20263-228838-01 | Xcel Energy | 85 | 13781 | IOU | 03131354 | 6 | Solar |  |  | Interconnected | Trade Secret | Trade | SMT | SMT072 | Residential | Solar*Rewards | Trade Secret | 2017 | 2017
20263-228838-01 | Xcel Energy | 85 | 13781 | IOU | 03134813 | 10.01 | Solar |  |  | Interconnected | Trade Secret | Trade | SMT | SMT072 | Residential | Made in Minnesota | Trade Secret | 2016 | 2016
20263-228838-01 | Xcel Energy | 85 | 13781 | IOU | 06018615 | 6.046 | Solar |  | X | Withdrawn | Trade Secret | Trade | SMT | SMT072 | Residential | Solar*Rewards | Trade Secret | 2024
20263-228838-01 | Xcel Energy | 85 | 13781 | IOU | OID2097229 | 36 | Solar |  |  | Withdrawn | Trade Secret | Trade | MDT | MDT071 | Commercial | Made in Minnesota | Trade Secret | 2014
20263-228838-01 | Xcel Energy | 85 | 13781 | IOU | 04866276 | 11.39 | Solar |  |  | Interconnected | Trade Secret | Trade | SLP | SLP074 | Residential | Solar*Rewards | Trade Secret | 2022 | 2022
20263-228838-01 | Xcel Energy | 85 | 13781 | IOU | 05290326 | 7.616 | Solar |  |  | Interconnected | Trade Secret | Trade | MPK | MPK074 | Residential |  | Trade Secret | 2022 | 2023
20263-228838-01 | Xcel Energy | 85 | 13781 | IOU | 03200922 | 7.616 | Solar |  |  | Interconnected | Trade Secret | Trade | WIL | WIL082 | Residential | Solar*Rewards | Trade Secret | 2019 | 2020
20263-228838-01 | Xcel Energy | 85 | 13781 | IOU | 05990431 | 7.6 | Solar |  |  | Interconnected | Trade Secret | Trade | GRC | GRC313 | Residential |  | Trade Secret | 2024 | 2025
20263-228838-01 | Xcel Energy | 85 | 13781 | IOU | 05985254 | 7.6 | Solar |  |  | Withdrawn | Trade Secret | Trade | GRC | GRC313 | Residential | Solar*Rewards | Trade Secret | 2024
20263-228838-01 | Xcel Energy | 85 | 13781 | IOU | 03820549 | 7.616 | Solar |  |  | Interconnected | Trade Secret | Trade | GSL | GSL341 | Residential | Solar*Rewards | Trade Secret | 2020 | 2020
20263-228838-01 | Xcel Energy | 85 | 13781 | IOU | 05830991 | 5.76 | Solar |  |  | Withdrawn | Trade Secret | Trade | GSL | GSL341 | Residential |  | Trade Secret | 2024
20263-228838-01 | Xcel Energy | 85 | 13781 | IOU | 05817468 | 5.76 | Solar |  |  | Withdrawn | Trade Secret | Trade | GSL | GSL341 | Residential | Solar*Rewards | Trade Secret | 2024
20263-228838-01 | Xcel Energy | 85 | 13781 | IOU | 05974742 | 5.76 | Solar |  |  | Active Application | Trade Secret | Trade | MTR | MTR021 | Residential | Solar*Rewards | Trade Secret | 2024
20263-228838-01 | Xcel Energy | 85 | 13781 | IOU | 06170463 | 7.6 | Solar |  |  | Interconnected | Trade Secret | Trade | ESW | ESW081 | Residential | Solar*Rewards | Trade Secret | 2025 | 2025
20263-228838-01 | Xcel Energy | 85 | 13781 | IOU | 03132562 | 7.28 | Solar |  |  | Interconnected | Trade Secret | Trade | HWW | HWW062 | Residential | Solar*Rewards | Trade Secret | 2018 | 2018
20263-228838-01 | Xcel Energy | 85 | 13781 | IOU | 05228823 | 6.282 | Solar |  |  | Interconnected | Trade Secret | Trade | GNL | GNL072 | Residential |  | Trade Secret | 2022 | 2022
20263-228838-01 | Xcel Energy | 85 | 13781 | IOU | OID2537702 | 7.63 | Solar |  |  | Withdrawn | Trade Secret | Trade | AHI | AHI063 | Residential | Solar*Rewards | Trade Secret | 2016
20263-228838-01 | Xcel Energy | 85 | 13781 | IOU | 05698057 | 9.135 | Solar |  |  | Interconnected | Trade Secret | Trade | AHI | AHI063 | Residential |  | Trade Secret | 2024 | 2024
20263-228838-01 | Xcel Energy | 85 | 13781 | IOU | 04473483 | 4.35 | Solar |  |  | Active Application | Trade Secret | Trade | WIL | WIL091 | Residential | Solar*Rewards | Trade Secret | 2021
20263-228838-01 | Xcel Energy | 85 | 13781 | IOU | 04793540 | 4.06 | Solar |  |  | Interconnected | Trade Secret | Trade | WIL | WIL091 | Residential | Solar*Rewards | Trade Secret | 2022 | 2022
20263-228838-01 | Xcel Energy | 85 | 13781 | IOU | SRO18307 | 15 | Solar |  |  | Withdrawn | Trade Secret | Trade | ELP | ELP063 | Commercial | Solar*Rewards | Trade Secret | 2011
20263-228838-01 | Xcel Energy | 85 | 13781 | IOU | 06247545 | 14.208 | Solar |  |  | Active Application | Trade Secret | Trade | CEL | CEL075 | Residential |  | Trade Secret | 2025
20263-228838-01 | Xcel Energy | 85 | 13781 | IOU | 05729484 | 4.725 | Solar |  |  | Interconnected | Trade Secret | Trade | SLP | SLP092 | Residential | Solar*Rewards | Trade Secret | 2024 | 2024
20263-228838-01 | Xcel Energy | 85 | 13781 | IOU | 05952115 | 2.613 | Solar |  |  | Interconnected | Trade Secret | Trade | SOU | SOU069 | Residential | Solar*Rewards | Trade Secret | 2024 | 2024
20263-228838-01 | Xcel Energy | 85 | 13781 | IOU | 04401853 | 17.61 | Solar |  |  | Interconnected | Trade Secret | Trade | ALD | ALD084 | Residential | Solar*Rewards | Trade Secret | 2021 | 2021
20263-228838-01 | Xcel Energy | 85 | 13781 | IOU | 03134061 | 18 | Solar |  |  | Interconnected | Trade Secret | Trade | WIL | WIL092 | Commercial | Solar*Rewards | Trade Secret | 2014 | 2015
20263-228838-01 | Xcel Energy | 85 | 13781 | IOU | 05229793 | 6.38 | Solar |  |  | Active Application | Trade Secret | Trade | WDY | WDY311 | Residential |  | Trade Secret | 2022
20263-228838-01 | Xcel Energy | 85 | 13781 | IOU | 05232321 | 3.75 | Solar |  |  | Active Application | Trade Secret | Trade | WRR | WRR075 | Residential |  | Trade Secret | 2022
20263-228838-01 | Xcel Energy | 85 | 13781 | IOU | 05275047 | 3.75 | Solar |  |  | Interconnected | Trade Secret | Trade | WRR | WRR075 | Residential |  | Trade Secret | 2022 | 2023
20263-228838-01 | Xcel Energy | 85 | 13781 | IOU | 05649508 | 9.772 | Solar |  |  | Active Application | Trade Secret | Trade | EDA | EDA067 | Residential | Solar*Rewards | Trade Secret | 2023
20263-228838-01 | Xcel Energy | 85 | 13781 | IOU | 05711920 | 7.678 | Solar |  |  | Interconnected | Trade Secret | Trade | EDA | EDA067 | Residential | Solar*Rewards | Trade Secret | 2024 | 2024
20263-228838-01 | Xcel Energy | 85 | 13781 | IOU | 05864152 | 5.052 | Solar |  |  | Interconnected | Trade Secret | Trade | MOL | MOL061 | Residential |  | Trade Secret | 2024 | 2025
20263-228838-01 | Xcel Energy | 85 | 13781 | IOU | 03133198 | 1.14 | Solar |  |  | Interconnected | Trade Secret | Trade | TLK | TLK073 | Residential | Solar*Rewards | Trade Secret | 2010 | 2010
20263-228838-01 | Xcel Energy | 85 | 13781 | IOU | 04453747 | 5.054 | Solar |  |  | Interconnected | Trade Secret | Trade | SOU | SOU081 | Residential |  | Trade Secret | 2021 | 2022
20263-228838-01 | Xcel Energy | 85 | 13781 | IOU | 06111294 | 8.064 | Solar |  |  | Interconnected | Trade Secret | Trade | SOU | SOU083 | Residential | Solar*Rewards | Trade Secret | 2025 | 2025
20263-228838-01 | Xcel Energy | 85 | 13781 | IOU | 06330095 | 3.141 | Solar |  | X | Active Application | Trade Secret | Trade | ALD | ALD093 | Residential | Solar*Rewards | Trade Secret | 2026
20263-228838-01 | Xcel Energy | 85 | 13781 | IOU | 03130977 | 7.2 | Solar |  |  | Interconnected | Trade Secret | Trade | BCR | BCR083 | Residential |  | Trade Secret | 2009 | 2009
20263-228838-01 | Xcel Energy | 85 | 13781 | IOU | 06251373 | 5.248 | Solar |  |  | Interconnected | Trade Secret | Trade | WIL | WIL092 | Residential |  | Trade Secret | 2025 | 2025
20263-228838-01 | Xcel Energy | 85 | 13781 | IOU | 06001368 | 7.296 | Solar |  |  | Active Application | Trade Secret | Trade | JOR | JOR021 | Residential | Solar*Rewards | Trade Secret | 2024
20263-228838-01 | Xcel Energy | 85 | 13781 | IOU | 05988942 | 7.6 | Solar |  |  | Active Application | Trade Secret | Trade | MTR | MTR021 | Residential | Solar*Rewards | Trade Secret | 2024
20263-228838-01 | Xcel Energy | 85 | 13781 | IOU | 03132192 | 3.5 | Solar |  |  | Interconnected | Trade Secret | Trade | ALD | ALD072 | Residential | Solar*Rewards | Trade Secret | 2018 | 2018
20263-228838-01 | Xcel Energy | 85 | 13781 | IOU | 06146333 | 4.934 | Solar |  |  | Interconnected | Trade Secret | Trade | RAM | RAM062 | Residential |  | Trade Secret | 2025 | 2025
20263-228838-01 | Xcel Energy | 85 | 13781 | IOU | 06128744 | 3.796 | Solar |  |  | Withdrawn | Trade Secret | Trade | RAM | RAM062 | Residential | Solar*Rewards | Trade Secret | 2025
20263-228838-01 | Xcel Energy | 85 | 13781 | IOU | 05646883 | 5.04 | Solar |  |  | Interconnected | Trade Secret | Trade | MEL | MEL089 | Residential |  | Trade Secret | 2023 | 2024
20263-228838-01 | Xcel Energy | 85 | 13781 | IOU | 05573995 | 16.185 | Solar |  | X | Interconnected | Trade Secret | Trade | AFT | AFT314 | Residential | Solar*Rewards | Trade Secret | 2023 | 2024
20263-228838-01 | Xcel Energy | 85 | 13781 | IOU | 05613910 | 20.025 | Storage |  |  | Interconnected | Trade Secret | Trade | AFT | AFT314 | Residential |  | Trade Secret | 2023 | 2023
20263-228838-01 | Xcel Energy | 85 | 13781 | IOU | 04793549 | 9.86 | Solar |  |  | Interconnected | Trade Secret | Trade | CGR | CGR061 | Residential | Solar*Rewards | Trade Secret | 2022 | 2022
20263-228838-01 | Xcel Energy | 85 | 13781 | IOU | 06020591 | 7.329 | Solar |  |  | Interconnected | Trade Secret | Trade | TWL | TWL061 | Residential | Solar*Rewards | Trade Secret | 2024 | 2025
20263-228838-01 | Xcel Energy | 85 | 13781 | IOU | 03947974 | 15.232 | Solar |  |  | Interconnected | Trade Secret | Trade | HUG | HUG312 | Residential | Solar*Rewards | Trade Secret | 2020 | 2020
20263-228838-01 | Xcel Energy | 85 | 13781 | IOU | 03131036 | 15 | Solar |  |  | Interconnected | Trade Secret | Trade | CGR | CGR063 | Commercial |  | Trade Secret | 2010 | 2010
20263-228838-01 | Xcel Energy | 85 | 13781 | IOU | 06231767 | 4.188 | Solar |  |  | Active Application | Trade Secret | Trade | CEL | CEL064 | Residential |  | Trade Secret | 2025
20263-228838-01 | Xcel Energy | 85 | 13781 | IOU | 06067703 | 6.631 | Solar |  |  | Interconnected | Trade Secret | Trade | TER | TER075 | Residential |  | Trade Secret | 2025 | 2025
20263-228838-01 | Xcel Energy | 85 | 13781 | IOU | 06065548 | 6.631 | Solar |  |  | Withdrawn | Trade Secret | Trade | TER | TER075 | Residential | Solar*Rewards | Trade Secret | 2025
20263-228838-01 | Xcel Energy | 85 | 13781 | IOU | 05356685 | 4.188 | Solar |  |  | Interconnected | Trade Secret | Trade | SOU | SOU064 | Residential | Solar*Rewards | Trade Secret | 2023 | 2023
20263-228838-01 | Xcel Energy | 85 | 13781 | IOU | 05381416 | 10.15 | Solar |  |  | Active Application | Trade Secret | Trade | MPK | MPK074 | Residential |  | Trade Secret | 2023
20263-228838-01 | Xcel Energy | 85 | 13781 | IOU | 03130101 | 33.3 | Solar |  |  | Active Application | Trade Secret | Trade | BCR | BCR063 | Commercial | Solar*Rewards | Trade Secret | 2018
20263-228838-01 | Xcel Energy | 85 | 13781 | IOU | 03908473 | 5.584 | Solar |  |  | Interconnected | Trade Secret | Trade | OAD | OAD063 | Residential | Solar*Rewards | Trade Secret | 2020 | 2020
20263-228838-01 | Xcel Energy | 85 | 13781 | IOU | SRO16755 | 40 | Solar |  |  | Withdrawn | Trade Secret | Trade | ALD | ALD076 | Commercial | Solar*Rewards | Trade Secret | 2011
20263-228838-01 | Xcel Energy | 85 | 13781 | IOU | 03750812 | 34.17 | Solar |  |  | Interconnected | Trade Secret | Trade | HWW | HWW063 | Commercial | Solar*Rewards | Trade Secret | 2020 | 2021
20263-228838-01 | Xcel Energy | 85 | 13781 | IOU | 03131811 | 9.94 | Solar |  |  | Interconnected | Trade Secret | Trade | WAB | WAB021 | Residential | Made in Minnesota | Trade Secret | 2017 | 2017
20263-228838-01 | Xcel Energy | 85 | 13781 | IOU | 05573726 | 7.6 | Solar |  |  | Interconnected | Trade Secret | Trade | ECK | ECK061 | Residential |  | Trade Secret | 2023 | 2023
20263-228838-01 | Xcel Energy | 85 | 13781 | IOU | 04664088 | 12.1 | Solar |  |  | Interconnected | Trade Secret | Trade | GLK | GLK074 | Residential |  | Trade Secret | 2021 | 2022
20263-228838-01 | Xcel Energy | 85 | 13781 | IOU | 03134138 | 2.4 | Solar |  |  | Interconnected | Trade Secret | Trade | UPP | UPP084 | Residential | Solar*Rewards | Trade Secret | 2014 | 2015
20263-228838-01 | Xcel Energy | 85 | 13781 | IOU | 05934964 | 3.747 | Solar |  |  | Interconnected | Trade Secret | Trade | TWL | TWL081 | Residential |  | Trade Secret | 2024 | 2025
20263-228838-01 | Xcel Energy | 85 | 13781 | IOU | 04298244 | 115.42 | Solar |  |  | Interconnected | Trade Secret | Trade | EDA | EDA068 | Commercial |  | Trade Secret | 2021 | 2022
20263-228838-01 | Xcel Energy | 85 | 13781 | IOU | 05852366 | 7.591 | Solar |  |  | Interconnected | Trade Secret | Trade | SHP | SHP072 | Residential | Solar*Rewards | Trade Secret | 2024 | 2024
20263-228838-01 | Xcel Energy | 85 | 13781 | IOU | 04793859 | 3.19 | Solar |  |  | Interconnected | Trade Secret | Trade | SLP | SLP082 | Residential | Solar*Rewards | Trade Secret | 2022 | 2022
20263-228838-01 | Xcel Energy | 85 | 13781 | IOU | 06198115 | 11.5 | Solar |  | X | Active Application | Trade Secret | Trade | WTN | WTN061 | Residential |  | Trade Secret | 2025
20263-228838-01 | Xcel Energy | 85 | 13781 | IOU | 05998314 | 6.046 | Solar |  |  | Active Application | Trade Secret | Trade | SMT | SMT063 | Residential |  | Trade Secret | 2024
20263-228838-01 | Xcel Energy | 85 | 13781 | IOU | 03132443 | 5 | Solar |  |  | Interconnected | Trade Secret | Trade | ALD | ALD088 | Residential | Solar*Rewards | Trade Secret | 2018 | 2018
20263-228838-01 | Xcel Energy | 85 | 13781 | IOU | OID2112868 | 20 | Solar |  |  | Withdrawn | Trade Secret | Trade | LAP | LAP311 | Residential | Solar*Rewards | Trade Secret | 2014
20263-228838-01 | Xcel Energy | 85 | 13781 | IOU | 03132470 | 7.625 | Solar |  |  | Interconnected | Trade Secret | Trade | LAP | LAP311 | Residential | Made in Minnesota | Trade Secret | 2018 | 2018
20263-228838-01 | Xcel Energy | 85 | 13781 | IOU | 03134575 | 3.84 | Solar |  |  | Interconnected | Trade Secret | Trade | SLP | SLP092 | Residential | Solar*Rewards | Trade Secret | 2015 | 2016
20263-228838-01 | Xcel Energy | 85 | 13781 | IOU | 05364214 | 5.22 | Solar |  |  | Interconnected | Trade Secret | Trade | SOU | SOU088 | Residential |  | Trade Secret | 2023 | 2023
20263-228838-01 | Xcel Energy | 85 | 13781 | IOU | 06069610 | 7.971 | Solar |  |  | Withdrawn | Trade Secret | Trade | MDT | MDT074 | Residential | Solar*Rewards | Trade Secret | 2025
20263-228838-01 | Xcel Energy | 85 | 13781 | IOU | 06322000 | 6.09 | Solar |  |  | Active Application | Trade Secret | Trade | MDT | MDT074 | Residential | Solar*Rewards | Trade Secret | 2026
20263-228838-01 | Xcel Energy | 85 | 13781 | IOU | 03372168 | 3.48 | Solar |  |  | Interconnected | Trade Secret | Trade | UPP | UPP082 | Residential | Solar*Rewards | Trade Secret | 2019 | 2020
20263-228838-01 | Xcel Energy | 85 | 13781 | IOU | 04322602 | 7.616 | Solar |  |  | Interconnected | Trade Secret | Trade | BUR | BUR032 | Residential |  | Trade Secret | 2021 | 2022
20263-228838-01 | Xcel Energy | 85 | 13781 | IOU | 03707626 | 3.747 | Solar |  |  | Interconnected | Trade Secret | Trade | BRP | BRP063 | Residential | Solar*Rewards | Trade Secret | 2020 | 2021
20263-228838-01 | Xcel Energy | 85 | 13781 | IOU | 06200808 | 3.484 | Solar |  |  | Interconnected | Trade Secret | Trade | EBL | EBL084 | Residential | Solar*Rewards | Trade Secret | 2025 | 2025
20263-228838-01 | Xcel Energy | 85 | 13781 | IOU | 05775582 | 288 | Solar |  |  | Interconnected | Trade Secret | Trade | WIL | WIL092 | Commercial |  | Trade Secret | 2024 | 2025
20263-228838-01 | Xcel Energy | 85 | 13781 | IOU | 06252155 | 7.6 | Solar |  |  | Active Application | Trade Secret | Trade | HSN | HSN311 | Residential |  | Trade Secret | 2025
20263-228838-01 | Xcel Energy | 85 | 13781 | IOU | 05989047 | 3.839 | Solar |  |  | Interconnected | Trade Secret | Trade | SOU | SOU076 | Residential |  | Trade Secret | 2024 | 2025
20263-228838-01 | Xcel Energy | 85 | 13781 | IOU | 03131019 | 11.96 | Solar |  |  | Interconnected | Trade Secret | Trade | ELP | ELP082 | Commercial |  | Trade Secret | 2010 | 2010
20263-228838-01 | Xcel Energy | 85 | 13781 | IOU | 06201758 | 7.296 | Solar |  |  | Active Application | Trade Secret | Trade | OAD | OAD062 | Residential |  | Trade Secret | 2025
20263-228838-01 | Xcel Energy | 85 | 13781 | IOU | 03452392 | 7.616 | Solar |  |  | Interconnected | Trade Secret | Trade | APA | APA068 | Residential | Solar*Rewards | Trade Secret | 2019 | 2020
20263-228838-01 | Xcel Energy | 85 | 13781 | IOU | 03133309 | 2.5 | Solar |  |  | Interconnected | Trade Secret | Trade | SAV | SAV063 | Residential | Solar*Rewards | Trade Secret | 2010 | 2011
20263-228838-01 | Xcel Energy | 85 | 13781 | IOU | 05541313 | 3.78 | Solar |  |  | Interconnected | Trade Secret | Trade | MST | MST071 | Residential | Solar*Rewards | Trade Secret | 2023 | 2023
20263-228838-01 | Xcel Energy | 85 | 13781 | IOU | OID2543781 | 6 | Solar |  |  | Withdrawn | Trade Secret | Trade | MPK | MPK062 | Residential | Solar*Rewards | Trade Secret | 2016
20263-228838-01 | Xcel Energy | 85 | 13781 | IOU | 03130534 | 3.48 | Solar |  |  | Interconnected | Trade Secret | Trade | MPK | MPK065 | Residential | Solar*Rewards | Trade Secret | 2018 | 2019
20263-228838-01 | Xcel Energy | 85 | 13781 | IOU | 03135022 | 9.94 | Solar |  |  | Interconnected | Trade Secret | Trade | LAC | LAC062 | Residential | Made in Minnesota | Trade Secret | 2016 | 2016
20263-228838-01 | Xcel Energy | 85 | 13781 | IOU | 05901825 | 11.52 | Solar |  |  | Interconnected | Trade Secret | Trade | HSN | HSN322 | Residential | Solar*Rewards | Trade Secret | 2024 | 2025
20263-228838-01 | Xcel Energy | 85 | 13781 | IOU | 03132974 | 9.994 | Solar |  |  | Interconnected | Trade Secret | Trade | WIL | WIL063 | Residential | Solar*Rewards | Trade Secret | 2018 | 2019
20263-228838-01 | Xcel Energy | 85 | 13781 | IOU | 05516278 | 6.96 | Solar |  |  | Interconnected | Trade Secret | Trade | ECK | ECK342 | Residential |  | Trade Secret | 2023 | 2023
20263-228838-01 | Xcel Energy | 85 | 13781 | IOU | 03132375 | 6 | Solar |  |  | Interconnected | Trade Secret | Trade | RIV | RIV076 | Residential | Solar*Rewards | Trade Secret | 2018 | 2018
20263-228838-01 | Xcel Energy | 85 | 13781 | IOU | 06078910 | 2.66 | Solar |  |  | Active Application | Trade Secret | Trade | WCR | WCR322 | Residential | Solar*Rewards | Trade Secret | 2025
20263-228838-01 | Xcel Energy | 85 | 13781 | IOU | 05125178 | 10.15 | Solar |  |  | Interconnected | Trade Secret | Trade | GRI | GRI001 | Residential |  | Trade Secret | 2022 | 2023
20263-228838-01 | Xcel Energy | 85 | 13781 | IOU | 04462904 | 11.39 | Solar |  |  | Active Application | Trade Secret | Trade | HSN | HSN321 | Residential | Solar*Rewards | Trade Secret | 2021
20263-228838-01 | Xcel Energy | 85 | 13781 | IOU | 03131922 | 7.625 | Solar |  |  | Interconnected | Trade Secret | Trade | MDT | MDT074 | Residential | Made in Minnesota | Trade Secret | 2017 | 2018
20263-228838-01 | Xcel Energy | 85 | 13781 | IOU | 05951917 | 4.06 | Solar |  |  | Interconnected | Trade Secret | Trade | SOU | SOU064 | Residential | Solar*Rewards | Trade Secret | 2024 | 2024
20263-228838-01 | Xcel Energy | 85 | 13781 | IOU | 04008620 | 6.67 | Solar |  |  | Interconnected | Trade Secret | Trade | LEX | LEX075 | Residential | Solar*Rewards | Trade Secret | 2020 | 2021
20263-228838-01 | Xcel Energy | 85 | 13781 | IOU | 03288608 | 3.48 | Solar |  |  | Interconnected | Trade Secret | Trade | MPK | MPK087 | Residential | Solar*Rewards | Trade Secret | 2019 | 2019
20263-228838-01 | Xcel Energy | 85 | 13781 | IOU | 05711678 | 5.7 | Solar |  |  | Interconnected | Trade Secret | Trade | SOU | SOU060 | Residential | Solar*Rewards | Trade Secret | 2024 | 2024
20263-228838-01 | Xcel Energy | 85 | 13781 | IOU | 05650337 | 5.7 |  |  |  | Withdrawn | Trade Secret | Trade | SOU | SOU060 | Residential |  | Trade Secret | 2023
20263-228838-01 | Xcel Energy | 85 | 13781 | IOU | 04422068 | 3.747 | Solar |  |  | Active Application | Trade Secret | Trade | HWW | HWW072 | Residential | Solar*Rewards | Trade Secret | 2021
20263-228838-01 | Xcel Energy | 85 | 13781 | IOU | 06155120 | 14.16 | Storage |  |  | Interconnected | Trade Secret | Trade | HSN | HSN322 | Residential |  | Trade Secret | 2025 | 2025
20263-228838-01 | Xcel Energy | 85 | 13781 | IOU | 05225099 | 8.12 | Solar |  |  | Interconnected | Trade Secret | Trade | HSN | HSN322 | Residential |  | Trade Secret | 2022 | 2022
20263-228838-01 | Xcel Energy | 85 | 13781 | IOU | 06209354 | 5.584 | Solar |  |  | Active Application | Trade Secret | Trade | HYL | HYL074 | Residential |  | Trade Secret | 2025
20263-228838-01 | Xcel Energy | 85 | 13781 | IOU | 05949196 | 6.097 | Solar |  |  | Interconnected | Trade Secret | Trade | RIV | RIV062 | Residential | Solar*Rewards | Trade Secret | 2024 | 2024
20263-228838-01 | Xcel Energy | 85 | 13781 | IOU | 04808540 | 15.232 | Solar |  |  | Interconnected | Trade Secret | Trade | MNV | MNV211 | Residential |  | Trade Secret | 2022 | 2023
20263-228838-01 | Xcel Energy | 85 | 13781 | IOU | 03255567 | 6.709 | Solar |  |  | Interconnected | Trade Secret | Trade | MPK | MPK064 | Residential |  | Trade Secret | 2019 | 2020
20263-228838-01 |  |  |  |  | OID3137364 |  | Solar |  |  | Withdrawn | Trade Secret | Trade | MPK | MPK064 | Residential |  |  | 2017
20263-228838-01 | Xcel Energy | 85 | 13781 | IOU | OID2883260 | 3 | Solar |  |  | Withdrawn | Trade Secret | Trade | MPK | MPK064 | Residential | Solar*Rewards | Trade Secret | 2016
20263-228838-01 | Xcel Energy | 85 | 13781 | IOU | 03132160 | 99.9 | Solar |  |  | Interconnected | Trade Secret | Trade | GRC | GRC062 | Commercial |  | Trade Secret | 2017 | 2017
20263-228838-01 | Xcel Energy | 85 | 13781 | IOU | 05279819 | 16.64 | Solar |  |  | Interconnected | Trade Secret | Trade | HSN | HSN321 | Residential |  | Trade Secret | 2022 | 2023
20263-228838-01 | Xcel Energy | 85 | 13781 | IOU | 05985597 | 3.747 | Solar |  |  | Interconnected | Trade Secret | Trade | SLP | SLP322 | Residential |  | Trade Secret | 2024 | 2025
20263-228838-01 | Xcel Energy | 85 | 13781 | IOU | 06321824 | 19.009 | Solar |  |  | Active Application | Trade Secret | Trade | ORO | ORO061 | Residential | Solar*Rewards | Trade Secret | 2026
20263-228838-01 | Xcel Energy | 85 | 13781 | IOU | 06303860 | 9.84 | Solar |  |  | Active Application | Trade Secret | Trade | AFT | AFT322 | Residential |  | Trade Secret | 2025
20263-228838-01 | Xcel Energy | 85 | 13781 | IOU | 05977937 | 5.76 | Solar |  |  | Interconnected | Trade Secret | Trade | SIP | SIP063 | Residential | Solar*Rewards | Trade Secret | 2024 | 2025
20263-228838-01 | Xcel Energy | 85 | 13781 | IOU | 05941776 | 6.832 | Solar |  |  | Active Application | Trade Secret | Trade | SWN | SWN022 | Residential |  | Trade Secret | 2024
20263-228838-01 | Xcel Energy | 85 | 13781 | IOU | 05250085 | 4 | Solar |  |  | Interconnected | Trade Secret | Trade | RLK | RLK079 | Residential | Solar*Rewards | Trade Secret | 2022 | 2023
20263-228838-01 | Xcel Energy | 85 | 13781 | IOU | 05609381 | 5.355 | Solar |  |  | Interconnected | Trade Secret | Trade | CGR | CGR071 | Residential |  | Trade Secret | 2023 | 2024
20263-228838-01 | Xcel Energy | 85 | 13781 | IOU | 03130392 | 3 | Solar |  |  | Interconnected | Trade Secret | Trade | OPK | OPK071 | Residential | Solar*Rewards | Trade Secret | 2018 | 2018
20263-228838-01 |  |  |  |  | OID3212248 |  | Solar |  |  | Withdrawn | Trade Secret | Trade | OPK | OPK071 | Residential |  |  | 2017
20263-228838-01 | Xcel Energy | 85 | 13781 | IOU | 04807274 | 5.584 | Solar |  |  | Interconnected | Trade Secret | Trade | EDA | EDA067 | Residential | Solar*Rewards | Trade Secret | 2022 | 2024
20263-228838-01 | Xcel Energy | 85 | 13781 | IOU | 05848668 | 9.994 | Solar |  |  | Withdrawn | Trade Secret | Trade | SLP | SLP321 | Residential | Solar*Rewards | Trade Secret | 2024
20263-228838-01 | Xcel Energy | 85 | 13781 | IOU | 05848688 | 9.994 | Solar |  |  | Interconnected | Trade Secret | Trade | SLP | SLP321 | Residential |  | Trade Secret | 2024 | 2024
20263-228838-01 | Xcel Energy | 85 | 13781 | IOU | 06100283 | 19.988 | Solar |  |  | Interconnected | Trade Secret | Trade | ECK | ECK062 | Residential | Solar*Rewards | Trade Secret | 2025 | 2025
20263-228838-01 | Xcel Energy | 85 | 13781 | IOU | 06269932 | 11.904 | Solar |  |  | Active Application | Trade Secret | Trade | RLK | RLK079 | Residential |  | Trade Secret | 2025
20263-228838-01 | Xcel Energy | 85 | 13781 | IOU | 03133159 | 2 | Solar |  |  | Interconnected | Trade Secret | Trade | SOU | SOU069 | Residential | Solar*Rewards | Trade Secret | 2010 | 2010
20263-228838-01 | Xcel Energy | 85 | 13781 | IOU | 03134045 | 22.5 | Solar |  |  | Interconnected | Trade Secret | Trade | WSG | WSG064 | Commercial | Solar*Rewards | Trade Secret | 2014 | 2015
20263-228838-01 | Xcel Energy | 85 | 13781 | IOU | 05468753 | 4.48 | Solar |  |  | Interconnected | Trade Secret | Trade | WCR | WCR322 | Residential | Solar*Rewards | Trade Secret | 2023 | 2023
20263-228838-01 | Xcel Energy | 85 | 13781 | IOU | 05315296 | 3.48 | Solar |  |  | Interconnected | Trade Secret | Trade | EBL | EBL084 | Residential |  | Trade Secret | 2023 | 2023
20263-228838-01 | Xcel Energy | 85 | 13781 | IOU | 06322129 | 5.7 | Solar |  |  | Active Application | Trade Secret | Trade | WIL | WIL086 | Residential | Solar*Rewards | Trade Secret | 2026
20263-228838-01 | Xcel Energy | 85 | 13781 | IOU | 06119401 | 6.08 | Solar |  |  | Active Application | Trade Secret | Trade | WIL | WIL086 | Residential | Solar*Rewards | Trade Secret | 2025
20263-228838-01 | Xcel Energy | 85 | 13781 | IOU | 05567837 | 10.08 | Solar |  |  | Interconnected | Trade Secret | Trade | RLK | RLK073 | Residential |  | Trade Secret | 2023 | 2021
20263-228838-01 | Xcel Energy | 85 | 13781 | IOU | 06112830 | 3.84 | Solar |  |  | Active Application | Trade Secret | Trade | RIV | RIV063 | Residential | Solar*Rewards | Trade Secret | 2025
20263-228838-01 | Xcel Energy | 85 | 13781 | IOU | 06015898 | 3.936 | Solar |  |  | Withdrawn | Trade Secret | Trade | RIV | RIV063 | Residential | Solar*Rewards | Trade Secret | 2025
20263-228838-01 | Xcel Energy | 85 | 13781 | IOU | 06322173 | 3.936 | Solar |  |  | Active Application | Trade Secret | Trade | RIV | RIV063 | Residential | Solar*Rewards | Trade Secret | 2026
20263-228838-01 | Xcel Energy | 85 | 13781 | IOU | 06202387 | 3.141 | Solar |  |  | Interconnected | Trade Secret | Trade | SOU | SOU077 | Residential | Solar*Rewards | Trade Secret | 2025 | 2025
20263-228838-01 | Xcel Energy | 85 | 13781 | IOU | 06128714 | 4.934 | Solar |  |  | Interconnected | Trade Secret | Trade | SOU | SOU084 | Residential | Solar*Rewards | Trade Secret | 2025 | 2025
20263-228838-01 | Xcel Energy | 85 | 13781 | IOU | 04440439 | 29.02 | Solar |  |  | Interconnected | Trade Secret | Trade | MEL | MEL067 | Commercial | Solar*Rewards | Trade Secret | 2021 | 2021
20263-228838-01 | Xcel Energy | 85 | 13781 | IOU | 04045300 | 3.747 | Solar |  |  | Withdrawn | Trade Secret | Trade | SOU | SOU083 | Residential | Solar*Rewards | Trade Secret | 2020
20263-228838-01 | Xcel Energy | 85 | 13781 | IOU | OID3793194 | 4.35 | Solar |  |  | Withdrawn | Trade Secret | Trade | LEX | LEX332 | Residential | Solar*Rewards | Trade Secret | 2019
20263-228838-01 | Xcel Energy | 85 | 13781 | IOU | 03141854 | 4.35 | Solar |  |  | Interconnected | Trade Secret | Trade | LEX | LEX332 | Residential | Solar*Rewards | Trade Secret | 2019 | 2019
20263-228838-01 | Xcel Energy | 85 | 13781 | IOU | 06165851 | 7.616 | Solar |  |  | Active Application | Trade Secret | Trade | WES | WES072 | Residential |  | Trade Secret | 2025
20263-228838-01 | Xcel Energy | 85 | 13781 | IOU | 03776605 | 6 | Solar |  |  | Active Application | Trade Secret | Trade | MTW | MTW021 | Residential | Solar*Rewards | Trade Secret | 2020
20263-228838-01 | Xcel Energy | 85 | 13781 | IOU | 03989028 | 6 | Solar |  |  | Active Application | Trade Secret | Trade | MTW | MTW021 | Residential | Solar*Rewards | Trade Secret | 2020
20263-228838-01 | Xcel Energy | 85 | 13781 | IOU | OID2281539 | 20 | Solar |  |  | Withdrawn | Trade Secret | Trade | PIL | PIL022 | Commercial | Solar*Rewards | Trade Secret | 2015
20263-228838-01 | Xcel Energy | 85 | 13781 | IOU | 05257531 | 12.76 | Solar |  |  | Interconnected | Trade Secret | Trade | HUG | HUG311 | Residential |  | Trade Secret | 2022 | 2023
20263-228838-01 | Xcel Energy | 85 | 13781 | IOU | 04795222 | 9.423 | Solar |  |  | Interconnected | Trade Secret | Trade | WIL | WIL089 | Residential | Solar*Rewards | Trade Secret | 2022 | 2022
20263-228838-01 | Xcel Energy | 85 | 13781 | IOU | 04802800 | 10.15 | Solar |  |  | Withdrawn | Trade Secret | Trade | RVA | RVA061 | Residential | Solar*Rewards | Trade Secret | 2022
20263-228838-01 | Xcel Energy | 85 | 13781 | IOU | 06051905 | 9.994 | Solar |  |  | Interconnected | Trade Secret | Trade | WSG | WSG066 | Residential | Solar*Rewards | Trade Secret | 2025 | 2025
20263-228838-01 | Xcel Energy | 85 | 13781 | IOU | 06211899 | 4.355 | Solar |  |  | Active Application | Trade Secret | Trade | TLK | TLK075 | Residential | Solar*Rewards | Trade Secret | 2025
20263-228838-01 | Xcel Energy | 85 | 13781 | IOU | 05122570 | 18.7 | Solar |  | X | Interconnected | Trade Secret | Trade | MPK | MPK063 | Residential |  | Trade Secret | 2022 | 2022
20263-228838-01 | Xcel Energy | 85 | 13781 | IOU | 05954975 | 6.046 | Solar |  |  | Withdrawn | Trade Secret | Trade | WES | WES073 | Residential |  | Trade Secret | 2024
20263-228838-01 | Xcel Energy | 85 | 13781 | IOU | 06208252 | 8.376 | Solar |  |  | Interconnected | Trade Secret | Trade | PKL | PKL085 | Residential | Solar*Rewards | Trade Secret | 2025 | 2025
20263-228838-01 | Xcel Energy | 85 | 13781 | IOU | 05344223 | 3.75 | Solar |  |  | Interconnected | Trade Secret | Trade | AFT | AFT321 | Residential |  | Trade Secret | 2022 | 2023
20263-228838-01 | Xcel Energy | 85 | 13781 | IOU | 05467057 | 5.76 | Solar |  |  | Interconnected | Trade Secret | Trade | WCR | WCR322 | Residential | Solar*Rewards | Trade Secret | 2023 | 2023
20263-228838-01 | Xcel Energy | 85 | 13781 | IOU | 06240097 | 7.6 | Solar |  |  | Active Application | Trade Secret | Trade | GRC | GRC312 | Residential |  | Trade Secret | 2025
20263-228838-01 | Xcel Energy | 85 | 13781 | IOU | 03131024 | 4.14 | Solar |  |  | Interconnected | Trade Secret | Trade | UPP | UPP082 | Residential |  | Trade Secret | 2010 | 2010
20263-228838-01 | Xcel Energy | 85 | 13781 | IOU | 05770514 | 5.584 | Solar |  |  | Interconnected | Trade Secret | Trade | HWW | HWW073 | Residential | Solar*Rewards | Trade Secret | 2024 | 2024
20263-228838-01 | Xcel Energy | 85 | 13781 | IOU | 05963292 | 3.747 | Solar |  |  | Interconnected | Trade Secret | Trade | WIL | WIL098 | Residential |  | Trade Secret | 2024 | 2025
20263-228838-01 | Xcel Energy | 85 | 13781 | IOU | 03130548 | 4.64 | Solar |  |  | Interconnected | Trade Secret | Trade | RAM | RAM077 | Residential | Solar*Rewards | Trade Secret | 2018 | 2019
20263-228838-01 | Xcel Energy | 85 | 13781 | IOU | 05356475 | 11.39 | Solar |  |  | Interconnected | Trade Secret | Trade | WYO | WYO031 | Residential | Solar*Rewards | Trade Secret | 2023 | 2023
20263-228838-01 | Xcel Energy | 85 | 13781 | IOU | 06007611 | 17.8 | Storage |  |  | Withdrawn | Trade Secret | Trade | WDY | WDY311 | Residential |  | Trade Secret | 2024
20263-228838-01 | Xcel Energy | 85 | 13781 | IOU | 05367189 | 6.3 | Solar |  |  | Interconnected | Trade Secret | Trade | WDY | WDY311 | Residential |  | Trade Secret | 2023 | 2023
20263-228838-01 | Xcel Energy | 85 | 13781 | IOU | 04565991 | 10.47 | Solar |  |  | Interconnected | Trade Secret | Trade | ALD | ALD088 | Residential |  | Trade Secret | 2021 | 2021
20263-228838-01 | Xcel Energy | 85 | 13781 | IOU | 06202419 | 8.73 | Solar |  |  | Withdrawn | Trade Secret | Trade | IDA | IDA073 | Residential | Solar*Rewards | Trade Secret | 2025
20263-228838-01 | Xcel Energy | 85 | 13781 | IOU | 06210292 | 9.109 | Solar |  |  | Interconnected | Trade Secret | Trade | IDA | IDA073 | Residential |  | Trade Secret | 2025 | 2025
20263-228838-01 | Xcel Energy | 85 | 13781 | IOU | 05380924 | 5.12 | Solar |  |  | Interconnected | Trade Secret | Trade | HYL | HYL064 | Residential | Solar*Rewards | Trade Secret | 2023 | 2023
20263-228838-01 |  |  |  |  | OID3808208 |  | Solar |  |  | Withdrawn | Trade Secret | Trade | WAB | WAB031 | Residential |  |  | 2019
20263-228838-01 | Xcel Energy | 85 | 13781 | IOU | 03132755 | 9.994 | Solar |  |  | Interconnected | Trade Secret | Trade | WAB | WAB031 | Residential | Made in Minnesota | Trade Secret | 2018 | 2018
20263-228838-01 | Xcel Energy | 85 | 13781 | IOU | 04422027 | 9.074 | Solar |  |  | Withdrawn | Trade Secret | Trade | VES | VES021 | Residential | Solar*Rewards | Trade Secret | 2021
20263-228838-01 | Xcel Energy | 85 | 13781 | IOU | 05764649 | 3.49 | Solar |  |  | Interconnected | Trade Secret | Trade | APA | APA067 | Residential | Solar*Rewards | Trade Secret | 2024 | 2024
20263-228838-01 | Xcel Energy | 85 | 13781 | IOU | SRO15592 | 40 | Solar |  |  | Withdrawn | Trade Secret | Trade | SOU | SOU088 | Commercial | Solar*Rewards | Trade Secret | 2010
20263-228838-01 | Xcel Energy | 85 | 13781 | IOU | 04358727 | 4.35 | Solar |  |  | Interconnected | Trade Secret | Trade | LEX | LEX071 | Residential | Solar*Rewards | Trade Secret | 2021 | 2021
20263-228838-01 | Xcel Energy | 85 | 13781 | IOU | 03828240 | 12 | Solar |  |  | Active Application | Trade Secret | Trade | HUG | HUG321 | Residential | Solar*Rewards | Trade Secret | 2020
20263-228838-01 | Xcel Energy | 85 | 13781 | IOU | 03133384 | 5.13 | Solar |  |  | Interconnected | Trade Secret | Trade | MTR | MTR021 | Residential | Solar*Rewards | Trade Secret | 2011 | 2015
20263-228838-01 | Xcel Energy | 85 | 13781 | IOU | 03130805 | 3.2 | Solar |  |  | Interconnected | Trade Secret | Trade | MTR | MTR021 | Residential |  | Trade Secret | 2007 | 2005
20263-228838-01 | Xcel Energy | 85 | 13781 | IOU | 03130742 | 2 | Solar |  |  | Interconnected | Trade Secret | Trade | MTR | MTR021 | Residential |  | Trade Secret | 2005 | 2005
20263-228838-01 | Xcel Energy | 85 | 13781 | IOU | 03693142 | 14.5 | Solar |  |  | Active Application | Trade Secret | Trade | MTR | MTR021 | Residential | Solar*Rewards | Trade Secret | 2020
20263-228838-01 | Xcel Energy | 85 | 13781 | IOU | 05381693 | 5.76 | Solar |  |  | Interconnected | Trade Secret | Trade | HUG | HUG321 | Residential | Solar*Rewards | Trade Secret | 2023 | 2023
20263-228838-01 |  |  |  |  | OID2806772 |  | Solar |  |  | Withdrawn | Trade Secret | Trade | AVN | AVN021 | Residential |  |  | 2016
20263-228838-01 |  |  |  |  | OID2806687 |  | Solar |  |  | Withdrawn | Trade Secret | Trade | AVN | AVN021 | Residential |  |  | 2015
20263-228838-01 | Xcel Energy | 85 | 13781 | IOU | 03134474 | 9 | Solar |  |  | Interconnected | Trade Secret | Trade | AVN | AVN021 | Residential | Made in Minnesota | Trade Secret | 2015 | 2014
20263-228838-01 | Xcel Energy | 85 | 13781 | IOU | 03131212 | 11.4 | Solar |  |  | Interconnected | Trade Secret | Trade | AVN | AVN021 | Residential |  | Trade Secret | 2015 | 2015
20263-228838-01 | Xcel Energy | 85 | 13781 | IOU | 04134903 | 11.39 | Solar |  | X | Interconnected | Trade Secret | Trade | FSL | FSL312 | Residential | Solar*Rewards | Trade Secret | 2020 | 2021
20263-228838-01 | Xcel Energy | 85 | 13781 | IOU | 04420450 | 7.616 | Solar |  |  | Active Application | Trade Secret | Trade | RWD | RWD063 | Residential | Solar*Rewards | Trade Secret | 2021
20263-228838-01 | Xcel Energy | 85 | 13781 | IOU | 05439596 | 10.04 | Solar |  | X | Interconnected | Trade Secret | Trade | SOU | SOU087 | Residential |  | Trade Secret | 2023 | 2023
20263-228838-01 | Xcel Energy | 85 | 13781 | IOU | 03132068 | 7.625 | Solar |  |  | Interconnected | Trade Secret | Trade | SOU | SOU073 | Commercial | Solar*Rewards | Trade Secret | 2017 | 2018
20263-228838-01 | Xcel Energy | 85 | 13781 | IOU | 05589301 | 6.5 | Solar |  |  | Active Application | Trade Secret | Trade | CRL | CRL031 | Residential |  | Trade Secret | 2023
20263-228838-01 | Xcel Energy | 85 | 13781 | IOU | 05963758 | 9.994 | Solar |  |  | Active Application | Trade Secret | Trade | FSL | FSL312 | Residential |  | Trade Secret | 2024
20263-228838-01 | Xcel Energy | 85 | 13781 | IOU | 06227160 | 4.935 | Solar |  |  | Active Application | Trade Secret | Trade | CGR | CGR063 | Residential |  | Trade Secret | 2025
20263-228838-01 | Xcel Energy | 85 | 13781 | IOU | 03130310 | 2.99 | Solar |  |  | Interconnected | Trade Secret | Trade | TLK | TLK061 | Residential | Solar*Rewards | Trade Secret | 2019 | 2021
20263-228838-01 | Xcel Energy | 85 | 13781 | IOU | 04382066 | 5 | Solar |  |  | Interconnected | Trade Secret | Trade | YAM | YAM031 | Residential | Solar*Rewards | Trade Secret | 2021 | 2021
20263-228838-01 | Xcel Energy | 85 | 13781 | IOU | 03133339 | 1.52 | Solar |  |  | Interconnected | Trade Secret | Trade | TWL | TWL071 | Commercial | Solar*Rewards | Trade Secret | 2011 | 2012
20263-228838-01 | Xcel Energy | 85 | 13781 | IOU | 05899245 | 9 | Solar |  |  | Interconnected | Trade Secret | Trade | APA | APA072 | Residential | Solar*Rewards | Trade Secret | 2024 | 2026
20263-228838-01 | Xcel Energy | 85 | 13781 | IOU | 03131254 | 3.8 | Solar |  |  | Interconnected | Trade Secret | Trade | MPK | MPK082 | Residential | Solar*Rewards | Trade Secret | 2016 | 2017
20263-228838-01 | Xcel Energy | 85 | 13781 | IOU | 04579145 | 4.93 | Solar |  |  | Withdrawn | Trade Secret | Trade | PIL | PIL021 | Residential |  | Trade Secret | 2021
20263-228838-01 | Xcel Energy | 85 | 13781 | IOU | 06254905 | 5.22 | Solar |  |  | Active Application | Trade Secret | Trade | PIL | PIL021 | Residential |  | Trade Secret | 2025
20263-228838-01 | Xcel Energy | 85 | 13781 | IOU | 04647477 | 4.93 | Solar |  |  | Interconnected | Trade Secret | Trade | WES | WES073 | Residential |  | Trade Secret | 2021 | 2021
20263-228838-01 | Xcel Energy | 85 | 13781 | IOU | 03133497 | 20 | Solar |  |  | Interconnected | Trade Secret | Trade | MPK | MPK077 | Commercial | Solar*Rewards | Trade Secret | 2011 | 2012
20263-228838-01 | Xcel Energy | 85 | 13781 | IOU | 03131201 | 100 | Other |  |  | Interconnected | Trade Secret | Trade | SCL | SCL313 | Commercial |  | Trade Secret | 2014 | 2012
20263-228838-01 | Xcel Energy | 85 | 13781 | IOU | 03138579 | 100.1 | Solar |  |  | Interconnected | Trade Secret | Trade | HOW | HOW061 | Commercial |  | Trade Secret | 2019 | 2021
20263-228838-01 |  |  |  |  | OID3827715 |  | Solar |  |  | Withdrawn | Trade Secret | Trade | HOW | HOW061 | Commercial |  |  | 2019
20263-228838-01 | Xcel Energy | 85 | 13781 | IOU | 05712119 | 3.78 | Solar |  |  | Interconnected | Trade Secret | Trade | HWW | HWW074 | Residential | Solar*Rewards | Trade Secret | 2024 | 2024
20263-228838-01 | Xcel Energy | 85 | 13781 | IOU | 04284341 | 10.44 | Solar |  |  | Interconnected | Trade Secret | Trade | SLP | SLP092 | Residential | Solar*Rewards | Trade Secret | 2021 | 2022
20263-228838-01 | Xcel Energy | 85 | 13781 | IOU | 04258445 | 10.15 | Solar |  |  | Active Application | Trade Secret | Trade | SLP | SLP092 | Residential | Solar*Rewards | Trade Secret | 2020
20263-228838-01 | Xcel Energy | 85 | 13781 | IOU | 04072027 | 3.3 | Solar |  |  | Interconnected | Trade Secret | Trade | WIL | WIL062 | Residential | Solar*Rewards | Trade Secret | 2020 | 2021
20263-228838-01 |  |  |  |  | 06243928 |  | Solar |  |  | Active Application | Trade Secret | Trade | EDP | EDP091 | Residential |  |  | 2025
20263-228838-01 | Xcel Energy | 85 | 13781 | IOU | 05595187 | 4.48 | Solar |  |  | Interconnected | Trade Secret | Trade | FSL | FSL312 | Residential | Solar*Rewards | Trade Secret | 2023 | 2023
20263-228838-01 | Xcel Energy | 85 | 13781 | IOU | 06198840 | 9.772 | Solar |  |  | Withdrawn | Trade Secret | Trade | HYL | HYL061 | Residential | Solar*Rewards | Trade Secret | 2025
20263-228838-01 | Xcel Energy | 85 | 13781 | IOU | 06218370 | 9.074 | Solar |  |  | Interconnected | Trade Secret | Trade | HYL | HYL061 | Residential |  | Trade Secret | 2025 | 2025
20263-228838-01 | Xcel Energy | 85 | 13781 | IOU | 03252511 | 19.988 | Solar |  |  | Interconnected | Trade Secret | Trade | SLP | SLP085 | Residential | Solar*Rewards | Trade Secret | 2019 | 2020
20263-228838-01 | Xcel Energy | 85 | 13781 | IOU | 05201097 | 3.747 | Solar |  |  | Interconnected | Trade Secret | Trade | RPL | RPL071 | Residential |  | Trade Secret | 2022 | 2024
20263-228838-01 | Xcel Energy | 85 | 13781 | IOU | 04793600 | 6.282 | Solar |  |  | Interconnected | Trade Secret | Trade | REW | REW031 | Residential | Solar*Rewards | Trade Secret | 2022 | 2022
20263-228838-01 | Xcel Energy | 85 | 13781 | IOU | 04067936 | 4.93 | Solar |  |  | Interconnected | Trade Secret | Trade | SOU | SOU087 | Residential | Solar*Rewards | Trade Secret | 2020 | 2020
20263-228838-01 | Xcel Energy | 85 | 13781 | IOU | 04804907 | 4.932 | Solar |  |  | Interconnected | Trade Secret | Trade | CGR | CGR061 | Residential | Solar*Rewards | Trade Secret | 2022 | 2022
20263-228838-01 | Xcel Energy | 85 | 13781 | IOU | 06008344 | 3.42 | Solar |  |  | Interconnected | Trade Secret | Trade | SOU | SOU083 | Residential | Solar*Rewards | Trade Secret | 2024 | 2025
20263-228838-01 | Xcel Energy | 85 | 13781 | IOU | 03129820 | 186.499 | Solar |  |  | Interconnected | Trade Secret | Trade | BRP | BRP062 | Commercial |  | Trade Secret | 2018 | 2019
20263-228838-01 | Xcel Energy | 85 | 13781 | IOU | 03133063 | 36 | Solar |  |  | Interconnected | Trade Secret | Trade | LOK | LOK083 | Commercial | Solar*Rewards | Trade Secret | 2013 | 2015
20263-228838-01 | Xcel Energy | 85 | 13781 | IOU | 04411703 | 5.8 | Solar |  |  | Interconnected | Trade Secret | Trade | TER | TER071 | Residential | Solar*Rewards | Trade Secret | 2021 | 2021
20263-228838-01 | Xcel Energy | 85 | 13781 | IOU | 05550675 | 6.67 | Solar |  |  | Withdrawn | Trade Secret | Trade | LAP | LAP311 | Residential |  | Trade Secret | 2023
20263-228838-01 | Xcel Energy | 85 | 13781 | IOU | 06017993 | 9.984 | Solar |  |  | Interconnected | Trade Secret | Trade | LAP | LAP311 | Residential | Solar*Rewards | Trade Secret | 2024 | 2025
20263-228838-01 | Xcel Energy | 85 | 13781 | IOU | 06266924 | 11.5 | Solar |  | X | Withdrawn | Trade Secret | Trade | PKL | PKL074 | Residential |  | Trade Secret | 2025
20263-228838-01 | Xcel Energy | 85 | 13781 | IOU | 06267412 | 11.5 | Solar |  | X | Withdrawn | Trade Secret | Trade | PKL | PKL074 | Residential |  | Trade Secret | 2025
20263-228838-01 | Xcel Energy | 85 | 13781 | IOU | 06327276 | 11.5 | Solar |  | X | Active Application | Trade Secret | Trade | PKL | PKL074 | Residential | Solar*Rewards | Trade Secret | 2026
20263-228838-01 |  |  |  |  | 06113071 |  | Solar |  |  | Withdrawn | Trade Secret | Trade | PKL | PKL074 | Residential | Solar*Rewards |  | 2025
20263-228838-01 | Xcel Energy | 85 | 13781 | IOU | 04073826 | 9.994 | Solar |  |  | Interconnected | Trade Secret | Trade | UPP | UPP084 | Residential | Solar*Rewards | Trade Secret | 2020 | 2020
20263-228838-01 | Xcel Energy | 85 | 13781 | IOU | 05224609 | 6.4 | Solar |  |  | Interconnected | Trade Secret | Trade | OSS | OSS076 | Residential |  | Trade Secret | 2022 | 2023
20263-228838-01 | Xcel Energy | 85 | 13781 | IOU | 04410075 | 6.67 | Solar |  |  | Interconnected | Trade Secret | Trade | SOU | SOU079 | Residential |  | Trade Secret | 2021 | 2021
20263-228838-01 | Xcel Energy | 85 | 13781 | IOU | 03516378 | 2.192 | Solar |  |  | Interconnected | Trade Secret | Trade | ALD | ALD085 | Residential | Solar*Rewards | Trade Secret | 2020 | 2021
20263-228838-01 | Xcel Energy | 85 | 13781 | IOU | 05988206 | 7.616 | Solar |  |  | Interconnected | Trade Secret | Trade | SIP | SIP071 | Residential |  | Trade Secret | 2024 | 2025
20263-228838-01 | Xcel Energy | 85 | 13781 | IOU | 06252226 | 7.6 | Solar |  |  | Active Application | Trade Secret | Trade | HSN | HSN311 | Residential |  | Trade Secret | 2025
20263-228838-01 | Xcel Energy | 85 | 13781 | IOU | 06247158 | 13.824 | Solar |  | X | Active Application | Trade Secret | Trade | PKL | PKL085 | Residential |  | Trade Secret | 2025
20263-228838-01 | Xcel Energy | 85 | 13781 | IOU | 05505331 | 2.844 | Solar |  |  | Interconnected | Trade Secret | Trade | WRR | WRR064 | Residential |  | Trade Secret | 2023 | 2024
20263-228838-01 | Xcel Energy | 85 | 13781 | IOU | 06186157 | 4.064 | Solar |  |  | Active Application | Trade Secret | Trade | WCR | WCR063 | Residential |  | Trade Secret | 2025
20263-228838-01 | Xcel Energy | 85 | 13781 | IOU | 05276992 | 12.76 | Solar |  |  | Interconnected | Trade Secret | Trade | SHP | SHP061 | Residential |  | Trade Secret | 2022 | 2023
20263-228838-01 | Xcel Energy | 85 | 13781 | IOU | 03130745 | 2000 | Other |  |  | Interconnected | Trade Secret | Trade | WCR | WCR311 | Commercial |  | Trade Secret | 2004 | 2004
20263-228838-01 | Xcel Energy | 85 | 13781 | IOU | 03130793 | 2000 | Other |  |  | Interconnected | Trade Secret | Trade | WCR | WCR311 | Commercial |  | Trade Secret | 2004 | 2004
20263-228838-01 | Xcel Energy | 85 | 13781 | IOU | 04944331 | 7.15 | Solar |  |  | Interconnected | Trade Secret | Trade | HSN | HSN321 | Residential | Solar*Rewards | Trade Secret | 2022 | 2022
20263-228838-01 | Xcel Energy | 85 | 13781 | IOU | 04796604 | 4.93 | Solar |  |  | Interconnected | Trade Secret | Trade | HYL | HYL075 | Residential | Solar*Rewards | Trade Secret | 2022 | 2022
20263-228838-01 | Xcel Energy | 85 | 13781 | IOU | 05278468 | 5 | Storage |  |  | Active Application | Trade Secret | Trade | HYL | HYL075 | Residential |  | Trade Secret | 2022
20263-228838-01 | Xcel Energy | 85 | 13781 | IOU | 04484183 | 6.282 | Solar |  |  | Interconnected | Trade Secret | Trade | WES | WES073 | Residential |  | Trade Secret | 2021 | 2021
20263-228838-01 | Xcel Energy | 85 | 13781 | IOU | 03188956 | 11.39 | Solar |  |  | Interconnected | Trade Secret | Trade | FSL | FSL312 | Residential | Solar*Rewards | Trade Secret | 2019 | 2019
20263-228838-01 | Xcel Energy | 85 | 13781 | IOU | 05188038 | 11.02 | Solar |  |  | Interconnected | Trade Secret | Trade | LLK | LLK071 | Residential |  | Trade Secret | 2022 | 2023
20263-228838-01 | Xcel Energy | 85 | 13781 | IOU | 04146956 | 7.616 | Solar |  |  | Interconnected | Trade Secret | Trade | MHW | MHW311 | Residential | Solar*Rewards | Trade Secret | 2021 | 2021
20263-228838-01 | Xcel Energy | 85 | 13781 | IOU | OID3667919 | 6.72 | Solar |  |  | Withdrawn | Trade Secret | Trade | APA | APA072 | Residential | Solar*Rewards | Trade Secret | 2018
20263-228838-01 | Xcel Energy | 85 | 13781 | IOU | 03133729 | 4 | Solar |  |  | Interconnected | Trade Secret | Trade | SOU | SOU072 | Residential | Solar*Rewards | Trade Secret | 2013 | 2013
20263-228838-01 | Xcel Energy | 85 | 13781 | IOU | 06018013 | 15.5 | Storage |  |  | Interconnected | Trade Secret | Trade | SOU | SOU072 | Residential |  | Trade Secret | 2024 | 2025
20263-228838-01 | Xcel Energy | 85 | 13781 | IOU | 06076925 | 6.912 | Solar |  |  | Active Application | Trade Secret | Trade | RIV | RIV063 | Residential | Solar*Rewards | Trade Secret | 2025
20263-228838-01 | Xcel Energy | 85 | 13781 | IOU | 06322104 | 6.144 | Solar |  |  | Active Application | Trade Secret | Trade | RIV | RIV063 | Residential | Solar*Rewards | Trade Secret | 2026
20263-228838-01 | Xcel Energy | 85 | 13781 | IOU | 06053631 | 5.248 | Solar |  |  | Active Application | Trade Secret | Trade | RIV | RIV063 | Residential | Solar*Rewards | Trade Secret | 2025
20263-228838-01 | Xcel Energy | 85 | 13781 | IOU | 04897986 | 4.932 | Solar |  |  | Interconnected | Trade Secret | Trade | MPK | MPK085 | Residential | Solar*Rewards | Trade Secret | 2022 | 2022
20263-228838-01 | Xcel Energy | 85 | 13781 | IOU | 04496931 | 3.747 | Solar |  |  | Active Application | Trade Secret | Trade | SCL | SCL312 | Residential | Solar*Rewards | Trade Secret | 2021
20263-228838-01 | Xcel Energy | 85 | 13781 | IOU | 04529280 | 3.747 | Solar |  |  | Active Application | Trade Secret | Trade | SCL | SCL312 | Residential |  | Trade Secret | 2021
20263-228838-01 | Xcel Energy | 85 | 13781 | IOU | 06321926 | 17.61 | Solar |  |  | Active Application | Trade Secret | Trade | IDA | IDA072 | Residential | Solar*Rewards | Trade Secret | 2026
20263-228838-01 | Xcel Energy | 85 | 13781 | IOU | 06071224 | 17.61 | Solar |  |  | Active Application | Trade Secret | Trade | IDA | IDA072 | Residential | Solar*Rewards | Trade Secret | 2025
20263-228838-01 | Xcel Energy | 85 | 13781 | IOU | 03512895 | 16.752 | Solar |  |  | Interconnected | Trade Secret | Trade | LCR | LCR311 | Residential | Solar*Rewards | Trade Secret | 2019 | 2020
20263-228838-01 | Xcel Energy | 85 | 13781 | IOU | 05395410 | 9.75 | Solar |  |  | Interconnected | Trade Secret | Trade | MPK | MPK074 | Residential |  | Trade Secret | 2023 | 2023
20263-228838-01 | Xcel Energy | 85 | 13781 | IOU | 04924724 | 4.64 | Solar |  |  | Interconnected | Trade Secret | Trade | SLP | SLP082 | Residential | Solar*Rewards | Trade Secret | 2022 | 2022
20263-228838-01 | Xcel Energy | 85 | 13781 | IOU | 03131750 | 3 | Solar |  |  | Interconnected | Trade Secret | Trade | KAN | KAN031 | Residential | Solar*Rewards | Trade Secret | 2017 | 2017
20263-228838-01 | Xcel Energy | 85 | 13781 | IOU | 03131860 | 9.94 | Solar |  |  | Interconnected | Trade Secret | Trade | KAN | KAN031 | Residential | Made in Minnesota | Trade Secret | 2017 | 2017
20263-228838-01 | Xcel Energy | 85 | 13781 | IOU | 03133194 | 2.85 | Solar |  |  | Interconnected | Trade Secret | Trade | RAM | RAM077 | Residential | Solar*Rewards | Trade Secret | 2010 | 2015
20263-228838-01 | Xcel Energy | 85 | 13781 | IOU | 03134100 | 2.4 | Solar |  |  | Interconnected | Trade Secret | Trade | RAM | RAM077 | Residential | Made in Minnesota | Trade Secret | 2014 | 2010
20263-228838-01 | Xcel Energy | 85 | 13781 | IOU | 03132283 | 2.88 | Solar |  |  | Interconnected | Trade Secret | Trade | ALD | ALD076 | Residential | Solar*Rewards | Trade Secret | 2018 | 2018
20263-228838-01 | Xcel Energy | 85 | 13781 | IOU | 05952004 | 5.226 | Solar |  |  | Withdrawn | Trade Secret | Trade | EDA | EDA067 | Residential | Solar*Rewards | Trade Secret | 2024
20263-228838-01 | Xcel Energy | 85 | 13781 | IOU | 06056611 | 6.84 | Solar |  |  | Interconnected | Trade Secret | Trade | EDA | EDA067 | Residential | Solar*Rewards | Trade Secret | 2025 | 2025
20263-228838-01 | Xcel Energy | 85 | 13781 | IOU | 06036274 | 6.84 | Solar |  |  | Withdrawn | Trade Secret | Trade | EDA | EDA067 | Residential | Solar*Rewards | Trade Secret | 2024
20263-228838-01 | Xcel Energy | 85 | 13781 | IOU | 04350953 | 5.28 | Solar |  |  | Interconnected | Trade Secret | Trade | ALD | ALD084 | Residential | Solar*Rewards | Trade Secret | 2021 | 2021
20263-228838-01 | Xcel Energy | 85 | 13781 | IOU | OID3666815 | 29.985 | Solar |  |  | Withdrawn | Trade Secret | Trade | WAT | WAT081 | Commercial | Solar*Rewards | Trade Secret | 2018
20263-228838-01 | Xcel Energy | 85 | 13781 | IOU | 03595411 | 32.8 | Solar |  |  | Interconnected | Trade Secret | Trade | WAT | WAT081 | Commercial | Solar*Rewards | Trade Secret | 2020 | 2021
20263-228838-01 | Xcel Energy | 85 | 13781 | IOU | 05938067 | 6.96 | Solar |  |  | Interconnected | Trade Secret | Trade | TWL | TWL062 | Residential | Solar*Rewards | Trade Secret | 2024 | 2024
20263-228838-01 |  |  |  |  | OID3816629 |  | Natural Gas |  |  | Withdrawn | Trade Secret | Trade | DBL | DBL004 | Commercial |  |  | 2019
20263-228838-01 | Xcel Energy | 85 | 13781 | IOU | 05581797 | 6.615 | Solar |  |  | Interconnected | Trade Secret | Trade | HSN | HSN312 | Residential |  | Trade Secret | 2023 | 2024
20263-228838-01 | Xcel Energy | 85 | 13781 | IOU | 05726962 | 11.52 | Solar |  |  | Interconnected | Trade Secret | Trade | AFT | AFT315 | Residential | Solar*Rewards | Trade Secret | 2024 | 2024
20263-228838-01 | Xcel Energy | 85 | 13781 | IOU | 05601497 | 11.52 | Solar |  |  | Active Application | Trade Secret | Trade | AFT | AFT315 | Residential | Solar*Rewards | Trade Secret | 2023
20263-228838-01 | Xcel Energy | 85 | 13781 | IOU | 04795549 | 8.7 | Solar |  |  | Interconnected | Trade Secret | Trade | WES | WES071 | Residential | Solar*Rewards | Trade Secret | 2022 | 2022
20263-228838-01 | Xcel Energy | 85 | 13781 | IOU | 04793965 | 11.39 | Solar |  |  | Interconnected | Trade Secret | Trade | GNL | GNL071 | Residential | Solar*Rewards | Trade Secret | 2022 | 2022
20263-228838-01 | Xcel Energy | 85 | 13781 | IOU | 04832487 | 6.028 | Solar |  |  | Interconnected | Trade Secret | Trade | ECK | ECK321 | Residential | Solar*Rewards | Trade Secret | 2022 | 2022
20263-228838-01 | Xcel Energy | 85 | 13781 | IOU | 06187335 | 7.6 | Solar |  |  | Withdrawn | Trade Secret | Trade | WWK | WWK311 | Residential | Solar*Rewards | Trade Secret | 2025
20263-228838-01 | Xcel Energy | 85 | 13781 | IOU | 06188053 | 7.6 | Solar |  |  | Active Application | Trade Secret | Trade | WWK | WWK311 | Residential | Solar*Rewards | Trade Secret | 2025
20263-228838-01 | Xcel Energy | 85 | 13781 | IOU | 04507626 | 9.994 | Solar |  |  | Active Application | Trade Secret | Trade | CTR | CTR031 | Residential |  | Trade Secret | 2021
20263-228838-01 | Xcel Energy | 85 | 13781 | IOU | 04509245 | 9.994 | Solar |  |  | Interconnected | Trade Secret | Trade | CTR | CTR031 | Residential |  | Trade Secret | 2021 | 2022
20263-228838-01 | Xcel Energy | 85 | 13781 | IOU | 04494363 | 9.994 | Solar |  |  | Active Application | Trade Secret | Trade | CTR | CTR031 | Residential | Solar*Rewards | Trade Secret | 2021
20263-228838-01 | Xcel Energy | 85 | 13781 | IOU | 05823504 | 9.423 | Solar |  |  | Interconnected | Trade Secret | Trade | HUG | HUG321 | Residential | Solar*Rewards | Trade Secret | 2024 | 2024
20263-228838-01 | Xcel Energy | 85 | 13781 | IOU | 05952684 | 99 | Solar |  |  | Interconnected | Trade Secret | Trade | SCL | SCL312 | Commercial |  | Trade Secret | 2024 | 2025
20263-228838-01 | Xcel Energy | 85 | 13781 | IOU | 03129804 | 36 | Solar |  |  | Interconnected | Trade Secret | Trade | BYT | BYT061 | Commercial |  | Trade Secret | 2016 | 2017
20263-228838-01 | Xcel Energy | 85 | 13781 | IOU | 03135015 | 2.58 | Solar |  |  | Interconnected | Trade Secret | Trade | WRR | WRR075 | Residential | Solar*Rewards | Trade Secret | 2016 | 2016
20263-228838-01 | Xcel Energy | 85 | 13781 | IOU | 03985521 | 6 | Solar |  |  | Interconnected | Trade Secret | Trade | ZUM | ZUM022 | Residential | Solar*Rewards | Trade Secret | 2020 | 2021
20263-228838-01 | Xcel Energy | 85 | 13781 | IOU | 03132178 | 15.12 | Solar |  |  | Interconnected | Trade Secret | Trade | CGR | CGR061 | Residential | Solar*Rewards | Trade Secret | 2018 | 2018
20263-228838-01 | Xcel Energy | 85 | 13781 | IOU | 04982167 | 8.725 | Solar |  |  | Interconnected | Trade Secret | Trade | ALK | ALK067 | Residential |  | Trade Secret | 2022 | 2022
20263-228838-01 | Xcel Energy | 85 | 13781 | IOU | 06174573 | 4.666 | Solar |  |  | Interconnected | Trade Secret | Trade | ESW | ESW081 | Residential | Solar*Rewards | Trade Secret | 2025 | 2025
20263-228838-01 | Xcel Energy | 85 | 13781 | IOU | 05512385 | 6.67 | Solar |  |  | Interconnected | Trade Secret | Trade | RPO | RPO311 | Residential |  | Trade Secret | 2023 | 2023
20263-228838-01 | Xcel Energy | 85 | 13781 | IOU | 05452069 | 8.7 | Solar |  |  | Active Application | Trade Secret | Trade | RPO | RPO311 | Residential | Solar*Rewards | Trade Secret | 2023
20263-228838-01 | Xcel Energy | 85 | 13781 | IOU | 04081975 | 10.45 | Solar |  |  | Interconnected | Trade Secret | Trade | RPO | RPO311 | Residential |  | Trade Secret | 2020 | 2021
20263-228838-01 | Xcel Energy | 85 | 13781 | IOU | 06231167 | 15.39 | Solar |  |  | Interconnected | Trade Secret | Trade | HSN | HSN321 | Residential |  | Trade Secret | 2025 | 2025
20263-228838-01 | Xcel Energy | 85 | 13781 | IOU | 06166410 | 7.6 | Solar |  |  | Interconnected | Trade Secret | Trade | VMR | VMR062 | Residential | Solar*Rewards | Trade Secret | 2025 | 2025
20263-228838-01 | Xcel Energy | 85 | 13781 | IOU | 05987328 | 9.184 | Solar |  |  | Interconnected | Trade Secret | Trade | WWK | WWK311 | Residential | Solar*Rewards | Trade Secret | 2024 | 2025
20263-228838-01 | Xcel Energy | 85 | 13781 | IOU | 05424450 | 9.6 | Solar |  |  | Withdrawn | Trade Secret | Trade | MHW | MHW311 | Residential | Solar*Rewards | Trade Secret | 2023
20263-228838-01 |  |  |  |  | OID3058883 |  | Solar |  |  | Withdrawn | Trade Secret | Trade |  |  | Residential |  |  | 2017
20263-228838-01 | Xcel Energy | 85 | 13781 | IOU | 04046552 | 8.25 | Solar |  |  | Interconnected | Trade Secret | Trade | FRM | FRM062 | Residential | Solar*Rewards | Trade Secret | 2020 | 2021
20263-228838-01 | Xcel Energy | 85 | 13781 | IOU | 06228546 | 7.6 | Solar |  |  | Interconnected | Trade Secret | Trade | RMT | RMT321 | Residential |  | Trade Secret | 2025 | 2025
20263-228838-01 | Xcel Energy | 85 | 13781 | IOU | 06202631 | 7.6 | Solar |  |  | Withdrawn | Trade Secret | Trade | LAP | LAP311 | Residential | Solar*Rewards | Trade Secret | 2025
20263-228838-01 | Xcel Energy | 85 | 13781 | IOU | 06225077 | 7.6 | Solar |  |  | Active Application | Trade Secret | Trade | LAP | LAP311 | Residential |  | Trade Secret | 2025
20263-228838-01 | Xcel Energy | 85 | 13781 | IOU | 05849012 | 3.037 | Solar |  |  | Interconnected | Trade Secret | Trade | MPK | MPK074 | Residential | Solar*Rewards | Trade Secret | 2024 | 2024
20263-228838-01 | Xcel Energy | 85 | 13781 | IOU | 06284901 | 2.443 | Solar |  |  | Active Application | Trade Secret | Trade | MPK | MPK074 | Residential |  | Trade Secret | 2025
20263-228838-01 | Xcel Energy | 85 | 13781 | IOU | 06164363 | 50 | Solar |  |  | Interconnected | Trade Secret | Trade | SLP | SLP086 | Commercial |  | Trade Secret | 2025 | 2026
20263-228838-01 | Xcel Energy | 85 | 13781 | IOU | 06164360 | 39.99 | Solar |  |  | Interconnected | Trade Secret | Trade | SLP | SLP086 | Commercial | Solar*Rewards | Trade Secret | 2025 | 2026
20263-228838-01 | Xcel Energy | 85 | 13781 | IOU | 06223512 | 12.146 | Solar |  |  | Active Application | Trade Secret | Trade | BUR | BUR032 | Residential |  | Trade Secret | 2025
20263-228838-01 | Xcel Energy | 85 | 13781 | IOU | 06203975 | 12.146 | Solar |  |  | Withdrawn | Trade Secret | Trade | BUR | BUR032 | Residential | Solar*Rewards | Trade Secret | 2025
20263-228838-01 | Xcel Energy | 85 | 13781 | IOU | 05978856 | 4.86 | Solar |  |  | Active Application | Trade Secret | Trade | OAD | OAD074 | Commercial | Solar*Rewards | Trade Secret | 2025
20263-228838-01 | Xcel Energy | 85 | 13781 | IOU | 06131172 | 19.161 | Solar |  |  | Interconnected | Trade Secret | Trade | MPK | MPK074 | Residential |  | Trade Secret | 2025 | 2025
20263-228838-01 | Xcel Energy | 85 | 13781 | IOU | 03287696 | 9.57 | Solar |  |  | Active Application | Trade Secret | Trade |  |  | Residential | Solar*Rewards | Trade Secret | 2019
20263-228838-01 | Xcel Energy | 85 | 13781 | IOU | SRC047967 | 1000 | Solar |  |  | Withdrawn | Trade Secret | Trade |  |  | Community Solar Garden | Solar*Rewards Community | Trade Secret | 2016
20263-228838-01 | Xcel Energy | 85 | 13781 | IOU | SRC039300 | 1000 | Solar |  |  | Withdrawn | Trade Secret | Trade |  |  | Community Solar Garden | Solar*Rewards Community | Trade Secret | 2015
20263-228838-01 | Xcel Energy | 85 | 13781 | IOU | SRC052843 | 250 | Solar |  |  | Withdrawn | Trade Secret | Trade |  |  | Community Solar Garden | Solar*Rewards Community | Trade Secret | 2017
20263-228838-01 | Xcel Energy | 85 | 13781 | IOU | SRC039101 | 1000 | Solar |  |  | Withdrawn | Trade Secret | Trade | WTN | WTN062 | Community Solar Garden | Solar*Rewards Community | Trade Secret | 2015
20263-228838-01 | Xcel Energy | 85 | 13781 | IOU | SRC040022 | 1000 | Solar |  |  | Withdrawn | Trade Secret | Trade |  |  | Community Solar Garden | Solar*Rewards Community | Trade Secret | 2015
20263-228838-01 | Xcel Energy | 85 | 13781 | IOU | 03127380 | 1000 | Solar |  |  | Interconnected | Saint Cloud | Trade | SCL | SCL322 | Community Solar Garden | Solar*Rewards Community | Trade Secret | 2015 | 2018
20263-228838-01 |  |  |  |  | 05593153 |  |  |  |  | Active Application | Trade Secret | Trade |  |  | Residential |  |  | 2023
20263-228838-01 |  |  |  |  | 04266693 |  |  |  |  | Active Application | Trade Secret | Trade |  |  | Residential |  |  | 2020
20263-228838-01 |  |  |  |  | 05579050 |  | Solar |  |  | Active Application | Trade Secret | Trade |  |  | Residential | Solar*Rewards |  | 2023
20263-228838-01 |  |  |  |  | 05677549 |  |  |  |  | Active Application | Trade Secret | Trade |  |  | Residential |  |  | 2023
20263-228838-01 | Xcel Energy | 85 | 13781 | IOU | SRC067963 | 1000 | Solar |  |  | Withdrawn | Trade Secret | Trade | CHI | CHI311 | Community Solar Garden | Solar*Rewards Community | Trade Secret | 2018
20263-228838-01 | Xcel Energy | 85 | 13781 | IOU | SRC039100 | 1000 | Solar |  |  | Withdrawn | Trade Secret | Trade | WTN | WTN062 | Community Solar Garden | Solar*Rewards Community | Trade Secret | 2015
20263-228838-01 | Xcel Energy | 85 | 13781 | IOU | SRC038733 | 1000 | Solar |  |  | Withdrawn | Trade Secret | Trade | LNS | LNS033 | Community Solar Garden | Solar*Rewards Community | Trade Secret | 2014
20263-228838-01 | Xcel Energy | 85 | 13781 | IOU | 03127292 | 1000 | Solar |  |  | Interconnected | Taylors Falls | Trade | LCR | LCR311 | Community Solar Garden | Solar*Rewards Community | Trade Secret | 2016 | 2019
20263-228838-01 |  |  |  |  | 06113765 |  | Solar |  |  | Withdrawn | Trade Secret | Trade |  |  | Residential |  |  | 2025
20263-228838-01 | Xcel Energy | 85 | 13781 | IOU | SRC040798 | 1000 | Solar |  |  | Withdrawn | Trade Secret | Trade | HUG | HUG321 | Community Solar Garden | Solar*Rewards Community | Trade Secret | 2015
20263-228838-01 | Xcel Energy | 85 | 13781 | IOU | 03128565 | 1000 | Solar |  |  | Interconnected | Glenwood | Trade | GLD | GLD021 | Community Solar Garden | Solar*Rewards Community | Trade Secret | 2015 | 2017
20263-228838-01 |  |  |  |  | 05200962 |  | Solar |  |  | Active Application | Trade Secret | Trade |  |  | Residential | Solar*Rewards |  | 2022
20263-228838-01 |  |  |  |  | 05277411 |  |  |  |  | Active Application | Trade Secret | Trade |  |  | Residential |  |  | 2022
20263-228838-01 | Xcel Energy | 85 | 13781 | IOU | 04189597 | 1000 | Solar |  |  | Active Application | Trade Secret | Trade | WEF | WEF071 | Community Solar Garden | Solar*Rewards Community | Trade Secret | 2021
20263-228838-01 | Xcel Energy | 85 | 13781 | IOU | 04204217 | 1000 | Solar |  |  | Withdrawn | Trade Secret | Trade | SMT | SMT072 | Community Solar Garden | Solar*Rewards Community | Trade Secret | 2021
20263-228838-01 | Xcel Energy | 85 | 13781 | IOU | 03130959 | 2000 | Natural Gas |  |  | Interconnected | Trade Secret | Trade | SIP | SIP071 | Commercial |  | Trade Secret | 2006 | 2007
20263-228838-01 | Xcel Energy | 85 | 13781 | IOU | 03130946 | 1000 | Other |  |  | Interconnected | Trade Secret | Trade | CDV | CDV071 | Commercial |  | Trade Secret | 2007 | 2007
20263-228838-01 | Xcel Energy | 85 | 13781 | IOU | SRC041637 | 1000 | Solar |  |  | Withdrawn | Trade Secret | Trade | FAP | FAP071 | Community Solar Garden | Solar*Rewards Community | Trade Secret | 2015
20263-228838-01 | Xcel Energy | 85 | 13781 | IOU | SRC042645 | 950 | Solar |  |  | Withdrawn | Trade Secret | Trade | NOF | NOF061 | Community Solar Garden | Solar*Rewards Community | Trade Secret | 2015
20263-228838-01 | Xcel Energy | 85 | 13781 | IOU | 03128238 | 860 | Solar |  |  | Interconnected | Cold Spring | Trade | SAK | SAK312 | Community Solar Garden | Solar*Rewards Community | Trade Secret | 2018 | 2021
20263-228838-01 |  |  |  |  | 03129960 |  |  |  |  | Withdrawn | Trade Secret | Trade | SAV | SAV069 | Residential | Other |  | 2019
20263-228838-01 |  |  |  |  | 05760339 |  |  |  |  | Withdrawn | Trade Secret | Trade |  |  | Residential |  |  | 2024
20263-228838-01 | Xcel Energy | 85 | 13781 | IOU | SRC039321 | 1000 | Solar |  |  | Withdrawn | Trade Secret | Trade |  |  | Community Solar Garden | Solar*Rewards Community | Trade Secret | 2015
20263-228838-01 | Xcel Energy | 85 | 13781 | IOU | SRC039061 | 1000 | Solar |  |  | Withdrawn | Trade Secret | Trade |  |  | Community Solar Garden | Solar*Rewards Community | Trade Secret | 2015
20263-228838-01 | Xcel Energy | 85 | 13781 | IOU | 03127175 | 1000 | Solar |  |  | Interconnected | Courtland | Trade | SWN | SWN022 | Community Solar Garden | Solar*Rewards Community | Trade Secret | 2015 | 2017
20263-228838-01 | Xcel Energy | 85 | 13781 | IOU | 03123433 | 1000 | Solar |  |  | Interconnected | Courtland | Trade | SWN | SWN022 | Community Solar Garden | Solar*Rewards Community | Trade Secret | 2018 | 2020
20263-228838-01 |  |  |  |  | OID2806380 |  | Solar |  |  | Withdrawn | Trade Secret | Trade | [5 empty] | 2009
20263-228838-01 |  |  |  |  | 03758880 |  | Solar |  |  | Active Application | Trade Secret | Trade |  |  | Residential | Solar*Rewards |  | 2020
20263-228838-01 | Xcel Energy | 85 | 13781 | IOU | SRC049577 | 1000 | Solar |  |  | Withdrawn | Trade Secret | Trade | DOC | DOC211 | Community Solar Garden | Solar*Rewards Community | Trade Secret | 2016
20263-228838-01 | Xcel Energy | 85 | 13781 | IOU | 03125958 | 1000 | Solar |  |  | Interconnected | Lester Prairie | Trade | LSP | LSP021 | Community Solar Garden | Solar*Rewards Community | Trade Secret | 2015 | 2017
20263-228838-01 |  |  |  |  | 05667347 |  | Solar |  |  | Active Application | Trade Secret | Trade |  |  | Residential | Solar*Rewards |  | 2023
20263-228838-01 |  |  |  |  | 03920724 |  | Solar |  |  | Active Application | Trade Secret | Trade |  |  | Residential | Solar*Rewards |  | 2020
20263-228838-01 |  |  |  |  | 05332059 |  |  |  |  | Active Application | Trade Secret | Trade |  |  | Residential |  |  | 2022
20263-228838-01 | Xcel Energy | 85 | 13781 | IOU | SRC049594 | 1000 | Solar |  |  | Withdrawn | Trade Secret | Trade | FRO | FRO021 | Community Solar Garden | Solar*Rewards Community | Trade Secret | 2016
20263-228838-01 | Xcel Energy | 85 | 13781 | IOU | SRC040800 | 1000 | Solar |  |  | Withdrawn | Trade Secret | Trade | HUG | HUG321 | Community Solar Garden | Solar*Rewards Community | Trade Secret | 2015
20263-228838-01 | Xcel Energy | 85 | 13781 | IOU | SRC052570 | 468 | Solar |  |  | Withdrawn | Trade Secret | Trade | NOF | NOF061 | Community Solar Garden | Solar*Rewards Community | Trade Secret | 2016
20263-228838-01 |  |  |  |  | 06170195 |  | Solar |  |  | Active Application | Trade Secret | Trade |  |  | Residential |  |  | 2025
20263-228838-01 | Xcel Energy | 85 | 13781 | IOU | SRC042803 | 950 | Solar |  |  | Withdrawn | Trade Secret | Trade | DOC | DOC031 | Community Solar Garden | Solar*Rewards Community | Trade Secret | 2015
20263-228838-01 | Xcel Energy | 85 | 13781 | IOU | 05508987 | 1000 | Solar |  |  | Active Application | Trade Secret | Trade | PKL | PKL064 | LMI | Solar*Rewards Community | Trade Secret | 2023
20263-228838-01 |  |  |  |  | 05781846 |  |  |  |  | Active Application | Trade Secret | Trade |  |  | Residential |  |  | 2024
20263-228838-01 | Xcel Energy | 85 | 13781 | IOU | 06053274 | 5000 | Solar |  |  | Active Application | Trade Secret | Trade |  |  | Commercial |  | Trade Secret | 2025
20263-228838-01 | Xcel Energy | 85 | 13781 | IOU | 03128256 | 1000 | Solar |  |  | Interconnected | Mazeppa | Trade | MAZ | MAZ021 | Community Solar Garden | Solar*Rewards Community | Trade Secret | 2018 | 2020
20263-228838-01 | Xcel Energy | 85 | 13781 | IOU | 04620361 | 1000 | Solar |  |  | Active Application | Trade Secret | Trade | PIP | PIP061 | Community Solar Garden | Solar*Rewards Community | Trade Secret | 2024
20263-228838-01 |  |  |  |  | SRO29328 |  | Solar |  |  | Withdrawn | Trade Secret | Trade |  |  |  | Other |  | 2013
20263-228838-01 |  |  |  |  | 04274603 |  | Solar |  |  | Active Application | Trade Secret | Trade |  |  | Residential | Solar*Rewards |  | 2020
20263-228838-01 |  |  |  |  | 04949791 |  |  |  |  | Active Application | Trade Secret | Trade |  |  | Residential |  |  | 2022
20263-228838-01 |  |  |  |  | 05733609 |  |  |  |  | Withdrawn | Trade Secret | Trade |  |  | Residential |  |  | 2024
20263-228838-01 |  |  |  |  | 05984698 |  | Solar |  |  | Active Application | Trade Secret | Trade |  |  | Residential | Solar*Rewards |  | 2024
20263-228838-01 |  |  |  |  | 05514688 |  |  |  |  | Active Application | Trade Secret | Trade |  |  | Residential |  |  | 2023
20263-228838-01 |  |  |  |  | 05975972 |  | Solar |  |  | Withdrawn | Trade Secret | Trade |  |  | Residential | Solar*Rewards |  | 2024
20263-228838-01 | Xcel Energy | 85 | 13781 | IOU | SRC040869 | 1000 | Solar |  |  | Withdrawn | Trade Secret | Trade |  |  | Community Solar Garden | Solar*Rewards Community | Trade Secret | 2015
20263-228838-01 |  |  |  |  | SRO29450 |  | Solar |  |  | Withdrawn | Trade Secret | Trade |  |  |  | Other |  | 2013
20263-228838-01 | Xcel Energy | 85 | 13781 | IOU | 05793417 | 1550 | Solar |  |  | Withdrawn | Trade Secret | Trade |  |  | Commercial | Other | Trade Secret | 2024
20263-228838-01 | Xcel Energy | 85 | 13781 | IOU | 05793433 | 3090 | Solar |  |  | Withdrawn | Trade Secret | Trade |  |  | Commercial | Other | Trade Secret | 2024
20263-228838-01 |  |  |  |  | 06198467 |  | Solar |  |  | Active Application | Trade Secret | Trade |  |  | Residential | Solar*Rewards |  | 2025
20263-228838-01 | Xcel Energy | 85 | 13781 | IOU | SRC038969 | 1000 | Solar |  |  | Withdrawn | Trade Secret | Trade | LAP | LAP311 | Community Solar Garden | Solar*Rewards Community | Trade Secret | 2015
20263-228838-01 | Xcel Energy | 85 | 13781 | IOU | 03127070 | 1000 | Solar |  |  | Interconnected | Clara City | Trade | CLC | CLC221 | Community Solar Garden | Solar*Rewards Community | Trade Secret | 2016 | 2018
20263-228838-01 |  |  |  |  | 06162972 |  | Solar |  |  | Active Application | Trade Secret | Trade |  |  | Residential | Solar*Rewards |  | 2025
20263-228838-01 | Xcel Energy | 85 | 13781 | IOU | 03123367 | 1000 | Solar |  |  | Interconnected | Sauk Rapids | Trade | MHW | MHW311 | Community Solar Garden | Solar*Rewards Community | Trade Secret | 2016 | 2018
20263-228838-01 | Xcel Energy | 85 | 13781 | IOU | 04620363 | 1000 | Solar |  |  | Withdrawn | Trade Secret | Trade | PIP | PIP061 | Community Solar Garden | Solar*Rewards Community | Trade Secret | 2024
20263-228838-01 |  |  |  |  | SRO28340 |  | Solar |  |  | Withdrawn | Trade Secret | Trade |  |  |  | Other |  | 2013
20263-228838-01 |  |  |  |  | SRO29510 |  | Solar |  |  | Withdrawn | Trade Secret | Trade |  |  |  | Other |  | 2013
20263-228838-01 | Xcel Energy | 85 | 13781 | IOU | 04147080 | 1000 | Solar |  |  | Withdrawn | Trade Secret | Trade | ZUM | ZUM022 | Community Solar Garden | Solar*Rewards Community | Trade Secret | 2020
20263-228838-01 | Xcel Energy | 85 | 13781 | IOU | 03126846 | 1000 | Solar |  |  | Interconnected | Farmington | Trade | FRM | FRM071 | Community Solar Garden | Solar*Rewards Community | Trade Secret | 2015 | 2017
20263-228838-01 | Xcel Energy | 85 | 13781 | IOU | 03126006 | 990 | Solar |  |  | Interconnected | Belle Plaine | Trade | BEL | BEL062 | Community Solar Garden | Solar*Rewards Community | Trade Secret | 2015 | 2018
20263-228838-01 |  |  |  |  | 05368648 |  | Solar |  |  | Active Application | Trade Secret | Trade |  |  | Residential | Solar*Rewards |  | 2023
20263-228838-01 | Xcel Energy | 85 | 13781 | IOU | SRC040862 | 950 | Solar |  |  | Withdrawn | Trade Secret | Trade |  |  | Community Solar Garden | Solar*Rewards Community | Trade Secret | 2015
20263-228838-01 | Xcel Energy | 85 | 13781 | IOU | SRC042167 | 1000 | Solar |  |  | Withdrawn | Trade Secret | Trade | LAF | LAF001 | Community Solar Garden | Solar*Rewards Community | Trade Secret | 2015
20263-228838-01 | Xcel Energy | 85 | 13781 | IOU | 03121372 | 1000 | Solar |  |  | Interconnected | Waseca | Trade | WAS | WAS092 | Community Solar Garden | Solar*Rewards Community | Trade Secret | 2015 | 2018
20263-228838-01 |  |  |  |  | 04292070 |  | Solar |  |  | Active Application | Trade Secret | Trade |  |  | Residential | Solar*Rewards |  | 2021
20263-228838-01 | Xcel Energy | 85 | 13781 | IOU | 03128209 | 36 | Solar |  |  | Interconnected | Kasota | Trade | SMT | SMT072 | Community Solar Garden | Solar*Rewards Community | Trade Secret | 2015 | 2015
20263-228838-01 |  |  |  |  | 03201676 |  | Solar |  |  | Withdrawn | Trade Secret | Trade |  |  | Residential | Solar*Rewards |  | 2019
20263-228838-01 | Xcel Energy | 85 | 13781 | IOU | 05447725 | 999 | Solar |  |  | Active Application | Trade Secret | Trade | SLW | SLW061 | Community Solar Garden | Solar*Rewards Community | Trade Secret | 2023
20263-228838-01 | Xcel Energy | 85 | 13781 | IOU | 05601942 | 1000 | Solar |  |  | Active Application | Trade Secret | Trade |  |  | Community Solar Garden | Solar*Rewards Community | Trade Secret | 2023
20263-228838-01 |  |  |  |  | 05423476 |  |  |  |  | Active Application | Trade Secret | Trade |  |  | Residential |  |  | 2023
20263-228838-01 |  |  |  |  | 05432245 |  | Solar |  |  | Withdrawn | Trade Secret | Trade |  |  | Residential | Solar*Rewards |  | 2023
20263-228838-01 |  |  |  |  | 05734461 |  |  |  |  | Active Application | Trade Secret | Trade |  |  | Residential |  |  | 2024
20263-228838-01 | Xcel Energy | 85 | 13781 | IOU | SRC040878 | 1000 | Solar |  |  | Withdrawn | Trade Secret | Trade |  |  | Community Solar Garden | Solar*Rewards Community | Trade Secret | 2015
20263-228838-01 | Xcel Energy | 85 | 13781 | IOU | 03121296 | 1000 | Solar |  |  | Interconnected | Red Wing | Trade | BUR | BUR032 | Community Solar Garden | Solar*Rewards Community | Trade Secret | 2015 | 2019
20263-228838-01 |  |  |  |  | 06322109 |  | Solar |  |  | Withdrawn | Trade Secret | Trade |  |  | Residential | Solar*Rewards |  | 2026
20263-228838-01 | Xcel Energy | 85 | 13781 | IOU | 03121307 | 1000 | Solar |  |  | Interconnected | Red Wing | Trade | BUR | BUR032 | Community Solar Garden | Solar*Rewards Community | Trade Secret | 2015 | 2019
20263-228838-01 | Xcel Energy | 85 | 13781 | IOU | SRC064256 | 10 | Solar |  |  | Withdrawn | Trade Secret | Trade |  |  | Community Solar Garden | Solar*Rewards Community | Trade Secret | 2018
20263-228838-01 | Xcel Energy | 85 | 13781 | IOU | SRC050650 | 250 | Solar |  |  | Withdrawn | Trade Secret | Trade |  |  | Community Solar Garden | Solar*Rewards Community | Trade Secret | 2016
20263-228838-01 | Xcel Energy | 85 | 13781 | IOU | SRC040407 | 1000 | Solar |  |  | Withdrawn | Trade Secret | Trade | CGR | CGR061 | Community Solar Garden | Solar*Rewards Community | Trade Secret | 2015
20263-228838-01 |  |  |  |  | 05666612 |  |  |  |  | Withdrawn | Trade Secret | Trade |  |  | Residential |  |  | 2023
20263-228838-01 |  |  |  |  | 05671114 |  |  |  |  | Withdrawn | Trade Secret | Trade |  |  | Residential |  |  | 2023
20263-228838-01 |  |  |  |  | 04159340 |  | Solar |  |  | Active Application | Trade Secret | Trade |  |  | Residential | Solar*Rewards |  | 2020
20263-228838-01 |  |  |  |  | 06070282 |  | Solar |  |  | Active Application | Trade Secret | Trade |  |  | Residential | Solar*Rewards |  | 2025
20263-228838-01 | Xcel Energy | 85 | 13781 | IOU | SRC068972 | 1000 | Solar |  |  | Withdrawn | Trade Secret | Trade |  |  | Community Solar Garden | Solar*Rewards Community | Trade Secret | 2018
20263-228838-01 | Xcel Energy | 85 | 13781 | IOU | SRC042482 | 950 | Solar |  |  | Withdrawn | Trade Secret | Trade | BUR | BUR032 | Community Solar Garden | Solar*Rewards Community | Trade Secret | 2015
20263-228838-01 | Xcel Energy | 85 | 13781 | IOU | 05380956 | 1000 | Solar |  |  | Withdrawn | Trade Secret | Trade | NOF | NOF071 | LMI | Solar*Rewards Community | Trade Secret | 2024
20263-228838-01 | Xcel Energy | 85 | 13781 | IOU | SRC040863 | 950 | Solar |  |  | Withdrawn | Trade Secret | Trade |  |  | Community Solar Garden | Solar*Rewards Community | Trade Secret | 2015
20263-228838-01 | Xcel Energy | 85 | 13781 | IOU | SRC039053 | 36 | Solar |  |  | Withdrawn | Trade Secret | Trade |  |  | Community Solar Garden | Solar*Rewards Community | Trade Secret | 2015
20263-228838-01 | Xcel Energy | 85 | 13781 | IOU | SRC038704 | 1000 | Solar |  |  | Withdrawn | Trade Secret | Trade | VMR | VMR061 | Community Solar Garden | Solar*Rewards Community | Trade Secret | 2014
20263-228838-01 | Xcel Energy | 85 | 13781 | IOU | SRC042375 | 1000 | Solar |  |  | Withdrawn | Trade Secret | Trade | LIN | LIN022 | Community Solar Garden | Solar*Rewards Community | Trade Secret | 2015
20263-228838-01 | Xcel Energy | 85 | 13781 | IOU | SRC042732 | 950 | Solar |  |  | Withdrawn | Trade Secret | Trade | SMT | SMT072 | Community Solar Garden | Solar*Rewards Community | Trade Secret | 2015
20263-228838-01 | Xcel Energy | 85 | 13781 | IOU | SRC070931 | 1000 | Solar |  |  | Withdrawn | Trade Secret | Trade |  |  | Community Solar Garden | Solar*Rewards Community | Trade Secret | 2018
20263-228838-01 | Xcel Energy | 85 | 13781 | IOU | SRC038422 | 1000 | Solar |  |  | Withdrawn | Trade Secret | Trade | PAT | PAT313 | Community Solar Garden | Solar*Rewards Community | Trade Secret | 2014
20263-228838-01 | Xcel Energy | 85 | 13781 | IOU | 03127757 | 1000 | Solar |  |  | Interconnected | Farmington | Trade | FRM | FRM062 | Community Solar Garden | Solar*Rewards Community | Trade Secret | 2015 | 2016
20263-228838-01 | Xcel Energy | 85 | 13781 | IOU | 03123360 | 1000 | Solar |  |  | Interconnected | Winsted | Trade | WSD | WSD061 | Community Solar Garden | Solar*Rewards Community | Trade Secret | 2015 | 2017
20263-228838-01 |  |  |  |  | 05801662 |  |  |  |  | Active Application | Trade Secret | Trade |  |  | Residential |  |  | 2024
20263-228838-01 | Xcel Energy | 85 | 13781 | IOU | SRC040874 | 1000 | Solar |  |  | Withdrawn | Trade Secret | Trade |  |  | Community Solar Garden | Solar*Rewards Community | Trade Secret | 2015
20263-228838-01 | Xcel Energy | 85 | 13781 | IOU | SRC040061 | 1000 | Solar |  |  | Withdrawn | Trade Secret | Trade | WIN | WIN043 | Community Solar Garden | Solar*Rewards Community | Trade Secret | 2015
20263-228838-01 | Xcel Energy | 85 | 13781 | IOU | SRC038776 | 32.4 | Solar |  |  | Withdrawn | Trade Secret | Trade | SOU | SOU088 | Community Solar Garden | Solar*Rewards Community | Trade Secret | 2014
20263-228838-01 | Xcel Energy | 85 | 13781 | IOU | 03127452 | 1000 | Solar |  |  | Interconnected | Gibbon | Trade | GIB | GIB021 | Community Solar Garden | Solar*Rewards Community | Trade Secret | 2015 | 2019
20263-228838-01 | Xcel Energy | 85 | 13781 | IOU | 03127001 | 1000 | Solar |  |  | Interconnected | Corcoran | Trade | GFD | GFD021 | Community Solar Garden | Solar*Rewards Community | Trade Secret | 2015 | 2019
20263-228838-01 |  |  |  |  | OID2806103 |  | Solar |  |  | Withdrawn | Trade Secret | Trade | [5 empty] | 2005
20263-228838-01 | Xcel Energy | 85 | 13781 | IOU | 03130746 | 1800 | Wind |  |  | Interconnected | Trade Secret | Trade | SRD | SRD211 | Commercial |  | Trade Secret | 2005 | 2006
20263-228838-01 | Xcel Energy | 85 | 13781 | IOU | SRC041332 | 1000 | Solar |  |  | Withdrawn | Trade Secret | Trade | LSP | LSP021 | Community Solar Garden | Solar*Rewards Community | Trade Secret | 2015
20263-228838-01 | Xcel Energy | 85 | 13781 | IOU | SRC052000 | 1000 | Solar |  |  | Withdrawn | Trade Secret | Trade |  |  | Community Solar Garden | Solar*Rewards Community | Trade Secret | 2016
20263-228838-01 | Xcel Energy | 85 | 13781 | IOU | SRC040463 | 1000 | Solar |  |  | Withdrawn | Trade Secret | Trade | CGR | CGR063 | Community Solar Garden | Solar*Rewards Community | Trade Secret | 2015
20263-228838-01 | Xcel Energy | 85 | 13781 | IOU | SRO12634 | 333 | Solar |  |  | Withdrawn | Trade Secret | Trade |  |  |  | Solar*Rewards | Trade Secret | 2010
20263-228838-01 | Xcel Energy | 85 | 13781 | IOU | 03133827 | 30 | Solar |  |  | Interconnected | Trade Secret | Trade | SIP | SIP061 | Residential | Solar*Rewards | Trade Secret | 2013 | 2013
20263-228838-01 | Xcel Energy | 85 | 13781 | IOU | 05386243 | 1000 | Solar |  |  | Withdrawn | Trade Secret | Trade | FAP | FAP061 | Community Solar Garden | Solar*Rewards Community | Trade Secret | 2023
20263-228838-01 | Xcel Energy | 85 | 13781 | IOU | 04923168 | 1000 | Solar |  |  | Withdrawn | Trade Secret | Trade | WAS | WAS092 | Community Solar Garden | Solar*Rewards Community | Trade Secret | 2022
20263-228838-01 | Xcel Energy | 85 | 13781 | IOU | 05471560 | 1000 | Solar |  |  | Withdrawn | Trade Secret | Trade | GLD | GLD021 | Community Solar Garden | Solar*Rewards Community | Trade Secret | 2023
20263-228838-01 | Xcel Energy | 85 | 13781 | IOU | 05507383 | 1000 | Solar |  |  | Withdrawn | Trade Secret | Trade | PAT | PAT312 | Community Solar Garden | Solar*Rewards Community | Trade Secret | 2023
20263-228838-01 |  |  |  |  | SRO27881 |  | Solar |  |  | Withdrawn | Trade Secret | Trade |  |  |  | Other |  | 2012
20263-228838-01 |  |  |  |  | 04392862 |  | Solar |  |  | Active Application | Trade Secret | Trade |  |  | Residential | Solar*Rewards |  | 2021
20263-228838-01 | Xcel Energy | 85 | 13781 | IOU | 03125973 | 1000 | Solar |  |  | Interconnected | Waterville | Trade | WAT | WAT021 | Community Solar Garden | Solar*Rewards Community | Trade Secret | 2015 | 2018
20263-228838-01 |  |  |  |  | 06231254 |  | Solar |  |  | Withdrawn | Trade Secret | Trade |  |  | Residential | Solar*Rewards |  | 2025
20263-228838-01 | Xcel Energy | 85 | 13781 | IOU | SRC068969 | 1000 | Solar |  |  | Withdrawn | Trade Secret | Trade |  |  | Community Solar Garden | Solar*Rewards Community | Trade Secret | 2018
20263-228838-01 | Xcel Energy | 85 | 13781 | IOU | 05547987 | 5000 | Solar |  |  | Withdrawn | Trade Secret | Trade |  |  | Commercial | Other | Trade Secret | 2023
20263-228838-01 | Xcel Energy | 85 | 13781 | IOU | 03413957 | 23.99 | Solar |  |  | Active Application | Trade Secret | Trade | RWD | RWD082 | Residential | Solar*Rewards | Trade Secret | 2019
20263-228838-01 |  |  |  |  | 05593685 |  |  |  |  | Withdrawn | Trade Secret | Trade |  |  | Residential |  |  | 2023
20263-228838-01 | Xcel Energy | 85 | 13781 | IOU | 03127807 | 1000 | Solar |  |  | Interconnected | Paynesville | Trade | PAT | PAT313 | Community Solar Garden | Solar*Rewards Community | Trade Secret | 2014 | 2017
20263-228838-01 | Xcel Energy | 85 | 13781 | IOU | SRC038649 | 1000 | Solar |  |  | Withdrawn | Trade Secret | Trade | LAP | LAP311 | Community Solar Garden | Solar*Rewards Community | Trade Secret | 2014
20263-228838-01 |  |  |  |  | 06042486 |  | Solar |  |  | Active Application | Trade Secret | Trade |  |  | Residential |  |  | 2024
20263-228838-01 | Xcel Energy | 85 | 13781 | IOU | SRC039317 | 1000 | Solar |  |  | Withdrawn | Trade Secret | Trade |  |  | Community Solar Garden | Solar*Rewards Community | Trade Secret | 2015
20263-228838-01 | Xcel Energy | 85 | 13781 | IOU | SRC042182 | 1000 | Solar |  |  | Withdrawn | Trade Secret | Trade |  |  | Community Solar Garden | Solar*Rewards Community | Trade Secret | 2015
20263-228838-01 | Xcel Energy | 85 | 13781 | IOU | 03121273 | 1000 | Solar |  |  | Interconnected | Red Wing | Trade | BUR | BUR032 | Community Solar Garden | Solar*Rewards Community | Trade Secret | 2015 | 2019
20263-228838-01 | Xcel Energy | 85 | 13781 | IOU | 03130140 | 36 | Solar |  |  | Withdrawn | Trade Secret | Trade |  |  | Residential | Solar*Rewards | Trade Secret | 2018
20263-228838-01 | Xcel Energy | 85 | 13781 | IOU | SRC040042 | 1000 | Solar |  |  | Withdrawn | Trade Secret | Trade |  |  | Community Solar Garden | Solar*Rewards Community | Trade Secret | 2015
20263-228838-01 | Xcel Energy | 85 | 13781 | IOU | SRC038967 | 1000 | Solar |  |  | Withdrawn | Trade Secret | Trade | LAP | LAP311 | Community Solar Garden | Solar*Rewards Community | Trade Secret | 2015
20263-228838-01 | Xcel Energy | 85 | 13781 | IOU | SRC042337 | 250 | Solar |  |  | Withdrawn | Trade Secret | Trade | NOF | NOF061 | Community Solar Garden | Solar*Rewards Community | Trade Secret | 2015
20263-228838-01 | Xcel Energy | 85 | 13781 | IOU | 03126915 | 1000 | Solar |  |  | Interconnected | La Crescent | Trade | LAC | LAC062 | Community Solar Garden | Solar*Rewards Community | Trade Secret | 2016 | 2020
20263-228838-01 | Xcel Energy | 85 | 13781 | IOU | 03127499 | 1000 | Solar |  |  | Interconnected | Sauk Rapids | Trade | MHW | MHW311 | Community Solar Garden | Solar*Rewards Community | Trade Secret | 2017 | 2018
20263-228838-01 | Xcel Energy | 85 | 13781 | IOU | 03127873 | 1000 | Solar |  |  | Interconnected | Waconia | Trade | WCS | WCS064 | Community Solar Garden | Solar*Rewards Community | Trade Secret | 2015 | 2018
20263-228838-01 | Xcel Energy | 85 | 13781 | IOU | 03808809 | 250.36 | Solar |  |  | Interconnected | Roseville | Trade | APA | APA078 | Community Solar Garden | Solar*Rewards Community | Trade Secret | 2021 | 2022
20263-228838-01 | Xcel Energy | 85 | 13781 | IOU | 05458719 | 999 | Solar |  |  | Withdrawn | Trade Secret | Trade | SCL | SCL322 | Community Solar Garden | Solar*Rewards Community | Trade Secret | 2023
20263-228838-01 | Xcel Energy | 85 | 13781 | IOU | SRC052288 | 1000 | Solar |  |  | Withdrawn | Trade Secret | Trade |  |  | Community Solar Garden | Solar*Rewards Community | Trade Secret | 2016
20263-228838-01 | Xcel Energy | 85 | 13781 | IOU | SRC039106 | 1000 | Solar |  |  | Withdrawn | Trade Secret | Trade | WTN | WTN062 | Community Solar Garden | Solar*Rewards Community | Trade Secret | 2015
20263-228838-01 | Xcel Energy | 85 | 13781 | IOU | SRC052694 | 1000 | Solar |  |  | Withdrawn | Trade Secret | Trade | PIP | PIP090 | Community Solar Garden | Solar*Rewards Community | Trade Secret | 2016
20263-228838-01 | Xcel Energy | 85 | 13781 | IOU | SRC040074 | 1000 | Solar |  |  | Withdrawn | Trade Secret | Trade | WAB | WAB031 | Community Solar Garden | Solar*Rewards Community | Trade Secret | 2015
20263-228838-01 | Xcel Energy | 85 | 13781 | IOU | SRC042135 | 1000 | Solar |  |  | Withdrawn | Trade Secret | Trade | ANN | ANN021 | Community Solar Garden | Solar*Rewards Community | Trade Secret | 2015
20263-228838-01 |  |  |  |  | SRO13469 |  | Solar |  |  | Withdrawn | Trade Secret | Trade |  |  |  | Solar*Rewards |  | 2010
20263-228838-01 | Xcel Energy | 85 | 13781 | IOU | OID2806093 | 1750 | Other |  |  | Interconnected | Trade Secret | Trade |  |  | Commercial |  | Trade Secret | 2005 | 2005
20263-228838-01 |  |  |  |  | 04798148 |  | Solar |  |  | Active Application | Trade Secret | Trade |  |  | Residential | Solar*Rewards |  | 2022
20263-228838-01 | Xcel Energy | 85 | 13781 | IOU | SRC067628 | 1000 | Solar |  |  | Withdrawn | Trade Secret | Trade | CGR | CGR063 | Community Solar Garden | Solar*Rewards Community | Trade Secret | 2018
20263-228838-01 | Xcel Energy | 85 | 13781 | IOU | SRC042497 | 1000 | Solar |  |  | Withdrawn | Trade Secret | Trade | ORO | ORO061 | Community Solar Garden | Solar*Rewards Community | Trade Secret | 2015
20263-228838-01 |  |  |  |  | 05826138 |  | Solar |  |  | Active Application | Trade Secret | Trade |  |  | Residential |  |  | 2024
20263-228838-01 |  |  |  |  | 04264476 |  | Solar |  |  | Active Application | Trade Secret | Trade |  |  | Community Solar Garden | Solar*Rewards Community |  | 2020
20263-228838-01 | Xcel Energy | 85 | 13781 | IOU | SRC066094 | 1000 | Solar |  |  | Withdrawn | Trade Secret | Trade |  |  | Community Solar Garden | Solar*Rewards Community | Trade Secret | 2018
20263-228838-01 | Xcel Energy | 85 | 13781 | IOU | 04258194 | 585 | Solar |  |  | Withdrawn | Trade Secret | Trade | KAN | KAN022 | Community Solar Garden | Solar*Rewards Community | Trade Secret | 2023
20263-228838-01 | Xcel Energy | 85 | 13781 | IOU | 03530542 | 1000 | Solar |  |  | Interconnected | Starbuck | Trade | LOW | LOW021 | Community Solar Garden | Solar*Rewards Community | Trade Secret | 2022 | 2023
20263-228838-01 |  |  |  |  | 06070759 |  | Solar |  |  | Active Application | Trade Secret | Trade |  |  | Residential | Solar*Rewards |  | 2025
20263-228838-01 | Xcel Energy | 85 | 13781 | IOU | SRC038793 | 1000 | Solar |  |  | Withdrawn | Trade Secret | Trade | WTN | WTN061 | Community Solar Garden | Solar*Rewards Community | Trade Secret | 2015
20263-228838-01 | Xcel Energy | 85 | 13781 | IOU | SRC038667 | 1000 | Solar |  |  | Withdrawn | Trade Secret | Trade | LNS | LNS033 | Community Solar Garden | Solar*Rewards Community | Trade Secret | 2014
20263-228838-01 | Xcel Energy | 85 | 13781 | IOU | 03128108 | 998 | Solar |  |  | Interconnected | Zumbrota | Trade | ZUM | ZUM021 | Community Solar Garden | Solar*Rewards Community | Trade Secret | 2014 | 2018
20263-228838-01 |  |  |  |  | OID2806396 |  | Wind |  |  | Withdrawn | Trade Secret | Trade | [5 empty] | 2009
20263-228838-01 | Xcel Energy | 85 | 13781 | IOU | 04793888 | 6.67 | Solar |  |  | Interconnected | Trade Secret | Trade | LOK | LOK093 | Residential | Solar*Rewards | Trade Secret | 2022 | 2022
20263-228838-01 | Xcel Energy | 85 | 13781 | IOU | 05438274 | 33.92 | Solar |  |  | Interconnected | Trade Secret | Trade | MND | MND063 | Residential |  | Trade Secret | 2023 | 2024
20263-228838-01 |  |  |  |  | OID3716455 |  | Solar |  |  | Withdrawn | Trade Secret | Trade |  |  | Residential | Solar*Rewards |  | 2019
20263-228838-01 | Xcel Energy | 85 | 13781 | IOU | 04126566 | 13.5 | Solar |  |  | Interconnected | Trade Secret | Trade | GSL | GSL065 | Commercial | Solar*Rewards | Trade Secret | 2020 | 2021
20263-228838-01 | Xcel Energy | 85 | 13781 | IOU | 03607178 | 29.02 | Solar |  |  | Active Application | Trade Secret | Trade | GSL | GSL065 | Commercial | Solar*Rewards | Trade Secret | 2020
20263-228838-01 | Xcel Energy | 85 | 13781 | IOU | 03131839 | 18 | Solar |  |  | Interconnected | Trade Secret | Trade | TWL | TWL076 | Commercial | Solar*Rewards | Trade Secret | 2017 | 2017
20263-228838-01 | Xcel Energy | 85 | 13781 | IOU | 06224106 | 3.484 | Solar |  |  | Active Application | Trade Secret | Trade | HUG | HUG312 | Residential |  | Trade Secret | 2025
20263-228838-01 | Xcel Energy | 85 | 13781 | IOU | 05220510 | 9.994 | Solar |  |  | Interconnected | Trade Secret | Trade | LIN | LIN031 | Residential |  | Trade Secret | 2022 | 2022
20263-228838-01 | Xcel Energy | 85 | 13781 | IOU | 05356906 | 8.7 | Solar |  |  | Interconnected | Trade Secret | Trade | OPK | OPK077 | Residential | Solar*Rewards | Trade Secret | 2023 | 2023
20263-228838-01 | Xcel Energy | 85 | 13781 | IOU | 06123876 | 11.5 | Storage |  |  | Interconnected | Trade Secret | Trade | OPK | OPK077 | Residential |  | Trade Secret | 2025 | 2025
20263-228838-01 | Xcel Energy | 85 | 13781 | IOU | 05745791 | 9.984 | Solar |  |  | Interconnected | Trade Secret | Trade | MND | MND062 | Residential |  | Trade Secret | 2024 | 2024
20263-228838-01 | Xcel Energy | 85 | 13781 | IOU | 05332311 | 9.28 | Solar |  |  | Interconnected | Trade Secret | Trade | SAV | SAV063 | Residential |  | Trade Secret | 2022 | 2023
20263-228838-01 | Xcel Energy | 85 | 13781 | IOU | 05411456 | 9.28 | Solar |  |  | Withdrawn | Trade Secret | Trade | SAV | SAV063 | Residential | Solar*Rewards | Trade Secret | 2023
20263-228838-01 | Xcel Energy | 85 | 13781 | IOU | 03131745 | 2.962 | Solar |  |  | Interconnected | Trade Secret | Trade | MEL | MEL061 | Residential | Solar*Rewards | Trade Secret | 2017 | 2017
20263-228838-01 | Xcel Energy | 85 | 13781 | IOU | 03131728 | 5 | Solar |  |  | Interconnected | Trade Secret | Trade | MEL | MEL061 | Residential | Solar*Rewards | Trade Secret | 2017 | 2017
20263-228838-01 | Xcel Energy | 85 | 13781 | IOU | 04860449 | 7.25 | Solar |  |  | Interconnected | Trade Secret | Trade | VMR | VMR061 | Residential |  | Trade Secret | 2022 | 2022
20263-228838-01 | Xcel Energy | 85 | 13781 | IOU | 05283467 | 5.22 | Solar |  |  | Interconnected | Trade Secret | Trade | FSL | FSL311 | Residential |  | Trade Secret | 2022 | 2023
20263-228838-01 | Xcel Energy | 85 | 13781 | IOU | 03131977 | 2.962 | Solar |  |  | Interconnected | Trade Secret | Trade | MEL | MEL061 | Residential | Solar*Rewards | Trade Secret | 2017 | 2017
20263-228838-01 | Xcel Energy | 85 | 13781 | IOU | 03131981 | 2.962 | Solar |  |  | Interconnected | Trade Secret | Trade | MEL | MEL061 | Residential | Solar*Rewards | Trade Secret | 2017 | 2017
20263-228838-01 | Xcel Energy | 85 | 13781 | IOU | 03131970 | 5 | Solar |  |  | Interconnected | Trade Secret | Trade | MEL | MEL061 | Residential | Solar*Rewards | Trade Secret | 2017 | 2017
20263-228838-01 | Xcel Energy | 85 | 13781 | IOU | 05846955 | 6.453 | Solar |  |  | Interconnected | Trade Secret | Trade | APA | APA075 | Residential | Solar*Rewards | Trade Secret | 2024 | 2024
20263-228838-01 | Xcel Energy | 85 | 13781 | IOU | 05357667 | 11.39 | Solar |  |  | Interconnected | Trade Secret | Trade | HUG | HUG322 | Residential | Solar*Rewards | Trade Secret | 2023 | 2023
20263-228838-01 | Xcel Energy | 85 | 13781 | IOU | 05412615 | 3.575 | Solar |  |  | Interconnected | Trade Secret | Trade | TWL | TWL066 | Residential | Solar*Rewards | Trade Secret | 2023 | 2025
20263-228838-01 | Xcel Energy | 85 | 13781 | IOU | OID4026808 | 3.747 | Solar |  |  | Interconnected | Trade Secret | Trade | NOF | NOF061 | Residential | Solar*Rewards | Trade Secret | 2019 | 2020
20263-228838-01 | Xcel Energy | 85 | 13781 | IOU | 03132669 | 3.747 | Solar |  |  | Interconnected | Trade Secret | Trade | NOF | NOF061 | Commercial | Solar*Rewards | Trade Secret | 2018 | 2018
20263-228838-01 | Xcel Energy | 85 | 13781 | IOU | 04408932 | 4.384 | Solar |  |  | Interconnected | Trade Secret | Trade | RPO | RPO311 | Residential |  | Trade Secret | 2021 | 2021
20263-228838-01 | Xcel Energy | 85 | 13781 | IOU | 05497597 | 4.48 | Solar |  |  | Interconnected | Trade Secret | Trade | LEX | LEX332 | Residential | Solar*Rewards | Trade Secret | 2023 | 2024
20263-228838-01 | Xcel Energy | 85 | 13781 | IOU | 05458327 | 6.09 | Solar |  |  | Interconnected | Trade Secret | Trade | SOU | SOU064 | Residential |  | Trade Secret | 2023 | 2023
20263-228838-01 | Xcel Energy | 85 | 13781 | IOU | 05474496 | 312.5 | Solar |  |  | Withdrawn | Trade Secret | Trade | RIV | RIV066 | Commercial |  | Trade Secret | 2023
20263-228838-01 | Xcel Energy | 85 | 13781 | IOU | 03131430 | 2.962 | Solar |  |  | Interconnected | Trade Secret | Trade | MEL | MEL061 | Residential | Solar*Rewards | Trade Secret | 2017 | 2019
20263-228838-01 | Xcel Energy | 85 | 13781 | IOU | 06321317 | 25.04 | Solar |  |  | Withdrawn | Trade Secret | Trade | OAD | OAD071 | Commercial |  | Trade Secret | 2026
20263-228838-01 | Xcel Energy | 85 | 13781 | IOU | 06333746 | 25.04 | Solar |  |  | Active Application | Trade Secret | Trade | OAD | OAD071 | Commercial |  | Trade Secret | 2026
20263-228838-01 | Xcel Energy | 85 | 13781 | IOU | 04881393 | 8.768 | Solar |  |  | Withdrawn | Trade Secret | Trade | LAP | LAP311 | Residential | Solar*Rewards | Trade Secret | 2022
20263-228838-01 | Xcel Energy | 85 | 13781 | IOU | 03129725 | 32.51 | Solar |  |  | Interconnected | Trade Secret | Trade | WRR | WRR084 | Commercial | Solar*Rewards | Trade Secret | 2019 | 2019
20263-228838-01 | Xcel Energy | 85 | 13781 | IOU | 06068855 | 6.08 | Solar |  |  | Active Application | Trade Secret | Trade | BRP | BRP072 | Residential | Solar*Rewards | Trade Secret | 2025
20263-228838-01 | Xcel Energy | 85 | 13781 | IOU | 06321852 | 6.08 | Solar |  |  | Active Application | Trade Secret | Trade | BRP | BRP072 | Residential | Solar*Rewards | Trade Secret | 2026
20263-228838-01 | Xcel Energy | 85 | 13781 | IOU | 05494937 | 12.47 | Solar |  |  | Interconnected | Trade Secret | Trade | HUG | HUG311 | Residential | Solar*Rewards | Trade Secret | 2023 | 2023
20263-228838-01 | Xcel Energy | 85 | 13781 | IOU | 04860632 | 10.121 | Solar |  |  | Interconnected | Trade Secret | Trade | WCR | WCR321 | Residential | Solar*Rewards | Trade Secret | 2022 | 2022
20263-228838-01 | Xcel Energy | 85 | 13781 | IOU | 05933265 | 4.35 | Solar |  |  | Interconnected | Trade Secret | Trade | FAP | FAP062 | Residential | Solar*Rewards | Trade Secret | 2024 | 2024
20263-228838-01 | Xcel Energy | 85 | 13781 | IOU | 03254607 | 100 | Solar |  |  | Interconnected | Trade Secret | Trade | TWL | TWL069 | Commercial |  | Trade Secret | 2019 | 2020
20263-228838-01 | Xcel Energy | 85 | 13781 | IOU | 04793602 | 9.994 | Solar |  |  | Interconnected | Trade Secret | Trade | RPO | RPO311 | Residential | Solar*Rewards | Trade Secret | 2022 | 2022
20263-228838-01 | Xcel Energy | 85 | 13781 | IOU | 03247590 | 13.72 | Solar |  |  | Interconnected | Trade Secret | Trade | FIC | FIC021 | Residential | Solar*Rewards | Trade Secret | 2019 | 2020
20263-228838-01 | Xcel Energy | 85 | 13781 | IOU | OID3643999 | 13.72 | Solar |  |  | Withdrawn | Trade Secret | Trade |  |  | Commercial | Solar*Rewards | Trade Secret | 2018
20263-228838-01 | Xcel Energy | 85 | 13781 | IOU | 03247607 | 14.28 | Solar |  |  | Interconnected | Trade Secret | Trade | FIC | FIC021 | Residential | Solar*Rewards | Trade Secret | 2019 | 2020
20263-228838-01 | Xcel Energy | 85 | 13781 | IOU | OID3644005 | 14.28 | Solar |  |  | Withdrawn | Trade Secret | Trade | FIC | FIC021 | Commercial | Solar*Rewards | Trade Secret | 2018
20263-228838-01 | Xcel Energy | 85 | 13781 | IOU | 06150035 | 11.363 | Solar |  |  | Interconnected | Trade Secret | Trade | WDY | WDY312 | Residential |  | Trade Secret | 2025 | 2025
20263-228838-01 | Xcel Energy | 85 | 13781 | IOU | 05212816 | 7.616 | Solar |  |  | Interconnected | Trade Secret | Trade | ALK | ALK072 | Residential |  | Trade Secret | 2022 | 2023
20263-228838-01 | Xcel Energy | 85 | 13781 | IOU | 04257916 | 7.616 | Solar |  |  | Interconnected | Trade Secret | Trade | GSL | GSL341 | Residential | Solar*Rewards | Trade Secret | 2021 | 2021
20263-228838-01 | Xcel Energy | 85 | 13781 | IOU | 06155494 | 3.747 | Solar |  |  | Interconnected | Trade Secret | Trade | RPO | RPO311 | Residential | Solar*Rewards | Trade Secret | 2025 | 2025
20263-228838-01 | Xcel Energy | 85 | 13781 | IOU | 05474180 | 375 | Solar |  |  | Active Application | Trade Secret | Trade | RIV | RIV066 | Commercial |  | Trade Secret | 2023
20263-228838-01 | Xcel Energy | 85 | 13781 | IOU | 05743074 | 8.448 | Solar |  |  | Withdrawn | Trade Secret | Trade | WAT | WAT081 | Residential |  | Trade Secret | 2024
20263-228838-01 | Xcel Energy | 85 | 13781 | IOU | 03507766 | 9.86 | Solar |  | X | Interconnected | Trade Secret | Trade | DPN | DPN072 | Residential | Solar*Rewards | Trade Secret | 2019 | 2020
20263-228838-01 | Xcel Energy | 85 | 13781 | IOU | 04146752 | 9.28 | Solar |  | X | Interconnected | Trade Secret | Trade | WCR | WCR063 | Residential | Solar*Rewards | Trade Secret | 2020 | 2021
20263-228838-01 | Xcel Energy | 85 | 13781 | IOU | 06109462 | 12.146 | Solar |  | X | Interconnected | Trade Secret | Trade | EDA | EDA067 | Residential | Solar*Rewards | Trade Secret | 2025 | 2025
20263-228838-01 | Xcel Energy | 85 | 13781 | IOU | 05229068 | 8.41 | Solar |  |  | Interconnected | Trade Secret | Trade | CGR | CGR072 | Residential |  | Trade Secret | 2022 | 2023
20263-228838-01 | Xcel Energy | 85 | 13781 | IOU | 04454876 | 3.747 | Solar |  |  | Active Application | Trade Secret | Trade | ALK | ALK072 | Residential | Solar*Rewards | Trade Secret | 2021
20263-228838-01 | Xcel Energy | 85 | 13781 | IOU | 04509036 | 3.747 | Solar |  |  | Interconnected | Trade Secret | Trade | ALK | ALK072 | Residential |  | Trade Secret | 2021 | 2022
20263-228838-01 | Xcel Energy | 85 | 13781 | IOU | 05999482 | 11.393 | Solar |  |  | Active Application | Trade Secret | Trade | LAB | LAB312 | Residential |  | Trade Secret | 2024
20263-228838-01 | Xcel Energy | 85 | 13781 | IOU | 05179484 | 6.98 | Solar |  |  | Interconnected | Trade Secret | Trade | ECK | ECK322 | Residential |  | Trade Secret | 2022 | 2022
20263-228838-01 | Xcel Energy | 85 | 13781 | IOU | 06109975 | 10.075 | Solar |  |  | Interconnected | Trade Secret | Trade | SLP | SLP085 | Residential | Solar*Rewards | Trade Secret | 2025 | 2025
20263-228838-01 | Xcel Energy | 85 | 13781 | IOU | 04793524 | 13.96 | Solar |  |  | Interconnected | Trade Secret | Trade | SLP | SLP085 | Residential | Solar*Rewards | Trade Secret | 2022 | 2022
20263-228838-01 | Xcel Energy | 85 | 13781 | IOU | 05992309 | 6.5 | Solar |  |  | Interconnected | Trade Secret | Trade | HSN | HSN322 | Residential |  | Trade Secret | 2024 | 2025
20263-228838-01 | Xcel Energy | 85 | 13781 | IOU | 05320723 | 29.02 | Solar |  |  | Interconnected | Trade Secret | Trade | WWK | WWK311 | Commercial |  | Trade Secret | 2023 | 2024
20263-228838-01 | Xcel Energy | 85 | 13781 | IOU | 04289044 | 8.99 | Solar |  |  | Interconnected | Trade Secret | Trade | RPO | RPO311 | Residential | Solar*Rewards | Trade Secret | 2021 | 2021
20263-228838-01 | Xcel Energy | 85 | 13781 | IOU | 06329511 | 6.912 | Solar |  |  | Active Application | Trade Secret | Trade | TWL | TWL071 | Residential |  | Trade Secret | 2026
20263-228838-01 | Xcel Energy | 85 | 13781 | IOU | 06264083 | 5.76 | Solar |  |  | Withdrawn | Trade Secret | Trade | TWL | TWL071 | Residential |  | Trade Secret | 2025
20263-228838-01 | Xcel Energy | 85 | 13781 | IOU | 06247622 | 15.2 | Solar |  |  | Active Application | Trade Secret | Trade | LAP | LAP311 | Residential |  | Trade Secret | 2025
20263-228838-01 | Xcel Energy | 85 | 13781 | IOU | 05224732 | 4 | Solar |  |  | Interconnected | Trade Secret | Trade | AFT | AFT314 | Residential |  | Trade Secret | 2022 | 2023
20263-228838-01 | Xcel Energy | 85 | 13781 | IOU | 05273101 | 240 | Solar |  |  | Interconnected | Trade Secret | Trade | HUG | HUG311 | Commercial |  | Trade Secret | 2023 | 2023
20263-228838-01 | Xcel Energy | 85 | 13781 | IOU | 05556749 | 5.76 | Solar |  |  | Interconnected | Trade Secret | Trade | DHL | DHL061 | Residential |  | Trade Secret | 2023 | 2023
20263-228838-01 | Xcel Energy | 85 | 13781 | IOU | 05711745 | 6.046 | Solar |  |  | Interconnected | Trade Secret | Trade | SAV | SAV063 | Residential | Solar*Rewards | Trade Secret | 2024 | 2024
20263-228838-01 | Xcel Energy | 85 | 13781 | IOU | 05272741 | 6.38 | Solar |  |  | Interconnected | Trade Secret | Trade | CGR | CGR072 | Residential |  | Trade Secret | 2022 | 2023
20263-228838-01 | Xcel Energy | 85 | 13781 | IOU | 03581288 | 1000 | Solar |  |  | Interconnected | Foley | Trade | MHW | MHW311 | Community Solar Garden | Solar*Rewards Community | Trade Secret | 2021 | 2022
20263-228838-01 | Xcel Energy | 85 | 13781 | IOU | 06137257 | 6.453 | Solar |  |  | Interconnected | Trade Secret | Trade | RRK | RRK082 | Residential | Solar*Rewards | Trade Secret | 2025 | 2025
20263-228838-01 | Xcel Energy | 85 | 13781 | IOU | 05257506 | 7.68 |  |  |  | Active Application | Trade Secret | Trade | RRK | RRK082 | Residential |  | Trade Secret | 2022
20263-228838-01 | Xcel Energy | 85 | 13781 | IOU | 04190130 | 1000 | Solar |  |  | Interconnected | Mankato | Trade | SMT | SMT082 | Community Solar Garden | Solar*Rewards Community | Trade Secret | 2021 | 2023
20263-228838-01 | Xcel Energy | 85 | 13781 | IOU | 05761748 | 9.074 | Solar |  |  | Withdrawn | Trade Secret | Trade | SOU | SOU061 | Residential | Solar*Rewards | Trade Secret | 2024
20263-228838-01 | Xcel Energy | 85 | 13781 | IOU | 05790135 | 10.121 | Solar |  |  | Active Application | Trade Secret | Trade | SOU | SOU061 | Residential | Solar*Rewards | Trade Secret | 2024
20263-228838-01 | Xcel Energy | 85 | 13781 | IOU | 05783894 | 9.074 | Solar |  |  | Withdrawn | Trade Secret | Trade | SOU | SOU061 | Residential | Solar*Rewards | Trade Secret | 2024
20263-228838-01 | Xcel Energy | 85 | 13781 | IOU | 04943783 | 10.47 | Solar |  |  | Interconnected | Trade Secret | Trade | SLP | SLP085 | Residential | Solar*Rewards | Trade Secret | 2022 | 2022
20263-228838-01 | Xcel Energy | 85 | 13781 | IOU | 04942427 | 13.262 | Solar |  |  | Withdrawn | Trade Secret | Trade | RPO | RPO311 | Residential | Solar*Rewards | Trade Secret | 2022
20263-228838-01 | Xcel Energy | 85 | 13781 | IOU | 05453389 | 3.84 | Solar |  |  | Interconnected | Trade Secret | Trade | HSN | HSN322 | Residential | Solar*Rewards | Trade Secret | 2023 | 2023
20263-228838-01 | Xcel Energy | 85 | 13781 | IOU | 05935644 | 7.6 | Solar |  |  | Interconnected | Trade Secret | Trade | HUG | HUG311 | Residential | Solar*Rewards | Trade Secret | 2024 | 2025
20263-228838-01 | Xcel Energy | 85 | 13781 | IOU | 06200805 | 5.584 | Solar |  |  | Interconnected | Trade Secret | Trade | EDP | EDP073 | Residential |  | Trade Secret | 2025 | 2025
20263-228838-01 | Xcel Energy | 85 | 13781 | IOU | 05459307 | 5.22 | Solar |  |  | Interconnected | Trade Secret | Trade | HAS | HAS033 | Residential |  | Trade Secret | 2023 | 2023
20263-228838-01 | Xcel Energy | 85 | 13781 | IOU | 05988457 | 3.84 | Solar |  |  | Active Application | Trade Secret | Trade | DND | DND061 | Residential | Solar*Rewards | Trade Secret | 2024
20263-228838-01 | Xcel Energy | 85 | 13781 | IOU | 05527685 | 80 | Solar |  |  | Interconnected | Trade Secret | Trade | UPP | UPP081 | Commercial |  | Trade Secret | 2023 | 2024
20263-228838-01 | Xcel Energy | 85 | 13781 | IOU | 05851071 | 7.616 | Solar |  |  | Interconnected | Trade Secret | Trade | RPO | RPO311 | Residential |  | Trade Secret | 2024 | 2025
20263-228838-01 | Xcel Energy | 85 | 13781 | IOU | 05769042 | 10.368 | Solar |  |  | Interconnected | Trade Secret | Trade | HSN | HSN312 | Residential | Solar*Rewards | Trade Secret | 2024 | 2024
20263-228838-01 | Xcel Energy | 85 | 13781 | IOU | 05604424 | 5.052 | Solar |  |  | Interconnected | Trade Secret | Trade | DND | DND061 | Residential |  | Trade Secret | 2023 | 2024
20263-228838-01 | Xcel Energy | 85 | 13781 | IOU | 03633445 | 999 | Solar |  |  | Interconnected | Waseca | Trade | WAS | WAS092 | Community Solar Garden | Solar*Rewards Community | Trade Secret | 2022 | 2024
20263-228838-01 | Xcel Energy | 85 | 13781 | IOU | 06248290 | 7.6 | Solar |  |  | Active Application | Trade Secret | Trade | LAP | LAP311 | Residential |  | Trade Secret | 2025
20263-228838-01 | Xcel Energy | 85 | 13781 | IOU | 06176796 | 5.226 | Solar |  |  | Interconnected | Trade Secret | Trade | HSN | HSN321 | Residential |  | Trade Secret | 2025 | 2025
20263-228838-01 | Xcel Energy | 85 | 13781 | IOU | 05711059 | 15.046 | Solar |  |  | Interconnected | Trade Secret | Trade | RPO | RPO311 | Residential |  | Trade Secret | 2024 | 2024
20263-228838-01 | Xcel Energy | 85 | 13781 | IOU | 06143173 | 15.356 | Solar |  |  | Interconnected | Trade Secret | Trade | HUG | HUG321 | Residential | Solar*Rewards | Trade Secret | 2025 | 2025
20263-228838-01 | Xcel Energy | 85 | 13781 | IOU | 06239078 | 4.482 | Solar |  |  | Active Application | Trade Secret | Trade | MPK | MPK064 | Residential |  | Trade Secret | 2025
20263-228838-01 | Xcel Energy | 85 | 13781 | IOU | 06041015 | 10.496 | Solar |  |  | Interconnected | Trade Secret | Trade | HUG | HUG321 | Residential | Solar*Rewards | Trade Secret | 2025 | 2025
20263-228838-01 | Xcel Energy | 85 | 13781 | IOU | 05712210 | 10.395 | Solar |  |  | Interconnected | Trade Secret | Trade | GSL | GSL341 | Residential | Solar*Rewards | Trade Secret | 2024 | 2024
20263-228838-01 | Xcel Energy | 85 | 13781 | IOU | 06061440 | 25 | Solar |  |  | Interconnected | Trade Secret | Trade | PAT | PAT313 | Commercial |  | Trade Secret | 2025 | 2025
20263-228838-01 | Xcel Energy | 85 | 13781 | IOU | 05667140 | 7.245 | Solar |  |  | Interconnected | Trade Secret | Trade | GNL | GNL063 | Residential |  | Trade Secret | 2023 | 2024
20263-228838-01 | Xcel Energy | 85 | 13781 | IOU | 06268740 | 4.935 | Solar |  |  | Active Application | Trade Secret | Trade | TWL | TWL072 | Residential |  | Trade Secret | 2025
20263-228838-01 | Xcel Energy | 85 | 13781 | IOU | 03132134 | 22.78 | Solar |  |  | Interconnected | Trade Secret | Trade | MST | MST080 | Residential | Made in Minnesota | Trade Secret | 2017 | 2018
20263-228838-01 | Xcel Energy | 85 | 13781 | IOU | SRO24275 | 3.8 | Solar |  |  | Withdrawn | Trade Secret | Trade | DPN | DPN073 | Residential | Solar*Rewards | Trade Secret | 2012
20263-228838-01 | Xcel Energy | 85 | 13781 | IOU | 04023190 | 5.28 | Solar |  |  | Interconnected | Trade Secret | Trade | BCH | BCH311 | Residential | Solar*Rewards | Trade Secret | 2020 | 2021
20263-228838-01 | Xcel Energy | 85 | 13781 | IOU | SRO30034 | 30 | Solar |  |  | Withdrawn | Trade Secret | Trade | GRC | GRC063 | Commercial | Solar*Rewards | Trade Secret | 2013
20263-228838-01 | Xcel Energy | 85 | 13781 | IOU | OID2285264 | 7.63 | Solar |  |  | Withdrawn | Trade Secret | Trade | DND | DND071 | Residential | Solar*Rewards | Trade Secret | 2015
20263-228838-01 | Xcel Energy | 85 | 13781 | IOU | 03134445 | 7.63 | Solar |  |  | Interconnected | Trade Secret | Trade | DND | DND071 | Residential | Made in Minnesota | Trade Secret | 2015 | 2015
20263-228838-01 | Xcel Energy | 85 | 13781 | IOU | 05357469 | 3.75 | Solar |  |  | Withdrawn | Trade Secret | Trade | WES | WES074 | Residential | Solar*Rewards | Trade Secret | 2023
20263-228838-01 | Xcel Energy | 85 | 13781 | IOU | 03232304 | 9.994 | Solar |  |  | Interconnected | Trade Secret | Trade | RPL | RPL074 | Residential | Solar*Rewards | Trade Secret | 2019 | 2019
20263-228838-01 | Xcel Energy | 85 | 13781 | IOU | 03680307 | 5 | Solar |  |  | Interconnected | Trade Secret | Trade | HWW | HWW062 | Residential | Solar*Rewards | Trade Secret | 2020 | 2020
20263-228838-01 | Xcel Energy | 85 | 13781 | IOU | 05396776 | 3.9 | Solar |  |  | Interconnected | Trade Secret | Trade | HUG | HUG311 | Residential | Solar*Rewards | Trade Secret | 2023 | 2023
20263-228838-01 | Xcel Energy | 85 | 13781 | IOU | 06199150 | 7.616 | Solar |  |  | Interconnected | Trade Secret | Trade | PKL | PKL085 | Residential |  | Trade Secret | 2025 | 2025
20263-228838-01 | Xcel Energy | 85 | 13781 | IOU | 05711806 | 15.2 | Solar |  |  | Interconnected | Trade Secret | Trade | RLK | RLK073 | Residential | Solar*Rewards | Trade Secret | 2024 | 2024
20263-228838-01 | Xcel Energy | 85 | 13781 | IOU | 05220165 | 7.25 | Solar |  |  | Interconnected | Trade Secret | Trade | RWD | RWD081 | Residential |  | Trade Secret | 2022 | 2022
20263-228838-01 | Xcel Energy | 85 | 13781 | IOU | 05626598 | 17.594 | Solar |  |  | Interconnected | Trade Secret | Trade | WEF | WEF061 | Residential |  | Trade Secret | 2023 | 2024
20263-228838-01 | Xcel Energy | 85 | 13781 | IOU | 05542513 | 3.48 | Solar |  |  | Interconnected | Trade Secret | Trade | TLK | TLK061 | Residential |  | Trade Secret | 2023 | 2023
20263-228838-01 | Xcel Energy | 85 | 13781 | IOU | 05981004 | 9.6 | Solar |  |  | Active Application | Trade Secret | Trade | ALD | ALD072 | Commercial |  | Trade Secret | 2024
20263-228838-01 | Xcel Energy | 85 | 13781 | IOU | 04794735 | 15.046 | Solar |  |  | Interconnected | Trade Secret | Trade | AFT | AFT322 | Residential | Solar*Rewards | Trade Secret | 2022 | 2022
20263-228838-01 | Xcel Energy | 85 | 13781 | IOU | 03134833 | 10.01 | Solar |  |  | Interconnected | Trade Secret | Trade | RAM | RAM064 | Residential | Made in Minnesota | Trade Secret | 2016 | 2016
20263-228838-01 | Xcel Energy | 85 | 13781 | IOU | 05306126 | 5.51 | Solar |  |  | Active Application | Trade Secret | Trade | MHW | MHW311 | Residential |  | Trade Secret | 2022
20263-228838-01 | Xcel Energy | 85 | 13781 | IOU | 03131020 | 6.9 | Solar |  |  | Interconnected | Trade Secret | Trade | RAM | RAM062 | Residential |  | Trade Secret | 2010 | 2014
20263-228838-01 | Xcel Energy | 85 | 13781 | IOU | 06310180 | 32.775 | Solar |  |  | Active Application | Trade Secret | Trade | GSL | GSL341 | Commercial |  | Trade Secret | 2026
20263-228838-01 | Xcel Energy | 85 | 13781 | IOU | SRO29783 | 2.795 | Solar |  |  | Withdrawn | Trade Secret | Trade | APA | APA075 | Residential | Solar*Rewards | Trade Secret | 2013
20263-228838-01 | Xcel Energy | 85 | 13781 | IOU | 03132103 | 36 | Solar |  |  | Interconnected | Trade Secret | Trade | MOL | MOL068 | Commercial | Made in Minnesota | Trade Secret | 2017 | 2017
20263-228838-01 | Xcel Energy | 85 | 13781 | IOU | OID3138870 | 28 | Solar |  |  | Withdrawn | Trade Secret | Trade | MOL | MOL068 | Commercial | Made in Minnesota | Trade Secret | 2017
20263-228838-01 | Xcel Energy | 85 | 13781 | IOU | 04940252 | 6.96 | Solar |  |  | Interconnected | Trade Secret | Trade | SOU | SOU075 | Residential |  | Trade Secret | 2022 | 2022
20263-228838-01 | Xcel Energy | 85 | 13781 | IOU | 06103426 | 3.936 | Solar |  |  | Interconnected | Trade Secret | Trade | EBL | EBL084 | Residential |  | Trade Secret | 2025 | 2025
20263-228838-01 | Xcel Energy | 85 | 13781 | IOU | 04513622 | 8.12 | Solar |  |  | Interconnected | Trade Secret | Trade | WIL | WIL082 | Residential |  | Trade Secret | 2021 | 2021
20263-228838-01 | Xcel Energy | 85 | 13781 | IOU | 05380514 | 9.994 | Solar |  |  | Interconnected | Trade Secret | Trade | MPK | MPK063 | Residential |  | Trade Secret | 2023 | 2023
20263-228838-01 | Xcel Energy | 85 | 13781 | IOU | 05576221 | 8.505 | Solar |  |  | Interconnected | Trade Secret | Trade | RPO | RPO312 | Residential | Solar*Rewards | Trade Secret | 2023 | 2023
20263-228838-01 | Xcel Energy | 85 | 13781 | IOU | 06245968 | 6.98 | Solar |  |  | Active Application | Trade Secret | Trade | MEL | MEL068 | Residential |  | Trade Secret | 2025
20263-228838-01 | Xcel Energy | 85 | 13781 | IOU | 03132016 | 11.39 | Solar |  |  | Interconnected | Trade Secret | Trade | NER | NER021 | Residential | Solar*Rewards | Trade Secret | 2017 | 2017
20263-228838-01 | Xcel Energy | 85 | 13781 | IOU | 03130850 | 1.2 | Solar |  |  | Interconnected | Trade Secret | Trade | RIV | RIV062 | Residential |  | Trade Secret | 2007 | 2004
20263-228838-01 | Xcel Energy | 85 | 13781 | IOU | 03133480 | 30 | Solar |  |  | Interconnected | Trade Secret | Trade | TLK | TLK062 | Commercial | Solar*Rewards | Trade Secret | 2011 | 2012
20263-228838-01 | Xcel Energy | 85 | 13781 | IOU | 03133935 | 5 | Solar |  |  | Interconnected | Trade Secret | Trade | WIL | WIL063 | Residential | Made in Minnesota | Trade Secret | 2014 | 2014
20263-228838-01 | Xcel Energy | 85 | 13781 | IOU | 03773783 | 8.7 | Solar |  |  | Interconnected | Trade Secret | Trade | WES | WES063 | Residential | Solar*Rewards | Trade Secret | 2020 | 2020
20263-228838-01 | Xcel Energy | 85 | 13781 | IOU | 05207650 | 6 | Solar |  | X | Interconnected | Trade Secret | Trade | REW | REW021 | Residential |  | Trade Secret | 2022 | 2023
20263-228838-01 | Xcel Energy | 85 | 13781 | IOU | 05859852 | 5.052 | Solar |  |  | Interconnected | Trade Secret | Trade | LEX | LEX075 | Residential | Solar*Rewards | Trade Secret | 2024 | 2025
20263-228838-01 | Xcel Energy | 85 | 13781 | IOU | 03134010 | 5.04 | Solar |  |  | Interconnected | Trade Secret | Trade | RAM | RAM063 | Residential | Solar*Rewards | Trade Secret | 2014 | 2014
20263-228838-01 | Xcel Energy | 85 | 13781 | IOU | 03420478 | 4.93 | Solar |  |  | Interconnected | Trade Secret | Trade | ALD | ALD076 | Residential | Solar*Rewards | Trade Secret | 2019 | 2020
20263-228838-01 | Xcel Energy | 85 | 13781 | IOU | 03132611 | 5.6 | Solar |  |  | Interconnected | Trade Secret | Trade | HWW | HWW073 | Residential | Solar*Rewards | Trade Secret | 2018 | 2018
20263-228838-01 | Xcel Energy | 85 | 13781 | IOU | 03130485 | 5.22 | Solar |  |  | Interconnected | Trade Secret | Trade | SOU | SOU072 | Residential | Solar*Rewards | Trade Secret | 2018 | 2019
20263-228838-01 | Xcel Energy | 85 | 13781 | IOU | 03135085 | 15.26 | Solar |  |  | Interconnected | Trade Secret | Trade | GFD | GFD021 | Residential | Solar*Rewards | Trade Secret | 2016 | 2016
20263-228838-01 | Xcel Energy | 85 | 13781 | IOU | 04814196 | 6.631 | Solar |  |  | Interconnected | Trade Secret | Trade | SLP | SLP095 | Residential | Solar*Rewards | Trade Secret | 2022 | 2022
20263-228838-01 | Xcel Energy | 85 | 13781 | IOU | 04924956 | 7.616 | Solar |  |  | Active Application | Trade Secret | Trade | XRD | XRD062 | Residential | Solar*Rewards | Trade Secret | 2022
20263-228838-01 | Xcel Energy | 85 | 13781 | IOU | 05827729 | 7.678 | Solar |  |  | Interconnected | Trade Secret | Trade | XRD | XRD062 | Residential | Solar*Rewards | Trade Secret | 2024 | 2024
20263-228838-01 | Xcel Energy | 85 | 13781 | IOU | 05782654 | 7.678 | Solar |  |  | Active Application | Trade Secret | Trade | XRD | XRD062 | Residential |  | Trade Secret | 2024
20263-228838-01 |  |  |  |  | OID3494533 |  | Solar |  |  | Withdrawn | Trade Secret | Trade | XRD | XRD062 | Residential | Solar*Rewards |  | 2018
20263-228838-01 |  |  |  |  | OID3493538 |  | Solar |  |  | Withdrawn | Trade Secret | Trade | XRD | XRD062 | Residential | Solar*Rewards |  | 2018
20263-228838-01 | Xcel Energy | 85 | 13781 | IOU | 03131097 | 1 | Solar |  |  | Interconnected | Trade Secret | Trade | HWW | HWW075 | Residential |  | Trade Secret | 2003 | 2005
20263-228838-01 | Xcel Energy | 85 | 13781 | IOU | 06099787 | 10.248 | Solar |  |  | Active Application | Trade Secret | Trade | WIL | WIL071 | Residential | Solar*Rewards | Trade Secret | 2025
20263-228838-01 | Xcel Energy | 85 | 13781 | IOU | 05832738 | 5.2 | Solar |  |  | Interconnected | Trade Secret | Trade | ALD | ALD085 | Residential | Solar*Rewards | Trade Secret | 2024 | 2024
20263-228838-01 | Xcel Energy | 85 | 13781 | IOU | 03290823 | 7.25 | Solar |  |  | Interconnected | Trade Secret | Trade | SOU | SOU069 | Residential | Solar*Rewards | Trade Secret | 2019 | 2020
20263-228838-01 | Xcel Energy | 85 | 13781 | IOU | 03133054 | 3 | Solar |  |  | Interconnected | Trade Secret | Trade | LAB | LAB312 | Residential | Solar*Rewards | Trade Secret | 2013 | 2014
20263-228838-01 | Xcel Energy | 85 | 13781 | IOU | 03664123 | 5.04 | Solar |  |  | Interconnected | Trade Secret | Trade | PKL | PKL085 | Residential | Solar*Rewards | Trade Secret | 2020 | 2020
20263-228838-01 | Xcel Energy | 85 | 13781 | IOU | 05603143 | 4.93 | Solar |  |  | Interconnected | Trade Secret | Trade | LEX | LEX075 | Residential |  | Trade Secret | 2023 | 2023
20263-228838-01 | Xcel Energy | 85 | 13781 | IOU | 06252640 | 9.9 | Solar |  |  | Active Application | Trade Secret | Trade | HSN | HSN311 | Residential |  | Trade Secret | 2025
20263-228838-01 | Xcel Energy | 85 | 13781 | IOU | 04962960 | 6.046 | Solar |  |  | Interconnected | Trade Secret | Trade | GPH | GPH061 | Residential | Solar*Rewards | Trade Secret | 2022 | 2022
20263-228838-01 | Xcel Energy | 85 | 13781 | IOU | 03905786 | 5 | Solar |  |  | Active Application | Trade Secret | Trade | UPP | UPP084 | Residential | Solar*Rewards | Trade Secret | 2020
20263-228838-01 | Xcel Energy | 85 | 13781 | IOU | 06019322 | 1.396 | Solar |  |  | Withdrawn | Trade Secret | Trade | MDT | MDT077 | Residential | Solar*Rewards | Trade Secret | 2024
20263-228838-01 | Xcel Energy | 85 | 13781 | IOU | 06061446 | 1.745 | Solar |  |  | Interconnected | Trade Secret | Trade | MDT | MDT077 | Residential | Solar*Rewards | Trade Secret | 2025 | 2025
20263-228838-01 | Xcel Energy | 85 | 13781 | IOU | 03954650 | 3.85 | Solar |  |  | Interconnected | Trade Secret | Trade | VMR | VMR062 | Residential | Solar*Rewards | Trade Secret | 2020 | 2021
20263-228838-01 | Xcel Energy | 85 | 13781 | IOU | 04814206 | 4.886 | Solar |  |  | Interconnected | Trade Secret | Trade | SHP | SHP061 | Residential | Solar*Rewards | Trade Secret | 2022 | 2022
20263-228838-01 | Xcel Energy | 85 | 13781 | IOU | 05799444 | 15.52 | Solar |  |  | Withdrawn | Trade Secret | Trade | HSN | HSN312 | Residential | Solar*Rewards | Trade Secret | 2024
20263-228838-01 | Xcel Energy | 85 | 13781 | IOU | 05940425 | 15.244 | Solar |  |  | Interconnected | Trade Secret | Trade | HSN | HSN312 | Residential |  | Trade Secret | 2024 | 2025
20263-228838-01 | Xcel Energy | 85 | 13781 | IOU | 03133907 | 9.5 | Solar |  |  | Interconnected | Trade Secret | Trade | HSN | HSN312 | Residential | Made in Minnesota | Trade Secret | 2014 | 2014
20263-228838-01 | Xcel Energy | 85 | 13781 | IOU | 03135033 | 9 | Solar |  |  | Interconnected | Trade Secret | Trade | WAB | WAB031 | Residential | Made in Minnesota | Trade Secret | 2016 | 2016
20263-228838-01 | Xcel Energy | 85 | 13781 | IOU | 06179834 | 7.6 | Solar |  |  | Interconnected | Trade Secret | Trade | WWK | WWK321 | Residential | Solar*Rewards | Trade Secret | 2025 | 2025
20263-228838-01 | Xcel Energy | 85 | 13781 | IOU | 03131963 | 3.747 | Solar |  |  | Interconnected | Trade Secret | Trade | IDA | IDA073 | Residential | Solar*Rewards | Trade Secret | 2017 | 2018
20263-228838-01 | Xcel Energy | 85 | 13781 | IOU | 06018628 | 27.886 | Storage |  |  | Interconnected | Trade Secret | Trade | OAD | OAD072 | Residential |  | Trade Secret | 2024 | 2025
20263-228838-01 | Xcel Energy | 85 | 13781 | IOU | 04331960 | 6 | Solar |  |  | Active Application | Trade Secret | Trade | TSS | TSS061 | Residential |  | Trade Secret | 2021
20263-228838-01 | Xcel Energy | 85 | 13781 | IOU | 04558241 | 6 | Solar |  |  | Active Application | Trade Secret | Trade | TSS | TSS061 | Residential |  | Trade Secret | 2021
20263-228838-01 | Xcel Energy | 85 | 13781 | IOU | 04411473 | 6 | Solar |  |  | Active Application | Trade Secret | Trade | TSS | TSS061 | Residential | Solar*Rewards | Trade Secret | 2021
20263-228838-01 | Xcel Energy | 85 | 13781 | IOU | 04794198 | 6.38 | Solar |  |  | Interconnected | Trade Secret | Trade | LOK | LOK062 | Residential | Solar*Rewards | Trade Secret | 2022 | 2022
20263-228838-01 | Xcel Energy | 85 | 13781 | IOU | 03155056 | 6.09 | Solar |  |  | Interconnected | Trade Secret | Trade | WWK | WWK311 | Residential | Solar*Rewards | Trade Secret | 2019 | 2020
20263-228838-01 | Xcel Energy | 85 | 13781 | IOU | 05760818 | 2.792 | Solar |  |  | Interconnected | Trade Secret | Trade | SOU | SOU081 | Residential | Solar*Rewards | Trade Secret | 2024 | 2024
20263-228838-01 | Xcel Energy | 85 | 13781 | IOU | 04793910 | 4.64 | Solar |  |  | Interconnected | Trade Secret | Trade | SLP | SLP086 | Residential | Solar*Rewards | Trade Secret | 2022 | 2022
20263-228838-01 | Xcel Energy | 85 | 13781 | IOU | 05990157 | 2.792 | Solar |  |  | Interconnected | Trade Secret | Trade | SLP | SLP086 | Residential | Solar*Rewards | Trade Secret | 2024 | 2025
20263-228838-01 | Xcel Energy | 85 | 13781 | IOU | 03133567 | 15 | Solar |  |  | Interconnected | Trade Secret | Trade | SHP | SHP062 | Commercial | Solar*Rewards | Trade Secret | 2011 | 2013
20263-228838-01 | Xcel Energy | 85 | 13781 | IOU | 05315286 | 2.61 | Solar |  |  | Active Application | Trade Secret | Trade | MPK | MPK082 | Residential |  | Trade Secret | 2022
20263-228838-01 | Xcel Energy | 85 | 13781 | IOU | 03130272 | 7.616 | Solar |  |  | Interconnected | Trade Secret | Trade | WIL | WIL097 | Residential | Solar*Rewards | Trade Secret | 2019 | 2019
20263-228838-01 | Xcel Energy | 85 | 13781 | IOU | 05943953 | 2.6 | Solar |  |  | Interconnected | Trade Secret | Trade | SOU | SOU079 | Residential |  | Trade Secret | 2024 | 2024
20263-228838-01 | Xcel Energy | 85 | 13781 | IOU | 04871259 | 9.994 | Solar |  |  | Interconnected | Trade Secret | Trade | MND | MND063 | Residential |  | Trade Secret | 2022 | 2024
20263-228838-01 | Xcel Energy | 85 | 13781 | IOU | OID2276495 | 10 | Solar |  |  | Withdrawn | Trade Secret | Trade | LAK | LAK032 | Commercial | Solar*Rewards | Trade Secret | 2015
20263-228838-01 | Xcel Energy | 85 | 13781 | IOU | 05207923 | 3.48 | Solar |  |  | Interconnected | Trade Secret | Trade | CGR | CGR072 | Residential |  | Trade Secret | 2022 | 2023
20263-228838-01 | Xcel Energy | 85 | 13781 | IOU | 06206087 | 32.3 | Solar |  |  | Active Application | Trade Secret | Trade | RPO | RPO311 | Commercial |  | Trade Secret | 2025
20263-228838-01 | Xcel Energy | 85 | 13781 | IOU | 03132442 | 3.747 | Solar |  |  | Interconnected | Trade Secret | Trade | HWW | HWW061 | Commercial | Solar*Rewards | Trade Secret | 2018 | 2018
20263-228838-01 | Xcel Energy | 85 | 13781 | IOU | 05981375 | 4.9 |  |  |  | Withdrawn | Trade Secret | Trade | WCR | WCR322 | Residential |  | Trade Secret | 2024
20263-228838-01 | Xcel Energy | 85 | 13781 | IOU | 03131457 | 6 | Solar |  |  | Interconnected | Trade Secret | Trade | RAM | RAM077 | Residential | Made in Minnesota | Trade Secret | 2017 | 2017
20263-228838-01 | Xcel Energy | 85 | 13781 | IOU | OID2632722 | 7.63 | Solar |  |  | Withdrawn | Trade Secret | Trade | RAM | RAM077 | Residential | Solar*Rewards | Trade Secret | 2016
20263-228838-01 | Xcel Energy | 85 | 13781 | IOU | 04793705 | 6 | Solar |  |  | Interconnected | Trade Secret | Trade | SLP | SLP087 | Residential | Solar*Rewards | Trade Secret | 2022 | 2022
20263-228838-01 | Xcel Energy | 85 | 13781 | IOU | 03239216 | 2.32 | Solar |  |  | Interconnected | Trade Secret | Trade | SOU | SOU073 | Residential | Solar*Rewards | Trade Secret | 2019 | 2019
20263-228838-01 | Xcel Energy | 85 | 13781 | IOU | 04989045 | 12.47 | Solar |  |  | Interconnected | Trade Secret | Trade | WIL | WIL089 | Residential |  | Trade Secret | 2022 | 2023
20263-228838-01 | Xcel Energy | 85 | 13781 | IOU | 05292551 | 7.04 | Solar |  |  | Interconnected | Trade Secret | Trade | HSN | HSN322 | Residential |  | Trade Secret | 2022 | 2023
20263-228838-01 |  |  |  |  | 06171251 |  | Solar |  |  | Withdrawn | Trade Secret | Trade | ESW | ESW073 | Residential | Solar*Rewards |  | 2025
20263-228838-01 | Xcel Energy | 85 | 13781 | IOU | 06171253 | 12.526 | Solar |  |  | Interconnected | Trade Secret | Trade | ESW | ESW073 | Residential | Solar*Rewards | Trade Secret | 2025 | 2025
20263-228838-01 | Xcel Energy | 85 | 13781 | IOU | 03983799 | 1.68 | Solar |  |  | Interconnected | Trade Secret | Trade | STY | STY061 | Residential | Solar*Rewards | Trade Secret | 2020 | 2020
20263-228838-01 | Xcel Energy | 85 | 13781 | IOU | 03130286 | 6 | Solar |  |  | Interconnected | Trade Secret | Trade | NOF | NOF071 | Residential | Solar*Rewards | Trade Secret | 2019 | 2019
20263-228838-01 | Xcel Energy | 85 | 13781 | IOU | 03171310 | 5 | Solar |  |  | Interconnected | Trade Secret | Trade | WES | WES074 | Residential | Solar*Rewards | Trade Secret | 2019 | 2019
20263-228838-01 | Xcel Energy | 85 | 13781 | IOU | 04401793 | 7.616 | Solar |  |  | Interconnected | Trade Secret | Trade | WES | WES074 | Residential | Solar*Rewards | Trade Secret | 2021 | 2021
20263-228838-01 | Xcel Energy | 85 | 13781 | IOU | 04067214 | 5 | Solar |  |  | Interconnected | Trade Secret | Trade | MOL | MOL078 | Residential | Solar*Rewards | Trade Secret | 2020 | 2021
20263-228838-01 | Xcel Energy | 85 | 13781 | IOU | 03140440 | 6 | Solar |  |  | Interconnected | Trade Secret | Trade | SOU | SOU086 | Residential | Solar*Rewards | Trade Secret | 2019 | 2019
20263-228838-01 | Xcel Energy | 85 | 13781 | IOU | OID3832498 | 6 | Solar |  |  | Withdrawn | Trade Secret | Trade | SOU | SOU086 | Residential | Solar*Rewards | Trade Secret | 2019
20263-228838-01 | Xcel Energy | 85 | 13781 | IOU | OID3406570 | 19.88 | Solar |  |  | Withdrawn | Trade Secret | Trade | SMT | SMT061 | Commercial | Solar*Rewards | Trade Secret | 2018
20263-228838-01 | Xcel Energy | 85 | 13781 | IOU | OID3024118 | 20 | Solar |  |  | Withdrawn | Trade Secret | Trade | SMT | SMT061 | Commercial | Solar*Rewards | Trade Secret | 2017
20263-228838-01 | Xcel Energy | 85 | 13781 | IOU | 06264823 | 6.073 | Solar |  |  | Active Application | Trade Secret | Trade | MPK | MPK074 | Residential |  | Trade Secret | 2025
20263-228838-01 | Xcel Energy | 85 | 13781 | IOU | 04550736 | 5 |  |  |  | Active Application | Trade Secret | Trade | TWL | TWL081 | Residential |  | Trade Secret | 2021
20263-228838-01 | Xcel Energy | 85 | 13781 | IOU | 04553198 | 5 | Solar |  |  | Active Application | Trade Secret | Trade | TWL | TWL081 | Residential |  | Trade Secret | 2021
20263-228838-01 | Xcel Energy | 85 | 13781 | IOU | 04764433 | 5 | Storage |  |  | Interconnected | Trade Secret | Trade | CTF | CTF021 | Residential |  | Trade Secret | 2022 | 2021
20263-228838-01 | Xcel Energy | 85 | 13781 | IOU | 05380570 | 5.22 | Solar |  |  | Interconnected | Trade Secret | Trade | CTF | CTF021 | Residential | Solar*Rewards | Trade Secret | 2023 | 2023
20263-228838-01 | Xcel Energy | 85 | 13781 | IOU | 04793482 | 10.769 | Solar |  |  | Interconnected | Trade Secret | Trade | CTF | CTF021 | Residential | Solar*Rewards | Trade Secret | 2022 | 2023
20263-228838-01 | Xcel Energy | 85 | 13781 | IOU | 05973270 | 5.76 | Solar |  |  | Interconnected | Trade Secret | Trade | ECK | ECK322 | Residential | Solar*Rewards | Trade Secret | 2024 | 2025
20263-228838-01 | Xcel Energy | 85 | 13781 | IOU | 04141064 | 6 | Solar |  |  | Interconnected | Trade Secret | Trade | WES | WES073 | Residential | Solar*Rewards | Trade Secret | 2020 | 2021
20263-228838-01 | Xcel Energy | 85 | 13781 | IOU | 05933318 | 8.45 | Solar |  |  | Interconnected | Trade Secret | Trade | CNC | CNC063 | Residential |  | Trade Secret | 2024 | 2024
20263-228838-01 |  |  |  |  | 05818970 |  | Solar |  |  | Withdrawn | Trade Secret | Trade | HWW | HWW062 | Residential | Solar*Rewards |  | 2024
20263-228838-01 | Xcel Energy | 85 | 13781 | IOU | 04260215 | 7.92 | Solar |  |  | Interconnected | Trade Secret | Trade | LOK | LOK062 | Residential | Solar*Rewards | Trade Secret | 2021 | 2021
20263-228838-01 | Xcel Energy | 85 | 13781 | IOU | 04821563 | 5 | Storage |  |  | Interconnected | Trade Secret | Trade | LOK | LOK062 | Residential |  | Trade Secret | 2022 | 2022
20263-228838-01 | Xcel Energy | 85 | 13781 | IOU | 05742891 | 2.613 | Solar |  |  | Interconnected | Trade Secret | Trade | WIL | WIL097 | Residential |  | Trade Secret | 2024 | 2024
20263-228838-01 | Xcel Energy | 85 | 13781 | IOU | SRO20812 | 19.99 | Solar |  |  | Withdrawn | Trade Secret | Trade | TLK | TLK066 | Commercial | Solar*Rewards | Trade Secret | 2011
20263-228838-01 | Xcel Energy | 85 | 13781 | IOU | 03132399 | 7.63 | Solar |  |  | Interconnected | Trade Secret | Trade | WSG | WSG351 | Residential | Solar*Rewards | Trade Secret | 2018 | 2018
20263-228838-01 | Xcel Energy | 85 | 13781 | IOU | OID3950696 | 39.998 | Solar |  |  | Withdrawn | Trade Secret | Trade | TER | TER083 | Commercial | Solar*Rewards | Trade Secret | 2019
20263-228838-01 |  |  |  |  | 06267432 |  |  |  |  | Active Application | Trade Secret | Trade | AVR | AVR212 | Commercial |  |  | 2025
20263-228838-01 | Xcel Energy | 85 | 13781 | IOU | 06319554 | 39.996 | Solar |  |  | Active Application | Trade Secret | Trade | GSL | GSL341 | Commercial |  | Trade Secret | 2026
20263-228838-01 |  |  |  |  | 06231751 |  | Solar |  |  | Active Application | Trade Secret | Trade | OAD | OAD071 | Residential | Solar*Rewards |  | 2025
20263-228838-01 | Xcel Energy | 85 | 13781 | IOU | 06239801 | 10.47 | Solar |  | X | Active Application | Trade Secret | Trade | WTN | WTN061 | Residential |  | Trade Secret | 2025
20263-228838-01 | Xcel Energy | 85 | 13781 | IOU | 05342962 | 9.86 | Solar |  |  | Interconnected | Trade Secret | Trade | VMR | VMR062 | Residential |  | Trade Secret | 2022 | 2023
20263-228838-01 | Xcel Energy | 85 | 13781 | IOU | 04990319 | 9.86 | Solar |  |  | Interconnected | Trade Secret | Trade | PKL | PKL065 | Residential | Solar*Rewards | Trade Secret | 2022 | 2022
20263-228838-01 | Xcel Energy | 85 | 13781 | IOU | 06123891 | 19.195 | Solar |  | X | Active Application | Trade Secret | Trade | OPK | OPK073 | Residential | Solar*Rewards | Trade Secret | 2025
20263-228838-01 | Xcel Energy | 85 | 13781 | IOU | 03131634 | 3.747 | Solar |  |  | Interconnected | Trade Secret | Trade | DBL | DBL063 | Residential | Made in Minnesota | Trade Secret | 2017 | 2017
20263-228838-01 | Xcel Energy | 85 | 13781 | IOU | OID3451825 | 9.93 | Solar |  |  | Withdrawn | Trade Secret | Trade | UPP | UPP084 | Commercial | Solar*Rewards | Trade Secret | 2018
20263-228838-01 | Xcel Energy | 85 | 13781 | IOU | 03130996 | 6 | Solar |  |  | Interconnected | Trade Secret | Trade | AFT | AFT315 | Residential |  | Trade Secret | 2009 | 2009
20263-228838-01 | Xcel Energy | 85 | 13781 | IOU | 03133463 | 9.12 | Solar |  |  | Interconnected | Trade Secret | Trade | AFT | AFT315 | Residential | Solar*Rewards | Trade Secret | 2011 | 2012
20263-228838-01 | Xcel Energy | 85 | 13781 | IOU | SRO29962 | 5 | Solar |  |  | Withdrawn | Trade Secret | Trade | SOU | SOU073 | Residential | Solar*Rewards | Trade Secret | 2013
20263-228838-01 | Xcel Energy | 85 | 13781 | IOU | 06204302 | 2.241 | Solar |  |  | Interconnected | Trade Secret | Trade | APA | APA078 | Residential |  | Trade Secret | 2025 | 2025
20263-228838-01 | Xcel Energy | 85 | 13781 | IOU | 06058323 | 11.89 | Solar |  |  | Interconnected | Trade Secret | Trade | TWL | TWL076 | Residential | Solar*Rewards | Trade Secret | 2025 | 2025
20263-228838-01 | Xcel Energy | 85 | 13781 | IOU | 03993993 | 3.48 | Solar |  | X | Interconnected | Trade Secret | Trade | HWW | HWW073 | Residential | Solar*Rewards | Trade Secret | 2020 | 2020
20263-228838-01 | Xcel Energy | 85 | 13781 | IOU | 03134862 | 7.63 | Solar |  |  | Interconnected | Trade Secret | Trade | HUG | HUG321 | Residential | Made in Minnesota | Trade Secret | 2016 | 2015
20263-228838-01 |  |  |  |  | OID2806742 |  | Solar |  |  | Withdrawn | Trade Secret | Trade | HUG | HUG321 | Residential |  |  | 2015
20263-228838-01 | Xcel Energy | 85 | 13781 | IOU | 03134989 | 39.76 | Solar |  |  | Interconnected | Trade Secret | Trade | CDV | CDV072 | Commercial | Made in Minnesota | Trade Secret | 2016 | 2017
20263-228838-01 | Xcel Energy | 85 | 13781 | IOU | 06219180 | 2.903 | Solar |  |  | Active Application | Trade Secret | Trade | MOL | MOL065 | Residential |  | Trade Secret | 2025
20263-228838-01 | Xcel Energy | 85 | 13781 | IOU | 06003568 | 2.275 | Solar |  |  | Withdrawn | Trade Secret | Trade | HWW | HWW073 | Residential | Solar*Rewards | Trade Secret | 2024
20263-228838-01 | Xcel Energy | 85 | 13781 | IOU | 03130707 | 4 | Solar |  |  | Interconnected | Trade Secret | Trade | HWW | HWW073 | Residential |  | Trade Secret | 2004 | 2013
20263-228838-01 | Xcel Energy | 85 | 13781 | IOU | 03132188 | 9.94 | Solar |  |  | Interconnected | Trade Secret | Trade | APA | APA068 | Commercial | Solar*Rewards | Trade Secret | 2018 | 2018
20263-228838-01 | Xcel Energy | 85 | 13781 | IOU | 05535843 | 5.052 | Solar |  |  | Interconnected | Trade Secret | Trade | GSL | GSL074 | Residential | Solar*Rewards | Trade Secret | 2023 | 2023
20263-228838-01 | Xcel Energy | 85 | 13781 | IOU | 05204689 | 9.6 | Solar |  |  | Interconnected | Trade Secret | Trade | RVA | RVA061 | Residential |  | Trade Secret | 2022 | 2022
20263-228838-01 | Xcel Energy | 85 | 13781 | IOU | 06249218 | 8.448 | Solar |  | X | Active Application | Trade Secret | Trade | MOL | MOL078 | Residential |  | Trade Secret | 2025
20263-228838-01 |  |  |  |  | SRO15909 |  | Solar |  |  | Withdrawn | Trade Secret | Trade | EBL | EBL067 | Commercial | Solar*Rewards |  | 2010
20263-228838-01 | Xcel Energy | 85 | 13781 | IOU | SRO16085 | 36 | Solar |  |  | Withdrawn | Trade Secret | Trade | EBL | EBL067 | Commercial | Solar*Rewards | Trade Secret | 2010
20263-228838-01 | Xcel Energy | 85 | 13781 | IOU | 06027644 | 2.792 | Solar |  |  | Interconnected | Trade Secret | Trade | TWL | TWL063 | Residential | Solar*Rewards | Trade Secret | 2024 | 2025
20263-228838-01 | Xcel Energy | 85 | 13781 | IOU | 04575259 | 5.22 | Solar |  |  | Interconnected | Trade Secret | Trade | UPP | UPP085 | Residential |  | Trade Secret | 2021 | 2021
20263-228838-01 | Xcel Energy | 85 | 13781 | IOU | 03287222 | 3.747 | Solar |  |  | Interconnected | Trade Secret | Trade | TWL | TWL071 | Residential | Solar*Rewards | Trade Secret | 2019 | 2019
20263-228838-01 | Xcel Energy | 85 | 13781 | IOU | 04156558 | 3.48 | Solar |  |  | Interconnected | Trade Secret | Trade | MEL | MEL072 | Residential | Solar*Rewards | Trade Secret | 2020 | 2021
20263-228838-01 | Xcel Energy | 85 | 13781 | IOU | 06066299 | 9.6 | Solar |  |  | Interconnected | Trade Secret | Trade | AHI | AHI063 | Residential | Solar*Rewards | Trade Secret | 2025 | 2025
20263-228838-01 | Xcel Energy | 85 | 13781 | IOU | 05466521 | 4.095 | Solar |  |  | Interconnected | Trade Secret | Trade | ALD | ALD073 | Residential |  | Trade Secret | 2023 | 2023
20263-228838-01 | Xcel Energy | 85 | 13781 | IOU | 05982890 | 10.4 | Solar |  |  | Active Application | Trade Secret | Trade | CAF | CAF021 | Residential | Solar*Rewards | Trade Secret | 2024
20263-228838-01 | Xcel Energy | 85 | 13781 | IOU | 04493897 | 2.61 | Solar |  |  | Interconnected | Trade Secret | Trade | WCR | WCR322 | Residential |  | Trade Secret | 2021 | 2021
20263-228838-01 | Xcel Energy | 85 | 13781 | IOU | 03503958 | 6.96 | Solar |  |  | Withdrawn | Trade Secret | Trade | EDA | EDA074 | Residential | Solar*Rewards | Trade Secret | 2019
20263-228838-01 | Xcel Energy | 85 | 13781 | IOU | 05864323 | 8.73 | Solar |  |  | Interconnected | Trade Secret | Trade | ECK | ECK063 | Residential | Solar*Rewards | Trade Secret | 2024 | 2024
20263-228838-01 | Xcel Energy | 85 | 13781 | IOU | 05864278 | 8.73 | Solar |  |  | Withdrawn | Trade Secret | Trade | ECK | ECK063 | Residential | Solar*Rewards | Trade Secret | 2024
20263-228838-01 | Xcel Energy | 85 | 13781 | IOU | 03631999 | 9.994 | Solar |  |  | Active Application | Trade Secret | Trade | IDA | IDA072 | Commercial | Solar*Rewards | Trade Secret | 2020
20263-228838-01 | Xcel Energy | 85 | 13781 | IOU | 05331359 | 3.19 | Solar |  |  | Interconnected | Trade Secret | Trade | TWL | TWL066 | Residential |  | Trade Secret | 2022 | 2023
20263-228838-01 | Xcel Energy | 85 | 13781 | IOU | 05419818 | 4.35 | Solar |  |  | Interconnected | Trade Secret | Trade | WYO | WYO032 | Residential |  | Trade Secret | 2023 | 2023
20263-228838-01 | Xcel Energy | 85 | 13781 | IOU | 05558094 | 8.96 | Solar |  |  | Interconnected | Trade Secret | Trade | WYO | WYO032 | Residential | Solar*Rewards | Trade Secret | 2023 | 2024
20263-228838-01 | Xcel Energy | 85 | 13781 | IOU | 03566544 | 12.76 | Solar |  |  | Interconnected | Trade Secret | Trade | EDA | EDA084 | Residential | Solar*Rewards | Trade Secret | 2020 | 2020
20263-228838-01 | Xcel Energy | 85 | 13781 | IOU | 05276951 | 3.48 | Solar |  |  | Interconnected | Trade Secret | Trade | UPP | UPP084 | Residential |  | Trade Secret | 2022 | 2023
20263-228838-01 | Xcel Energy | 85 | 13781 | IOU | 04633219 | 13.96 | Solar |  |  | Active Application | Trade Secret | Trade | LCR | LCR311 | Residential |  | Trade Secret | 2021
20263-228838-01 | Xcel Energy | 85 | 13781 | IOU | 05797510 | 15.36 | Solar |  |  | Interconnected | Trade Secret | Trade | ESW | ESW081 | Residential | Solar*Rewards | Trade Secret | 2024 | 2024
20263-228838-01 | Xcel Energy | 85 | 13781 | IOU | 06162176 | 9.29 | Solar |  |  | Active Application | Trade Secret | Trade | RPO | RPO311 | Residential | Solar*Rewards | Trade Secret | 2025
20263-228838-01 | Xcel Energy | 85 | 13781 | IOU | 04041622 | 4.95 | Solar |  |  | Interconnected | Trade Secret | Trade | ALK | ALK063 | Residential |  | Trade Secret | 2020 | 2021
20263-228838-01 | Xcel Energy | 85 | 13781 | IOU | SRO31169 | 6 | Solar |  |  | Withdrawn | Trade Secret | Trade | GAY | GAY002 | Residential | Solar*Rewards | Trade Secret | 2013
20263-228838-01 | Xcel Energy | 85 | 13781 | IOU | 04522986 | 4.93 | Solar |  |  | Interconnected | Trade Secret | Trade | WIL | WIL063 | Residential |  | Trade Secret | 2021 | 2021
20263-228838-01 | Xcel Energy | 85 | 13781 | IOU | OID3884723 | 7.92 | Solar |  |  | Withdrawn | Trade Secret | Trade | ZUM | ZUM021 | Residential | Solar*Rewards | Trade Secret | 2019
20263-228838-01 | Xcel Energy | 85 | 13781 | IOU | 04025886 | 6 | Solar |  |  | Interconnected | Trade Secret | Trade | WES | WES076 | Residential | Solar*Rewards | Trade Secret | 2020 | 2020
20263-228838-01 | Xcel Energy | 85 | 13781 | IOU | 05843603 | 9.994 | Solar |  |  | Interconnected | Trade Secret | Trade | SHP | SHP072 | Residential |  | Trade Secret | 2024 | 2025
20263-228838-01 | Xcel Energy | 85 | 13781 | IOU | OID3031509 | 18 | Solar |  |  | Withdrawn | Trade Secret | Trade | WAT | WAT081 | Residential |  | Trade Secret | 2017
20263-228838-01 | Xcel Energy | 85 | 13781 | IOU | 03472790 | 4.93 | Solar |  |  | Interconnected | Trade Secret | Trade | MEL | MEL087 | Residential | Solar*Rewards | Trade Secret | 2019 | 2020
20263-228838-01 | Xcel Energy | 85 | 13781 | IOU | 03132318 | 3.84 | Solar |  |  | Interconnected | Trade Secret | Trade | LLK | LLK061 | Residential | Solar*Rewards | Trade Secret | 2018 | 2018
20263-228838-01 |  |  |  |  | OID3289909 |  | Solar |  |  | Withdrawn | Trade Secret | Trade | LLK | LLK061 | Residential | Solar*Rewards |  | 2018
20263-228838-01 | Xcel Energy | 85 | 13781 | IOU | 05276226 | 5.226 | Solar |  |  | Interconnected | Trade Secret | Trade | MPK | MPK071 | Residential |  | Trade Secret | 2022 | 2024
20263-228838-01 | Xcel Energy | 85 | 13781 | IOU | 05755372 | 6.912 | Solar |  |  | Interconnected | Trade Secret | Trade | WWK | WWK321 | Residential | Solar*Rewards | Trade Secret | 2024 | 2024
20263-228838-01 | Xcel Energy | 85 | 13781 | IOU | 05898766 | 4.35 | Solar |  |  | Interconnected | Trade Secret | Trade | IDA | IDA062 | Residential | Solar*Rewards | Trade Secret | 2024 | 2024
20263-228838-01 | Xcel Energy | 85 | 13781 | IOU | 05233247 | 3.3 | Solar |  |  | Interconnected | Trade Secret | Trade | WIL | WIL098 | Residential |  | Trade Secret | 2022 | 2022
20263-228838-01 | Xcel Energy | 85 | 13781 | IOU | 05389753 | 9.75 | Solar |  |  | Interconnected | Trade Secret | Trade | CTR | CTR031 | Residential | Solar*Rewards | Trade Secret | 2023 | 2023
20263-228838-01 | Xcel Energy | 85 | 13781 | IOU | 03932026 | 4.93 | Solar |  |  | Interconnected | Trade Secret | Trade | TLK | TLK067 | Residential | Solar*Rewards | Trade Secret | 2020 | 2020
20263-228838-01 | Xcel Energy | 85 | 13781 | IOU | 05940487 | 80 | Solar |  |  | Active Application | Trade Secret | Trade | WIN | WIN032 | Commercial |  | Trade Secret | 2024
20263-228838-01 | Xcel Energy | 85 | 13781 | IOU | 04259959 | 6.576 | Solar |  |  | Interconnected | Trade Secret | Trade | WSG | WSG362 | Residential | Solar*Rewards | Trade Secret | 2021 | 2021
20263-228838-01 | Xcel Energy | 85 | 13781 | IOU | 04160668 | 7.616 | Solar |  |  | Active Application | Trade Secret | Trade | SLP | SLP084 | Residential | Solar*Rewards | Trade Secret | 2020
20263-228838-01 | Xcel Energy | 85 | 13781 | IOU | 03131572 | 5 | Solar |  |  | Interconnected | Trade Secret | Trade | APA | APA077 | Residential | Made in Minnesota | Trade Secret | 2017 | 2017
20263-228838-01 | Xcel Energy | 85 | 13781 | IOU | OID2890994 | 3.8 | Solar |  |  | Withdrawn | Trade Secret | Trade | APA | APA077 | Residential | Solar*Rewards | Trade Secret | 2016
20263-228838-01 | Xcel Energy | 85 | 13781 | IOU | 03131470 | 7.63 | Solar |  |  | Interconnected | Trade Secret | Trade | WAK | WAK321 | Residential | Solar*Rewards | Trade Secret | 2017 | 2017
20263-228838-01 | Xcel Energy | 85 | 13781 | IOU | 06190267 | 25 | Solar |  |  | Active Application | Trade Secret | Trade | OSS | OSS073 | Commercial |  | Trade Secret | 2025
20263-228838-01 | Xcel Energy | 85 | 13781 | IOU | 06198937 | 3.037 | Solar |  |  | Withdrawn | Trade Secret | Trade | WES | WES073 | Residential | Solar*Rewards | Trade Secret | 2025
20263-228838-01 | Xcel Energy | 85 | 13781 | IOU | 06201936 | 3.416 | Solar |  |  | Interconnected | Trade Secret | Trade | WES | WES073 | Residential |  | Trade Secret | 2025 | 2026
20263-228838-01 | Xcel Energy | 85 | 13781 | IOU | 03131476 | 11.39 | Solar |  |  | Interconnected | Trade Secret | Trade | HSN | HSN311 | Residential | Solar*Rewards | Trade Secret | 2017 | 2017
20263-228838-01 | Xcel Energy | 85 | 13781 | IOU | 05748709 | 5.22 | Solar |  |  | Interconnected | Trade Secret | Trade | MDT | MDT077 | Residential | Solar*Rewards | Trade Secret | 2024 | 2024
20263-228838-01 | Xcel Energy | 85 | 13781 | IOU | 04621241 | 4.06 | Solar |  |  | Interconnected | Trade Secret | Trade | MOL | MOL066 | Residential |  | Trade Secret | 2021 | 2021
20263-228838-01 | Xcel Energy | 85 | 13781 | IOU | 05943070 | 6.825 | Solar |  |  | Interconnected | Trade Secret | Trade | LEX | LEX061 | Residential |  | Trade Secret | 2024 | 2024
20263-228838-01 | Xcel Energy | 85 | 13781 | IOU | 05711672 | 17.61 | Solar |  |  | Interconnected | Trade Secret | Trade | SLP | SLP072 | Residential | Solar*Rewards | Trade Secret | 2024 | 2024
20263-228838-01 | Xcel Energy | 85 | 13781 | IOU | 06283837 | 3.84 | Solar |  |  | Active Application | Trade Secret | Trade | SOU | SOU076 | Residential |  | Trade Secret | 2025
20263-228838-01 | Xcel Energy | 85 | 13781 | IOU | 06114421 | 3.9 | Solar |  |  | Active Application | Trade Secret | Trade | SOU | SOU076 | Residential |  | Trade Secret | 2025
20263-228838-01 | Xcel Energy | 85 | 13781 | IOU | 05579273 | 2.52 | Solar |  |  | Interconnected | Trade Secret | Trade | MPK | MPK087 | Residential | Solar*Rewards | Trade Secret | 2023 | 2023
20263-228838-01 | Xcel Energy | 85 | 13781 | IOU | 04937560 | 6.98 | Solar |  |  | Withdrawn | Trade Secret | Trade | SOU | SOU086 | Residential | Solar*Rewards | Trade Secret | 2022
20263-228838-01 | Xcel Energy | 85 | 13781 | IOU | 06014776 | 5.248 | Solar |  |  | Interconnected | Trade Secret | Trade | HUG | HUG312 | Residential |  | Trade Secret | 2024 | 2025
20263-228838-01 | Xcel Energy | 85 | 13781 | IOU | 05992966 | 5.248 | Solar |  |  | Withdrawn | Trade Secret | Trade | HUG | HUG312 | Residential | Solar*Rewards | Trade Secret | 2024
20263-228838-01 | Xcel Energy | 85 | 13781 | IOU | 04421119 | 11.39 | Solar |  |  | Interconnected | Trade Secret | Trade | RAM | RAM071 | Residential | Solar*Rewards | Trade Secret | 2021 | 2021
20263-228838-01 | Xcel Energy | 85 | 13781 | IOU | 06009112 | 11.152 | Solar |  |  | Interconnected | Trade Secret | Trade | WYO | WYO032 | Residential | Solar*Rewards | Trade Secret | 2024 | 2025
20263-228838-01 | Xcel Energy | 85 | 13781 | IOU | 03133693 | 5 | Solar |  |  | Interconnected | Trade Secret | Trade | HWW | HWW074 | Residential | Solar*Rewards | Trade Secret | 2012 | 2012
20263-228838-01 | Xcel Energy | 85 | 13781 | IOU | 05486901 | 3.19 | Solar |  |  | Interconnected | Trade Secret | Trade | SLP | SLP081 | Residential |  | Trade Secret | 2023 | 2023
20263-228838-01 | Xcel Energy | 85 | 13781 | IOU | 06054146 | 11.766 | Solar |  |  | Interconnected | Trade Secret | Trade | FSL | FSL312 | Residential | Solar*Rewards | Trade Secret | 2025 | 2025
20263-228838-01 | Xcel Energy | 85 | 13781 | IOU | 05963735 | 7.616 | Solar |  |  | Interconnected | Trade Secret | Trade | FSL | FSL312 | Residential |  | Trade Secret | 2024 | 2025
20263-228838-01 | Xcel Energy | 85 | 13781 | IOU | OID2806066 | 1 | Biogas |  |  | Interconnected | Trade Secret | Trade | WSG | WSG076 | Commercial |  | Trade Secret | 2003 | 2003
20263-228838-01 | Xcel Energy | 85 | 13781 | IOU | OID2806067 | 1 | Biogas |  |  | Interconnected | Trade Secret | Trade | WSG | WSG076 | Commercial |  | Trade Secret | 2016 | 2003
20263-228838-01 | Xcel Energy | 85 | 13781 | IOU | 04059533 | 7.15 | Solar |  |  | Interconnected | Trade Secret | Trade | LOK | LOK081 | Residential |  | Trade Secret | 2020 | 2021
20263-228838-01 | Xcel Energy | 85 | 13781 | IOU | 05831017 | 10.368 | Solar |  |  | Interconnected | Trade Secret | Trade | WCR | WCR322 | Residential | Solar*Rewards | Trade Secret | 2024 | 2024
20263-228838-01 | Xcel Energy | 85 | 13781 | IOU | 05740508 | 2.613 | Solar |  |  | Interconnected | Trade Secret | Trade | VMR | VMR062 | Residential |  | Trade Secret | 2024 | 2024
20263-228838-01 | Xcel Energy | 85 | 13781 | IOU | 03134594 | 8.4 | Solar |  |  | Interconnected | Trade Secret | Trade | HAS | HAS021 | Commercial | Made in Minnesota | Trade Secret | 2015 | 2015
20263-228838-01 | Xcel Energy | 85 | 13781 | IOU | 05607454 | 39.976 | Solar |  |  | Interconnected | Trade Secret | Trade | CRL | CRL027 | Commercial | Solar*Rewards | Trade Secret | 2023 | 2024
20263-228838-01 | Xcel Energy | 85 | 13781 | IOU | 03133058 | 24 | Solar |  |  | Interconnected | Trade Secret | Trade | GNL | GNL072 | Commercial | Solar*Rewards | Trade Secret | 2013 | 2012
20263-228838-01 | Xcel Energy | 85 | 13781 | IOU | SRO24198 | 30 | Solar |  |  | Withdrawn | Trade Secret | Trade | GNL | GNL072 | Commercial | Solar*Rewards | Trade Secret | 2012
20263-228838-01 | Xcel Energy | 85 | 13781 | IOU | SRO22172 | 26.875 | Solar |  |  | Withdrawn | Trade Secret | Trade | GNL | GNL072 | Commercial | Solar*Rewards | Trade Secret | 2012
20263-228838-01 | Xcel Energy | 85 | 13781 | IOU | OID3284641 | 11.4 | Solar |  |  | Withdrawn | Trade Secret | Trade | WAB | WAB021 | Residential | Solar*Rewards | Trade Secret | 2018
20263-228838-01 | Xcel Energy | 85 | 13781 | IOU | 05830379 | 9.994 | Solar |  |  | Interconnected | Trade Secret | Trade | HOL | HOL072 | Residential |  | Trade Secret | 2024 | 2025
20263-228838-01 | Xcel Energy | 85 | 13781 | IOU | 03132771 | 6.38 | Solar |  |  | Interconnected | Trade Secret | Trade | HUG | HUG321 | Residential | Solar*Rewards | Trade Secret | 2018 | 2019
20263-228838-01 | Xcel Energy | 85 | 13781 | IOU | 04362727 | 2.32 | Solar |  |  | Active Application | Trade Secret | Trade | UPP | UPP063 | Residential | Solar*Rewards | Trade Secret | 2021
20263-228838-01 | Xcel Energy | 85 | 13781 | IOU | 04793543 | 2.32 | Solar |  |  | Interconnected | Trade Secret | Trade | UPP | UPP063 | Residential | Solar*Rewards | Trade Secret | 2022 | 2022
20263-228838-01 | Xcel Energy | 85 | 13781 | IOU | 06098095 | 8.064 | Solar |  |  | Interconnected | Trade Secret | Trade | FAB | FAB063 | Residential |  | Trade Secret | 2025 | 2025
20263-228838-01 | Xcel Energy | 85 | 13781 | IOU | 05751472 | 9.995 | Solar |  |  | Interconnected | Trade Secret | Trade | ALD | ALD092 | Commercial |  | Trade Secret | 2024 | 2024
20263-228838-01 | Xcel Energy | 85 | 13781 | IOU | 05377235 | 6.09 | Solar |  |  | Interconnected | Trade Secret | Trade | WIL | WIL073 | Residential |  | Trade Secret | 2023 | 2023
20263-228838-01 | Xcel Energy | 85 | 13781 | IOU | 03740188 | 4.64 | Solar |  |  | Interconnected | Trade Secret | Trade | WIL | WIL073 | Residential | Solar*Rewards | Trade Secret | 2020 | 2020
20263-228838-01 | Xcel Energy | 85 | 13781 | IOU | 05364324 | 6.4 | Solar |  |  | Interconnected | Trade Secret | Trade | SOU | SOU060 | Residential |  | Trade Secret | 2023 | 2023
20263-228838-01 | Xcel Energy | 85 | 13781 | IOU | 05964476 | 1.745 | Solar |  |  | Active Application | Trade Secret | Trade | SOU | SOU086 | Residential | Solar*Rewards | Trade Secret | 2024
20263-228838-01 | Xcel Energy | 85 | 13781 | IOU | 06200899 | 6.282 | Solar |  |  | Interconnected | Trade Secret | Trade | EDA | EDA087 | Residential | Solar*Rewards | Trade Secret | 2025 | 2025
20263-228838-01 |  |  |  |  | 06301982 |  | Storage |  |  | Active Application | Trade Secret | Trade | EDA | EDA087 | Residential |  |  | 2025
20263-228838-01 | Xcel Energy | 85 | 13781 | IOU | 03523601 | 10.44 | Solar |  |  | Interconnected | Trade Secret | Trade | MEL | MEL079 | Residential | Solar*Rewards | Trade Secret | 2020 | 2020
20263-228838-01 | Xcel Energy | 85 | 13781 | IOU | 06213478 | 11.5 | Solar |  | X | Interconnected | Trade Secret | Trade | SLP | SLP074 | Residential |  | Trade Secret | 2025 | 2026
20263-228838-01 | Xcel Energy | 85 | 13781 | IOU | 04634354 | 1.74 | Solar |  |  | Interconnected | Trade Secret | Trade | WAT | WAT081 | Residential |  | Trade Secret | 2021 | 2023
20263-228838-01 | Xcel Energy | 85 | 13781 | IOU | 04982741 | 9.994 | Solar |  |  | Interconnected | Trade Secret | Trade | MPK | MPK087 | Residential | Solar*Rewards | Trade Secret | 2022 | 2023
20263-228838-01 | Xcel Energy | 85 | 13781 | IOU | OID2764127 | 43.2 | Solar |  |  | Withdrawn | Trade Secret | Trade | WIL | WIL094 | Residential |  | Trade Secret | 2016
20263-228838-01 | Xcel Energy | 85 | 13781 | IOU | 05487349 | 7.68 | Solar |  |  | Interconnected | Trade Secret | Trade | CHE | CHE076 | Residential | Solar*Rewards | Trade Secret | 2023 | 2023
20263-228838-01 | Xcel Energy | 85 | 13781 | IOU | 06121116 | 5.904 | Solar |  |  | Interconnected | Trade Secret | Trade | WDY | WDY322 | Residential | Solar*Rewards | Trade Secret | 2025 | 2025
20263-228838-01 | Xcel Energy | 85 | 13781 | IOU | 06267173 | 7.6 | Solar |  |  | Active Application | Trade Secret | Trade | LEX | LEX332 | Residential |  | Trade Secret | 2025
20263-228838-01 | Xcel Energy | 85 | 13781 | IOU | 05678567 | 5.12 | Solar |  |  | Interconnected | Trade Secret | Trade | AFT | AFT322 | Residential |  | Trade Secret | 2023 | 2024
20263-228838-01 | Xcel Energy | 85 | 13781 | IOU | 06108558 | 5.693 | Solar |  | X | Interconnected | Trade Secret | Trade | SLP | SLP082 | Residential | Solar*Rewards | Trade Secret | 2025 | 2025
20263-228838-01 | Xcel Energy | 85 | 13781 | IOU | 05954835 | 4.188 | Solar |  |  | Interconnected | Trade Secret | Trade | RIV | RIV061 | Residential | Solar*Rewards | Trade Secret | 2024 | 2024
20263-228838-01 | Xcel Energy | 85 | 13781 | IOU | 03130832 | 35 | Wind |  |  | Interconnected | Trade Secret | Trade | FAB | FAB063 | Residential |  | Trade Secret | 2006 | 2007
20263-228838-01 | Xcel Energy | 85 | 13781 | IOU | 03130935 | 10 | Wind |  |  | Interconnected | Trade Secret | Trade | FAB | FAB063 | Residential |  | Trade Secret | 2006 | 2009
20263-228838-01 | Xcel Energy | 85 | 13781 | IOU | 03909645 | 4.886 | Solar |  |  | Interconnected | Trade Secret | Trade | TER | TER062 | Residential | Solar*Rewards | Trade Secret | 2020 | 2020
20263-228838-01 | Xcel Energy | 85 | 13781 | IOU | SRO29936 | 10 | Solar |  |  | Withdrawn | Trade Secret | Trade | ALD | ALD084 | Commercial | Solar*Rewards | Trade Secret | 2013
20263-228838-01 | Xcel Energy | 85 | 13781 | IOU | SRO29707 | 5 | Solar |  |  | Withdrawn | Trade Secret | Trade | SOU | SOU079 | Residential | Solar*Rewards | Trade Secret | 2013
20263-228838-01 | Xcel Energy | 85 | 13781 | IOU | 05986998 | 5.052 | Solar |  |  | Withdrawn | Trade Secret | Trade | ESW | ESW081 | Residential | Solar*Rewards | Trade Secret | 2024
20263-228838-01 | Xcel Energy | 85 | 13781 | IOU | 06324664 | 7.678 | Solar |  | X | Active Application | Trade Secret | Trade | SLP | SLP082 | Residential | Solar*Rewards | Trade Secret | 2026
20263-228838-01 | Xcel Energy | 85 | 13781 | IOU | OID3066593 | 5 | Solar |  |  | Withdrawn | Trade Secret | Trade | SLP | SLP084 | Residential | Made in Minnesota | Trade Secret | 2017
20263-228838-01 | Xcel Energy | 85 | 13781 | IOU | 05402788 | 420 | Solar |  |  | Interconnected | Trade Secret | Trade | BLC | BLC072 | Commercial |  | Trade Secret | 2023 | 2025
20263-228838-01 | Xcel Energy | 85 | 13781 | IOU | 03130670 | 9.94 | Solar |  |  | Interconnected | Trade Secret | Trade | DPN | DPN072 | Residential | Made in Minnesota | Trade Secret | 2016 | 2017
20263-228838-01 | Xcel Energy | 85 | 13781 | IOU | 03134748 | 9.72 | Solar |  |  | Interconnected | Trade Secret | Trade | WAT | WAT081 | Residential | Made in Minnesota | Trade Secret | 2016 | 2013
20263-228838-01 | Xcel Energy | 85 | 13781 | IOU | 03133550 | 7.31 | Solar |  |  | Interconnected | Trade Secret | Trade | WAT | WAT081 | Residential | Solar*Rewards | Trade Secret | 2011 | 2016
20263-228838-01 | Xcel Energy | 85 | 13781 | IOU | 06037331 | 4.355 | Solar |  |  | Interconnected | Trade Secret | Trade | ALD | ALD082 | Residential |  | Trade Secret | 2025 | 2025
20263-228838-01 | Xcel Energy | 85 | 13781 | IOU | 05977597 | 5.76 | Solar |  |  | Withdrawn | Trade Secret | Trade | OSS | OSS073 | Residential | Solar*Rewards | Trade Secret | 2024
20263-228838-01 | Xcel Energy | 85 | 13781 | IOU | 05977635 | 9.6 | Solar |  |  | Interconnected | Trade Secret | Trade | OSS | OSS073 | Residential | Solar*Rewards | Trade Secret | 2024 | 2025
20263-228838-01 | Xcel Energy | 85 | 13781 | IOU | 03878506 | 3.747 | Solar |  |  | Interconnected | Trade Secret | Trade | AFT | AFT322 | Residential | Solar*Rewards | Trade Secret | 2020 | 2021
20263-228838-01 | Xcel Energy | 85 | 13781 | IOU | 05973007 | 2.792 | Solar |  |  | Interconnected | Trade Secret | Trade | IDA | IDA073 | Residential | Solar*Rewards | Trade Secret | 2024 | 2025
20263-228838-01 | Xcel Energy | 85 | 13781 | IOU | 03131361 | 6 | Solar |  |  | Interconnected | Trade Secret | Trade | SOU | SOU079 | Residential | Made in Minnesota | Trade Secret | 2017 | 2017
20263-228838-01 | Xcel Energy | 85 | 13781 | IOU | 06099773 | 3.796 | Solar |  |  | Active Application | Trade Secret | Trade | WCR | WCR061 | Residential | Solar*Rewards | Trade Secret | 2025
20263-228838-01 | Xcel Energy | 85 | 13781 | IOU | 03132052 | 8 | Solar |  |  | Interconnected | Trade Secret | Trade | WIN | WIN043 | Residential | Made in Minnesota | Trade Secret | 2017 | 2017
20263-228838-01 | Xcel Energy | 85 | 13781 | IOU | OID2246615 | 19 | Solar |  |  | Withdrawn | Trade Secret | Trade | WIN | WIN022 | Commercial | Solar*Rewards | Trade Secret | 2015
20263-228838-01 | Xcel Energy | 85 | 13781 | IOU | 03132094 | 7.63 | Solar |  |  | Interconnected | Trade Secret | Trade | ALK | ALK064 | Residential | Solar*Rewards | Trade Secret | 2017 | 2018
20263-228838-01 | Xcel Energy | 85 | 13781 | IOU | 06149552 | 39.99 | Solar |  |  | Active Application | Trade Secret | Trade | WIL | WIL097 | Commercial |  | Trade Secret | 2025
20263-228838-01 | Xcel Energy | 85 | 13781 | IOU | 03132777 | 39.998 | Solar |  |  | Interconnected | Trade Secret | Trade | WIL | WIL097 | Commercial | Solar*Rewards | Trade Secret | 2018 | 2018
20263-228838-01 | Xcel Energy | 85 | 13781 | IOU | OID3327927 | 19.999 | Solar |  |  | Withdrawn | Trade Secret | Trade | WIL | WIL097 | Commercial | Solar*Rewards | Trade Secret | 2018
20263-228838-01 | Xcel Energy | 85 | 13781 | IOU | 06115896 | 11.393 | Solar |  |  | Interconnected | Trade Secret | Trade | GSL | GSL341 | Residential | Solar*Rewards | Trade Secret | 2025 | 2025
20263-228838-01 | Xcel Energy | 85 | 13781 | IOU | 03658040 | 6 | Solar |  |  | Active Application | Trade Secret | Trade | HWW | HWW071 | Commercial | Solar*Rewards | Trade Secret | 2020
20263-228838-01 | Xcel Energy | 85 | 13781 | IOU | 04802148 | 5.85 | Solar |  |  | Interconnected | Trade Secret | Trade | SOU | SOU069 | Residential | Solar*Rewards | Trade Secret | 2022 | 2023
20263-228838-01 | Xcel Energy | 85 | 13781 | IOU | 05572801 | 5.85 | Solar |  |  | Withdrawn | Trade Secret | Trade | SOU | SOU069 | Residential | Solar*Rewards | Trade Secret | 2023
20263-228838-01 | Xcel Energy | 85 | 13781 | IOU | 04794065 | 24.43 | Solar |  |  | Active Application | Trade Secret | Trade | WAT | WAT021 | Commercial | Solar*Rewards | Trade Secret | 2022
20263-228838-01 | Xcel Energy | 85 | 13781 | IOU | 05846856 | 10.451 | Solar |  |  | Interconnected | Trade Secret | Trade | CGR | CGR061 | Residential |  | Trade Secret | 2024 | 2024
20263-228838-01 | Xcel Energy | 85 | 13781 | IOU | 03626562 | 10.15 | Solar |  |  | Interconnected | Trade Secret | Trade | MEL | MEL073 | Residential | Solar*Rewards | Trade Secret | 2020 | 2020
20263-228838-01 | Xcel Energy | 85 | 13781 | IOU | 03132465 | 7.625 | Solar |  |  | Interconnected | Trade Secret | Trade | ALD | ALD083 | Residential | Solar*Rewards | Trade Secret | 2018 | 2018
20263-228838-01 | Xcel Energy | 85 | 13781 | IOU | 06018082 | 11.282 | Storage |  |  | Active Application | Trade Secret | Trade | WYO | WYO032 | Residential |  | Trade Secret | 2024
20263-228838-01 | Xcel Energy | 85 | 13781 | IOU | 05755895 | 6.282 | Solar |  |  | Interconnected | Trade Secret | Trade | WYO | WYO032 | Residential | Solar*Rewards | Trade Secret | 2024 | 2024
20263-228838-01 | Xcel Energy | 85 | 13781 | IOU | 05476636 | 5.22 | Solar |  |  | Interconnected | Trade Secret | Trade | MOL | MOL066 | Residential |  | Trade Secret | 2023 | 2023
20263-228838-01 | Xcel Energy | 85 | 13781 | IOU | 06083301 | 5.76 | Solar |  |  | Interconnected | Trade Secret | Trade | MPK | MPK074 | Residential | Solar*Rewards | Trade Secret | 2025 | 2025
20263-228838-01 | Xcel Energy | 85 | 13781 | IOU | 05947401 | 9.75 | Solar |  |  | Interconnected | Trade Secret | Trade | APA | APA068 | Residential | Solar*Rewards | Trade Secret | 2024 | 2024
20263-228838-01 | Xcel Energy | 85 | 13781 | IOU | 05939457 | 7.8 | Solar |  |  | Withdrawn | Trade Secret | Trade | APA | APA068 | Residential | Solar*Rewards | Trade Secret | 2024
20263-228838-01 | Xcel Energy | 85 | 13781 | IOU | OID2090468 | 9 | Solar |  |  | Withdrawn | Trade Secret | Trade | SCA | SCA021 | Residential | Solar*Rewards | Trade Secret | 2014
20263-228838-01 | Xcel Energy | 85 | 13781 | IOU | 05456894 | 16.403 | Solar |  |  | Interconnected | Trade Secret | Trade | HSN | HSN321 | Residential | Solar*Rewards | Trade Secret | 2023 | 2023
20263-228838-01 | Xcel Energy | 85 | 13781 | IOU | 05943080 | 6.453 | Solar |  |  | Interconnected | Trade Secret | Trade | OAD | OAD062 | Residential | Solar*Rewards | Trade Secret | 2024 | 2024
20263-228838-01 | Xcel Energy | 85 | 13781 | IOU | 04477023 | 15.36 | Solar |  | X | Interconnected | Trade Secret | Trade | RPO | RPO312 | Residential |  | Trade Secret | 2021 | 2022
20263-228838-01 | Xcel Energy | 85 | 13781 | IOU | 05449597 | 5.12 | Solar |  |  | Interconnected | Trade Secret | Trade | WEH | WEH021 | Residential | Solar*Rewards | Trade Secret | 2023 | 2023
20263-228838-01 | Xcel Energy | 85 | 13781 | IOU | 03129872 | 22.33 | Solar |  |  | Interconnected | Trade Secret | Trade | WTN | WTN062 | Residential | Solar*Rewards | Trade Secret | 2018 | 2019
20263-228838-01 | Xcel Energy | 85 | 13781 | IOU | SRO13188 | 2.8 | Solar |  |  | Withdrawn | Trade Secret | Trade | SCH | SCH211 | Residential | Solar*Rewards | Trade Secret | 2011
20263-228838-01 | Xcel Energy | 85 | 13781 | IOU | 05853456 | 16.321 | Solar |  |  | Interconnected | Trade Secret | Trade | SDX | SDX311 | Residential | Solar*Rewards | Trade Secret | 2024 | 2025
20263-228838-01 | Xcel Energy | 85 | 13781 | IOU | 04508228 | 3.747 | Solar |  |  | Interconnected | Trade Secret | Trade | APA | APA068 | Residential |  | Trade Secret | 2021 | 2021
20263-228838-01 | Xcel Energy | 85 | 13781 | IOU | 04507678 | 3.747 | Solar |  |  | Active Application | Trade Secret | Trade | APA | APA068 | Residential | Solar*Rewards | Trade Secret | 2021
20263-228838-01 | Xcel Energy | 85 | 13781 | IOU | 04794427 | 5.925 | Solar |  |  | Interconnected | Trade Secret | Trade | RRK | RRK064 | Residential | Solar*Rewards | Trade Secret | 2022 | 2022
20263-228838-01 | Xcel Energy | 85 | 13781 | IOU | 04719938 | 1.16 | Solar |  |  | Interconnected | Trade Secret | Trade | MPK | MPK068 | Residential |  | Trade Secret | 2021 | 2022
20263-228838-01 | Xcel Energy | 85 | 13781 | IOU | 05828050 | 3.747 | Solar |  |  | Active Application | Trade Secret | Trade | MDT | MDT071 | Residential | Solar*Rewards | Trade Secret | 2024
20263-228838-01 | Xcel Energy | 85 | 13781 | IOU | 04843002 | 4.188 | Solar |  |  | Withdrawn | Trade Secret | Trade | MDT | MDT071 | Residential | Solar*Rewards | Trade Secret | 2022
20263-228838-01 | Xcel Energy | 85 | 13781 | IOU | 06078357 | 5.052 | Solar |  |  | Active Application | Trade Secret | Trade | MDT | MDT071 | Residential | Solar*Rewards | Trade Secret | 2025
20263-228838-01 | Xcel Energy | 85 | 13781 | IOU | 06322078 | 4.608 | Solar |  |  | Active Application | Trade Secret | Trade | MDT | MDT071 | Residential | Solar*Rewards | Trade Secret | 2026
20263-228838-01 | Xcel Energy | 85 | 13781 | IOU | 03972784 | 4.06 | Solar |  |  | Interconnected | Trade Secret | Trade | MOL | MOL071 | Residential | Solar*Rewards | Trade Secret | 2020 | 2020
20263-228838-01 | Xcel Energy | 85 | 13781 | IOU | SRO29923 | 5 | Solar |  |  | Withdrawn | Trade Secret | Trade | HWW | HWW073 | Residential | Solar*Rewards | Trade Secret | 2013
20263-228838-01 | Xcel Energy | 85 | 13781 | IOU | 03132862 | 3.747 | Solar |  |  | Interconnected | Trade Secret | Trade | HWW | HWW073 | Residential | Solar*Rewards | Trade Secret | 2018 | 2018
20263-228838-01 |  |  |  |  | 05368465 |  | Solar |  |  | Active Application | Trade Secret | Trade | HSN | HSN322 | Residential | Solar*Rewards |  | 2023
20263-228838-01 | Xcel Energy | 85 | 13781 | IOU | 05388408 | 17.268 | Solar |  |  | Active Application | Trade Secret | Trade | HSN | HSN322 | Residential |  | Trade Secret | 2023
20263-228838-01 |  |  |  |  | 05557605 |  | Solar |  |  | Active Application | Trade Secret | Trade | HSN | HSN322 | Residential | Solar*Rewards |  | 2023
20263-228838-01 | Xcel Energy | 85 | 13781 | IOU | 06018752 | 10.073 | Solar |  |  | Active Application | Trade Secret | Trade | HSN | HSN322 | Residential | Solar*Rewards | Trade Secret | 2024
20263-228838-01 | Xcel Energy | 85 | 13781 | IOU | 04983422 | 5.052 | Solar |  |  | Active Application | Trade Secret | Trade | GRC | GRC312 | Residential |  | Trade Secret | 2022
20263-228838-01 | Xcel Energy | 85 | 13781 | IOU | 05503047 | 5.8 | Solar |  |  | Withdrawn | Trade Secret | Trade | ECK | ECK082 | Residential |  | Trade Secret | 2023
20263-228838-01 | Xcel Energy | 85 | 13781 | IOU | 06157023 | 9.869 | Solar |  |  | Interconnected | Trade Secret | Trade | GSL | GSL341 | Residential | Solar*Rewards | Trade Secret | 2025 | 2025
20263-228838-01 |  |  |  |  | OID3731300 |  | Solar |  |  | Withdrawn | Trade Secret | Trade | MRN | MRN021 | Commercial | Solar*Rewards |  | 2019
20263-228838-01 | Xcel Energy | 85 | 13781 | IOU | OID3667877 | 39.98 | Solar |  |  | Withdrawn | Trade Secret | Trade | MRN | MRN021 | Commercial | Solar*Rewards | Trade Secret | 2018
20263-228838-01 | Xcel Energy | 85 | 13781 | IOU | 03130929 | 4.5 | Solar |  |  | Interconnected | Trade Secret | Trade | HYL | HYL062 | Commercial |  | Trade Secret | 2009 | 2010
20263-228838-01 | Xcel Energy | 85 | 13781 | IOU | 03133299 | 10 | Solar |  |  | Interconnected | Trade Secret | Trade | HYL | HYL062 | Commercial | Solar*Rewards | Trade Secret | 2010 | 2010
20263-228838-01 | Xcel Energy | 85 | 13781 | IOU | SRO12665 | 9.995 | Solar |  |  | Withdrawn | Trade Secret | Trade | HYL | HYL062 | Commercial | Solar*Rewards | Trade Secret | 2010
20263-228838-01 | Xcel Energy | 85 | 13781 | IOU | OID2318128 | 3.8 | Solar |  |  | Withdrawn | Trade Secret | Trade | GNL | GNL063 | Residential | Made in Minnesota | Trade Secret | 2015
20263-228838-01 | Xcel Energy | 85 | 13781 | IOU | 06248200 | 11.52 | Solar |  |  | Active Application | Trade Secret | Trade | HSN | HSN322 | Residential |  | Trade Secret | 2025
20263-228838-01 | Xcel Energy | 85 | 13781 | IOU | OID2122132 | 18 | Solar |  |  | Withdrawn | Trade Secret | Trade | MEL | MEL075 | Commercial | Solar*Rewards | Trade Secret | 2014
20263-228838-01 | Xcel Energy | 85 | 13781 | IOU | 05991584 | 5.052 | Solar |  |  | Active Application | Trade Secret | Trade | SMT | SMT062 | Residential |  | Trade Secret | 2024
20263-228838-01 | Xcel Energy | 85 | 13781 | IOU | 05817373 | 7.195 | Solar |  |  | Interconnected | Trade Secret | Trade | SIP | SIP073 | Residential | Solar*Rewards | Trade Secret | 2024 | 2024
20263-228838-01 |  |  |  |  | OID2806610 |  | Other |  |  | Withdrawn | Trade Secret | Trade | UPP | UPP064 | Commercial |  |  | 2013
20263-228838-01 | Xcel Energy | 85 | 13781 | IOU | 06155062 | 4.608 | Solar |  |  | Active Application | Trade Secret | Trade | JOR | JOR021 | Residential |  | Trade Secret | 2025
20263-228838-01 | Xcel Energy | 85 | 13781 | IOU | 06267021 | 7.68 | Solar |  |  | Active Application | Trade Secret | Trade | CNC | CNC073 | Residential |  | Trade Secret | 2025
20263-228838-01 | Xcel Energy | 85 | 13781 | IOU | 04793687 | 5.22 | Solar |  |  | Interconnected | Trade Secret | Trade | SLP | SLP082 | Residential | Solar*Rewards | Trade Secret | 2022 | 2022
20263-228838-01 |  |  |  |  | SRO14806 |  | Solar |  |  | Withdrawn | Trade Secret | Trade | HYL | HYL072 | Commercial | Solar*Rewards |  | 2010
20263-228838-01 | Xcel Energy | 85 | 13781 | IOU | 03133284 | 40 | Solar |  |  | Interconnected | Trade Secret | Trade | HYL | HYL072 | Commercial | Solar*Rewards | Trade Secret | 2010 | 2012
20263-228838-01 | Xcel Energy | 85 | 13781 | IOU | 06122525 | 9.984 | Solar |  |  | Interconnected | Trade Secret | Trade | CGR | CGR071 | Residential | Solar*Rewards | Trade Secret | 2025 | 2025
20263-228838-01 | Xcel Energy | 85 | 13781 | IOU | 03133698 | 1.45 | Solar |  |  | Interconnected | Trade Secret | Trade | SMT | SMT082 | Residential | Solar*Rewards | Trade Secret | 2013 | 2010
20263-228838-01 | Xcel Energy | 85 | 13781 | IOU | 03129784 | 4.2 | Solar |  |  | Interconnected | Trade Secret | Trade | SMT | SMT082 | Residential |  | Trade Secret | 2015 | 2015
20263-228838-01 | Xcel Energy | 85 | 13781 | IOU | 03133318 | 0.84 | Solar |  |  | Interconnected | Trade Secret | Trade | SMT | SMT082 | Residential | Solar*Rewards | Trade Secret | 2010 | 2010
20263-228838-01 |  |  |  |  | OID2290241 |  | Solar |  |  | Withdrawn | Trade Secret | Trade | SMT | SMT082 | Residential | Solar*Rewards |  | 2015
20263-228838-01 |  |  |  |  | OID2286009 |  | Solar |  |  | Withdrawn | Trade Secret | Trade | SMT | SMT082 | Residential | Solar*Rewards |  | 2015
20263-228838-01 | Xcel Energy | 85 | 13781 | IOU | 03133138 | 1.68 | Solar |  |  | Interconnected | Trade Secret | Trade | SMT | SMT082 | Residential | Solar*Rewards | Trade Secret | 2010 | 2010
20263-228838-01 | Xcel Energy | 85 | 13781 | IOU | 05356674 | 12.47 | Solar |  |  | Interconnected | Trade Secret | Trade | RPO | RPO311 | Residential | Solar*Rewards | Trade Secret | 2023 | 2023
20263-228838-01 | Xcel Energy | 85 | 13781 | IOU | 03130624 | 38.02 | Solar |  |  | Interconnected | Trade Secret | Trade | AFT | AFT321 | Commercial | Made in Minnesota | Trade Secret | 2016 | 2017
20263-228838-01 | Xcel Energy | 85 | 13781 | IOU | SRO18699 | 40 | Solar |  |  | Withdrawn | Trade Secret | Trade | AFT | AFT321 | Commercial | Solar*Rewards | Trade Secret | 2011
20263-228838-01 | Xcel Energy | 85 | 13781 | IOU | 05124260 | 6.96 | Solar |  |  | Active Application | Trade Secret | Trade | DBL | DBL081 | Residential |  | Trade Secret | 2022
20263-228838-01 | Xcel Energy | 85 | 13781 | IOU | 05593868 | 6.4 | Solar |  |  | Active Application | Trade Secret | Trade | FSL | FSL311 | Residential | Solar*Rewards | Trade Secret | 2023
20263-228838-01 | Xcel Energy | 85 | 13781 | IOU | 05622728 | 6.4 | Solar |  |  | Interconnected | Trade Secret | Trade | FSL | FSL311 | Residential |  | Trade Secret | 2023 | 2024
20263-228838-01 | Xcel Energy | 85 | 13781 | IOU | 05365204 | 6.96 | Solar |  |  | Interconnected | Trade Secret | Trade | WES | WES074 | Residential |  | Trade Secret | 2023 | 2023
20263-228838-01 | Xcel Energy | 85 | 13781 | IOU | 03129894 | 6.09 | Solar |  |  | Interconnected | Trade Secret | Trade | SAV | SAV073 | Residential | Solar*Rewards | Trade Secret | 2018 | 2019
20263-228838-01 | Xcel Energy | 85 | 13781 | IOU | OID2020739 | 3.8 | Solar |  |  | Withdrawn | Trade Secret | Trade | RPO | RPO311 | Residential | Solar*Rewards | Trade Secret | 2014
20263-228838-01 | Xcel Energy | 85 | 13781 | IOU | 06054432 | 12.288 | Solar |  |  | Interconnected | Trade Secret | Trade | MPK | MPK064 | Residential | Solar*Rewards | Trade Secret | 2025 | 2025
20263-228838-01 | Xcel Energy | 85 | 13781 | IOU | 05431058 | 13.96 | Solar |  |  | Interconnected | Trade Secret | Trade | SCL | SCL312 | Residential | Solar*Rewards | Trade Secret | 2023 | 2023
20263-228838-01 | Xcel Energy | 85 | 13781 | IOU | 05500184 | 10.112 | Solar |  |  | Interconnected | Trade Secret | Trade | RPL | RPL063 | Residential | Solar*Rewards | Trade Secret | 2023 | 2023
20263-228838-01 | Xcel Energy | 85 | 13781 | IOU | 04398755 | 5.8 | Solar |  |  | Interconnected | Trade Secret | Trade | SOU | SOU083 | Residential | Solar*Rewards | Trade Secret | 2021 | 2021
20263-228838-01 | Xcel Energy | 85 | 13781 | IOU | 03876745 | 4.64 | Solar |  |  | Interconnected | Trade Secret | Trade | ECK | ECK062 | Residential | Solar*Rewards | Trade Secret | 2020 | 2020
20263-228838-01 | Xcel Energy | 85 | 13781 | IOU | 05715536 | 17.28 | Solar |  |  | Interconnected | Trade Secret | Trade | FIC | FIC031 | Residential | Solar*Rewards | Trade Secret | 2024 | 2024
20263-228838-01 | Xcel Energy | 85 | 13781 | IOU | 04454389 | 7.25 | Solar |  |  | Active Application | Trade Secret | Trade | MOL | MOL068 | Residential | Solar*Rewards | Trade Secret | 2021
20263-228838-01 | Xcel Energy | 85 | 13781 | IOU | 04178486 | 7.25 | Solar |  |  | Interconnected | Trade Secret | Trade | MOL | MOL068 | Residential | Solar*Rewards | Trade Secret | 2020 | 2021
20263-228838-01 | Xcel Energy | 85 | 13781 | IOU | 04935616 | 9.994 | Solar |  |  | Interconnected | Trade Secret | Trade | ESW | ESW061 | Residential |  | Trade Secret | 2022 | 2023
20263-228838-01 | Xcel Energy | 85 | 13781 | IOU | 05363311 | 7.83 | Solar |  |  | Interconnected | Trade Secret | Trade | LEX | LEX333 | Residential | Solar*Rewards | Trade Secret | 2023 | 2023
20263-228838-01 | Xcel Energy | 85 | 13781 | IOU | 05961079 | 5.052 | Solar |  |  | Interconnected | Trade Secret | Trade | SHP | SHP061 | Residential |  | Trade Secret | 2024 | 2025
20263-228838-01 | Xcel Energy | 85 | 13781 | IOU | 05819369 | 9.994 | Solar |  |  | Withdrawn | Trade Secret | Trade | RAM | RAM064 | Residential |  | Trade Secret | 2024
20263-228838-01 | Xcel Energy | 85 | 13781 | IOU | OID3551492 | 10.4 | Solar |  |  | Withdrawn | Trade Secret | Trade | RAM | RAM064 | Residential | Solar*Rewards | Trade Secret | 2018
20263-228838-01 | Xcel Energy | 85 | 13781 | IOU | 03664152 | 6.631 | Solar |  |  | Interconnected | Trade Secret | Trade | ALD | ALD076 | Residential | Solar*Rewards | Trade Secret | 2020 | 2020
20263-228838-01 | Xcel Energy | 85 | 13781 | IOU | 03133089 | 36 | Solar |  |  | Interconnected | Trade Secret | Trade | XRD | XRD075 | Commercial | Solar*Rewards | Trade Secret | 2013 | 2015
20263-228838-01 | Xcel Energy | 85 | 13781 | IOU | OID3829475 | 11.39 | Solar |  |  | Withdrawn | Trade Secret | Trade | AFT | AFT315 | Commercial | Solar*Rewards | Trade Secret | 2019
20263-228838-01 | Xcel Energy | 85 | 13781 | IOU | OID3840721 | 11.39 | Solar |  |  | Interconnected | Trade Secret | Trade | AFT | AFT315 | Commercial | Solar*Rewards | Trade Secret | 2019 | 2019
20263-228838-01 | Xcel Energy | 85 | 13781 | IOU | 03133627 | 40 | Solar |  |  | Interconnected | Trade Secret | Trade | HYL | HYL065 | Commercial | Solar*Rewards | Trade Secret | 2012 | 2012
20263-228838-01 | Xcel Energy | 85 | 13781 | IOU | 06158374 | 6.3 | Solar |  |  | Active Application | Trade Secret | Trade | ZUM | ZUM021 | Residential | Solar*Rewards | Trade Secret | 2025
20263-228838-01 | Xcel Energy | 85 | 13781 | IOU | 03130143 | 9.994 | Solar |  |  | Interconnected | Trade Secret | Trade | EBL | EBL084 | Residential | Solar*Rewards | Trade Secret | 2018 | 2019
20263-228838-01 | Xcel Energy | 85 | 13781 | IOU | 03130558 | 8.22 | Solar |  |  | Interconnected | Trade Secret | Trade | IDA | IDA073 | Residential | Solar*Rewards | Trade Secret | 2019 | 2019
20263-228838-01 | Xcel Energy | 85 | 13781 | IOU | 03134564 | 8.64 | Solar |  |  | Interconnected | Trade Secret | Trade | DLO | DLO021 | Residential | Made in Minnesota | Trade Secret | 2015 | 2016
20263-228838-01 | Xcel Energy | 85 | 13781 | IOU | 03206378 | 6.67 | Solar |  |  | Interconnected | Trade Secret | Trade | MPK | MPK082 | Residential | Solar*Rewards | Trade Secret | 2019 | 2020
20263-228838-01 | Xcel Energy | 85 | 13781 | IOU | 05811639 | 4.555 | Solar |  |  | Interconnected | Trade Secret | Trade | WDY | WDY322 | Residential | Solar*Rewards | Trade Secret | 2024 | 2024
20263-228838-01 | Xcel Energy | 85 | 13781 | IOU | 06214111 | 9.423 | Solar |  |  | Withdrawn | Trade Secret | Trade | WSG | WSG065 | Residential | Solar*Rewards | Trade Secret | 2025
20263-228838-01 | Xcel Energy | 85 | 13781 | IOU | 06220990 | 9.423 | Solar |  |  | Interconnected | Trade Secret | Trade | WSG | WSG065 | Residential |  | Trade Secret | 2025 | 2025
20263-228838-01 | Xcel Energy | 85 | 13781 | IOU | 05537421 | 9.6 | Solar |  |  | Interconnected | Trade Secret | Trade | LEX | LEX333 | Residential | Solar*Rewards | Trade Secret | 2023 | 2023
20263-228838-01 | Xcel Energy | 85 | 13781 | IOU | 05830892 | 4.592 | Solar |  |  | Interconnected | Trade Secret | Trade | RRK | RRK064 | Residential |  | Trade Secret | 2024 | 2024
20263-228838-01 | Xcel Energy | 85 | 13781 | IOU | 05820416 | 4.592 | Solar |  |  | Withdrawn | Trade Secret | Trade | RRK | RRK064 | Residential | Solar*Rewards | Trade Secret | 2024
20263-228838-01 | Xcel Energy | 85 | 13781 | IOU | 06004337 | 12.92 | Solar |  |  | Interconnected | Trade Secret | Trade | EBL | EBL084 | Residential | Solar*Rewards | Trade Secret | 2024 | 2025
20263-228838-01 | Xcel Energy | 85 | 13781 | IOU | OID3334213 | 15.232 | Solar |  |  | Withdrawn | Trade Secret | Trade | BEL | BEL061 | Residential | Solar*Rewards | Trade Secret | 2018
20263-228838-01 | Xcel Energy | 85 | 13781 | IOU | 03134660 | 38.02 | Solar |  |  | Interconnected | Trade Secret | Trade | MEL | MEL063 | Commercial | Made in Minnesota | Trade Secret | 2015 | 2017
20263-228838-01 | Xcel Energy | 85 | 13781 | IOU | 05713113 | 7.76 | Solar |  |  | Interconnected | Trade Secret | Trade | PRR | PRR062 | Residential | Solar*Rewards | Trade Secret | 2024 | 2024
20263-228838-01 | Xcel Energy | 85 | 13781 | IOU | 03130012 | 3.36 | Solar |  |  | Interconnected | Trade Secret | Trade | LLK | LLK071 | Residential | Solar*Rewards | Trade Secret | 2018 | 2019
20263-228838-01 | Xcel Energy | 85 | 13781 | IOU | 05901316 | 11.766 | Solar |  |  | Interconnected | Trade Secret | Trade | ECK | ECK322 | Residential | Solar*Rewards | Trade Secret | 2024 | 2024
20263-228838-01 | Xcel Energy | 85 | 13781 | IOU | 03920257 | 7.7 | Solar |  |  | Interconnected | Trade Secret | Trade | PBE | PBE061 | Residential | Solar*Rewards | Trade Secret | 2020 | 2020
20263-228838-01 | Xcel Energy | 85 | 13781 | IOU | 04914935 | 10.121 | Solar |  |  | Interconnected | Trade Secret | Trade | WIL | WIL073 | Residential | Solar*Rewards | Trade Secret | 2022 | 2022
20263-228838-01 | Xcel Energy | 85 | 13781 | IOU | 05975906 | 3.747 | Solar |  |  | Active Application | Trade Secret | Trade | LEX | LEX333 | Residential |  | Trade Secret | 2024
20263-228838-01 | Xcel Energy | 85 | 13781 | IOU | 06327003 | 3.49 | Solar |  | X | Active Application | Trade Secret | Trade | HWW | HWW073 | Residential | Solar*Rewards | Trade Secret | 2026
20263-228838-01 | Xcel Energy | 85 | 13781 | IOU | 03133262 | 2.7 | Solar |  |  | Interconnected | Trade Secret | Trade | HWW | HWW073 | Residential | Solar*Rewards | Trade Secret | 2010 | 2010
20263-228838-01 | Xcel Energy | 85 | 13781 | IOU | 05784213 | 3.49 | Solar |  |  | Interconnected | Trade Secret | Trade | SOU | SOU075 | Residential | Solar*Rewards | Trade Secret | 2024 | 2024
20263-228838-01 | Xcel Energy | 85 | 13781 | IOU | 06276644 | 5.76 | Solar |  |  | Active Application | Trade Secret | Trade | MPK | MPK063 | Residential |  | Trade Secret | 2025
20263-228838-01 | Xcel Energy | 85 | 13781 | IOU | 06056666 | 4.555 | Solar |  |  | Active Application | Trade Secret | Trade | WIL | WIL063 | Residential | Solar*Rewards | Trade Secret | 2025
20263-228838-01 | Xcel Energy | 85 | 13781 | IOU | 06045489 | 3.936 | Solar |  |  | Interconnected | Trade Secret | Trade | WIL | WIL061 | Residential |  | Trade Secret | 2025 | 2025
20263-228838-01 | Xcel Energy | 85 | 13781 | IOU | 06097748 | 10.121 | Solar |  |  | Interconnected | Trade Secret | Trade | WIN | WIN033 | Residential | Solar*Rewards | Trade Secret | 2025 | 2025
20263-228838-01 | Xcel Energy | 85 | 13781 | IOU | 03476985 | 3.19 | Solar |  |  | Interconnected | Trade Secret | Trade | GLK | GLK065 | Residential | Solar*Rewards | Trade Secret | 2019 | 2020
20263-228838-01 | Xcel Energy | 85 | 13781 | IOU | 06080182 | 6.832 | Solar |  | X | Interconnected | Trade Secret | Trade | GLK | GLK065 | Residential | Solar*Rewards | Trade Secret | 2025 | 2025
20263-228838-01 | Xcel Energy | 85 | 13781 | IOU | 05590320 | 4.095 | Solar |  |  | Withdrawn | Trade Secret | Trade | MPK | MPK063 | Residential | Solar*Rewards | Trade Secret | 2023
20263-228838-01 | Xcel Energy | 85 | 13781 | IOU | 05598400 | 6.615 | Solar |  |  | Interconnected | Trade Secret | Trade | MPK | MPK063 | Residential |  | Trade Secret | 2023 | 2023
20263-228838-01 | Xcel Energy | 85 | 13781 | IOU | 03133052 | 36 | Solar |  |  | Interconnected | Trade Secret | Trade | OAD | OAD074 | Commercial | Solar*Rewards | Trade Secret | 2013 | 2014
20263-228838-01 | Xcel Energy | 85 | 13781 | IOU | OID2518125 | 7.63 | Solar |  |  | Withdrawn | Trade Secret | Trade | DND | DND071 | Residential | Solar*Rewards | Trade Secret | 2016
20263-228838-01 | Xcel Energy | 85 | 13781 | IOU | OID2599584 | 7.92 | Solar |  |  | Withdrawn | Trade Secret | Trade | DND | DND071 | Residential | Made in Minnesota | Trade Secret | 2016
20263-228838-01 | Xcel Energy | 85 | 13781 | IOU | 05993141 | 19.358 | Solar |  |  | Withdrawn | Trade Secret | Trade | AFT | AFT322 | Residential | Solar*Rewards | Trade Secret | 2024
20263-228838-01 | Xcel Energy | 85 | 13781 | IOU | 05957501 | 17.225 | Solar |  |  | Withdrawn | Trade Secret | Trade | AFT | AFT322 | Residential | Solar*Rewards | Trade Secret | 2024
20263-228838-01 | Xcel Energy | 85 | 13781 | IOU | 03198736 | 5 | Solar |  |  | Interconnected | Trade Secret | Trade | PIL | PIL022 | Residential | Solar*Rewards | Trade Secret | 2019 | 2019
20263-228838-01 | Xcel Energy | 85 | 13781 | IOU | 06205797 | 7.622 | Solar |  |  | Active Application | Trade Secret | Trade | WSG | WSG063 | Residential |  | Trade Secret | 2025
20263-228838-01 | Xcel Energy | 85 | 13781 | IOU | 06175155 | 3.774 | Solar |  |  | Interconnected | Trade Secret | Trade | CGR | CGR074 | Residential | Solar*Rewards | Trade Secret | 2025 | 2026
20263-228838-01 | Xcel Energy | 85 | 13781 | IOU | 05358601 | 6.98 | Solar |  |  | Withdrawn | Trade Secret | Trade | MTR | MTR021 | Residential | Solar*Rewards | Trade Secret | 2023
20263-228838-01 | Xcel Energy | 85 | 13781 | IOU | 04606109 | 5.22 | Solar |  |  | Interconnected | Trade Secret | Trade | MPK | MPK082 | Residential |  | Trade Secret | 2021 | 2021
20263-228838-01 | Xcel Energy | 85 | 13781 | IOU | 05721574 | 2.903 | Solar |  |  | Interconnected | Trade Secret | Trade | TLK | TLK061 | Residential |  | Trade Secret | 2024 | 2024
20263-228838-01 | Xcel Energy | 85 | 13781 | IOU | 03859517 | 9.994 | Solar |  |  | Interconnected | Trade Secret | Trade | LEX | LEX071 | Residential | Solar*Rewards | Trade Secret | 2020 | 2020
20263-228838-01 | Xcel Energy | 85 | 13781 | IOU | 03132801 | 4.32 | Solar |  |  | Interconnected | Trade Secret | Trade | WSG | WSG076 | Residential | Solar*Rewards | Trade Secret | 2018 | 2019
20263-228838-01 | Xcel Energy | 85 | 13781 | IOU | 03129762 | 20 | Solar |  |  | Interconnected | Trade Secret | Trade | STW | STW021 | Residential |  | Trade Secret | 2014 | 2014
20263-228838-01 | Xcel Energy | 85 | 13781 | IOU | 03132792 | 33.3 | Solar |  |  | Interconnected | Trade Secret | Trade | EKO | EKO021 | Commercial | Solar*Rewards | Trade Secret | 2018 | 2018
20263-228838-01 | Xcel Energy | 85 | 13781 | IOU | OID3284763 | 19.999 | Solar |  |  | Withdrawn | Trade Secret | Trade | EKO | EKO021 | Commercial | Solar*Rewards | Trade Secret | 2018
20263-228838-01 | Xcel Energy | 85 | 13781 | IOU | 04494447 | 11.39 | Solar |  |  | Active Application | Trade Secret | Trade | OPK | OPK077 | Residential | Solar*Rewards | Trade Secret | 2021
20263-228838-01 | Xcel Energy | 85 | 13781 | IOU | 04509275 | 11.39 | Solar |  |  | Interconnected | Trade Secret | Trade | OPK | OPK077 | Residential |  | Trade Secret | 2021 | 2022
20263-228838-01 | Xcel Energy | 85 | 13781 | IOU | 04834892 | 3.747 | Solar |  |  | Interconnected | Trade Secret | Trade | WCR | WCR322 | Residential |  | Trade Secret | 2022 | 2023
20263-228838-01 | Xcel Energy | 85 | 13781 | IOU | 05199327 | 7.124 | Solar |  |  | Interconnected | Trade Secret | Trade | SAK | SAK321 | Residential |  | Trade Secret | 2022 | 2022
20263-228838-01 | Xcel Energy | 85 | 13781 | IOU | 06205377 | 3.839 | Solar |  |  | Interconnected | Trade Secret | Trade | SOU | SOU087 | Residential | Solar*Rewards | Trade Secret | 2025 | 2025
20263-228838-01 | Xcel Energy | 85 | 13781 | IOU | 05945039 | 3.747 | Solar |  |  | Interconnected | Trade Secret | Trade | HAS | HAS031 | Residential |  | Trade Secret | 2024 | 2025
20263-228838-01 | Xcel Energy | 85 | 13781 | IOU | 05711671 | 5.32 | Solar |  |  | Interconnected | Trade Secret | Trade | PKL | PKL081 | Residential | Solar*Rewards | Trade Secret | 2024 | 2024
20263-228838-01 | Xcel Energy | 85 | 13781 | IOU | 05266046 | 7.83 | Solar |  |  | Interconnected | Trade Secret | Trade | SOU | SOU072 | Residential |  | Trade Secret | 2022 | 2023
20263-228838-01 | Xcel Energy | 85 | 13781 | IOU | 03131683 | 7.625 | Solar |  |  | Interconnected | Trade Secret | Trade | KOL | KOL071 | Residential | Made in Minnesota | Trade Secret | 2017 | 2017
20263-228838-01 | Xcel Energy | 85 | 13781 | IOU | 03954811 | 5.76 | Solar |  |  | Interconnected | Trade Secret | Trade | CHE | CHE076 | Residential | Solar*Rewards | Trade Secret | 2020 | 2020
20263-228838-01 | Xcel Energy | 85 | 13781 | IOU | 04023894 | 5 | Solar |  |  | Interconnected | Trade Secret | Trade | GRC | GRC063 | Residential | Solar*Rewards | Trade Secret | 2020 | 2020
20263-228838-01 | Xcel Energy | 85 | 13781 | IOU | OID2044495 | 18 | Solar |  |  | Withdrawn | Trade Secret | Trade | PKL | PKL072 | Commercial | Solar*Rewards | Trade Secret | 2014
20263-228838-01 | Xcel Energy | 85 | 13781 | IOU | 04976393 | 10.121 | Solar |  |  | Interconnected | Trade Secret | Trade | WDY | WDY311 | Residential | Solar*Rewards | Trade Secret | 2022 | 2022
20263-228838-01 | Xcel Energy | 85 | 13781 | IOU | OID2315086 | 4.32 | Solar |  |  | Withdrawn | Trade Secret | Trade | WES | WES074 | Residential | Solar*Rewards | Trade Secret | 2015
20263-228838-01 | Xcel Energy | 85 | 13781 | IOU | 03519933 | 33.3 | Solar |  |  | Active Application | Trade Secret | Trade | TER | TER061 | Commercial | Solar*Rewards | Trade Secret | 2020
20263-228838-01 | Xcel Energy | 85 | 13781 | IOU | 04418740 | 7.616 | Solar |  |  | Interconnected | Trade Secret | Trade | EDA | EDA079 | Residential | Solar*Rewards | Trade Secret | 2021 | 2021
20263-228838-01 | Xcel Energy | 85 | 13781 | IOU | 03130397 | 99.9 | Solar |  |  | Interconnected | Trade Secret | Trade | BRP | BRP062 | Commercial |  | Trade Secret | 2018 | 2019
20263-228838-01 | Xcel Energy | 85 | 13781 | IOU | 05356487 | 7.616 | Solar |  |  | Interconnected | Trade Secret | Trade | APA | APA071 | Residential | Solar*Rewards | Trade Secret | 2023 | 2023
20263-228838-01 | Xcel Energy | 85 | 13781 | IOU | 05289343 | 7.616 | Solar |  |  | Withdrawn | Trade Secret | Trade | APA | APA071 | Residential |  | Trade Secret | 2022
20263-228838-01 | Xcel Energy | 85 | 13781 | IOU | OID3472953 | 39.998 | Solar |  |  | Withdrawn | Trade Secret | Trade | TWL | TWL079 | Commercial | Solar*Rewards | Trade Secret | 2018
20263-228838-01 | Xcel Energy | 85 | 13781 | IOU | 05149734 | 240 | Solar |  |  | Interconnected | Trade Secret | Trade | TWL | TWL079 | Commercial |  | Trade Secret | 2023 | 2023
20263-228838-01 | Xcel Energy | 85 | 13781 | IOU | 06033178 | 9.109 | Solar |  |  | Withdrawn | Trade Secret | Trade | MRN | MRN021 | Commercial |  | Trade Secret | 2025
20263-228838-01 | Xcel Energy | 85 | 13781 | IOU | 03131224 | 88 | Solar |  |  | Interconnected | Trade Secret | Trade | EDA | EDA072 | Commercial |  | Trade Secret | 2015 | 2016
20263-228838-01 | Xcel Energy | 85 | 13781 | IOU | 04974211 | 33.853 | Solar |  |  | Active Application | Trade Secret | Trade | SAR | SAR021 | Commercial | Solar*Rewards | Trade Secret | 2022
20263-228838-01 | Xcel Energy | 85 | 13781 | IOU | 04942134 | 4.886 | Solar |  |  | Interconnected | Trade Secret | Trade | RPL | RPL063 | Residential | Solar*Rewards | Trade Secret | 2022 | 2022
20263-228838-01 | Xcel Energy | 85 | 13781 | IOU | 05380122 | 9.994 | Solar |  |  | Interconnected | Trade Secret | Trade | WDY | WDY312 | Residential |  | Trade Secret | 2023 | 2023
20263-228838-01 | Xcel Energy | 85 | 13781 | IOU | 06005948 | 4.592 | Solar |  |  | Interconnected | Trade Secret | Trade | FRM | FRM071 | Residential | Solar*Rewards | Trade Secret | 2025 | 2025
20263-228838-01 | Xcel Energy | 85 | 13781 | IOU | 04266393 | 7.44 | Solar |  |  | Interconnected | Trade Secret | Trade | CGR | CGR061 | Residential | Solar*Rewards | Trade Secret | 2021 | 2021
20263-228838-01 | Xcel Energy | 85 | 13781 | IOU | 03134370 | 4.32 | Solar |  |  | Interconnected | Trade Secret | Trade | WYO | WYO033 | Residential | Made in Minnesota | Trade Secret | 2015 | 2015
20263-228838-01 |  |  |  |  | OID2293636 |  | Solar |  |  | Withdrawn | Trade Secret | Trade | WYO | WYO033 | Residential | Made in Minnesota |  | 2015
20263-228838-01 | Xcel Energy | 85 | 13781 | IOU | 04435229 | 4.64 | Solar |  |  | Interconnected | Trade Secret | Trade | UPP | UPP084 | Residential | Solar*Rewards | Trade Secret | 2021 | 2021
20263-228838-01 | Xcel Energy | 85 | 13781 | IOU | 03649834 | 6 | Solar |  |  | Interconnected | Trade Secret | Trade | MEL | MEL069 | Residential | Solar*Rewards | Trade Secret | 2020 | 2020
20263-228838-01 | Xcel Energy | 85 | 13781 | IOU | 06014384 | 5.693 | Solar |  |  | Interconnected | Trade Secret | Trade | HYL | HYL075 | Residential | Solar*Rewards | Trade Secret | 2024 | 2025
20263-228838-01 | Xcel Energy | 85 | 13781 | IOU | OID3896676 | 5 | Solar |  |  | Withdrawn | Trade Secret | Trade | ECK | ECK321 | Residential | Solar*Rewards | Trade Secret | 2019
20263-228838-01 | Xcel Energy | 85 | 13781 | IOU | 03143258 | 4.32 | Solar |  |  | Interconnected | Trade Secret | Trade | WRR | WRR064 | Residential | Solar*Rewards | Trade Secret | 2019 | 2020
20263-228838-01 | Xcel Energy | 85 | 13781 | IOU | 05402360 | 5.525 | Solar |  |  | Interconnected | Trade Secret | Trade | MPK | MPK065 | Residential |  | Trade Secret | 2023 | 2023
20263-228838-01 | Xcel Energy | 85 | 13781 | IOU | 05273987 | 11.87 | Solar |  | X | Interconnected | Trade Secret | Trade | MPK | MPK063 | Residential |  | Trade Secret | 2023 | 2023
20263-228838-01 | Xcel Energy | 85 | 13781 | IOU | 03132285 | 5 | Solar |  |  | Interconnected | Trade Secret | Trade | MPK | MPK063 | Residential | Solar*Rewards | Trade Secret | 2018 | 2018
20263-228838-01 | Xcel Energy | 85 | 13781 | IOU | 05846995 | 6.282 | Solar |  |  | Interconnected | Trade Secret | Trade | OAD | OAD073 | Residential | Solar*Rewards | Trade Secret | 2024 | 2024
20263-228838-01 | Xcel Energy | 85 | 13781 | IOU | 05949288 | 3.796 | Solar |  |  | Interconnected | Trade Secret | Trade | WES | WES073 | Residential | Solar*Rewards | Trade Secret | 2024 | 2024
20263-228838-01 | Xcel Energy | 85 | 13781 | IOU | 04834175 | 5.052 | Solar |  |  | Withdrawn | Trade Secret | Trade | LAP | LAP311 | Residential |  | Trade Secret | 2022
20263-228838-01 | Xcel Energy | 85 | 13781 | IOU | 06257960 | 7.6 | Solar |  |  | Active Application | Trade Secret | Trade | LAP | LAP311 | Residential |  | Trade Secret | 2025
20263-228838-01 | Xcel Energy | 85 | 13781 | IOU | 06253631 | 11.5 | Solar |  | X | Interconnected | Trade Secret | Trade | AFT | AFT314 | Residential |  | Trade Secret | 2025 | 2026
20263-228838-01 | Xcel Energy | 85 | 13781 | IOU | 04555317 | 76.56 | Solar |  |  | Active Application | Trade Secret | Trade | HSN | HSN322 | Residential | Solar*Rewards | Trade Secret | 2021
20263-228838-01 | Xcel Energy | 85 | 13781 | IOU | 04794301 | 7.25 | Solar |  |  | Withdrawn | Trade Secret | Trade | HSN | HSN322 | Residential | Solar*Rewards | Trade Secret | 2022
20263-228838-01 | Xcel Energy | 85 | 13781 | IOU | 05357498 | 6.67 | Solar |  |  | Interconnected | Trade Secret | Trade | EDA | EDA074 | Residential |  | Trade Secret | 2023 | 2023
20263-228838-01 | Xcel Energy | 85 | 13781 | IOU | 06018694 | 18.332 | Solar |  | X | Interconnected | Trade Secret | Trade | WCR | WCR311 | Residential |  | Trade Secret | 2024 | 2025
20263-228838-01 | Xcel Energy | 85 | 13781 | IOU | 05816777 | 6.046 | Solar |  |  | Active Application | Trade Secret | Trade | RAM | RAM062 | Residential |  | Trade Secret | 2024
20263-228838-01 | Xcel Energy | 85 | 13781 | IOU | SRO30012 | 5 | Solar |  |  | Withdrawn | Trade Secret | Trade | KAN | KAN021 | Residential | Solar*Rewards | Trade Secret | 2013
20263-228838-01 | Xcel Energy | 85 | 13781 | IOU | OID1970377 | 12 | Solar |  |  | Withdrawn | Trade Secret | Trade | KAN | KAN021 | Residential | Made in Minnesota | Trade Secret | 2014
20263-228838-01 | Xcel Energy | 85 | 13781 | IOU | 06228926 | 7.6 | Solar |  |  | Active Application | Trade Secret | Trade | ESW | ESW081 | Residential |  | Trade Secret | 2025
20263-228838-01 | Xcel Energy | 85 | 13781 | IOU | 04915928 | 20.8 | Solar |  | X | Interconnected | Trade Secret | Trade | CHE | CHE064 | Residential | Solar*Rewards | Trade Secret | 2022 | 2023
20263-228838-01 | Xcel Energy | 85 | 13781 | IOU | 05751361 | 130 | Solar |  |  | Active Application | Trade Secret | Trade | AVR | AVR212 | Commercial |  | Trade Secret | 2024
20263-228838-01 | Xcel Energy | 85 | 13781 | IOU | 03130303 | 1.92 | Solar |  |  | Interconnected | Trade Secret | Trade | DBL | DBL067 | Residential | Solar*Rewards | Trade Secret | 2019 | 2019
20263-228838-01 | Xcel Energy | 85 | 13781 | IOU | OID3284799 | 19.999 | Solar |  |  | Withdrawn | Trade Secret | Trade | RLK | RLK069 | Commercial | Solar*Rewards | Trade Secret | 2018
20263-228838-01 | Xcel Energy | 85 | 13781 | IOU | OID3470380 | 39.998 | Solar |  |  | Withdrawn | Trade Secret | Trade | RLK | RLK069 | Commercial | Solar*Rewards | Trade Secret | 2018
20263-228838-01 | Xcel Energy | 85 | 13781 | IOU | 03905204 | 3.747 | Solar |  |  | Active Application | Trade Secret | Trade | APA | APA075 | Residential | Solar*Rewards | Trade Secret | 2020
20263-228838-01 | Xcel Energy | 85 | 13781 | IOU | 03133994 | 3.8 | Solar |  |  | Interconnected | Trade Secret | Trade | BYT | BYT061 | Residential | Solar*Rewards | Trade Secret | 2014 | 2014
20263-228838-01 | Xcel Energy | 85 | 13781 | IOU | 03168494 | 7.625 | Solar |  |  | Interconnected | Trade Secret | Trade | HOL | HOL071 | Residential | Solar*Rewards | Trade Secret | 2019 | 2019
20263-228838-01 | Xcel Energy | 85 | 13781 | IOU | OID2024617 | 18 | Solar |  |  | Withdrawn | Trade Secret | Trade | NMC | NMC092 | Commercial | Solar*Rewards | Trade Secret | 2014
20263-228838-01 | Xcel Energy | 85 | 13781 | IOU | 03133458 | 6 | Solar |  |  | Interconnected | Trade Secret | Trade | MPK | MPK078 | Residential | Solar*Rewards | Trade Secret | 2011 | 2011
20263-228838-01 | Xcel Energy | 85 | 13781 | IOU | 04800626 | 7.616 | Solar |  |  | Withdrawn | Trade Secret | Trade | HSN | HSN311 | Residential |  | Trade Secret | 2022
20263-228838-01 | Xcel Energy | 85 | 13781 | IOU | 03131955 | 9.94 | Solar |  |  | Interconnected | Trade Secret | Trade | WES | WES063 | Residential | Made in Minnesota | Trade Secret | 2017 | 2017
20263-228838-01 | Xcel Energy | 85 | 13781 | IOU | 06179368 | 27.222 | Solar |  | X | Active Application | Trade Secret | Trade | SCL | SCL322 | Residential |  | Trade Secret | 2025
20263-228838-01 | Xcel Energy | 85 | 13781 | IOU | 05458712 | 5.5 | Solar |  |  | Active Application | Trade Secret | Trade | IDA | IDA072 | Residential |  | Trade Secret | 2023
20263-228838-01 | Xcel Energy | 85 | 13781 | IOU | 05413081 | 7.04 | Solar |  |  | Active Application | Trade Secret | Trade | IDA | IDA072 | Residential |  | Trade Secret | 2023
20263-228838-01 | Xcel Energy | 85 | 13781 | IOU | 03134260 | 10.01 | Solar |  |  | Interconnected | Trade Secret | Trade | RAM | RAM073 | Residential | Made in Minnesota | Trade Secret | 2015 | 2015
20263-228838-01 | Xcel Energy | 85 | 13781 | IOU | 05524115 | 12.64 | Solar |  | X | Active Application | Trade Secret | Trade | BCH | BCH311 | Residential | Solar*Rewards | Trade Secret | 2023
20263-228838-01 | Xcel Energy | 85 | 13781 | IOU | OID3861276 | 10.96 | Solar |  | X | Interconnected | Trade Secret | Trade | GSL | GSL079 | Residential | Solar*Rewards | Trade Secret | 2019 | 2019
20263-228838-01 | Xcel Energy | 85 | 13781 | IOU | OID3768018 | 11.55 | Solar |  |  | Withdrawn | Trade Secret | Trade | GSL | GSL079 | Residential | Solar*Rewards | Trade Secret | 2019
20263-228838-01 | Xcel Energy | 85 | 13781 | IOU | 04503321 | 3.48 | Solar |  |  | Interconnected | Trade Secret | Trade | HAS | HAS022 | Residential |  | Trade Secret | 2021 | 2022
20263-228838-01 | Xcel Energy | 85 | 13781 | IOU | 04794202 | 6.38 | Solar |  | X | Interconnected | Trade Secret | Trade | ECK | ECK062 | Residential | Solar*Rewards | Trade Secret | 2022 | 2022
20263-228838-01 | Xcel Energy | 85 | 13781 | IOU | 05847682 | 5.314 | Solar |  |  | Interconnected | Trade Secret | Trade | SOU | SOU072 | Residential | Solar*Rewards | Trade Secret | 2024 | 2024
20263-228838-01 | Xcel Energy | 85 | 13781 | IOU | 03134620 | 3 | Solar |  |  | Interconnected | Trade Secret | Trade | AFT | AFT322 | Residential | Made in Minnesota | Trade Secret | 2015 | 2016
20263-228838-01 | Xcel Energy | 85 | 13781 | IOU | 04875959 | 14.79 | Solar |  |  | Interconnected | Trade Secret | Trade | CGR | CGR063 | Residential |  | Trade Secret | 2022 | 2022
20263-228838-01 | Xcel Energy | 85 | 13781 | IOU | 04474236 | 8.725 | Solar |  |  | Interconnected | Trade Secret | Trade | MOL | MOL068 | Residential |  | Trade Secret | 2021 | 2021
20263-228838-01 | Xcel Energy | 85 | 13781 | IOU | 06284280 | 3.25 | Solar |  |  | Interconnected | Trade Secret | Trade | MEL | MEL061 | Residential |  | Trade Secret | 2025 | 2026
20263-228838-01 | Xcel Energy | 85 | 13781 | IOU | 05418800 | 3.48 | Solar |  |  | Interconnected | Trade Secret | Trade | UPP | UPP063 | Residential |  | Trade Secret | 2023 | 2023
20263-228838-01 | Xcel Energy | 85 | 13781 | IOU | SRO30243 | 45 | Solar |  |  | Withdrawn | Trade Secret | Trade | TWL | TWL061 | Commercial | Solar*Rewards | Trade Secret | 2013
20263-228838-01 | Xcel Energy | 85 | 13781 | IOU | 03133305 | 7 | Solar |  |  | Interconnected | Trade Secret | Trade | WES | WES071 | Residential | Solar*Rewards | Trade Secret | 2010 | 2011
20263-228838-01 | Xcel Energy | 85 | 13781 | IOU | 04718694 | 6 | Solar |  |  | Interconnected | Trade Secret | Trade | STY | STY061 | Residential |  | Trade Secret | 2021 | 2022
20263-228838-01 | Xcel Energy | 85 | 13781 | IOU | 03133160 | 4.18 | Solar |  |  | Interconnected | Trade Secret | Trade | GVW | GVW021 | Residential | Solar*Rewards | Trade Secret | 2010 | 2010
20263-228838-01 | Xcel Energy | 85 | 13781 | IOU | 05363573 | 9.994 | Solar |  |  | Interconnected | Trade Secret | Trade | WYO | WYO021 | Residential | Solar*Rewards | Trade Secret | 2023 | 2023
20263-228838-01 | Xcel Energy | 85 | 13781 | IOU | 04113663 | 5 | Solar |  |  | Interconnected | Trade Secret | Trade | UPP | UPP084 | Residential |  | Trade Secret | 2020 | 2021
20263-228838-01 | Xcel Energy | 85 | 13781 | IOU | 06126890 | 9.216 | Solar |  |  | Interconnected | Trade Secret | Trade | GNL | GNL063 | Residential | Solar*Rewards | Trade Secret | 2025 | 2025
20263-228838-01 | Xcel Energy | 85 | 13781 | IOU | 03134096 | 5 | Solar |  |  | Interconnected | Trade Secret | Trade | SHP | SHP072 | Residential | Made in Minnesota | Trade Secret | 2014 | 2014
20263-228838-01 | Xcel Energy | 85 | 13781 | IOU | 03134860 | 7.63 | Solar |  |  | Interconnected | Trade Secret | Trade | WES | WES074 | Residential | Made in Minnesota | Trade Secret | 2016 | 2016
20263-228838-01 | Xcel Energy | 85 | 13781 | IOU | 03130585 | 6 | Solar |  |  | Interconnected | Trade Secret | Trade | LSP | LSP022 | Residential | Solar*Rewards | Trade Secret | 2016 | 2017
20263-228838-01 | Xcel Energy | 85 | 13781 | IOU | 05354008 | 3.77 | Solar |  |  | Interconnected | Trade Secret | Trade | RPO | RPO311 | Residential |  | Trade Secret | 2023 | 2023
20263-228838-01 | Xcel Energy | 85 | 13781 | IOU | 06163448 | 3.141 | Solar |  |  | Active Application | Trade Secret | Trade | MST | MST070 | Residential | Solar*Rewards | Trade Secret | 2025
20263-228838-01 | Xcel Energy | 85 | 13781 | IOU | 05958554 | 3.747 | Solar |  |  | Active Application | Trade Secret | Trade | ALB | ALB022 | Residential |  | Trade Secret | 2024
20263-228838-01 | Xcel Energy | 85 | 13781 | IOU | 03134891 | 7.63 | Solar |  |  | Interconnected | Trade Secret | Trade | APA | APA072 | Residential | Solar*Rewards | Trade Secret | 2016 | 2016
20263-228838-01 | Xcel Energy | 85 | 13781 | IOU | 06150689 | 3.747 | Solar |  |  | Active Application | Trade Secret | Trade | MPK | MPK068 | Residential |  | Trade Secret | 2025
20263-228838-01 | Xcel Energy | 85 | 13781 | IOU | 03131773 | 38.04 | Solar |  |  | Interconnected | Trade Secret | Trade | ALT | ALT021 | Commercial | Made in Minnesota | Trade Secret | 2017 | 2017
20263-228838-01 | Xcel Energy | 85 | 13781 | IOU | 04380741 | 6.576 | Solar |  |  | Interconnected | Trade Secret | Trade | PBE | PBE061 | Residential | Solar*Rewards | Trade Secret | 2021 | 2021
20263-228838-01 | Xcel Energy | 85 | 13781 | IOU | 06322118 | 7.678 | Solar |  |  | Active Application | Trade Secret | Trade | RPL | RPL061 | Residential | Solar*Rewards | Trade Secret | 2026
20263-228838-01 | Xcel Energy | 85 | 13781 | IOU | 06204977 | 7.678 | Solar |  |  | Withdrawn | Trade Secret | Trade | RPL | RPL061 | Residential | Solar*Rewards | Trade Secret | 2025
20263-228838-01 | Xcel Energy | 85 | 13781 | IOU | 05284115 | 16.24 | Solar |  |  | Interconnected | Trade Secret | Trade | AHI | AHI021 | Residential |  | Trade Secret | 2022 | 2023
20263-228838-01 | Xcel Energy | 85 | 13781 | IOU | 06326352 | 997.5 | Solar |  |  | Active Application | Trade Secret | Trade | TLK | TLK077 | Commercial |  | Trade Secret | 2026
20263-228838-01 | Xcel Energy | 85 | 13781 | IOU | 04839453 | 6 | Solar |  |  | Interconnected | Trade Secret | Trade | TWL | TWL062 | Residential |  | Trade Secret | 2022 | 2022
20263-228838-01 | Xcel Energy | 85 | 13781 | IOU | 04822216 | 6 | Solar |  |  | Interconnected | Trade Secret | Trade | TWL | TWL062 | Residential |  | Trade Secret | 2022 | 2022
20263-228838-01 |  |  |  |  | OID3309084 |  | Solar |  |  | Withdrawn | Trade Secret | Trade |  |  | Residential |  |  | 2018
20263-228838-01 | Xcel Energy | 85 | 13781 | IOU | 06150120 | 7.616 | Solar |  |  | Interconnected | Trade Secret | Trade | GLK | GLK074 | Residential | Solar*Rewards | Trade Secret | 2025 | 2025
20263-228838-01 | Xcel Energy | 85 | 13781 | IOU | 04537566 | 6.09 | Solar |  |  | Interconnected | Trade Secret | Trade | OAD | OAD063 | Residential |  | Trade Secret | 2021 | 2021
20263-228838-01 | Xcel Energy | 85 | 13781 | IOU | 05833791 | 5.052 | Solar |  |  | Interconnected | Trade Secret | Trade | WIL | WIL071 | Residential |  | Trade Secret | 2024 | 2025
20263-228838-01 | Xcel Energy | 85 | 13781 | IOU | 05514561 | 9.164 | Solar |  |  | Withdrawn | Trade Secret | Trade | MPK | MPK071 | Residential |  | Trade Secret | 2023
20263-228838-01 | Xcel Energy | 85 | 13781 | IOU | 06069557 | 11.44 | Solar |  |  | Interconnected | Trade Secret | Trade | MPK | MPK071 | Residential | Solar*Rewards | Trade Secret | 2025 | 2025
20263-228838-01 | Xcel Energy | 85 | 13781 | IOU | 04004649 | 3.48 | Solar |  |  | Interconnected | Trade Secret | Trade | MPK | MPK082 | Residential | Solar*Rewards | Trade Secret | 2020 | 2020
20263-228838-01 | Xcel Energy | 85 | 13781 | IOU | 03133300 | 10 | Solar |  |  | Interconnected | Trade Secret | Trade | WSG | WSG074 | Commercial | Solar*Rewards | Trade Secret | 2010 | 2010
20263-228838-01 | Xcel Energy | 85 | 13781 | IOU | SRO13218 | 9.6 | Solar |  |  | Withdrawn | Trade Secret | Trade | WSG | WSG074 | Commercial | Solar*Rewards | Trade Secret | 2010
20263-228838-01 | Xcel Energy | 85 | 13781 | IOU | OID2791025 | 20 | Solar |  |  | Withdrawn | Trade Secret | Trade | FSL | FSL312 | Commercial | Solar*Rewards | Trade Secret | 2016
20263-228838-01 | Xcel Energy | 85 | 13781 | IOU | 04793686 | 1.74 | Solar |  |  | Interconnected | Trade Secret | Trade | MDT | MDT077 | Residential | Solar*Rewards | Trade Secret | 2022 | 2022
20263-228838-01 | Xcel Energy | 85 | 13781 | IOU | 05985053 | 5.76 | Solar |  |  | Interconnected | Trade Secret | Trade | EKO | EKO021 | Residential | Solar*Rewards | Trade Secret | 2024 | 2025
20263-228838-01 | Xcel Energy | 85 | 13781 | IOU | 05356658 | 7.296 | Solar |  |  | Interconnected | Trade Secret | Trade | SOU | SOU063 | Residential | Solar*Rewards | Trade Secret | 2023 | 2023
20263-228838-01 | Xcel Energy | 85 | 13781 | IOU | 06260822 | 2.277 | Solar |  | X | Withdrawn | Trade Secret | Trade | EDA | EDA067 | Residential |  | Trade Secret | 2025
20263-228838-01 | Xcel Energy | 85 | 13781 | IOU | 04653640 | 2.32 | Solar |  |  | Interconnected | Trade Secret | Trade | SOU | SOU078 | Residential |  | Trade Secret | 2021 | 2021
20263-228838-01 | Xcel Energy | 85 | 13781 | IOU | 04423997 | 6.96 | Solar |  |  | Interconnected | Trade Secret | Trade | TER | TER061 | Residential | Solar*Rewards | Trade Secret | 2021 | 2021
20263-228838-01 | Xcel Energy | 85 | 13781 | IOU | 06147608 | 3.839 | Solar |  |  | Interconnected | Trade Secret | Trade | GLK | GLK074 | Residential | Solar*Rewards | Trade Secret | 2025 | 2025
20263-228838-01 | Xcel Energy | 85 | 13781 | IOU | 03134113 | 36 | Solar |  |  | Interconnected | Trade Secret | Trade | SLP | SLP086 | Commercial | Made in Minnesota | Trade Secret | 2014 | 2015
20263-228838-01 | Xcel Energy | 85 | 13781 | IOU | 05500820 | 3.476 | Solar |  |  | Withdrawn | Trade Secret | Trade | MEL | MEL072 | Residential | Solar*Rewards | Trade Secret | 2023
20263-228838-01 | Xcel Energy | 85 | 13781 | IOU | 05507724 | 5.056 | Solar |  |  | Interconnected | Trade Secret | Trade | MEL | MEL072 | Residential |  | Trade Secret | 2023 | 2023
20263-228838-01 | Xcel Energy | 85 | 13781 | IOU | 05531705 | 6.3 | Solar |  |  | Interconnected | Trade Secret | Trade | MEL | MEL072 | Residential |  | Trade Secret | 2023 | 2023
20263-228838-01 | Xcel Energy | 85 | 13781 | IOU | 03133928 | 9.5 | Solar |  |  | Interconnected | Trade Secret | Trade | WSG | WSG075 | Residential | Made in Minnesota | Trade Secret | 2014 | 2014
20263-228838-01 | Xcel Energy | 85 | 13781 | IOU | 03133826 | 3.01 | Solar |  |  | Interconnected | Trade Secret | Trade | WSG | WSG065 | Residential | Solar*Rewards | Trade Secret | 2013 | 2013
20263-228838-01 | Xcel Energy | 85 | 13781 | IOU | SRO22409 | 4 | Solar |  |  | Withdrawn | Trade Secret | Trade | WSG | WSG065 | Residential | Solar*Rewards | Trade Secret | 2012
20263-228838-01 | Xcel Energy | 85 | 13781 | IOU | 06322398 | 8.36 | Solar |  |  | Active Application | Trade Secret | Trade | IDA | IDA074 | Residential | Solar*Rewards | Trade Secret | 2026
20263-228838-01 | Xcel Energy | 85 | 13781 | IOU | 06089316 | 8.36 | Solar |  |  | Active Application | Trade Secret | Trade | IDA | IDA074 | Residential | Solar*Rewards | Trade Secret | 2025
20263-228838-01 | Xcel Energy | 85 | 13781 | IOU | 03131522 | 7.63 | Solar |  |  | Interconnected | Trade Secret | Trade | HUG | HUG311 | Residential | Made in Minnesota | Trade Secret | 2017 | 2018
20263-228838-01 | Xcel Energy | 85 | 13781 | IOU | OID3856178 | 29.985 | Solar |  |  | Withdrawn | Trade Secret | Trade | GRI | GRI001 | Commercial | Solar*Rewards | Trade Secret | 2019
20263-228838-01 | Xcel Energy | 85 | 13781 | IOU | OID2350191 | 21 | Solar |  |  | Withdrawn | Trade Secret | Trade | GRI | GRI001 | Commercial | Solar*Rewards | Trade Secret | 2015
20263-228838-01 | Xcel Energy | 85 | 13781 | IOU | 05759308 | 8.419 | Solar |  |  | Interconnected | Trade Secret | Trade | AHI | AHI063 | Residential |  | Trade Secret | 2024 | 2024
20263-228838-01 | Xcel Energy | 85 | 13781 | IOU | 06223765 | 9.423 | Solar |  |  | Interconnected | Trade Secret | Trade | EXC | EXC061 | Residential |  | Trade Secret | 2025 | 2026
20263-228838-01 | Xcel Energy | 85 | 13781 | IOU | 06203340 | 9.423 | Solar |  |  | Withdrawn | Trade Secret | Trade | EXC | EXC061 | Residential | Solar*Rewards | Trade Secret | 2025
20263-228838-01 | Xcel Energy | 85 | 13781 | IOU | 03132539 | 5 | Solar |  |  | Interconnected | Trade Secret | Trade | WES | WES076 | Residential | Solar*Rewards | Trade Secret | 2018 | 2018
20263-228838-01 | Xcel Energy | 85 | 13781 | IOU | 05867937 | 11.136 | Solar |  |  | Interconnected | Trade Secret | Trade | ECK | ECK062 | Residential |  | Trade Secret | 2024 | 2024
20263-228838-01 | Xcel Energy | 85 | 13781 | IOU | 04549967 | 5.22 | Solar |  |  | Interconnected | Trade Secret | Trade | CEL | CEL066 | Residential |  | Trade Secret | 2021 | 2021
20263-228838-01 | Xcel Energy | 85 | 13781 | IOU | 06000090 | 5.052 | Solar |  |  | Interconnected | Trade Secret | Trade | EBL | EBL084 | Residential |  | Trade Secret | 2024 | 2025
20263-228838-01 | Xcel Energy | 85 | 13781 | IOU | 06137411 | 200 | Solar |  |  | Active Application | Trade Secret | Trade | OSS | OSS077 | Commercial |  | Trade Secret | 2025
20263-228838-01 | Xcel Energy | 85 | 13781 | IOU | OID2019154 | 20 | Solar |  |  | Withdrawn | Trade Secret | Trade |  |  | Residential | Solar*Rewards | Trade Secret | 2014
20263-228838-01 | Xcel Energy | 85 | 13781 | IOU | OID2019293 | 20 | Solar |  |  | Withdrawn | Trade Secret | Trade |  |  | Residential | Solar*Rewards | Trade Secret | 2014
20263-228838-01 | Xcel Energy | 85 | 13781 | IOU | 03133963 | 5.76 | Solar |  |  | Interconnected | Trade Secret | Trade | GLK | GLK061 | Residential | Solar*Rewards | Trade Secret | 2014 | 2014
20263-228838-01 | Xcel Energy | 85 | 13781 | IOU | 04802144 | 6.576 | Solar |  |  | Interconnected | Trade Secret | Trade | TWL | TWL063 | Residential |  | Trade Secret | 2022 | 2022
20263-228838-01 | Xcel Energy | 85 | 13781 | IOU | 04875197 | 6.631 | Solar |  | X | Withdrawn | Trade Secret | Trade | LAC | LAC062 | Residential | Solar*Rewards | Trade Secret | 2022
20263-228838-01 | Xcel Energy | 85 | 13781 | IOU | OID3994211 | 5 | Solar |  |  | Interconnected | Trade Secret | Trade | PIL | PIL021 | Residential |  | Trade Secret | 2019 | 2020
20263-228838-01 | Xcel Energy | 85 | 13781 | IOU | OID3951330 | 5 | Solar |  |  | Withdrawn | Trade Secret | Trade | PIL | PIL021 | Residential |  | Trade Secret | 2019
20263-228838-01 | Xcel Energy | 85 | 13781 | IOU | 04424995 | 6.38 | Solar |  |  | Interconnected | Trade Secret | Trade | SOU | SOU061 | Residential | Solar*Rewards | Trade Secret | 2021 | 2021
20263-228838-01 | Xcel Energy | 85 | 13781 | IOU | 04920945 | 36.48 | Solar |  |  | Withdrawn | Trade Secret | Trade | JOR | JOR021 | Commercial | Solar*Rewards | Trade Secret | 2022
20263-228838-01 | Xcel Energy | 85 | 13781 | IOU | 04424421 | 5.51 | Solar |  |  | Interconnected | Trade Secret | Trade | TER | TER075 | Residential | Solar*Rewards | Trade Secret | 2021 | 2021
20263-228838-01 | Xcel Energy | 85 | 13781 | IOU | 04849340 | 6.38 | Solar |  |  | Interconnected | Trade Secret | Trade | KOL | KOL073 | Residential | Solar*Rewards | Trade Secret | 2022 | 2022
20263-228838-01 | Xcel Energy | 85 | 13781 | IOU | 04374231 | 7.616 | Solar |  |  | Interconnected | Trade Secret | Trade | GRC | GRC312 | Residential | Solar*Rewards | Trade Secret | 2021 | 2021
20263-228838-01 | Xcel Energy | 85 | 13781 | IOU | 03133901 | 9.5 | Solar |  |  | Interconnected | Trade Secret | Trade | PIL | PIL022 | Residential | Made in Minnesota | Trade Secret | 2014 | 2014
20263-228838-01 | Xcel Energy | 85 | 13781 | IOU | SRO29941 | 5 | Solar |  |  | Withdrawn | Trade Secret | Trade | SOU | SOU073 | Residential | Solar*Rewards | Trade Secret | 2013
20263-228838-01 | Xcel Energy | 85 | 13781 | IOU | 04054561 | 3.747 | Solar |  |  | Interconnected | Trade Secret | Trade | AFT | AFT322 | Residential | Solar*Rewards | Trade Secret | 2020 | 2021
20263-228838-01 | Xcel Energy | 85 | 13781 | IOU | OID3991494 | 7.616 | Solar |  |  | Withdrawn | Trade Secret | Trade | AFT | AFT322 | Residential | Solar*Rewards | Trade Secret | 2019
20263-228838-01 | Xcel Energy | 85 | 13781 | IOU | 04394537 | 16.53 | Solar |  | X | Interconnected | Trade Secret | Trade | RPL | RPL074 | Residential | Solar*Rewards | Trade Secret | 2021 | 2021
20263-228838-01 | Xcel Energy | 85 | 13781 | IOU | 06208104 | 8.376 | Solar |  |  | Interconnected | Trade Secret | Trade | HWW | HWW073 | Residential | Solar*Rewards | Trade Secret | 2025 | 2026
20263-228838-01 | Xcel Energy | 85 | 13781 | IOU | 03133240 | 3.5 | Solar |  |  | Interconnected | Trade Secret | Trade | GSL | GSL065 | Residential | Solar*Rewards | Trade Secret | 2010 | 2010
20263-228838-01 | Xcel Energy | 85 | 13781 | IOU | 05169028 | 9.6 | Solar |  |  | Interconnected | Trade Secret | Trade | WCR | WCR311 | Residential |  | Trade Secret | 2022 | 2022
20263-228838-01 | Xcel Energy | 85 | 13781 | IOU | OID2969074 | 18 | Solar |  |  | Withdrawn | Trade Secret | Trade | MST | MST075 | Commercial | Solar*Rewards | Trade Secret | 2017
20263-228838-01 | Xcel Energy | 85 | 13781 | IOU | 04219048 | 4.64 | Solar |  |  | Interconnected | Trade Secret | Trade | HSN | HSN321 | Residential | Solar*Rewards | Trade Secret | 2020 | 2021
20263-228838-01 | Xcel Energy | 85 | 13781 | IOU | OID3473149 | 39.998 | Solar |  |  | Withdrawn | Trade Secret | Trade | MOL | MOL078 | Commercial | Solar*Rewards | Trade Secret | 2018
20263-228838-01 | Xcel Energy | 85 | 13781 | IOU | 04281012 | 39.998 | Solar |  |  | Interconnected | Trade Secret | Trade | MOL | MOL078 | Commercial | Solar*Rewards | Trade Secret | 2021 | 2021
20263-228838-01 | Xcel Energy | 85 | 13781 | IOU | 04435132 | 73.552 | Solar |  |  | Interconnected | Trade Secret | Trade | MOL | MOL078 | Commercial |  | Trade Secret | 2021 | 2022
20263-228838-01 | Xcel Energy | 85 | 13781 | IOU | 05943123 | 12.025 | Solar |  |  | Active Application | Trade Secret | Trade | MPK | MPK087 | Residential | Solar*Rewards | Trade Secret | 2024
20263-228838-01 | Xcel Energy | 85 | 13781 | IOU | 06234700 | 8.376 | Solar |  |  | Active Application | Trade Secret | Trade | SOU | SOU069 | Residential |  | Trade Secret | 2025
20263-228838-01 | Xcel Energy | 85 | 13781 | IOU | 06053512 | 14.803 | Solar |  |  | Interconnected | Trade Secret | Trade | HUG | HUG312 | Residential |  | Trade Secret | 2025 | 2025
20263-228838-01 | Xcel Energy | 85 | 13781 | IOU | 04550028 | 7.54 | Solar |  | X | Interconnected | Trade Secret | Trade | HOL | HOL061 | Residential |  | Trade Secret | 2021 | 2021
20263-228838-01 |  |  |  |  | OID3841552 |  | Solar |  |  | Withdrawn | Trade Secret | Trade | GVW | GVW031 | Commercial | Solar*Rewards |  | 2019
20263-228838-01 | Xcel Energy | 85 | 13781 | IOU | OID3866596 | 43.2 | Solar |  |  | Withdrawn | Trade Secret | Trade | GVW | GVW031 | Commercial |  | Trade Secret | 2019
20263-228838-01 | Xcel Energy | 85 | 13781 | IOU | 03229629 | 43.2 | Solar |  |  | Interconnected | Trade Secret | Trade | GVW | GVW031 | Commercial | Solar*Rewards | Trade Secret | 2019 | 2020
20263-228838-01 | Xcel Energy | 85 | 13781 | IOU | 06264769 | 9.772 | Solar |  |  | Active Application | Trade Secret | Trade | RSP | RSP061 | Residential |  | Trade Secret | 2025
20263-228838-01 | Xcel Energy | 85 | 13781 | IOU | 05356705 | 6.96 | Solar |  |  | Active Application | Trade Secret | Trade | RSP | RSP061 | Residential | Solar*Rewards | Trade Secret | 2023
20263-228838-01 | Xcel Energy | 85 | 13781 | IOU | 06186932 | 3.774 | Solar |  |  | Interconnected | Trade Secret | Trade | ECK | ECK342 | Residential | Solar*Rewards | Trade Secret | 2025 | 2025
20263-228838-01 | Xcel Energy | 85 | 13781 | IOU | OID2989672 | 9.94 | Solar |  |  | Withdrawn | Trade Secret | Trade | RAM | RAM064 | Residential | Solar*Rewards | Trade Secret | 2017
20263-228838-01 | Xcel Energy | 85 | 13781 | IOU | 03131915 | 9.94 | Solar |  |  | Interconnected | Trade Secret | Trade | RAM | RAM064 | Residential | Solar*Rewards | Trade Secret | 2017 | 2018
20263-228838-01 | Xcel Energy | 85 | 13781 | IOU | 03905257 | 7.616 | Solar |  |  | Active Application | Trade Secret | Trade | OAD | OAD071 | Residential | Solar*Rewards | Trade Secret | 2020
20263-228838-01 | Xcel Energy | 85 | 13781 | IOU | 03133534 | 35.69 | Solar |  |  | Interconnected | Trade Secret | Trade | ALT | ALT021 | Residential | Solar*Rewards | Trade Secret | 2011 | 2012
20263-228838-01 |  |  |  |  | OID2271505 |  | Solar |  |  | Withdrawn | Trade Secret | Trade | BCR | BCR062 | Residential | Solar*Rewards |  | 2015
20263-228838-01 |  |  |  |  | 06232780 |  | Solar |  |  | Active Application | Trade Secret | Trade | BCR | BCR062 | Residential | Solar*Rewards |  | 2025
20263-228838-01 | Xcel Energy | 85 | 13781 | IOU | 05125633 | 10.15 | Solar |  |  | Interconnected | Trade Secret | Trade | MOL | MOL063 | Residential |  | Trade Secret | 2022 | 2022
20263-228838-01 | Xcel Energy | 85 | 13781 | IOU | OID3400863 | 6 | Solar |  |  | Withdrawn | Trade Secret | Trade | BEL | BEL062 | Commercial |  | Trade Secret | 2018
20263-228838-01 | Xcel Energy | 85 | 13781 | IOU | 03132859 | 24 | Solar |  |  | Interconnected | Trade Secret | Trade | BEL | BEL062 | Commercial | Solar*Rewards | Trade Secret | 2018 | 2019
20263-228838-01 | Xcel Energy | 85 | 13781 | IOU | 03247889 | 19.999 | Solar |  |  | Interconnected | Trade Secret | Trade | MPK | MPK085 | Commercial | Solar*Rewards | Trade Secret | 2019 | 2020
20263-228838-01 | Xcel Energy | 85 | 13781 | IOU | 04875259 | 3.48 | Solar |  |  | Interconnected | Trade Secret | Trade | MPK | MPK068 | Residential | Solar*Rewards | Trade Secret | 2022 | 2023
20263-228838-01 | Xcel Energy | 85 | 13781 | IOU | 06178622 | 7.6 | Solar |  |  | Active Application | Trade Secret | Trade | SCA | SCA021 | Residential | Solar*Rewards | Trade Secret | 2025
20263-228838-01 | Xcel Energy | 85 | 13781 | IOU | SRO29740 | 22.8 | Solar |  |  | Withdrawn | Trade Secret | Trade | HSN | HSN321 | Commercial | Solar*Rewards | Trade Secret | 2013
20263-228838-01 | Xcel Energy | 85 | 13781 | IOU | SRO25929 | 22.8 | Solar |  |  | Withdrawn | Trade Secret | Trade | HSN | HSN321 | Commercial | Solar*Rewards | Trade Secret | 2012
20263-228838-01 | Xcel Energy | 85 | 13781 | IOU | OID3311745 | 3.8 | Solar |  |  | Withdrawn | Trade Secret | Trade | SOU | SOU082 | Residential | Solar*Rewards | Trade Secret | 2018
20263-228838-01 | Xcel Energy | 85 | 13781 | IOU | OID3084207 | 5 | Solar |  |  | Withdrawn | Trade Secret | Trade | SOU | SOU082 | Residential | Solar*Rewards | Trade Secret | 2017
20263-228838-01 | Xcel Energy | 85 | 13781 | IOU | 05977529 | 3.747 | Solar |  |  | Active Application | Trade Secret | Trade | CAF | CAF021 | Residential |  | Trade Secret | 2024
20263-228838-01 | Xcel Energy | 85 | 13781 | IOU | 03958272 | 5 | Solar |  |  | Interconnected | Trade Secret | Trade | APA | APA068 | Residential | Solar*Rewards | Trade Secret | 2020 | 2020
20263-228838-01 | Xcel Energy | 85 | 13781 | IOU | 05825366 | 2.6 | Solar |  |  | Withdrawn | Trade Secret | Trade | RIV | RIV061 | Residential | Solar*Rewards | Trade Secret | 2024
20263-228838-01 | Xcel Energy | 85 | 13781 | IOU | 05825402 | 2.6 | Solar |  |  | Withdrawn | Trade Secret | Trade | RIV | RIV061 | Residential | Solar*Rewards | Trade Secret | 2024
20263-228838-01 | Xcel Energy | 85 | 13781 | IOU | 05826203 | 2.6 | Solar |  |  | Interconnected | Trade Secret | Trade | RIV | RIV061 | Residential | Solar*Rewards | Trade Secret | 2024 | 2024
20263-228838-01 | Xcel Energy | 85 | 13781 | IOU | OID2537110 | 6 | Solar |  |  | Withdrawn | Trade Secret | Trade | EGL | EGL022 | Residential | Solar*Rewards | Trade Secret | 2016
20263-228838-01 | Xcel Energy | 85 | 13781 | IOU | OID3081483 | 7.63 | Solar |  |  | Withdrawn | Trade Secret | Trade | EGL | EGL022 | Residential | Solar*Rewards | Trade Secret | 2017
20263-228838-01 | Xcel Energy | 85 | 13781 | IOU | OID4016468 | 7.616 | Solar |  |  | Interconnected | Trade Secret | Trade | EDA | EDA067 | Residential | Solar*Rewards | Trade Secret | 2019 | 2020
20263-228838-01 | Xcel Energy | 85 | 13781 | IOU | 03133119 | 4 | Solar |  | X | Interconnected | Trade Secret | Trade | OPK | OPK073 | Residential | Solar*Rewards | Trade Secret | 2010 | 2010
20263-228838-01 | Xcel Energy | 85 | 13781 | IOU | 03633309 | 3.49 | Solar |  |  | Interconnected | Trade Secret | Trade | WRR | WRR075 | Residential | Solar*Rewards | Trade Secret | 2020 | 2020
20263-228838-01 | Xcel Energy | 85 | 13781 | IOU | 04974745 | 3.48 | Solar |  |  | Withdrawn | Trade Secret | Trade | RIV | RIV073 | Residential | Solar*Rewards | Trade Secret | 2022
20263-228838-01 | Xcel Energy | 85 | 13781 | IOU | 04515352 | 4.35 | Solar |  |  | Interconnected | Trade Secret | Trade | RLK | RLK072 | Residential |  | Trade Secret | 2021 | 2021
20263-228838-01 | Xcel Energy | 85 | 13781 | IOU | 05450696 | 7.68 | Solar |  |  | Interconnected | Trade Secret | Trade | WEH | WEH021 | Residential | Solar*Rewards | Trade Secret | 2023 | 2023
20263-228838-01 | Xcel Energy | 85 | 13781 | IOU | 04414198 | 7.616 | Solar |  |  | Interconnected | Trade Secret | Trade | SOU | SOU076 | Residential | Solar*Rewards | Trade Secret | 2021 | 2021
20263-228838-01 | Xcel Energy | 85 | 13781 | IOU | 05507776 | 7.584 | Solar |  |  | Interconnected | Trade Secret | Trade | APA | APA064 | Residential | Solar*Rewards | Trade Secret | 2023 | 2023
20263-228838-01 | Xcel Energy | 85 | 13781 | IOU | 05984174 | 8.725 | Solar |  |  | Interconnected | Trade Secret | Trade | DPN | DPN071 | Residential | Solar*Rewards | Trade Secret | 2024 | 2025
20263-228838-01 | Xcel Energy | 85 | 13781 | IOU | 03134147 | 20 | Solar |  |  | Interconnected | Trade Secret | Trade | DOC | DOC031 | Residential | Solar*Rewards | Trade Secret | 2014 | 2015
20263-228838-01 | Xcel Energy | 85 | 13781 | IOU | 06210607 | 6.046 | Solar |  |  | Interconnected | Trade Secret | Trade | SLP | SLP097 | Residential | Solar*Rewards | Trade Secret | 2025 | 2025
20263-228838-01 | Xcel Energy | 85 | 13781 | IOU | 03130209 | 6 | Solar |  |  | Interconnected | Trade Secret | Trade | DND | DND071 | Residential | Solar*Rewards | Trade Secret | 2019 | 2019
20263-228838-01 | Xcel Energy | 85 | 13781 | IOU | 03290693 | 6.09 | Solar |  |  | Interconnected | Trade Secret | Trade | VES | VES021 | Residential | Solar*Rewards | Trade Secret | 2019 | 2020
20263-228838-01 |  |  |  |  | OID3923452 |  | Solar |  |  | Withdrawn | Trade Secret | Trade | VES | VES021 | Residential | Solar*Rewards |  | 2019
20263-228838-01 | Xcel Energy | 85 | 13781 | IOU | 03134070 | 3.6 | Solar |  |  | Interconnected | Trade Secret | Trade | WSG | WSG071 | Residential | Solar*Rewards | Trade Secret | 2014 | 2014
20263-228838-01 | Xcel Energy | 85 | 13781 | IOU | OID3636051 | 18 | Solar |  |  | Withdrawn | Trade Secret | Trade | HUG | HUG321 | Residential | Solar*Rewards | Trade Secret | 2018
20263-228838-01 | Xcel Energy | 85 | 13781 | IOU | 05828872 | 39.976 | Solar |  |  | Interconnected | Trade Secret | Trade | HUG | HUG321 | Residential |  | Trade Secret | 2024 | 2025
20263-228838-01 | Xcel Energy | 85 | 13781 | IOU | 04793713 | 4.06 | Solar |  |  | Interconnected | Trade Secret | Trade | SOU | SOU063 | Residential | Solar*Rewards | Trade Secret | 2022 | 2022
20263-228838-01 | Xcel Energy | 85 | 13781 | IOU | 04488533 | 4.06 | Solar |  |  | Active Application | Trade Secret | Trade | SOU | SOU063 | Residential | Solar*Rewards | Trade Secret | 2021
20263-228838-01 | Xcel Energy | 85 | 13781 | IOU | 04349247 | 3.12 | Solar |  |  | Interconnected | Trade Secret | Trade | WIL | WIL091 | Residential | Solar*Rewards | Trade Secret | 2021 | 2021
20263-228838-01 | Xcel Energy | 85 | 13781 | IOU | 04448074 | 3.6 | Solar |  |  | Active Application | Trade Secret | Trade | WIL | WIL091 | Residential | Solar*Rewards | Trade Secret | 2021
20263-228838-01 | Xcel Energy | 85 | 13781 | IOU | 04795504 | 49.692 | Solar |  |  | Interconnected | Trade Secret | Trade | MPK | MPK062 | Commercial |  | Trade Secret | 2022 | 2023
20263-228838-01 | Xcel Energy | 85 | 13781 | IOU | 03130601 | 17.57 | Solar |  |  | Interconnected | Trade Secret | Trade | LIN | LIN022 | Commercial | Solar*Rewards | Trade Secret | 2016 | 2016
20263-228838-01 | Xcel Energy | 85 | 13781 | IOU | 05804762 | 5.806 | Solar |  |  | Interconnected | Trade Secret | Trade | SOU | SOU064 | Residential | Solar*Rewards | Trade Secret | 2024 | 2024
20263-228838-01 | Xcel Energy | 85 | 13781 | IOU | 06104005 | 1.047 | Solar |  | X | Interconnected | Trade Secret | Trade | DPN | DPN061 | Residential |  | Trade Secret | 2025 | 2025
20263-228838-01 | Xcel Energy | 85 | 13781 | IOU | 05453249 | 7.25 | Solar |  |  | Interconnected | Trade Secret | Trade | DPN | DPN061 | Residential |  | Trade Secret | 2023 | 2023
20263-228838-01 | Xcel Energy | 85 | 13781 | IOU | 06173134 | 6.073 | Solar |  |  | Interconnected | Trade Secret | Trade | UPP | UPP063 | Residential | Solar*Rewards | Trade Secret | 2025 | 2025
20263-228838-01 | Xcel Energy | 85 | 13781 | IOU | 04445608 | 3.48 | Solar |  |  | Interconnected | Trade Secret | Trade | UPP | UPP068 | Residential | Solar*Rewards | Trade Secret | 2021 | 2022
20263-228838-01 | Xcel Energy | 85 | 13781 | IOU | 03130962 | 625 | Other |  |  | Interconnected | Trade Secret | Trade | PIP | PIP061 | Commercial |  | Trade Secret | 2003 | 2004
20263-228838-01 | Xcel Energy | 85 | 13781 | IOU | 06023506 | 3.49 | Solar |  |  | Interconnected | Trade Secret | Trade | SOU | SOU063 | Residential | Solar*Rewards | Trade Secret | 2024 | 2025
20263-228838-01 | Xcel Energy | 85 | 13781 | IOU | 06082487 | 6.453 | Solar |  | X | Interconnected | Trade Secret | Trade | BRP | BRP072 | Residential | Solar*Rewards | Trade Secret | 2025 | 2025
20263-228838-01 | Xcel Energy | 85 | 13781 | IOU | 03994196 | 3.48 | Solar |  |  | Interconnected | Trade Secret | Trade | HWW | HWW074 | Residential | Solar*Rewards | Trade Secret | 2020 | 2021
20263-228838-01 | Xcel Energy | 85 | 13781 | IOU | 04026883 | 7.616 | Solar |  |  | Interconnected | Trade Secret | Trade | SCA | SCA021 | Residential | Solar*Rewards | Trade Secret | 2020 | 2020
20263-228838-01 | Xcel Energy | 85 | 13781 | IOU | 04186110 | 2.962 | Solar |  |  | Interconnected | Trade Secret | Trade | SCA | SCA021 | Residential | Solar*Rewards | Trade Secret | 2020 | 2021
20263-228838-01 | Xcel Energy | 85 | 13781 | IOU | 03133176 | 9.12 | Solar |  |  | Interconnected | Trade Secret | Trade | PAT | PAT313 | Commercial | Solar*Rewards | Trade Secret | 2010 | 2010
20263-228838-01 | Xcel Energy | 85 | 13781 | IOU | 03132670 | 7.56 | Solar |  |  | Interconnected | Trade Secret | Trade | CGR | CGR072 | Residential | Solar*Rewards | Trade Secret | 2018 | 2019
20263-228838-01 | Xcel Energy | 85 | 13781 | IOU | OID1946218 | 10 | Solar |  |  | Interconnected | Trade Secret | Trade | LCR | LCR311 | Residential | Made in Minnesota | Trade Secret | 2014 | 2014
20263-228838-01 | Xcel Energy | 85 | 13781 | IOU | 03134170 | 7.74 | Solar |  |  | Interconnected | Trade Secret | Trade | LCR | LCR311 | Residential | Made in Minnesota | Trade Secret | 2014 | 2014
20263-228838-01 | Xcel Energy | 85 | 13781 | IOU | 05476395 | 6.38 | Solar |  |  | Interconnected | Trade Secret | Trade | CNC | CNC063 | Residential |  | Trade Secret | 2023 | 2023
20263-228838-01 | Xcel Energy | 85 | 13781 | IOU | 04887625 | 12.76 | Solar |  |  | Interconnected | Trade Secret | Trade | WIN | WIN023 | Residential |  | Trade Secret | 2022 | 2022
20263-228838-01 | Xcel Energy | 85 | 13781 | IOU | 05535087 | 4.35 | Solar |  |  | Interconnected | Trade Secret | Trade | CTR | CTR021 | Residential |  | Trade Secret | 2023 | 2023
20263-228838-01 | Xcel Energy | 85 | 13781 | IOU | 05577367 | 7.875 | Solar |  |  | Withdrawn | Trade Secret | Trade | HAS | HAS021 | Residential | Solar*Rewards | Trade Secret | 2023
20263-228838-01 | Xcel Energy | 85 | 13781 | IOU | 05983883 | 7.591 | Solar |  |  | Interconnected | Trade Secret | Trade | GRC | GRC063 | Residential | Solar*Rewards | Trade Secret | 2024 | 2024
20263-228838-01 | Xcel Energy | 85 | 13781 | IOU | 06322117 | 2.792 | Solar |  |  | Active Application | Trade Secret | Trade | WIL | WIL098 | Residential | Solar*Rewards | Trade Secret | 2026
20263-228838-01 | Xcel Energy | 85 | 13781 | IOU | 05605544 | 25.032 | Solar |  |  | Active Application | Trade Secret | Trade | SOU | SOU061 | Commercial |  | Trade Secret | 2023
20263-228838-01 |  |  |  |  | 05386087 |  |  |  |  | Active Application | Trade Secret | Trade | SOU | SOU061 | Commercial |  |  | 2023
20263-228838-01 | Xcel Energy | 85 | 13781 | IOU | 05397180 | 25.04 | Solar |  |  | Active Application | Trade Secret | Trade | SOU | SOU061 | Commercial |  | Trade Secret | 2023
20263-228838-01 | Xcel Energy | 85 | 13781 | IOU | 05002359 | 9.994 | Solar |  |  | Interconnected | Trade Secret | Trade | KIM | KIM021 | Residential |  | Trade Secret | 2022 | 2023
20263-228838-01 | Xcel Energy | 85 | 13781 | IOU | 04309795 | 9.994 |  |  |  | Active Application | Trade Secret | Trade | KIM | KIM021 | Residential |  | Trade Secret | 2021
20263-228838-01 | Xcel Energy | 85 | 13781 | IOU | 04322696 | 9.994 | Solar |  |  | Interconnected | Trade Secret | Trade | KIM | KIM021 | Residential |  | Trade Secret | 2021 | 2023
20263-228838-01 | Xcel Energy | 85 | 13781 | IOU | 04190119 | 10.15 | Solar |  |  | Interconnected | Trade Secret | Trade | PLA | PLA022 | Residential | Solar*Rewards | Trade Secret | 2020 | 2021
20263-228838-01 | Xcel Energy | 85 | 13781 | IOU | 05863711 | 6.046 | Solar |  |  | Active Application | Trade Secret | Trade | MOL | MOL072 | Residential |  | Trade Secret | 2024
20263-228838-01 | Xcel Energy | 85 | 13781 | IOU | OID3954650 | 6 | Solar |  |  | Withdrawn | Trade Secret | Trade | APA | APA075 | Residential | Solar*Rewards | Trade Secret | 2019
20263-228838-01 | Xcel Energy | 85 | 13781 | IOU | 06140600 | 4.886 | Solar |  |  | Withdrawn | Trade Secret | Trade | GSL | GSL076 | Residential | Solar*Rewards | Trade Secret | 2025
20263-228838-01 | Xcel Energy | 85 | 13781 | IOU | 06140064 | 4.537 | Solar |  |  | Withdrawn | Trade Secret | Trade | GSL | GSL076 | Residential | Solar*Rewards | Trade Secret | 2025
20263-228838-01 | Xcel Energy | 85 | 13781 | IOU | 06141512 | 4.886 | Solar |  |  | Interconnected | Trade Secret | Trade | GSL | GSL076 | Residential | Solar*Rewards | Trade Secret | 2025 | 2025
20263-228838-01 | Xcel Energy | 85 | 13781 | IOU | 03132921 | 3.747 | Solar |  |  | Interconnected | Trade Secret | Trade | HUG | HUG321 | Residential | Solar*Rewards | Trade Secret | 2018 | 2018
20263-228838-01 | Xcel Energy | 85 | 13781 | IOU | 05458943 | 6 | Solar |  |  | Interconnected | Trade Secret | Trade | ECK | ECK062 | Residential | Solar*Rewards | Trade Secret | 2023 | 2023
20263-228838-01 | Xcel Energy | 85 | 13781 | IOU | OID3894937 | 6.96 | Solar |  |  | Withdrawn | Trade Secret | Trade | XRD | XRD062 | Residential | Solar*Rewards | Trade Secret | 2019
20263-228838-01 | Xcel Energy | 85 | 13781 | IOU | 03188835 | 6 | Solar |  |  | Interconnected | Trade Secret | Trade | XRD | XRD062 | Residential | Solar*Rewards | Trade Secret | 2019 | 2019
20263-228838-01 | Xcel Energy | 85 | 13781 | IOU | 03133805 | 36 | Solar |  |  | Interconnected | Trade Secret | Trade | OAD | OAD065 | Commercial | Solar*Rewards | Trade Secret | 2013 | 2015
20263-228838-01 | Xcel Energy | 85 | 13781 | IOU | 05307885 | 6.4 | Solar |  |  | Interconnected | Trade Secret | Trade | WWK | WWK311 | Residential |  | Trade Secret | 2022 | 2023
20263-228838-01 | Xcel Energy | 85 | 13781 | IOU | 04992495 | 12.54 | Solar |  | X | Interconnected | Trade Secret | Trade | WWK | WWK321 | Residential | Solar*Rewards | Trade Secret | 2022 | 2022
20263-228838-01 |  |  |  |  | OID3899774 |  | Solar |  |  | Withdrawn | Trade Secret | Trade | WTN | WTN062 | Residential | Solar*Rewards |  | 2019
20263-228838-01 | Xcel Energy | 85 | 13781 | IOU | 04335312 | 7.616 | Solar |  |  | Active Application | Trade Secret | Trade | WTN | WTN062 | Residential | Solar*Rewards | Trade Secret | 2021
20263-228838-01 | Xcel Energy | 85 | 13781 | IOU | 03987000 | 5.22 | Solar |  |  | Interconnected | Trade Secret | Trade | FRM | FRM062 | Residential | Solar*Rewards | Trade Secret | 2020 | 2021
20263-228838-01 | Xcel Energy | 85 | 13781 | IOU | OID2024763 | 6 | Solar |  |  | Withdrawn | Trade Secret | Trade | HWW | HWW074 | Residential | Solar*Rewards | Trade Secret | 2014
20263-228838-01 | Xcel Energy | 85 | 13781 | IOU | 03588384 | 3.836 | Solar |  |  | Interconnected | Trade Secret | Trade | SLP | SLP092 | Residential | Solar*Rewards | Trade Secret | 2020 | 2020
20263-228838-01 | Xcel Energy | 85 | 13781 | IOU | 05203865 | 9.074 | Solar |  |  | Interconnected | Trade Secret | Trade | RAM | RAM062 | Residential |  | Trade Secret | 2022 | 2022
20263-228838-01 | Xcel Energy | 85 | 13781 | IOU | 05374079 | 10.47 | Solar |  |  | Interconnected | Trade Secret | Trade | WSG | WSG065 | Residential |  | Trade Secret | 2023 | 2023
20263-228838-01 | Xcel Energy | 85 | 13781 | IOU | 05945229 | 8.027 | Solar |  |  | Interconnected | Trade Secret | Trade | SHP | SHP062 | Residential | Solar*Rewards | Trade Secret | 2024 | 2024
20263-228838-01 | Xcel Energy | 85 | 13781 | IOU | OID3862954 | 3.6 | Solar |  |  | Withdrawn | Trade Secret | Trade | STY | STY061 | Residential | Solar*Rewards | Trade Secret | 2019
20263-228838-01 | Xcel Energy | 85 | 13781 | IOU | 05854913 | 6.046 | Solar |  |  | Interconnected | Trade Secret | Trade | WES | WES064 | Residential |  | Trade Secret | 2024 | 2025
20263-228838-01 | Xcel Energy | 85 | 13781 | IOU | 05645950 | 6.96 | Solar |  |  | Interconnected | Trade Secret | Trade | DBL | DBL073 | Residential |  | Trade Secret | 2023 | 2024
20263-228838-01 | Xcel Energy | 85 | 13781 | IOU | 03131482 | 7.63 | Solar |  |  | Interconnected | Trade Secret | Trade | GSL | GSL076 | Residential | Solar*Rewards | Trade Secret | 2017 | 2017
20263-228838-01 | Xcel Energy | 85 | 13781 | IOU | 03133964 | 20 | Solar |  |  | Interconnected | Trade Secret | Trade | OSS | OSS065 | Commercial | Solar*Rewards | Trade Secret | 2014 | 2015
20263-228838-01 | Xcel Energy | 85 | 13781 | IOU | 06028172 | 4.555 | Solar |  |  | Interconnected | Trade Secret | Trade | WES | WES074 | Residential | Solar*Rewards | Trade Secret | 2024 | 2025
20263-228838-01 | Xcel Energy | 85 | 13781 | IOU | 06200141 | 6.98 | Solar |  |  | Interconnected | Trade Secret | Trade | ALD | ALD072 | Residential | Solar*Rewards | Trade Secret | 2025 | 2025
20263-228838-01 | Xcel Energy | 85 | 13781 | IOU | 05792616 | 13.285 | Solar |  |  | Active Application | Trade Secret | Trade | ALD | ALD085 | Residential | Solar*Rewards | Trade Secret | 2024
20263-228838-01 | Xcel Energy | 85 | 13781 | IOU | 06200879 | 3.796 | Solar |  |  | Withdrawn | Trade Secret | Trade | MPK | MPK078 | Residential | Solar*Rewards | Trade Secret | 2025
20263-228838-01 | Xcel Energy | 85 | 13781 | IOU | 06214988 | 4.934 | Solar |  |  | Interconnected | Trade Secret | Trade | MPK | MPK078 | Residential |  | Trade Secret | 2025 | 2025
20263-228838-01 | Xcel Energy | 85 | 13781 | IOU | 06011371 | 15.942 | Solar |  |  | Active Application | Trade Secret | Trade | MPK | MPK065 | Commercial |  | Trade Secret | 2024
20263-228838-01 | Xcel Energy | 85 | 13781 | IOU | 05769771 | 5.355 | Solar |  |  | Interconnected | Trade Secret | Trade | WSG | WSG075 | Residential | Solar*Rewards | Trade Secret | 2024 | 2024
20263-228838-01 | Xcel Energy | 85 | 13781 | IOU | 05397196 | 14.51 |  |  |  | Withdrawn | Trade Secret | Trade | CRL | CRL031 | Commercial |  | Trade Secret | 2023
20263-228838-01 | Xcel Energy | 85 | 13781 | IOU | 05155162 | 11.31 | Solar |  |  | Interconnected | Trade Secret | Trade | GVW | GVW023 | Residential |  | Trade Secret | 2022 | 2022
20263-228838-01 | Xcel Energy | 85 | 13781 | IOU | 05221266 | 5.8 | Solar |  |  | Interconnected | Trade Secret | Trade | MHW | MHW312 | Residential |  | Trade Secret | 2022 | 2024
20263-228838-01 | Xcel Energy | 85 | 13781 | IOU | 03232925 | 3.747 | Solar |  |  | Interconnected | Trade Secret | Trade | HWW | HWW074 | Residential | Solar*Rewards | Trade Secret | 2019 | 2019
20263-228838-01 | Xcel Energy | 85 | 13781 | IOU | 03130178 | 5 | Solar |  |  | Interconnected | Trade Secret | Trade | SOU | SOU083 | Residential | Solar*Rewards | Trade Secret | 2019 | 2019
20263-228838-01 | Xcel Energy | 85 | 13781 | IOU | 03657404 | 5 | Storage |  |  | Interconnected | Trade Secret | Trade | SOU | SOU083 | Residential |  | Trade Secret | 2020 | 2022
20263-228838-01 |  |  |  |  | OID3912484 |  | Solar |  |  | Withdrawn | Trade Secret | Trade | SOU | SOU083 | Residential | Solar*Rewards |  | 2019
20263-228838-01 |  |  |  |  | OID3913640 |  | Storage |  |  | Withdrawn | Trade Secret | Trade | SOU | SOU083 | Residential |  |  | 2019
20263-228838-01 | Xcel Energy | 85 | 13781 | IOU | 06234849 | 4.188 | Solar |  |  | Active Application | Trade Secret | Trade | HWW | HWW062 | Residential |  | Trade Secret | 2025
20263-228838-01 | Xcel Energy | 85 | 13781 | IOU | 05552740 | 11.52 | Solar |  |  | Interconnected | Trade Secret | Trade | ALD | ALD083 | Residential |  | Trade Secret | 2023 | 2023
20263-228838-01 | Xcel Energy | 85 | 13781 | IOU | 05395534 | 5.85 | Solar |  |  | Interconnected | Trade Secret | Trade | HSN | HSN322 | Residential | Solar*Rewards | Trade Secret | 2023 | 2023
20263-228838-01 | Xcel Energy | 85 | 13781 | IOU | 05399200 | 5.85 | Solar |  |  | Withdrawn | Trade Secret | Trade | HSN | HSN322 | Residential | Solar*Rewards | Trade Secret | 2023
20263-228838-01 | Xcel Energy | 85 | 13781 | IOU | 06026074 | 8.35 | Solar |  |  | Interconnected | Trade Secret | Trade | MAP | MAP061 | Residential | Solar*Rewards | Trade Secret | 2024 | 2025
20263-228838-01 | Xcel Energy | 85 | 13781 | IOU | 06323324 | 18.497 | Solar |  |  | Active Application | Trade Secret | Trade | CTF | CTF021 | Residential |  | Trade Secret | 2026
20263-228838-01 | Xcel Energy | 85 | 13781 | IOU | 05712115 | 11.97 | Solar |  |  | Withdrawn | Trade Secret | Trade | HUG | HUG311 | Residential | Solar*Rewards | Trade Secret | 2024
20263-228838-01 | Xcel Energy | 85 | 13781 | IOU | 05604700 | 12.915 | Solar |  |  | Active Application | Trade Secret | Trade | HUG | HUG311 | Residential | Solar*Rewards | Trade Secret | 2023
20263-228838-01 | Xcel Energy | 85 | 13781 | IOU | 06042799 | 3.42 | Solar |  |  | Withdrawn | Trade Secret | Trade | SOU | SOU083 | Residential | Solar*Rewards | Trade Secret | 2024
20263-228838-01 | Xcel Energy | 85 | 13781 | IOU | 06056801 | 3.42 | Solar |  |  | Interconnected | Trade Secret | Trade | SOU | SOU083 | Residential | Solar*Rewards | Trade Secret | 2025 | 2025
20263-228838-01 | Xcel Energy | 85 | 13781 | IOU | 06037559 | 13.056 | Solar |  |  | Interconnected | Trade Secret | Trade | MND | MND063 | Residential | Solar*Rewards | Trade Secret | 2024 | 2025
20263-228838-01 | Xcel Energy | 85 | 13781 | IOU | 05744039 | 50 | Solar |  |  | Interconnected | Trade Secret | Trade | MOL | MOL078 | Commercial |  | Trade Secret | 2024 | 2025
20263-228838-01 | Xcel Energy | 85 | 13781 | IOU | 06273511 | 3.84 | Solar |  |  | Active Application | Trade Secret | Trade | CHE | CHE065 | Residential |  | Trade Secret | 2025
20263-228838-01 | Xcel Energy | 85 | 13781 | IOU | 06323639 | 100 | Solar |  |  | Active Application | Trade Secret | Trade | DPN | DPN073 | Commercial |  | Trade Secret | 2026
20263-228838-01 | Xcel Energy | 85 | 13781 | IOU | OID2451793 | 38.02 | Solar |  |  | Withdrawn | Trade Secret | Trade |  |  | Commercial | Made in Minnesota | Trade Secret | 2015
20263-228838-01 | Xcel Energy | 85 | 13781 | IOU | 03130759 | 4 | Solar |  |  | Interconnected | Trade Secret | Trade | EDA | EDA067 | Residential |  | Trade Secret | 2006 | 2006
20263-228838-01 | Xcel Energy | 85 | 13781 | IOU | 04801695 | 9.373 | Solar |  |  | Interconnected | Trade Secret | Trade | DBL | DBL063 | Residential |  | Trade Secret | 2022 | 2022
20263-228838-01 | Xcel Energy | 85 | 13781 | IOU | 03129675 | 39.998 | Solar |  |  | Interconnected | Trade Secret | Trade | RPL | RPL074 | Commercial | Solar*Rewards | Trade Secret | 2019 | 2020
20263-228838-01 | Xcel Energy | 85 | 13781 | IOU | 03132373 | 15.232 | Solar |  |  | Interconnected | Trade Secret | Trade | TLK | TLK064 | Residential | Solar*Rewards | Trade Secret | 2018 | 2018
20263-228838-01 | Xcel Energy | 85 | 13781 | IOU | 03135091 | 7.63 | Solar |  |  | Interconnected | Trade Secret | Trade | ALD | ALD076 | Residential | Solar*Rewards | Trade Secret | 2016 | 2016
20263-228838-01 | Xcel Energy | 85 | 13781 | IOU | 04282162 | 375 | Solar |  |  | Interconnected | Trade Secret | Trade | DND | DND061 | Commercial |  | Trade Secret | 2021 | 2021
20263-228838-01 | Xcel Energy | 85 | 13781 | IOU | 05990383 | 6.046 | Solar |  |  | Interconnected | Trade Secret | Trade | ESW | ESW071 | Residential | Solar*Rewards | Trade Secret | 2025 | 2025
20263-228838-01 | Xcel Energy | 85 | 13781 | IOU | 03130753 | 2 | Solar |  |  | Interconnected | Trade Secret | Trade | GNL | GNL063 | Residential |  | Trade Secret | 2006 | 2006
20263-228838-01 | Xcel Energy | 85 | 13781 | IOU | 03129761 | 6 | Solar |  |  | Interconnected | Trade Secret | Trade | KAN | KAN022 | Residential |  | Trade Secret | 2014 | 2014
20263-228838-01 | Xcel Energy | 85 | 13781 | IOU | 06322061 | 3.87 | Solar |  |  | Active Application | Trade Secret | Trade | GNL | GNL063 | Residential | Solar*Rewards | Trade Secret | 2026
20263-228838-01 | Xcel Energy | 85 | 13781 | IOU | 03739455 | 5.5 | Solar |  |  | Interconnected | Trade Secret | Trade | SLP | SLP092 | Residential | Solar*Rewards | Trade Secret | 2020 | 2020
20263-228838-01 | Xcel Energy | 85 | 13781 | IOU | 03131210 | 16000 | Other |  |  | Interconnected | Trade Secret | Trade | MPK | MPK081 | Commercial |  | Trade Secret | 1990 | 1990
20263-228838-01 | Xcel Energy | 85 | 13781 | IOU | 03131209 | 5000 | Other |  |  | Interconnected | Trade Secret | Trade | MPK | MPK081 | Commercial |  | Trade Secret | 1990 | 1990
20263-228838-01 | Xcel Energy | 85 | 13781 | IOU | 03131208 | 6000 | Other |  |  | Interconnected | Trade Secret | Trade | MPK | MPK081 | Commercial |  | Trade Secret | 1990 | 1990
20263-228838-01 | Xcel Energy | 85 | 13781 | IOU | 05368632 | 5.76 | Solar |  |  | Interconnected | Trade Secret | Trade | HUG | HUG311 | Residential | Solar*Rewards | Trade Secret | 2023 | 2023
20263-228838-01 | Xcel Energy | 85 | 13781 | IOU | OID2806513 | 400 | Other |  |  | Interconnected | Trade Secret | Trade | MOL | MOL073 | Commercial |  | Trade Secret | 2012 | 2012
20263-228838-01 | Xcel Energy | 85 | 13781 | IOU | 03134273 | 9.93 | Solar |  |  | Interconnected | Trade Secret | Trade | PKL | PKL085 | Residential | Solar*Rewards | Trade Secret | 2015 | 2015
20263-228838-01 | Xcel Energy | 85 | 13781 | IOU | 05427128 | 2.61 | Solar |  |  | Interconnected | Trade Secret | Trade | SOU | SOU078 | Residential |  | Trade Secret | 2023 | 2023
20263-228838-01 | Xcel Energy | 85 | 13781 | IOU | 05172838 | 3.141 | Solar |  |  | Interconnected | Trade Secret | Trade | ALD | ALD093 | Residential |  | Trade Secret | 2022 | 2022
20263-228838-01 | Xcel Energy | 85 | 13781 | IOU | 03132498 | 7.76 | Solar |  |  | Interconnected | Trade Secret | Trade | APA | APA075 | Residential | Solar*Rewards | Trade Secret | 2018 | 2018
20263-228838-01 | Xcel Energy | 85 | 13781 | IOU | 05313795 | 10.44 | Solar |  |  | Interconnected | Trade Secret | Trade | BLC | BLC062 | Residential |  | Trade Secret | 2022 | 2022
20263-228838-01 | Xcel Energy | 85 | 13781 | IOU | 03131288 | 15.26 | Solar |  |  | Interconnected | Trade Secret | Trade | RPO | RPO311 | Residential | Solar*Rewards | Trade Secret | 2016 | 2017
20263-228838-01 | Xcel Energy | 85 | 13781 | IOU | 06275587 | 4.188 | Solar |  | X | Active Application | Trade Secret | Trade | SOU | SOU087 | Residential |  | Trade Secret | 2025
20263-228838-01 | Xcel Energy | 85 | 13781 | IOU | 05396720 | 9.425 | Solar |  |  | Interconnected | Trade Secret | Trade | APA | APA077 | Residential | Solar*Rewards | Trade Secret | 2023 | 2023
20263-228838-01 | Xcel Energy | 85 | 13781 | IOU | OID3284611 | 11.39 | Solar |  |  | Withdrawn | Trade Secret | Trade | MND | MND062 | Residential | Solar*Rewards | Trade Secret | 2018
20263-228838-01 | Xcel Energy | 85 | 13781 | IOU | OID3081130 | 11.39 | Solar |  |  | Withdrawn | Trade Secret | Trade | MND | MND062 | Residential | Solar*Rewards | Trade Secret | 2017
20263-228838-01 | Xcel Energy | 85 | 13781 | IOU | 03132698 | 6 | Solar |  |  | Interconnected | Trade Secret | Trade | MND | MND062 | Residential | Solar*Rewards | Trade Secret | 2018 | 2019
20263-228838-01 | Xcel Energy | 85 | 13781 | IOU | 03131281 | 180.196 | Solar |  |  | Interconnected | Trade Secret | Trade | FRM | FRM071 | Commercial |  | Trade Secret | 2016 | 2018
20263-228838-01 | Xcel Energy | 85 | 13781 | IOU | SRO12661 | 9.995 | Solar |  |  | Withdrawn | Trade Secret | Trade | PRR | PRR062 | Commercial | Solar*Rewards | Trade Secret | 2010
20263-228838-01 | Xcel Energy | 85 | 13781 | IOU | 03133297 | 10 | Solar |  |  | Interconnected | Trade Secret | Trade | PRR | PRR062 | Commercial | Solar*Rewards | Trade Secret | 2010 | 2010
20263-228838-01 | Xcel Energy | 85 | 13781 | IOU | 03938417 | 3.747 | Solar |  |  | Active Application | Trade Secret | Trade | CRL | CRL065 | Residential | Solar*Rewards | Trade Secret | 2020
20263-228838-01 | Xcel Energy | 85 | 13781 | IOU | 04335210 | 9.57 | Solar |  |  | Interconnected | Trade Secret | Trade | SOU | SOU073 | Residential | Solar*Rewards | Trade Secret | 2021 | 2021
20263-228838-01 | Xcel Energy | 85 | 13781 | IOU | 05427407 | 5.12 | Solar |  |  | Interconnected | Trade Secret | Trade | SOU | SOU077 | Residential |  | Trade Secret | 2023 | 2023
20263-228838-01 | Xcel Energy | 85 | 13781 | IOU | 04022571 | 4.95 | Solar |  |  | Interconnected | Trade Secret | Trade | VMR | VMR062 | Residential |  | Trade Secret | 2020 | 2021
20263-228838-01 | Xcel Energy | 85 | 13781 | IOU | 03964753 | 4.95 | Solar |  |  | Active Application | Trade Secret | Trade | VMR | VMR062 | Residential | Solar*Rewards | Trade Secret | 2020
20263-228838-01 | Xcel Energy | 85 | 13781 | IOU | SRO29621 | 3 | Solar |  |  | Withdrawn | Trade Secret | Trade | MPK | MPK087 | Residential | Solar*Rewards | Trade Secret | 2013
20263-228838-01 | Xcel Energy | 85 | 13781 | IOU | 04248957 | 733.3 | Solar |  |  | Interconnected | Trade Secret | Trade | CNC | CNC061 | Commercial |  | Trade Secret | 2021 | 2021
20263-228838-01 | Xcel Energy | 85 | 13781 | IOU | 05601546 | 3.9 | Solar |  |  | Interconnected | Trade Secret | Trade | ALD | ALD093 | Residential |  | Trade Secret | 2023 | 2024
20263-228838-01 | Xcel Energy | 85 | 13781 | IOU | 03130522 | 9.6 | Solar |  |  | Interconnected | Trade Secret | Trade | ALD | ALD093 | Residential | Solar*Rewards | Trade Secret | 2018 | 2019
20263-228838-01 | Xcel Energy | 85 | 13781 | IOU | 04266642 | 3.836 | Solar |  |  | Interconnected | Trade Secret | Trade | BLC | BLC061 | Residential | Solar*Rewards | Trade Secret | 2021 | 2021
20263-228838-01 | Xcel Energy | 85 | 13781 | IOU | 03134744 | 31.2 | Solar |  |  | Interconnected | Trade Secret | Trade | BCH | BCH311 | Commercial | Made in Minnesota | Trade Secret | 2016 | 2016
20263-228838-01 | Xcel Energy | 85 | 13781 | IOU | OID2550042 | 31.2 | Solar |  |  | Withdrawn | Trade Secret | Trade | BCH | BCH311 | Commercial | Made in Minnesota | Trade Secret | 2016
20263-228838-01 | Xcel Energy | 85 | 13781 | IOU | 03955187 | 7.15 | Solar |  |  | Interconnected | Trade Secret | Trade | FRM | FRM062 | Residential | Solar*Rewards | Trade Secret | 2020 | 2021
20263-228838-01 | Xcel Energy | 85 | 13781 | IOU | 05448980 | 8.376 | Solar |  |  | Interconnected | Trade Secret | Trade | WIL | WIL063 | Residential |  | Trade Secret | 2023 | 2025
20263-228838-01 | Xcel Energy | 85 | 13781 | IOU | 05448951 | 7.678 | Solar |  |  | Withdrawn | Trade Secret | Trade | WIL | WIL063 | Residential | Solar*Rewards | Trade Secret | 2023
20263-228838-01 | Xcel Energy | 85 | 13781 | IOU | 03134635 | 6 | Solar |  |  | Interconnected | Trade Secret | Trade | EXC | EXC062 | Residential | Solar*Rewards | Trade Secret | 2015 | 2016
20263-228838-01 | Xcel Energy | 85 | 13781 | IOU | 03135042 | 3.24 | Solar |  |  | Interconnected | Trade Secret | Trade | MPK | MPK064 | Residential | Solar*Rewards | Trade Secret | 2016 | 2016
20263-228838-01 | Xcel Energy | 85 | 13781 | IOU | 06188959 | 11.52 | Solar |  |  | Interconnected | Trade Secret | Trade | MPK | MPK064 | Residential | Solar*Rewards | Trade Secret | 2025 | 2025
20263-228838-01 | Xcel Energy | 85 | 13781 | IOU | 05496013 | 5.76 | Solar |  |  | Interconnected | Trade Secret | Trade | CGR | CGR074 | Residential |  | Trade Secret | 2023 | 2023
20263-228838-01 | Xcel Energy | 85 | 13781 | IOU | 05488905 | 5.76 | Solar |  |  | Withdrawn | Trade Secret | Trade | CGR | CGR074 | Residential |  | Trade Secret | 2023
20263-228838-01 | Xcel Energy | 85 | 13781 | IOU | 05746899 | 2.613 | Solar |  |  | Withdrawn | Trade Secret | Trade | RIV | RIV073 | Residential | Solar*Rewards | Trade Secret | 2024
20263-228838-01 | Xcel Energy | 85 | 13781 | IOU | 05763842 | 2.613 | Solar |  |  | Interconnected | Trade Secret | Trade | RIV | RIV073 | Residential | Solar*Rewards | Trade Secret | 2024 | 2024
20263-228838-01 | Xcel Energy | 85 | 13781 | IOU | 05244450 | 3.75 | Solar |  |  | Withdrawn | Trade Secret | Trade | BRP | BRP063 | Residential |  | Trade Secret | 2022
20263-228838-01 | Xcel Energy | 85 | 13781 | IOU | 05590747 | 5.8 | Solar |  |  | Interconnected | Trade Secret | Trade | BRP | BRP063 | Residential |  | Trade Secret | 2023 | 2023
20263-228838-01 | Xcel Energy | 85 | 13781 | IOU | 03736057 | 5.8 | Solar |  |  | Interconnected | Trade Secret | Trade | MPK | MPK087 | Residential | Solar*Rewards | Trade Secret | 2020 | 2020
20263-228838-01 | Xcel Energy | 85 | 13781 | IOU | 04009569 | 2.32 | Solar |  |  | Interconnected | Trade Secret | Trade | TER | TER071 | Residential | Solar*Rewards | Trade Secret | 2020 | 2021
20263-228838-01 | Xcel Energy | 85 | 13781 | IOU | 06103891 | 6.282 | Solar |  | X | Interconnected | Trade Secret | Trade | OPK | OPK073 | Residential | Solar*Rewards | Trade Secret | 2025 | 2025
20263-228838-01 | Xcel Energy | 85 | 13781 | IOU | 03133504 | 7.31 | Solar |  |  | Interconnected | Trade Secret | Trade | OPK | OPK073 | Residential | Solar*Rewards | Trade Secret | 2011 | 2012
20263-228838-01 | Xcel Energy | 85 | 13781 | IOU | 03138952 | 12 | Solar |  |  | Interconnected | Trade Secret | Trade | OAD | OAD072 | Residential | Solar*Rewards | Trade Secret | 2019 | 2019
20263-228838-01 | Xcel Energy | 85 | 13781 | IOU | 03248028 | 7.616 | Solar |  |  | Interconnected | Trade Secret | Trade | SOU | SOU077 | Residential | Solar*Rewards | Trade Secret | 2019 | 2019
20263-228838-01 | Xcel Energy | 85 | 13781 | IOU | 06322185 | 4.537 | Solar |  |  | Active Application | Trade Secret | Trade | MDT | MDT062 | Residential | Solar*Rewards | Trade Secret | 2026
20263-228838-01 | Xcel Energy | 85 | 13781 | IOU | 03131838 | 5 | Solar |  |  | Interconnected | Trade Secret | Trade | NOF | NOF071 | Residential | Solar*Rewards | Trade Secret | 2017 | 2017
20263-228838-01 | Xcel Energy | 85 | 13781 | IOU | 03131098 | 500 | Other |  |  | Interconnected | Trade Secret | Trade | RAM | RAM073 | Commercial |  | Trade Secret | 2012 | 2012
20263-228838-01 | Xcel Energy | 85 | 13781 | IOU | 06249293 | 13.44 | Solar |  |  | Active Application | Trade Secret | Trade | REW | REW023 | Residential |  | Trade Secret | 2025
20263-228838-01 | Xcel Energy | 85 | 13781 | IOU | 06017904 | 16.037 | Storage |  |  | Interconnected | Trade Secret | Trade | SOU | SOU079 | Residential |  | Trade Secret | 2024 | 2025
20263-228838-01 | Xcel Energy | 85 | 13781 | IOU | 05790150 | 4.537 | Solar |  |  | Interconnected | Trade Secret | Trade | SOU | SOU079 | Residential | Solar*Rewards | Trade Secret | 2024 | 2024
20263-228838-01 | Xcel Energy | 85 | 13781 | IOU | 05800838 | 4.886 | Solar |  |  | Active Application | Trade Secret | Trade | SOU | SOU079 | Residential | Solar*Rewards | Trade Secret | 2024
20263-228838-01 | Xcel Energy | 85 | 13781 | IOU | 05601668 | 5.76 | Solar |  |  | Interconnected | Trade Secret | Trade | HSN | HSN322 | Residential |  | Trade Secret | 2023 | 2024
20263-228838-01 | Xcel Energy | 85 | 13781 | IOU | OID3765279 | 15.232 | Solar |  |  | Withdrawn | Trade Secret | Trade | WAS | WAS092 | Residential | Solar*Rewards | Trade Secret | 2019
20263-228838-01 |  |  |  |  | OID3762731 |  | Solar |  |  | Withdrawn | Trade Secret | Trade | WAS | WAS092 | Residential | Solar*Rewards |  | 2019
20263-228838-01 | Xcel Energy | 85 | 13781 | IOU | 03691609 | 7.83 | Solar |  |  | Interconnected | Trade Secret | Trade | NOF | NOF072 | Residential | Solar*Rewards | Trade Secret | 2020 | 2021
20263-228838-01 | Xcel Energy | 85 | 13781 | IOU | 05428126 | 5.51 | Solar |  |  | Interconnected | Trade Secret | Trade | WIL | WIL073 | Residential |  | Trade Secret | 2023 | 2024
20263-228838-01 | Xcel Energy | 85 | 13781 | IOU | OID3607855 | 17.61 | Solar |  |  | Withdrawn | Trade Secret | Trade | MEK | MEK021 | Residential | Solar*Rewards | Trade Secret | 2018
20263-228838-01 | Xcel Energy | 85 | 13781 | IOU | 03133006 | 17.61 | Solar |  |  | Interconnected | Trade Secret | Trade | MEK | MEK021 | Residential | Solar*Rewards | Trade Secret | 2018 | 2019
20263-228838-01 | Xcel Energy | 85 | 13781 | IOU | 03132030 | 7.625 | Solar |  |  | Interconnected | Trade Secret | Trade | LEX | LEX071 | Residential | Solar*Rewards | Trade Secret | 2017 | 2018
20263-228838-01 | Xcel Energy | 85 | 13781 | IOU | 05357205 | 9.1 | Solar |  | X | Active Application | Trade Secret | Trade | NOF | NOF061 | Residential | Solar*Rewards | Trade Secret | 2023
20263-228838-01 | Xcel Energy | 85 | 13781 | IOU | 06123199 | 6.98 | Solar |  |  | Interconnected | Trade Secret | Trade | GLK | GLK064 | Residential | Solar*Rewards | Trade Secret | 2025 | 2025
20263-228838-01 | Xcel Energy | 85 | 13781 | IOU | 06170408 | 18.816 | Solar |  | X | Interconnected | Trade Secret | Trade | STY | STY071 | Residential | Solar*Rewards | Trade Secret | 2025 | 2025
20263-228838-01 | Xcel Energy | 85 | 13781 | IOU | 04133772 | 2.9 | Solar |  |  | Interconnected | Trade Secret | Trade | MPK | MPK087 | Residential | Solar*Rewards | Trade Secret | 2020 | 2020
20263-228838-01 | Xcel Energy | 85 | 13781 | IOU | 05960875 | 5.85 | Solar |  |  | Interconnected | Trade Secret | Trade | AFT | AFT322 | Residential |  | Trade Secret | 2024 | 2024
20263-228838-01 | Xcel Energy | 85 | 13781 | IOU | 05864127 | 8.4 | Solar |  |  | Interconnected | Trade Secret | Trade | WCR | WCR311 | Residential |  | Trade Secret | 2024 | 2024
20263-228838-01 | Xcel Energy | 85 | 13781 | IOU | 03133926 | 2.5 | Solar |  |  | Interconnected | Trade Secret | Trade | MST | MST066 | Residential | Made in Minnesota | Trade Secret | 2014 | 2014
20263-228838-01 | Xcel Energy | 85 | 13781 | IOU | 06204759 | 1.396 | Solar |  |  | Interconnected | Trade Secret | Trade | MST | MST066 | Residential |  | Trade Secret | 2025 | 2025
20263-228838-01 | Xcel Energy | 85 | 13781 | IOU | SRO29928 | 5 | Solar |  |  | Withdrawn | Trade Secret | Trade | MST | MST066 | Residential | Solar*Rewards | Trade Secret | 2013
20263-228838-01 | Xcel Energy | 85 | 13781 | IOU | 04793512 | 9.994 | Solar |  |  | Interconnected | Trade Secret | Trade | AFT | AFT321 | Residential | Solar*Rewards | Trade Secret | 2022 | 2022
20263-228838-01 | Xcel Energy | 85 | 13781 | IOU | 05476850 | 9.86 | Solar |  |  | Active Application | Trade Secret | Trade | CHE | CHE065 | Residential | Solar*Rewards | Trade Secret | 2023
20263-228838-01 | Xcel Energy | 85 | 13781 | IOU | 03133541 | 4.3 | Solar |  |  | Interconnected | Trade Secret | Trade | NOF | NOF073 | Commercial | Solar*Rewards | Trade Secret | 2011 | 2012
20263-228838-01 |  |  |  |  | SRO19930 |  | Solar |  |  | Withdrawn | Trade Secret | Trade | NOF | NOF073 | Commercial | Solar*Rewards |  | 2011
20263-228838-01 | Xcel Energy | 85 | 13781 | IOU | OID2250740 | 20 | Solar |  |  | Withdrawn | Trade Secret | Trade | WAB | WAB031 | Commercial | Solar*Rewards | Trade Secret | 2015
20263-228838-01 | Xcel Energy | 85 | 13781 | IOU | 04805509 | 6.09 | Solar |  |  | Withdrawn | Trade Secret | Trade | ECK | ECK342 | Residential | Solar*Rewards | Trade Secret | 2022
20263-228838-01 | Xcel Energy | 85 | 13781 | IOU | 03131794 | 9.94 | Solar |  |  | Interconnected | Trade Secret | Trade | BCR | BCR063 | Residential | Made in Minnesota | Trade Secret | 2017 | 2018
20263-228838-01 | Xcel Energy | 85 | 13781 | IOU | 04465914 | 22.78 | Solar |  |  | Interconnected | Trade Secret | Trade | SOU | SOU084 | Commercial |  | Trade Secret | 2021 | 2022
20263-228838-01 | Xcel Energy | 85 | 13781 | IOU | 05278684 | 4.06 | Solar |  |  | Interconnected | Trade Secret | Trade | SOU | SOU065 | Residential |  | Trade Secret | 2022 | 2023
20263-228838-01 | Xcel Energy | 85 | 13781 | IOU | OID2983151 | 9.94 | Solar |  |  | Withdrawn | Trade Secret | Trade | HWW | HWW062 | Residential | Made in Minnesota | Trade Secret | 2017
20263-228838-01 | Xcel Energy | 85 | 13781 | IOU | 03259433 | 9.94 | Solar |  |  | Interconnected | Trade Secret | Trade | GNL | GNL062 | Residential | Solar*Rewards | Trade Secret | 2019 | 2020
20263-228838-01 | Xcel Energy | 85 | 13781 | IOU | 06084311 | 18.432 | Solar |  |  | Interconnected | Trade Secret | Trade | CLC | CLC221 | Residential | Solar*Rewards | Trade Secret | 2025 | 2025
20263-228838-01 | Xcel Energy | 85 | 13781 | IOU | 06174514 | 7.6 | Solar |  |  | Interconnected | Trade Secret | Trade | ESW | ESW081 | Residential | Solar*Rewards | Trade Secret | 2025 | 2025
20263-228838-01 | Xcel Energy | 85 | 13781 | IOU | 03657868 | 5.8 | Solar |  |  | Interconnected | Trade Secret | Trade | ALD | ALD085 | Residential | Solar*Rewards | Trade Secret | 2020 | 2020
20263-228838-01 | Xcel Energy | 85 | 13781 | IOU | 03742373 | 7.54 | Solar |  |  | Interconnected | Trade Secret | Trade | IDA | IDA061 | Residential | Solar*Rewards | Trade Secret | 2020 | 2020
20263-228838-01 | Xcel Energy | 85 | 13781 | IOU | 03132126 | 9.94 | Solar |  |  | Interconnected | Trade Secret | Trade | ALT | ALT021 | Residential | Made in Minnesota | Trade Secret | 2017 | 2017
20263-228838-01 | Xcel Energy | 85 | 13781 | IOU | 03318787 | 7.616 | Solar |  |  | Interconnected | Trade Secret | Trade | OAD | OAD075 | Residential | Solar*Rewards | Trade Secret | 2019 | 2020
20263-228838-01 | Xcel Energy | 85 | 13781 | IOU | 06030777 | 8.376 | Solar |  |  | Interconnected | Trade Secret | Trade | WES | WES073 | Residential | Solar*Rewards | Trade Secret | 2024 | 2025
20263-228838-01 | Xcel Energy | 85 | 13781 | IOU | 04836277 | 12.604 | Solar |  |  | Interconnected | Trade Secret | Trade | GVW | GVW032 | Residential |  | Trade Secret | 2022 | 2022
20263-228838-01 | Xcel Energy | 85 | 13781 | IOU | 03947424 | 10.44 | Solar |  |  | Interconnected | Trade Secret | Trade | ECK | ECK341 | Residential | Solar*Rewards | Trade Secret | 2020 | 2020
20263-228838-01 | Xcel Energy | 85 | 13781 | IOU | 03133723 | 3 | Solar |  |  | Interconnected | Trade Secret | Trade | HWW | HWW061 | Residential | Solar*Rewards | Trade Secret | 2013 | 2013
20263-228838-01 | Xcel Energy | 85 | 13781 | IOU | 05727317 | 8.376 | Solar |  |  | Interconnected | Trade Secret | Trade | RWD | RWD062 | Residential | Solar*Rewards | Trade Secret | 2024 | 2024
20263-228838-01 | Xcel Energy | 85 | 13781 | IOU | 03947659 | 4.35 | Solar |  |  | Interconnected | Trade Secret | Trade | MPK | MPK068 | Residential | Solar*Rewards | Trade Secret | 2020 | 2020
20263-228838-01 | Xcel Energy | 85 | 13781 | IOU | 06014909 | 3.84 | Solar |  |  | Interconnected | Trade Secret | Trade | FSL | FSL312 | Residential | Solar*Rewards | Trade Secret | 2024 | 2025
20263-228838-01 | Xcel Energy | 85 | 13781 | IOU | 05498893 | 6.952 | Solar |  |  | Active Application | Trade Secret | Trade | WES | WES075 | Residential |  | Trade Secret | 2023
20263-228838-01 | Xcel Energy | 85 | 13781 | IOU | 03134600 | 10.01 | Solar |  |  | Interconnected | Trade Secret | Trade | ALT | ALT021 | Residential | Made in Minnesota | Trade Secret | 2015 | 2016
20263-228838-01 | Xcel Energy | 85 | 13781 | IOU | 05663672 | 8.376 | Solar |  |  | Interconnected | Trade Secret | Trade | CTR | CTR031 | Residential |  | Trade Secret | 2023 | 2024
20263-228838-01 | Xcel Energy | 85 | 13781 | IOU | 03134101 | 36 | Solar |  |  | Interconnected | Trade Secret | Trade | ANN | ANN021 | Commercial | Made in Minnesota | Trade Secret | 2014 | 2015
20263-228838-01 | Xcel Energy | 85 | 13781 | IOU | 05959369 | 5.052 | Solar |  |  | Interconnected | Trade Secret | Trade | TWL | TWL072 | Residential |  | Trade Secret | 2024 | 2024
20263-228838-01 | Xcel Energy | 85 | 13781 | IOU | SRO29685 | 7.5 | Solar |  |  | Withdrawn | Trade Secret | Trade | MPK | MPK068 | Commercial | Solar*Rewards | Trade Secret | 2013
20263-228838-01 | Xcel Energy | 85 | 13781 | IOU | 03134165 | 7.5 | Solar |  |  | Interconnected | Trade Secret | Trade | MPK | MPK068 | Commercial | Made in Minnesota | Trade Secret | 2014 | 2015
20263-228838-01 | Xcel Energy | 85 | 13781 | IOU | 04793751 | 5.51 | Solar |  |  | Interconnected | Trade Secret | Trade | DBL | DBL081 | Residential |  | Trade Secret | 2022 | 2023
20263-228838-01 | Xcel Energy | 85 | 13781 | IOU | 05560424 | 6.144 | Solar |  |  | Interconnected | Trade Secret | Trade | KLK | KLK061 | Residential |  | Trade Secret | 2023 | 2023
20263-228838-01 | Xcel Energy | 85 | 13781 | IOU | 03134806 | 15.84 | Solar |  |  | Interconnected | Trade Secret | Trade | EGL | EGL021 | Residential | Solar*Rewards | Trade Secret | 2016 | 2016
20263-228838-01 | Xcel Energy | 85 | 13781 | IOU | 05504489 | 10.752 | Solar |  |  | Interconnected | Trade Secret | Trade | AFT | AFT322 | Residential |  | Trade Secret | 2023 | 2023
20263-228838-01 | Xcel Energy | 85 | 13781 | IOU | 04266115 | 7.616 | Solar |  |  | Interconnected | Trade Secret | Trade | LOK | LOK093 | Residential |  | Trade Secret | 2021 | 2021
20263-228838-01 | Xcel Energy | 85 | 13781 | IOU | 04266120 | 7.616 | Solar |  |  | Active Application | Trade Secret | Trade | LOK | LOK093 | Residential |  | Trade Secret | 2020
20263-228838-01 | Xcel Energy | 85 | 13781 | IOU | 03150920 | 10.56 | Solar |  |  | Interconnected | Trade Secret | Trade | WSG | WSG063 | Residential | Solar*Rewards | Trade Secret | 2019 | 2020
20263-228838-01 | Xcel Energy | 85 | 13781 | IOU | 05835850 | 15.232 | Solar |  |  | Withdrawn | Trade Secret | Trade | HOL | HOL071 | Residential |  | Trade Secret | 2024
20263-228838-01 | Xcel Energy | 85 | 13781 | IOU | 05833978 | 5.314 | Solar |  |  | Interconnected | Trade Secret | Trade | WWK | WWK311 | Residential |  | Trade Secret | 2024 | 2024
20263-228838-01 | Xcel Energy | 85 | 13781 | IOU | 05167774 | 17.69 | Solar |  |  | Interconnected | Trade Secret | Trade | FSL | FSL312 | Residential |  | Trade Secret | 2022 | 2022
20263-228838-01 | Xcel Energy | 85 | 13781 | IOU | 05967980 | 7.6 | Solar |  |  | Interconnected | Trade Secret | Trade | CTR | CTR031 | Residential | Solar*Rewards | Trade Secret | 2024 | 2025
20263-228838-01 | Xcel Energy | 85 | 13781 | IOU | 03130132 | 3.84 | Solar |  |  | Interconnected | Trade Secret | Trade | SLP | SLP084 | Residential | Solar*Rewards | Trade Secret | 2018 | 2019
20263-228838-01 | Xcel Energy | 85 | 13781 | IOU | OID2495992 | 6.72 | Solar |  |  | Withdrawn | Trade Secret | Trade | SLP | SLP084 | Residential | Solar*Rewards | Trade Secret | 2015
20263-228838-01 | Xcel Energy | 85 | 13781 | IOU | 03134834 | 6.72 | Solar |  |  | Interconnected | Trade Secret | Trade | SLP | SLP084 | Residential | Made in Minnesota | Trade Secret | 2016 | 2016
20263-228838-01 | Xcel Energy | 85 | 13781 | IOU | 05979184 | 8.129 | Solar |  |  | Interconnected | Trade Secret | Trade | RPO | RPO312 | Residential | Solar*Rewards | Trade Secret | 2024 | 2025
20263-228838-01 | Xcel Energy | 85 | 13781 | IOU | 03564330 | 4.06 | Solar |  |  | Interconnected | Trade Secret | Trade | RPO | RPO311 | Residential | Solar*Rewards | Trade Secret | 2020 | 2020
20263-228838-01 | Xcel Energy | 85 | 13781 | IOU | 04004913 | 6.38 | Solar |  |  | Interconnected | Trade Secret | Trade | WYO | WYO021 | Residential | Solar*Rewards | Trade Secret | 2020 | 2020
20263-228838-01 | Xcel Energy | 85 | 13781 | IOU | 05356980 | 6.631 | Solar |  |  | Interconnected | Trade Secret | Trade | SOU | SOU077 | Residential | Solar*Rewards | Trade Secret | 2023 | 2023
20263-228838-01 | Xcel Energy | 85 | 13781 | IOU | 06019541 | 9.674 | Solar |  |  | Interconnected | Trade Secret | Trade | FSL | FSL311 | Residential | Solar*Rewards | Trade Secret | 2024 | 2025
20263-228838-01 | Xcel Energy | 85 | 13781 | IOU | 05601798 | 5.12 | Solar |  |  | Interconnected | Trade Secret | Trade | FSL | FSL312 | Residential |  | Trade Secret | 2023 | 2023
20263-228838-01 |  |  |  |  | OID2806645 |  | Solar |  |  | Withdrawn | Trade Secret | Trade | CHI | CHI311 | Commercial |  |  | 2014
20263-228838-01 |  |  |  |  | OID2806618 |  | Solar |  |  | Withdrawn | Trade Secret | Trade | LAE | LAE061 | Commercial |  |  | 2013
20263-228838-01 | Xcel Energy | 85 | 13781 | IOU | 05134698 | 7.83 | Solar |  |  | Interconnected | Trade Secret | Trade | RMT | RMT321 | Residential |  | Trade Secret | 2022 | 2022
20263-228838-01 | Xcel Energy | 85 | 13781 | IOU | 06246280 | 5.76 | Solar |  |  | Withdrawn | Trade Secret | Trade | WWK | WWK311 | Residential |  | Trade Secret | 2025
20263-228838-01 | Xcel Energy | 85 | 13781 | IOU | 05379892 | 7.6 | Solar |  | X | Interconnected | Trade Secret | Trade | ALK | ALK072 | Residential |  | Trade Secret | 2023 | 2023
20263-228838-01 | Xcel Energy | 85 | 13781 | IOU | OID3878524 | 7.2 | Solar |  |  | Withdrawn | Trade Secret | Trade | RPO | RPO311 | Residential | Solar*Rewards | Trade Secret | 2019
20263-228838-01 | Xcel Energy | 85 | 13781 | IOU | 04413995 | 9.747 | Solar |  |  | Interconnected | Trade Secret | Trade | CTR | CTR031 | Residential | Solar*Rewards | Trade Secret | 2021 | 2021
20263-228838-01 | Xcel Energy | 85 | 13781 | IOU | 04375674 | 5.22 | Solar |  |  | Interconnected | Trade Secret | Trade | GLK | GLK071 | Residential | Solar*Rewards | Trade Secret | 2021 | 2021
20263-228838-01 | Xcel Energy | 85 | 13781 | IOU | 03843509 | 7.616 | Solar |  |  | Active Application | Trade Secret | Trade | AFT | AFT321 | Residential | Solar*Rewards | Trade Secret | 2020
20263-228838-01 | Xcel Energy | 85 | 13781 | IOU | 03872646 | 7.616 | Solar |  |  | Interconnected | Trade Secret | Trade | AFT | AFT321 | Residential | Solar*Rewards | Trade Secret | 2020 | 2020
20263-228838-01 | Xcel Energy | 85 | 13781 | IOU | 04798311 | 66.6 | Solar |  |  | Interconnected | Trade Secret | Trade | YAM | YAM031 | Commercial |  | Trade Secret | 2022 | 2022
20263-228838-01 | Xcel Energy | 85 | 13781 | IOU | 05167473 | 7.68 | Solar |  |  | Interconnected | Trade Secret | Trade | WCR | WCR311 | Residential |  | Trade Secret | 2022 | 2022
20263-228838-01 | Xcel Energy | 85 | 13781 | IOU | 06298427 | 7.475 | Solar |  |  | Active Application | Trade Secret | Trade | SLP | SLP076 | Commercial |  | Trade Secret | 2025
20263-228838-01 | Xcel Energy | 85 | 13781 | IOU | 05983340 | 9.6 | Solar |  |  | Interconnected | Trade Secret | Trade | ALK | ALK067 | Residential | Solar*Rewards | Trade Secret | 2024 | 2025
20263-228838-01 | Xcel Energy | 85 | 13781 | IOU | 06205847 | 4.555 | Solar |  |  | Interconnected | Trade Secret | Trade | SLP | SLP084 | Residential | Solar*Rewards | Trade Secret | 2025 | 2025
20263-228838-01 | Xcel Energy | 85 | 13781 | IOU | 05978858 | 4.86 | Solar |  |  | Active Application | Trade Secret | Trade | OAD | OAD074 | Commercial | Solar*Rewards | Trade Secret | 2025
20263-228838-01 | Xcel Energy | 85 | 13781 | IOU | 05800267 | 3000 | Solar |  |  | Active Application | Trade Secret | Trade | ANN | ANN021 | LMI | Solar*Rewards Community | Trade Secret | 2024
20263-228838-01 |  |  |  |  | 03505322 |  | Solar |  |  | Withdrawn | Trade Secret | Trade |  |  | Residential | Solar*Rewards |  | 2019
20263-228838-01 |  |  |  |  | 05976199 |  | Solar |  |  | Active Application | Trade Secret | Trade |  |  | Residential | Solar*Rewards |  | 2024
20263-228838-01 | Xcel Energy | 85 | 13781 | IOU | SRC042651 | 1000 | Solar |  |  | Withdrawn | Trade Secret | Trade | LAE | LAE061 | Community Solar Garden | Solar*Rewards Community | Trade Secret | 2015
20263-228838-01 | Xcel Energy | 85 | 13781 | IOU | SRC068578 | 1000 | Solar |  |  | Withdrawn | Trade Secret | Trade | FAB | FAB063 | Community Solar Garden | Solar*Rewards Community | Trade Secret | 2018
20263-228838-01 | Xcel Energy | 85 | 13781 | IOU | SRO24888 | 34.2 | Solar |  |  | Withdrawn | Trade Secret | Trade |  |  |  | Solar*Rewards | Trade Secret | 2012
20263-228838-01 | Xcel Energy | 85 | 13781 | IOU | SRC049067 | 1000 | Solar |  |  | Withdrawn | Trade Secret | Trade |  |  | Community Solar Garden | Solar*Rewards Community | Trade Secret | 2016
20263-228838-01 | Xcel Energy | 85 | 13781 | IOU | SRC065956 | 500 | Solar |  |  | Withdrawn | Trade Secret | Trade |  |  | Community Solar Garden | Solar*Rewards Community | Trade Secret | 2018
20263-228838-01 | Xcel Energy | 85 | 13781 | IOU | 03127106 | 1000 | Solar |  |  | Interconnected | Saint Cloud | Trade | SCL | SCL322 | Community Solar Garden | Solar*Rewards Community | Trade Secret | 2015 | 2019
20263-228838-01 |  |  |  |  | SRO17896 |  | Solar |  |  | Withdrawn | Trade Secret | Trade |  |  |  | Solar*Rewards |  | 2011
20263-228838-01 |  |  |  |  | 05806750 |  | Solar |  |  | Active Application | Trade Secret | Trade |  |  | Residential | Solar*Rewards |  | 2024
20263-228838-01 |  |  |  |  | 04261348 |  |  |  |  | Active Application | Trade Secret | Trade |  |  | Residential |  |  | 2020
20263-228838-01 |  |  |  |  | 04838200 |  | Solar |  |  | Active Application | Trade Secret | Trade |  |  | Residential | Solar*Rewards |  | 2022
20263-228838-01 |  |  |  |  | 05270031 |  |  |  |  | Active Application | Trade Secret | Trade |  |  | Residential |  |  | 2022
20263-228838-01 |  |  |  |  | 04442696 |  | Solar |  |  | Active Application | Trade Secret | Trade |  |  | Residential | Solar*Rewards |  | 2021
20263-228838-01 |  |  |  |  | 05598852 |  | Solar |  |  | Withdrawn | Trade Secret | Trade |  |  | Residential | Solar*Rewards |  | 2023
20263-228838-01 |  |  |  |  | 04082024 |  |  |  |  | Active Application | Trade Secret | Trade |  |  | Residential |  |  | 2020
20263-228838-01 |  |  |  |  | 06213770 |  | Solar |  |  | Active Application | Trade Secret | Trade |  |  | Residential | Solar*Rewards |  | 2025
20263-228838-01 | Xcel Energy | 85 | 13781 | IOU | 03131136 | 180 | Other |  |  | Interconnected | Trade Secret | Trade | GSL | GSL065 | Residential |  | Trade Secret | 2012 | 2012
20263-228838-01 | Xcel Energy | 85 | 13781 | IOU | SRC040906 | 1000 | Solar |  |  | Withdrawn | Trade Secret | Trade |  |  | Community Solar Garden | Solar*Rewards Community | Trade Secret | 2015
20263-228838-01 | Xcel Energy | 85 | 13781 | IOU | SRC040765 | 1000 | Solar |  |  | Withdrawn | Trade Secret | Trade | SCL | SCL322 | Community Solar Garden | Solar*Rewards Community | Trade Secret | 2015
20263-228838-01 | Xcel Energy | 85 | 13781 | IOU | SRC039279 | 1000 | Solar |  |  | Withdrawn | Trade Secret | Trade | MEI | MEI021 | Community Solar Garden | Solar*Rewards Community | Trade Secret | 2015
20263-228838-01 | Xcel Energy | 85 | 13781 | IOU | SRC038367 | 1000 | Solar |  |  | Withdrawn | Trade Secret | Trade | KAN | KAN022 | Community Solar Garden | Solar*Rewards Community | Trade Secret | 2014
20263-228838-01 | Xcel Energy | 85 | 13781 | IOU | SRC039102 | 1000 | Solar |  |  | Withdrawn | Trade Secret | Trade | WTN | WTN062 | Community Solar Garden | Solar*Rewards Community | Trade Secret | 2015
20263-228838-01 | Xcel Energy | 85 | 13781 | IOU | SRC038300 | 950 | Solar |  |  | Withdrawn | Trade Secret | Trade | KEN | KEN022 | Community Solar Garden | Solar*Rewards Community | Trade Secret | 2014
20263-228838-01 | Xcel Energy | 85 | 13781 | IOU | SRC052805 | 1000 | Solar |  |  | Withdrawn | Trade Secret | Trade |  |  | Community Solar Garden | Solar*Rewards Community | Trade Secret | 2017
20263-228838-01 |  |  |  |  | 06183558 |  |  |  |  | Active Application | Trade Secret | Trade |  |  | Residential |  |  | 2025
20263-228838-01 | Xcel Energy | 85 | 13781 | IOU | SRC040792 | 1000 | Solar |  |  | Withdrawn | Trade Secret | Trade | HUG | HUG321 | Community Solar Garden | Solar*Rewards Community | Trade Secret | 2015
20263-228838-01 | Xcel Energy | 85 | 13781 | IOU | SRC042415 | 1000 | Solar |  |  | Withdrawn | Trade Secret | Trade | ZUF | ZUF021 | Community Solar Garden | Solar*Rewards Community | Trade Secret | 2015
20263-228838-01 | Xcel Energy | 85 | 13781 | IOU | 03124812 | 1000 | Solar |  |  | Interconnected | Cold Spring | Trade | WAK | WAK321 | Community Solar Garden | Solar*Rewards Community | Trade Secret | 2015 | 2017
20263-228838-01 |  |  |  |  | 05277487 |  |  |  |  | Active Application | Trade Secret | Trade |  |  | Residential |  |  | 2022
20263-228838-01 |  |  |  |  | 04981294 |  | Solar |  |  | Active Application | Trade Secret | Trade |  |  | Residential | Solar*Rewards |  | 2022
20263-228838-01 | Xcel Energy | 85 | 13781 | IOU | SRC042679 | 950 | Solar |  |  | Withdrawn | Trade Secret | Trade | PIL | PIL021 | Community Solar Garden | Solar*Rewards Community | Trade Secret | 2015
20263-228838-01 | Xcel Energy | 85 | 13781 | IOU | SRC039958 | 1000 | Solar |  |  | Withdrawn | Trade Secret | Trade | WAS | WAS092 | Community Solar Garden | Solar*Rewards Community | Trade Secret | 2015
20263-228838-01 | Xcel Energy | 85 | 13781 | IOU | SRC040099 | 1000 | Solar |  |  | Withdrawn | Trade Secret | Trade | BEL | BEL062 | Community Solar Garden | Solar*Rewards Community | Trade Secret | 2015
20263-228838-01 | Xcel Energy | 85 | 13781 | IOU | SRC042764 | 950 | Solar |  |  | Withdrawn | Trade Secret | Trade | WCS | WCS064 | Community Solar Garden | Solar*Rewards Community | Trade Secret | 2015
20263-228838-01 | Xcel Energy | 85 | 13781 | IOU | SRC040783 | 1000 | Solar |  |  | Withdrawn | Trade Secret | Trade | HUG | HUG321 | Community Solar Garden | Solar*Rewards Community | Trade Secret | 2015
20263-228838-01 | Xcel Energy | 85 | 13781 | IOU | 03127548 | 1000 | Solar |  |  | Interconnected | Paynesville | Trade | PAT | PAT313 | Community Solar Garden | Solar*Rewards Community | Trade Secret | 2014 | 2016
20263-228838-01 |  |  |  |  | 05432655 |  | Solar |  |  | Active Application | Trade Secret | Trade |  |  | Residential | Solar*Rewards |  | 2023
20263-228838-01 |  |  |  |  | 05458386 |  |  |  |  | Active Application | Trade Secret | Trade |  |  | Residential |  |  | 2023
20263-228838-01 |  |  |  |  | 05358494 |  |  |  |  | Active Application | Trade Secret | Trade |  |  | Residential |  |  | 2023
20263-228838-01 | Xcel Energy | 85 | 13781 | IOU | 03127376 | 1000 | Solar |  |  | Interconnected | Saint Cloud | Trade | SCL | SCL322 | Community Solar Garden | Solar*Rewards Community | Trade Secret | 2015 | 2018
20263-228838-01 |  |  |  |  | 04499131 |  |  |  |  | Active Application | Trade Secret | Trade |  |  | Residential |  |  | 2021
20263-228838-01 |  |  |  |  | 05768366 |  |  |  |  | Active Application | Trade Secret | Trade |  |  | Residential |  |  | 2024
20263-228838-01 |  |  |  |  | 05961482 |  | Solar |  |  | Active Application | Trade Secret | Trade |  |  | Residential |  |  | 2024
20263-228838-01 | Xcel Energy | 85 | 13781 | IOU | 03125886 | 324 | Solar |  |  | Interconnected | Meire Grove | Trade | MEI | MEI021 | Community Solar Garden | Solar*Rewards Community | Trade Secret | 2016 | 2019
20263-228838-01 | Xcel Energy | 85 | 13781 | IOU | SRO26594 | 4.2 | Solar |  |  | Withdrawn | Trade Secret | Trade |  |  |  | Solar*Rewards | Trade Secret | 2012
20263-228838-01 |  |  |  |  | 05685022 |  |  |  |  | Withdrawn | Trade Secret | Trade |  |  | Residential |  |  | 2023
20263-228838-01 | Xcel Energy | 85 | 13781 | IOU | 05687622 | 840 | Solar |  |  | Withdrawn | Trade Secret | Trade | HSN | HSN322 | Community Solar Garden | Solar*Rewards Community | Trade Secret | 2024
20263-228838-01 | Xcel Energy | 85 | 13781 | IOU | 03131060 | 2700 | Other |  |  | Interconnected | Trade Secret | Trade | HUG | HUG322 | Commercial |  | Trade Secret | 2004 | 2004
20263-228838-01 | Xcel Energy | 85 | 13781 | IOU | 03128525 | 1000 | Solar |  |  | Interconnected | Northfield | Trade | NOF | NOF071 | Community Solar Garden | Solar*Rewards Community | Trade Secret | 2018 | 2020
20263-228838-01 | Xcel Energy | 85 | 13781 | IOU | 03579586 | 999 | Solar |  |  | Interconnected | Lester Prairie | Trade | LSP | LSP021 | Community Solar Garden | Solar*Rewards Community | Trade Secret | 2021 | 2023
20263-228838-01 | Xcel Energy | 85 | 13781 | IOU | 03127640 | 1000 | Solar |  |  | Interconnected | North Branch | Trade | CHI | CHI311 | Community Solar Garden | Solar*Rewards Community | Trade Secret | 2014 | 2016
20263-228838-01 |  |  |  |  | 03658054 |  | Solar |  |  | Active Application | Trade Secret | Trade |  |  | Residential | Solar*Rewards |  | 2020
20263-228838-01 |  |  |  |  | SRO12701 |  | Solar |  |  | Withdrawn | Trade Secret | Trade |  |  |  | Solar*Rewards |  | 2010
20263-228838-01 |  |  |  |  | 04508485 |  |  |  |  | Active Application | Trade Secret | Trade |  |  | Residential |  |  | 2021
20263-228838-01 |  |  |  |  | 04425447 |  |  |  |  | Active Application | Trade Secret | Trade |  |  | Residential |  |  | 2021
20263-228838-01 |  |  |  |  | 04590204 |  |  |  |  | Active Application | Trade Secret | Trade |  |  | Residential |  |  | 2021
20263-228838-01 |  |  |  |  | 06331373 |  |  |  |  | Active Application | Trade Secret | Trade |  |  | Residential |  |  | 2026
20263-228838-01 |  |  |  |  | 04991029 |  | Solar |  |  | Active Application | Trade Secret | Trade |  |  | Residential | Solar*Rewards |  | 2022
20263-228838-01 | Xcel Energy | 85 | 13781 | IOU | 05660541 | 1000 | Solar |  |  | Withdrawn | Trade Secret | Trade | CHI | CHI311 | Community Solar Garden | Solar*Rewards Community | Trade Secret | 2023
20263-228838-01 | Xcel Energy | 85 | 13781 | IOU | 05612269 | 1000 | Solar |  |  | Withdrawn | Trade Secret | Trade | WWK | WWK311 | Community Solar Garden | Solar*Rewards Community | Trade Secret | 2023
20263-228838-01 | Xcel Energy | 85 | 13781 | IOU | SRC039885 | 1000 | Solar |  |  | Withdrawn | Trade Secret | Trade | SMT | SMT072 | Community Solar Garden | Solar*Rewards Community | Trade Secret | 2015
20263-228838-01 | Xcel Energy | 85 | 13781 | IOU | 03128242 | 1000 | Solar |  |  | Interconnected | Dodge Center | Trade | DOC | DOC211 | Community Solar Garden | Solar*Rewards Community | Trade Secret | 2019 | 2022
20263-228838-01 | Xcel Energy | 85 | 13781 | IOU | 03127293 | 1000 | Solar |  |  | Interconnected | Jordan | Trade | JOR | JOR022 | Community Solar Garden | Solar*Rewards Community | Trade Secret | 2016 | 2019
20263-228838-01 | Xcel Energy | 85 | 13781 | IOU | 03127596 | 1000 | Solar |  |  | Interconnected | Taylors Falls | Trade | LCR | LCR311 | Community Solar Garden | Solar*Rewards Community | Trade Secret | 2014 | 2016
20263-228838-01 |  |  |  |  | 04966559 |  |  |  |  | Active Application | Trade Secret | Trade |  |  | Residential |  |  | 2022
20263-228838-01 |  |  |  |  | 06263624 |  |  |  |  | Active Application | Trade Secret | Trade |  |  | Residential |  |  | 2025
20263-228838-01 |  |  |  |  | 05845872 |  |  |  |  | Active Application | Trade Secret | Trade |  |  | Residential |  |  | 2024
20263-228838-01 | Xcel Energy | 85 | 13781 | IOU | SRC038751 | 1000 | Solar |  |  | Withdrawn | Trade Secret | Trade | FSL | FSL311 | Community Solar Garden | Solar*Rewards Community | Trade Secret | 2014
20263-228838-01 | Xcel Energy | 85 | 13781 | IOU | 03127434 | 250 | Solar |  |  | Interconnected | Clear Lake | Trade | SDX | SDX311 | Community Solar Garden | Solar*Rewards Community | Trade Secret | 2015 | 2018
20263-228838-01 |  |  |  |  | 04850630 |  | Solar |  |  | Active Application | Trade Secret | Trade |  |  | Residential | Solar*Rewards |  | 2022
20263-228838-01 | Xcel Energy | 85 | 13781 | IOU | 05793442 | 1990 | Solar |  |  | Withdrawn | Trade Secret | Trade |  |  | Commercial | Other | Trade Secret | 2024
20263-228838-01 | Xcel Energy | 85 | 13781 | IOU | 05782046 | 5000 | Solar |  |  | Withdrawn | Trade Secret | Trade |  |  | Commercial | Other | Trade Secret | 2024
20263-228838-01 | Xcel Energy | 85 | 13781 | IOU | SRC052812 | 1000 | Solar |  |  | Withdrawn | Trade Secret | Trade |  |  | Community Solar Garden | Solar*Rewards Community | Trade Secret | 2017
20263-228838-01 | Xcel Energy | 85 | 13781 | IOU | SRC042086 | 1000 | Solar |  |  | Withdrawn | Trade Secret | Trade | YAM | YAM031 | Community Solar Garden | Solar*Rewards Community | Trade Secret | 2015
20263-228838-01 | Xcel Energy | 85 | 13781 | IOU | SRC042349 | 998 | Solar |  |  | Withdrawn | Trade Secret | Trade | BEK | BEK311 | Community Solar Garden | Solar*Rewards Community | Trade Secret | 2015
20263-228838-01 | Xcel Energy | 85 | 13781 | IOU | SRC069531 | 480 | Solar |  |  | Withdrawn | Trade Secret | Trade | TWL | TWL082 | Community Solar Garden | Solar*Rewards Community | Trade Secret | 2018
20263-228838-01 | Xcel Energy | 85 | 13781 | IOU | SRC038507 | 1000 | Solar |  |  | Withdrawn | Trade Secret | Trade | WAV | WAV021 | Community Solar Garden | Solar*Rewards Community | Trade Secret | 2014
20263-228838-01 | Xcel Energy | 85 | 13781 | IOU | SRC042185 | 1000 | Solar |  |  | Withdrawn | Trade Secret | Trade |  |  | Community Solar Garden | Solar*Rewards Community | Trade Secret | 2015
20263-228838-01 | Xcel Energy | 85 | 13781 | IOU | SRC049638 | 1000 | Solar |  |  | Withdrawn | Trade Secret | Trade | ALB | ALB022 | Community Solar Garden | Solar*Rewards Community | Trade Secret | 2016
20263-228838-01 | Xcel Energy | 85 | 13781 | IOU | 03127356 | 1000 | Solar |  |  | Interconnected | Byron | Trade | WEB | WEB021 | Community Solar Garden | Solar*Rewards Community | Trade Secret | 2015 | 2017
20263-228838-01 | Xcel Energy | 85 | 13781 | IOU | SRC042527 | 950 | Solar |  |  | Withdrawn | Trade Secret | Trade | WAS | WAS092 | Community Solar Garden | Solar*Rewards Community | Trade Secret | 2015
20263-228838-01 | Xcel Energy | 85 | 13781 | IOU | SRC040031 | 1000 | Solar |  |  | Withdrawn | Trade Secret | Trade |  |  | Community Solar Garden | Solar*Rewards Community | Trade Secret | 2015
20263-228838-01 | Xcel Energy | 85 | 13781 | IOU | 03707358 | 1000 | Solar |  |  | Withdrawn | Trade Secret | Trade | ALB | ALB022 | Community Solar Garden | Solar*Rewards Community | Trade Secret | 2020
20263-228838-01 | Xcel Energy | 85 | 13781 | IOU | 05798411 | 360 | Solar |  |  | Active Application | Trade Secret | Trade |  |  | Residential |  | Trade Secret | 2024
20263-228838-01 | Xcel Energy | 85 | 13781 | IOU | SRC040764 | 1000 | Solar |  |  | Withdrawn | Trade Secret | Trade | SCL | SCL322 | Community Solar Garden | Solar*Rewards Community | Trade Secret | 2015
20263-228838-01 | Xcel Energy | 85 | 13781 | IOU | SRC039274 | 1000 | Solar |  |  | Withdrawn | Trade Secret | Trade | MEI | MEI021 | Community Solar Garden | Solar*Rewards Community | Trade Secret | 2015
20263-228838-01 | Xcel Energy | 85 | 13781 | IOU | SRC038695 | 1000 | Solar |  |  | Withdrawn | Trade Secret | Trade | CSR | CSR001 | Community Solar Garden | Solar*Rewards Community | Trade Secret | 2014
20263-228838-01 | Xcel Energy | 85 | 13781 | IOU | 03129992 | 3.36 | Solar |  |  | Withdrawn | Trade Secret | Trade | MPK | MPK082 | Residential | Solar*Rewards | Trade Secret | 2018
20263-228838-01 |  |  |  |  | 05595767 |  | Solar |  |  | Active Application | Trade Secret | Trade |  |  | Community Solar Garden | Solar*Rewards Community |  | 2023
20263-228838-01 | Xcel Energy | 85 | 13781 | IOU | SRC038650 | 1000 | Solar |  |  | Withdrawn | Trade Secret | Trade | NER | NER021 | Community Solar Garden | Solar*Rewards Community | Trade Secret | 2014
20263-228838-01 | Xcel Energy | 85 | 13781 | IOU | SRC044992 | 1000 | Solar |  |  | Withdrawn | Trade Secret | Trade |  |  | Community Solar Garden | Solar*Rewards Community | Trade Secret | 2016
20263-228838-01 |  |  |  |  | OID2806446 |  | Solar |  |  | Withdrawn | Trade Secret | Trade | [5 empty] | 2010
20263-228838-01 |  |  |  |  | 05742616 |  | Solar |  |  | Active Application | Trade Secret | Trade |  |  | Residential | Solar*Rewards |  | 2024
20263-228838-01 | Xcel Energy | 85 | 13781 | IOU | 03128522 | 1000 | Solar |  |  | Interconnected | Randolph | Trade | CTF | CTF021 | Community Solar Garden | Solar*Rewards Community | Trade Secret | 2015 | 2019
20263-228838-01 | Xcel Energy | 85 | 13781 | IOU | 05602005 | 1000 | Solar |  |  | Active Application | Trade Secret | Trade |  |  | Community Solar Garden | Solar*Rewards Community | Trade Secret | 2023
20263-228838-01 | Xcel Energy | 85 | 13781 | IOU | 05657772 | 1000 | Solar |  |  | Withdrawn | Trade Secret | Trade | AVN | AVN021 | Community Solar Garden | Solar*Rewards Community | Trade Secret | 2023
20263-228838-01 | Xcel Energy | 85 | 13781 | IOU | SRC038791 | 1000 | Solar |  |  | Withdrawn | Trade Secret | Trade | WTN | WTN061 | Community Solar Garden | Solar*Rewards Community | Trade Secret | 2015
20263-228838-01 | Xcel Energy | 85 | 13781 | IOU | SRC038680 | 1000 | Solar |  |  | Withdrawn | Trade Secret | Trade | LAP | LAP311 | Community Solar Garden | Solar*Rewards Community | Trade Secret | 2014
20263-228838-01 | Xcel Energy | 85 | 13781 | IOU | SRC075890 | 1000 | Solar |  |  | Withdrawn | Trade Secret | Trade | LAY | LAY061 | Community Solar Garden | Solar*Rewards Community | Trade Secret | 2019
20263-228838-01 | Xcel Energy | 85 | 13781 | IOU | SRC052772 | 60 | Solar |  |  | Withdrawn | Trade Secret | Trade | CDV | CDV061 | Community Solar Garden | Solar*Rewards Community | Trade Secret | 2017
20263-228838-01 | Xcel Energy | 85 | 13781 | IOU | 03126739 | 1000 | Solar |  |  | Interconnected | Minnesota City | Trade | GVW | GVW031 | Community Solar Garden | Solar*Rewards Community | Trade Secret | 2015 | 2019
20263-228838-01 |  |  |  |  | 04784186 |  | Solar |  |  | Active Application | Trade Secret | Trade |  |  | Residential | Solar*Rewards |  | 2021
20263-228838-01 | Xcel Energy | 85 | 13781 | IOU | SRC038376 | 984 | Solar |  |  | Withdrawn | Trade Secret | Trade | KEN | KEN022 | Community Solar Garden | Solar*Rewards Community | Trade Secret | 2014
20263-228838-01 | Xcel Energy | 85 | 13781 | IOU | 03121375 | 1000 | Solar |  |  | Interconnected | Waseca | Trade | WAS | WAS092 | Community Solar Garden | Solar*Rewards Community | Trade Secret | 2015 | 2018
20263-228838-01 |  |  |  |  | SRO29489 |  | Solar |  |  | Withdrawn | Trade Secret | Trade |  |  |  | Other |  | 2013
20263-228838-01 |  |  |  |  | 05899145 |  |  |  |  | Active Application | Trade Secret | Trade |  |  | Residential |  |  | 2024
20263-228838-01 |  |  |  |  | 06270728 |  |  |  |  | Active Application | Trade Secret | Trade |  |  | Residential |  |  | 2025
20263-228838-01 |  |  |  |  | 06247009 |  |  |  |  | Active Application | Trade Secret | Trade |  |  | Residential |  |  | 2025
20263-228838-01 | Xcel Energy | 85 | 13781 | IOU | 03125977 | 250 | Solar |  |  | Interconnected | Mayer | Trade | WCS | WCS064 | Community Solar Garden | Solar*Rewards Community | Trade Secret | 2015 | 2018
20263-228838-01 |  |  |  |  | 05403219 |  | Solar |  |  | Withdrawn | Trade Secret | Trade |  |  | Residential | Solar*Rewards |  | 2023
20263-228838-01 |  |  |  |  | 05989046 |  | Solar |  |  | Withdrawn | Trade Secret | Trade |  |  | Residential | Solar*Rewards |  | 2024
20263-228838-01 | Xcel Energy | 85 | 13781 | IOU | 05400993 | 1000 | Solar |  |  | Withdrawn | Trade Secret | Trade | GRC | GRC311 | Community Solar Garden | Solar*Rewards Community | Trade Secret | 2023
20263-228838-01 | Xcel Energy | 85 | 13781 | IOU | 03127267 | 1000 | Solar |  |  | Interconnected | Center City | Trade | CHI | CHI311 | Community Solar Garden | Solar*Rewards Community | Trade Secret | 2018 | 2021
20263-228838-01 | Xcel Energy | 85 | 13781 | IOU | 05771755 | 4990 | Solar |  |  | Withdrawn | Trade Secret | Trade |  |  | Commercial |  | Trade Secret | 2024
20263-228838-01 | Xcel Energy | 85 | 13781 | IOU | 03121366 | 1000 | Solar |  |  | Interconnected | Scandia | Trade | SCA | SCA021 | Community Solar Garden | Solar*Rewards Community | Trade Secret | 2015 | 2018
20263-228838-01 | Xcel Energy | 85 | 13781 | IOU | 03127152 | 1000 | Solar |  |  | Interconnected | Belle Plaine | Trade | BEL | BEL062 | Community Solar Garden | Solar*Rewards Community | Trade Secret | 2015 | 2020
20263-228838-01 | Xcel Energy | 85 | 13781 | IOU | SRC040624 | 950 | Solar |  |  | Withdrawn | Trade Secret | Trade |  |  | Community Solar Garden | Solar*Rewards Community | Trade Secret | 2015
20263-228838-01 |  |  |  |  | 05315041 |  |  |  |  | Active Application | Trade Secret | Trade |  |  | Residential |  |  | 2022
20263-228838-01 |  |  |  |  | 05445532 |  | Solar |  |  | Active Application | Trade Secret | Trade |  |  | Residential | Solar*Rewards |  | 2023
20263-228838-01 |  |  |  |  | 05581699 |  | Solar |  |  | Withdrawn | Trade Secret | Trade |  |  | Residential | Solar*Rewards |  | 2023
20263-228838-01 | Xcel Energy | 85 | 13781 | IOU | 05572897 | 125 | Solar |  |  | Withdrawn | Trade Secret | Trade |  |  | Community Solar Garden | Solar*Rewards Community | Trade Secret | 2023
20263-228838-01 | Xcel Energy | 85 | 13781 | IOU | SRC040634 | 950 | Solar |  |  | Withdrawn | Trade Secret | Trade |  |  | Community Solar Garden | Solar*Rewards Community | Trade Secret | 2015
20263-228838-01 | Xcel Energy | 85 | 13781 | IOU | SRC068917 | 1000 | Solar |  |  | Withdrawn | Trade Secret | Trade |  |  | Community Solar Garden | Solar*Rewards Community | Trade Secret | 2018
20263-228838-01 | Xcel Energy | 85 | 13781 | IOU | SRC052818 | 1000 | Solar |  |  | Withdrawn | Trade Secret | Trade | SCL | SCL322 | Community Solar Garden | Solar*Rewards Community | Trade Secret | 2017
20263-228838-01 | Xcel Energy | 85 | 13781 | IOU | 05520802 | 960 | Solar |  |  | Active Application | Trade Secret | Trade | TER | TER085 | LMI | Solar*Rewards Community | Trade Secret | 2023
20263-228838-01 | Xcel Energy | 85 | 13781 | IOU | 05528174 | 1000 | Solar |  |  | Active Application | Trade Secret | Trade | WAS | WAS091 | Community Solar Garden | Solar*Rewards Community | Trade Secret | 2023
20263-228838-01 | Xcel Energy | 85 | 13781 | IOU | 05403402 | 1000 | Solar |  |  | Withdrawn | Trade Secret | Trade | GLD | GLD021 | Community Solar Garden | Solar*Rewards Community | Trade Secret | 2023
20263-228838-01 | Xcel Energy | 85 | 13781 | IOU | SRC040991 | 950 | Solar |  |  | Withdrawn | Trade Secret | Trade |  |  | Community Solar Garden | Solar*Rewards Community | Trade Secret | 2015
20263-228838-01 | Xcel Energy | 85 | 13781 | IOU | SRC040784 | 1000 | Solar |  |  | Withdrawn | Trade Secret | Trade | HUG | HUG321 | Community Solar Garden | Solar*Rewards Community | Trade Secret | 2015
20263-228838-01 | Xcel Energy | 85 | 13781 | IOU | 03124702 | 1000 | Solar |  |  | Interconnected | North Branch | Trade | CHI | CHI311 | Community Solar Garden | Solar*Rewards Community | Trade Secret | 2017 | 2019
20263-228838-01 | Xcel Energy | 85 | 13781 | IOU | 03244726 | 3.84 | Solar |  |  | Withdrawn | Trade Secret | Trade | IDA | IDA064 | Residential | Solar*Rewards | Trade Secret | 2019
20263-228838-01 |  |  |  |  | 03235602 |  | Solar |  |  | Withdrawn | Trade Secret | Trade | LIN | LIN022 | Residential | Solar*Rewards |  | 2019
20263-228838-01 | Xcel Energy | 85 | 13781 | IOU | 06012318 | 5000 | Solar |  |  | Active Application | Trade Secret | Trade |  |  | Commercial | Solar*Rewards | Trade Secret | 2024
20263-228838-01 | Xcel Energy | 85 | 13781 | IOU | SRC042552 | 950 | Solar |  |  | Withdrawn | Trade Secret | Trade | PIL | PIL021 | Community Solar Garden | Solar*Rewards Community | Trade Secret | 2015
20263-228838-01 | Xcel Energy | 85 | 13781 | IOU | SRC042799 | 950 | Solar |  |  | Withdrawn | Trade Secret | Trade | WAV | WAV021 | Community Solar Garden | Solar*Rewards Community | Trade Secret | 2015
20263-228838-01 | Xcel Energy | 85 | 13781 | IOU | 03125978 | 1000 | Solar |  |  | Interconnected | Zumbro Falls | Trade | ZUF | ZUF021 | Community Solar Garden | Solar*Rewards Community | Trade Secret | 2015 | 2018
20263-228838-01 | Xcel Energy | 85 | 13781 | IOU | SRC038320 | 1000 | Solar |  |  | Withdrawn | Trade Secret | Trade | PAT | PAT313 | Community Solar Garden | Solar*Rewards Community | Trade Secret | 2014
20263-228838-01 | Xcel Energy | 85 | 13781 | IOU | SRC042528 | 950 | Solar |  |  | Withdrawn | Trade Secret | Trade | WAS | WAS092 | Community Solar Garden | Solar*Rewards Community | Trade Secret | 2015
20263-228838-01 | Xcel Energy | 85 | 13781 | IOU | 03127519 | 1000 | Solar |  |  | Interconnected | Lake Lillian | Trade | LIL | LIL021 | Community Solar Garden | Solar*Rewards Community | Trade Secret | 2018 | 2021
20263-228838-01 | Xcel Energy | 85 | 13781 | IOU | 03126001 | 990 | Solar |  |  | Interconnected | Belle Plaine | Trade | BEL | BEL062 | Community Solar Garden | Solar*Rewards Community | Trade Secret | 2015 | 2018
20263-228838-01 | Xcel Energy | 85 | 13781 | IOU | 03129913 | 33.3 | Solar |  |  | Withdrawn | Trade Secret | Trade | SOU | SOU082 | Residential | Solar*Rewards | Trade Secret | 2018
20263-228838-01 |  |  |  |  | 04875084 |  |  |  |  | Active Application | Trade Secret | Trade |  |  | Residential |  |  | 2022
20263-228838-01 | Xcel Energy | 85 | 13781 | IOU | SRC038720 | 1000 | Solar |  |  | Withdrawn | Trade Secret | Trade | CSR | CSR001 | Community Solar Garden | Solar*Rewards Community | Trade Secret | 2014
20263-228838-01 |  |  |  |  | 04530246 |  | Solar |  |  | Active Application | Trade Secret | Trade |  |  | Residential | Solar*Rewards |  | 2021
20263-228838-01 |  |  |  |  | 04752158 |  |  |  |  | Active Application | Trade Secret | Trade |  |  | Residential |  |  | 2021
20263-228838-01 | Xcel Energy | 85 | 13781 | IOU | 03123350 | 1000 | Solar |  |  | Interconnected | Freeport | Trade | WOB | WOB021 | Community Solar Garden | Solar*Rewards Community | Trade Secret | 2015 | 2017
20263-228838-01 | Xcel Energy | 85 | 13781 | IOU | 03128296 | 5500 | Solar |  |  | Interconnected | Trade Secret | Trade | ESW | ESW073 | Utility |  | Trade Secret | 2016 | 2017
20263-228838-01 | Xcel Energy | 85 | 13781 | IOU | 03503157 | 1000 | Solar |  |  | Active Application | Trade Secret | Trade | AVR | AVR081 | LMI | Solar*Rewards Community | Trade Secret | 2024
20263-228838-01 | Xcel Energy | 85 | 13781 | IOU | SRC042477 | 950 | Solar |  |  | Withdrawn | Trade Secret | Trade | BUR | BUR032 | Community Solar Garden | Solar*Rewards Community | Trade Secret | 2015
20263-228838-01 | Xcel Energy | 85 | 13781 | IOU | SRC042611 | 950 | Solar |  |  | Withdrawn | Trade Secret | Trade | MTV | MTV022 | Community Solar Garden | Solar*Rewards Community | Trade Secret | 2015
20263-228838-01 | Xcel Energy | 85 | 13781 | IOU | SRC042801 | 950 | Solar |  |  | Withdrawn | Trade Secret | Trade | DOC | DOC031 | Community Solar Garden | Solar*Rewards Community | Trade Secret | 2015
20263-228838-01 |  |  |  |  | OID2806659 |  | Solar |  |  | Withdrawn | Trade Secret | Trade | [5 empty] | 2014
20263-228838-01 |  |  |  |  | 05379142 |  |  |  |  | Active Application | Trade Secret | Trade |  |  | Residential |  |  | 2023
20263-228838-01 |  |  |  |  | 05772204 |  |  |  |  | Active Application | Trade Secret | Trade |  |  | Residential |  |  | 2024
20263-228838-01 | Xcel Energy | 85 | 13781 | IOU | SRC071532 | 1000 | Solar |  |  | Withdrawn | Trade Secret | Trade | PAT | PAT312 | Community Solar Garden | Solar*Rewards Community | Trade Secret | 2019
20263-228838-01 | Xcel Energy | 85 | 13781 | IOU | 03126000 | 989 | Solar |  |  | Interconnected | Watertown | Trade | WWK | WWK311 | Community Solar Garden | Solar*Rewards Community | Trade Secret | 2015 | 2017
20263-228838-01 | Xcel Energy | 85 | 13781 | IOU | SRC042647 | 950 | Solar |  |  | Withdrawn | Trade Secret | Trade | NOF | NOF061 | Community Solar Garden | Solar*Rewards Community | Trade Secret | 2015
20263-228838-01 | Xcel Energy | 85 | 13781 | IOU | SRC064074 | 1000 | Solar |  |  | Withdrawn | Trade Secret | Trade | SOH | SOH001 | Community Solar Garden | Solar*Rewards Community | Trade Secret | 2017
20263-228838-01 |  |  |  |  | OID2806262 |  | Solar |  |  | Withdrawn | Trade Secret | Trade | [5 empty] | 2008
20263-228838-01 |  |  |  |  | 06228543 |  | Solar |  |  | Withdrawn | Trade Secret | Trade |  |  | Residential | Solar*Rewards |  | 2025
20263-228838-01 | Xcel Energy | 85 | 13781 | IOU | 04071659 | 1000 | Solar |  |  | Withdrawn | Trade Secret | Trade | WAS | WAS091 | Community Solar Garden | Solar*Rewards Community | Trade Secret | 2021
20263-228838-01 |  |  |  |  | 05748135 |  | Solar |  |  | Withdrawn | Trade Secret | Trade |  |  | Residential | Solar*Rewards |  | 2024
20263-228838-01 | Xcel Energy | 85 | 13781 | IOU | 04567166 | 933 | Solar |  |  | Active Application | Trade Secret | Trade | YAM | YAM031 | LMI | Solar*Rewards Community | Trade Secret | 2023
20263-228838-01 | Xcel Energy | 85 | 13781 | IOU | OID3387024 | 9.94 | Solar |  |  | Withdrawn | Trade Secret | Trade | ALK | ALK067 | Residential | Solar*Rewards | Trade Secret | 2018
20263-228838-01 | Xcel Energy | 85 | 13781 | IOU | 03131280 | 9.94 | Solar |  |  | Interconnected | Trade Secret | Trade | SLP | SLP092 | Residential | Made in Minnesota | Trade Secret | 2016 | 2017
20263-228838-01 | Xcel Energy | 85 | 13781 | IOU | 03186778 | 7.616 | Solar |  |  | Interconnected | Trade Secret | Trade | AHI | AHI025 | Residential | Solar*Rewards | Trade Secret | 2019 | 2019
20263-228838-01 | Xcel Energy | 85 | 13781 | IOU | 03131419 | 3.747 | Solar |  |  | Interconnected | Trade Secret | Trade | MEL | MEL061 | Commercial | Solar*Rewards | Trade Secret | 2017 | 2019
20263-228838-01 | Xcel Energy | 85 | 13781 | IOU | 04082025 | 9.35 | Solar |  |  | Interconnected | Trade Secret | Trade | LOK | LOK093 | Residential |  | Trade Secret | 2020 | 2021
20263-228838-01 | Xcel Energy | 85 | 13781 | IOU | 06270811 | 5.235 | Solar |  |  | Active Application | Trade Secret | Trade | RIV | RIV073 | Residential |  | Trade Secret | 2025
20263-228838-01 | Xcel Energy | 85 | 13781 | IOU | 03131979 | 2.962 | Solar |  |  | Interconnected | Trade Secret | Trade | MEL | MEL061 | Residential | Solar*Rewards | Trade Secret | 2017 | 2017
20263-228838-01 | Xcel Energy | 85 | 13781 | IOU | OID3368873 | 9.94 | Solar |  |  | Withdrawn | Trade Secret | Trade | ALK | ALK067 | Residential | Solar*Rewards | Trade Secret | 2018
20263-228838-01 | Xcel Energy | 85 | 13781 | IOU | 04875177 | 7.124 | Solar |  |  | Interconnected | Trade Secret | Trade | PBE | PBE061 | Residential | Solar*Rewards | Trade Secret | 2022 | 2022
20263-228838-01 | Xcel Energy | 85 | 13781 | IOU | 05535882 | 200 | Solar |  |  | Active Application | Trade Secret | Trade | RIV | RIV066 | Commercial |  | Trade Secret | 2023
20263-228838-01 | Xcel Energy | 85 | 13781 | IOU | 03575484 | 19.988 | Solar |  |  | Interconnected | Trade Secret | Trade | LIN | LIN022 | Commercial | Solar*Rewards | Trade Secret | 2020 | 2021
20263-228838-01 | Xcel Energy | 85 | 13781 | IOU | 05239216 | 6.38 | Solar |  |  | Interconnected | Trade Secret | Trade | SOU | SOU079 | Residential |  | Trade Secret | 2022 | 2023
20263-228838-01 | Xcel Energy | 85 | 13781 | IOU | 05268956 | 8.99 | Solar |  |  | Interconnected | Trade Secret | Trade | SAV | SAV063 | Residential |  | Trade Secret | 2022 | 2023
20263-228838-01 | Xcel Energy | 85 | 13781 | IOU | 05427626 | 9.994 | Solar |  |  | Interconnected | Trade Secret | Trade | LEX | LEX332 | Residential |  | Trade Secret | 2023 | 2023
20263-228838-01 | Xcel Energy | 85 | 13781 | IOU | 03130085 | 3.84 | Solar |  | X | Interconnected | Trade Secret | Trade | TER | TER062 | Residential | Solar*Rewards | Trade Secret | 2018 | 2019
20263-228838-01 | Xcel Energy | 85 | 13781 | IOU | 06229400 | 15.2 | Solar |  |  | Interconnected | Trade Secret | Trade | EKO | EKO021 | Residential |  | Trade Secret | 2025 | 2025
20263-228838-01 | Xcel Energy | 85 | 13781 | IOU | 06116307 | 11.766 | Solar |  |  | Interconnected | Trade Secret | Trade | GSL | GSL341 | Residential | Solar*Rewards | Trade Secret | 2025 | 2025
20263-228838-01 | Xcel Energy | 85 | 13781 | IOU | 04409206 | 6 | Solar |  |  | Active Application | Trade Secret | Trade | NOF | NOF061 | Residential | Solar*Rewards | Trade Secret | 2021
20263-228838-01 | Xcel Energy | 85 | 13781 | IOU | 06110866 | 240 | Solar |  |  | Active Application | Trade Secret | Trade | WDY | WDY311 | Commercial |  | Trade Secret | 2025
20263-228838-01 | Xcel Energy | 85 | 13781 | IOU | 06286742 | 240 | Storage |  |  | Active Application | Trade Secret | Trade | WDY | WDY311 | Commercial |  | Trade Secret | 2025
20263-228838-01 | Xcel Energy | 85 | 13781 | IOU | 06280306 | 120 | Storage |  |  | Withdrawn | Trade Secret | Trade | WDY | WDY311 | Commercial |  | Trade Secret | 2025
20263-228838-01 | Xcel Energy | 85 | 13781 | IOU | 03688494 | 7.678 | Solar |  |  | Interconnected | Trade Secret | Trade | AFT | AFT314 | Residential | Solar*Rewards | Trade Secret | 2020 | 2020
20263-228838-01 | Xcel Energy | 85 | 13781 | IOU | 04050163 | 4.4 | Solar |  |  | Interconnected | Trade Secret | Trade | LOK | LOK093 | Residential |  | Trade Secret | 2020 | 2021
20263-228838-01 | Xcel Energy | 85 | 13781 | IOU | 05187159 | 17.69 | Solar |  |  | Interconnected | Trade Secret | Trade | GSL | GSL341 | Residential |  | Trade Secret | 2022 | 2023
20263-228838-01 | Xcel Energy | 85 | 13781 | IOU | 05251868 | 6.5 | Solar |  |  | Interconnected | Trade Secret | Trade | DND | DND061 | Residential | Solar*Rewards | Trade Secret | 2022 | 2023
20263-228838-01 | Xcel Energy | 85 | 13781 | IOU | 05780566 | 5.525 | Solar |  |  | Interconnected | Trade Secret | Trade | IDA | IDA072 | Residential | Solar*Rewards | Trade Secret | 2024 | 2024
20263-228838-01 | Xcel Energy | 85 | 13781 | IOU | 05790262 | 5.525 | Solar |  |  | Withdrawn | Trade Secret | Trade | IDA | IDA072 | Residential | Solar*Rewards | Trade Secret | 2024
20263-228838-01 | Xcel Energy | 85 | 13781 | IOU | 05711869 | 6.09 | Solar |  |  | Interconnected | Trade Secret | Trade | TER | TER075 | Residential | Solar*Rewards | Trade Secret | 2024 | 2024
20263-228838-01 | Xcel Energy | 85 | 13781 | IOU | 03775452 | 43.2 | Solar |  |  | Interconnected | Trade Secret | Trade | KOL | KOL065 | Commercial | Solar*Rewards | Trade Secret | 2020 | 2021
20263-228838-01 | Xcel Energy | 85 | 13781 | IOU | 04407721 | 7.616 | Solar |  |  | Interconnected | Trade Secret | Trade | WIN | WIN042 | Residential | Solar*Rewards | Trade Secret | 2021 | 2021
20263-228838-01 | Xcel Energy | 85 | 13781 | IOU | 04056932 | 43.2 | Solar |  |  | Interconnected | Trade Secret | Trade | ALD | ALD096 | Commercial | Solar*Rewards | Trade Secret | 2021 | 2021
20263-228838-01 | Xcel Energy | 85 | 13781 | IOU | 04079658 | 7.616 | Solar |  |  | Interconnected | Trade Secret | Trade | APA | APA077 | Residential | Solar*Rewards | Trade Secret | 2020 | 2020
20263-228838-01 | Xcel Energy | 85 | 13781 | IOU | 05245827 | 7.216 | Solar |  |  | Interconnected | Trade Secret | Trade | RPO | RPO311 | Residential |  | Trade Secret | 2022 | 2023
20263-228838-01 | Xcel Energy | 85 | 13781 | IOU | 04387032 | 166.6 | Solar |  |  | Interconnected | Trade Secret | Trade | EDP | EDP095 | Commercial |  | Trade Secret | 2021 | 2021
20263-228838-01 | Xcel Energy | 85 | 13781 | IOU | 05226691 | 9.423 | Solar |  |  | Interconnected | Trade Secret | Trade | SLP | SLP084 | Residential |  | Trade Secret | 2022 | 2022
20263-228838-01 | Xcel Energy | 85 | 13781 | IOU | 03615360 | 8.7 | Solar |  |  | Interconnected | Trade Secret | Trade | SOU | SOU077 | Residential | Solar*Rewards | Trade Secret | 2020 | 2020
20263-228838-01 | Xcel Energy | 85 | 13781 | IOU | 05450704 | 4.48 | Solar |  |  | Interconnected | Trade Secret | Trade | HSN | HSN322 | Residential | Solar*Rewards | Trade Secret | 2023 | 2023
20263-228838-01 | Xcel Energy | 85 | 13781 | IOU | 05377480 | 3.84 | Solar |  |  | Interconnected | Trade Secret | Trade | HUG | HUG311 | Residential | Solar*Rewards | Trade Secret | 2023 | 2023
20263-228838-01 | Xcel Energy | 85 | 13781 | IOU | 05858099 | 7.971 | Solar |  |  | Interconnected | Trade Secret | Trade | ECK | ECK321 | Residential | Solar*Rewards | Trade Secret | 2024 | 2024
20263-228838-01 | Xcel Energy | 85 | 13781 | IOU | 04348833 | 3.747 | Solar |  |  | Interconnected | Trade Secret | Trade | RPO | RPO311 | Residential | Solar*Rewards | Trade Secret | 2021 | 2021
20263-228838-01 | Xcel Energy | 85 | 13781 | IOU | 05828768 | 12.288 | Solar |  |  | Active Application | Trade Secret | Trade | BRP | BRP063 | Residential | Solar*Rewards | Trade Secret | 2024
20263-228838-01 | Xcel Energy | 85 | 13781 | IOU | 04550302 | 43.2 | Solar |  |  | Interconnected | Trade Secret | Trade | LOK | LOK061 | Commercial |  | Trade Secret | 2021 | 2022
20263-228838-01 | Xcel Energy | 85 | 13781 | IOU | 06241071 | 15.2 | Solar |  |  | Active Application | Trade Secret | Trade | WWK | WWK321 | Residential |  | Trade Secret | 2025
20263-228838-01 | Xcel Energy | 85 | 13781 | IOU | 04421639 | 19.988 | Solar |  |  | Interconnected | Trade Secret | Trade | SOU | SOU088 | Commercial | Solar*Rewards | Trade Secret | 2021 | 2021
20263-228838-01 | Xcel Energy | 85 | 13781 | IOU | 05674345 | 5.248 | Solar |  |  | Interconnected | Trade Secret | Trade | RPO | RPO311 | Residential |  | Trade Secret | 2024 | 2024
20263-228838-01 | Xcel Energy | 85 | 13781 | IOU | 05536006 | 7.245 | Solar |  |  | Interconnected | Trade Secret | Trade | HSN | HSN322 | Residential | Solar*Rewards | Trade Secret | 2023 | 2023
20263-228838-01 | Xcel Energy | 85 | 13781 | IOU | 05595001 | 6.912 | Solar |  |  | Interconnected | Trade Secret | Trade | DHL | DHL061 | Residential |  | Trade Secret | 2023 | 2023
20263-228838-01 | Xcel Energy | 85 | 13781 | IOU | 05599954 | 6.912 | Solar |  |  | Withdrawn | Trade Secret | Trade | DHL | DHL061 | Residential | Solar*Rewards | Trade Secret | 2023
20263-228838-01 | Xcel Energy | 85 | 13781 | IOU | 05449030 | 8.99 | Solar |  |  | Interconnected | Trade Secret | Trade | HUG | HUG311 | Residential | Solar*Rewards | Trade Secret | 2023 | 2023
20263-228838-01 | Xcel Energy | 85 | 13781 | IOU | 05581811 | 8.505 | Solar |  |  | Interconnected | Trade Secret | Trade | EXC | EXC061 | Residential |  | Trade Secret | 2023 | 2024
20263-228838-01 | Xcel Energy | 85 | 13781 | IOU | 06014788 | 5.76 | Solar |  |  | Interconnected | Trade Secret | Trade | ALK | ALK072 | Residential | Solar*Rewards | Trade Secret | 2024 | 2025
20263-228838-01 | Xcel Energy | 85 | 13781 | IOU | 03893953 | 1000 | Solar |  |  | Interconnected | Mankato | Trade | ESW | ESW073 | Community Solar Garden | Solar*Rewards Community | Trade Secret | 2021 | 2022
20263-228838-01 | Xcel Energy | 85 | 13781 | IOU | 05124355 | 7.616 | Solar |  |  | Interconnected | Trade Secret | Trade | SOU | SOU083 | Residential |  | Trade Secret | 2022 | 2024
20263-228838-01 |  |  |  |  | 05123031 |  |  |  |  | Withdrawn | Trade Secret | Trade | SOU | SOU083 | Residential |  |  | 2022
20263-228838-01 | Xcel Energy | 85 | 13781 | IOU | 06321966 | 7.6 | Solar |  |  | Active Application | Trade Secret | Trade | DHL | DHL061 | Residential | Solar*Rewards | Trade Secret | 2026
20263-228838-01 | Xcel Energy | 85 | 13781 | IOU | 04060266 | 1000 | Solar |  |  | Interconnected | Franklin | Trade | FRA | FRA211 | LMI | Solar*Rewards Community | Trade Secret | 2021 | 2024
20263-228838-01 | Xcel Energy | 85 | 13781 | IOU | 04056113 | 500 | Solar |  |  | Active Application | Trade Secret | Trade | SLW | SLW061 | LMI | Solar*Rewards Community | Trade Secret | 2021
20263-228838-01 | Xcel Energy | 85 | 13781 | IOU | 05468087 | 13.59 | Solar |  | X | Interconnected | Trade Secret | Trade | STY | STY075 | Residential | Solar*Rewards | Trade Secret | 2023 | 2023
20263-228838-01 | Xcel Energy | 85 | 13781 | IOU | 05456495 | 3.84 | Solar |  |  | Interconnected | Trade Secret | Trade | HSN | HSN322 | Residential | Solar*Rewards | Trade Secret | 2023 | 2023
20263-228838-01 | Xcel Energy | 85 | 13781 | IOU | 03790529 | 1000 | Solar |  |  | Interconnected | La Crescent | Trade | LAC | LAC062 | Community Solar Garden | Solar*Rewards Community | Trade Secret | 2021 | 2022
20263-228838-01 |  |  |  |  | 05958020 |  | Solar |  |  | Active Application | Trade Secret | Trade | LOK | LOK093 | Residential | Solar*Rewards |  | 2024
20263-228838-01 | Xcel Energy | 85 | 13781 | IOU | 05701743 | 11.808 | Solar |  |  | Interconnected | Trade Secret | Trade | CGR | CGR072 | Residential |  | Trade Secret | 2024 | 2024
20263-228838-01 | Xcel Energy | 85 | 13781 | IOU | 04328350 | 1000 | Solar |  |  | Interconnected | Mayer | Trade | WCS | WCS072 | Community Solar Garden | Solar*Rewards Community | Trade Secret | 2022 | 2023
20263-228838-01 | Xcel Energy | 85 | 13781 | IOU | 05363646 | 17.61 | Solar |  |  | Interconnected | Trade Secret | Trade | ALD | ALD076 | Commercial | Solar*Rewards | Trade Secret | 2023 | 2024
20263-228838-01 | Xcel Energy | 85 | 13781 | IOU | 05681831 | 39.5 | Solar |  |  | Interconnected | Trade Secret | Trade | ALD | ALD084 | Commercial | Solar*Rewards | Trade Secret | 2023 | 2024
20263-228838-01 | Xcel Energy | 85 | 13781 | IOU | 04874938 | 50 | Solar |  |  | Interconnected | Trade Secret | Trade | WSG | WSG351 | Commercial |  | Trade Secret | 2024 | 2024
20263-228838-01 | Xcel Energy | 85 | 13781 | IOU | 04795313 | 39.99 | Solar |  |  | Interconnected | Trade Secret | Trade | WSG | WSG351 | Commercial | Solar*Rewards | Trade Secret | 2022 | 2024
20263-228838-01 | Xcel Energy | 85 | 13781 | IOU | 05958293 | 7.838 | Solar |  |  | Active Application | Trade Secret | Trade | MPK | MPK078 | Residential |  | Trade Secret | 2024
20263-228838-01 | Xcel Energy | 85 | 13781 | IOU | 05858429 | 9.29 | Solar |  |  | Interconnected | Trade Secret | Trade | HUG | HUG321 | Residential |  | Trade Secret | 2024 | 2025
20263-228838-01 | Xcel Energy | 85 | 13781 | IOU | 05853308 | 9.29 | Solar |  |  | Withdrawn | Trade Secret | Trade | HUG | HUG321 | Residential |  | Trade Secret | 2024
20263-228838-01 | Xcel Energy | 85 | 13781 | IOU | 04091580 | 999 | Solar |  |  | Interconnected | Paynesville | Trade | PAT | PAT313 | Community Solar Garden | Solar*Rewards Community | Trade Secret | 2022 | 2024
20263-228838-01 | Xcel Energy | 85 | 13781 | IOU | 06193186 | 10.121 | Solar |  | X | Interconnected | Trade Secret | Trade | GSL | GSL341 | Residential | Solar*Rewards | Trade Secret | 2025 | 2025
20263-228838-01 | Xcel Energy | 85 | 13781 | IOU | 06116086 | 11.5 | Solar |  | X | Interconnected | Trade Secret | Trade | HSN | HSN321 | Residential |  | Trade Secret | 2025 | 2025
20263-228838-01 | Xcel Energy | 85 | 13781 | IOU | 06192863 | 27.648 | Solar |  |  | Active Application | Trade Secret | Trade | HUG | HUG321 | Residential | Solar*Rewards | Trade Secret | 2025
20263-228838-01 | Xcel Energy | 85 | 13781 | IOU | 05449324 | 11.995 | Solar |  |  | Interconnected | Trade Secret | Trade | WSG | WSG352 | Commercial |  | Trade Secret | 2023 | 2024
20263-228838-01 | Xcel Energy | 85 | 13781 | IOU | 05743764 | 17.101 | Solar |  |  | Interconnected | Trade Secret | Trade | SLP | SLP092 | Residential |  | Trade Secret | 2024 | 2024
20263-228838-01 | Xcel Energy | 85 | 13781 | IOU | 05715155 | 8.82 | Solar |  |  | Active Application | Trade Secret | Trade | REW | REW023 | Residential | Solar*Rewards | Trade Secret | 2024
20263-228838-01 |  |  |  |  | 05712298 |  | Solar |  |  | Withdrawn | Trade Secret | Trade | REW | REW023 | Residential | Solar*Rewards |  | 2024
20263-228838-01 | Xcel Energy | 85 | 13781 | IOU | 05772324 | 5.235 | Solar |  |  | Interconnected | Trade Secret | Trade | VMR | VMR062 | Residential | Solar*Rewards | Trade Secret | 2024 | 2024
20263-228838-01 | Xcel Energy | 85 | 13781 | IOU | 03132289 | 3.747 | Solar |  |  | Interconnected | Trade Secret | Trade | ALD | ALD083 | Residential | Solar*Rewards | Trade Secret | 2018 | 2018
20263-228838-01 | Xcel Energy | 85 | 13781 | IOU | 04565706 | 2.962 | Solar |  |  | Active Application | Trade Secret | Trade | RIV | RIV073 | Residential |  | Trade Secret | 2021
20263-228838-01 | Xcel Energy | 85 | 13781 | IOU | 04509109 | 2.962 | Solar |  |  | Withdrawn | Trade Secret | Trade | RIV | RIV073 | Residential |  | Trade Secret | 2021
20263-228838-01 | Xcel Energy | 85 | 13781 | IOU | 04476040 | 2.962 | Solar |  |  | Active Application | Trade Secret | Trade | RIV | RIV073 | Residential | Solar*Rewards | Trade Secret | 2021
20263-228838-01 | Xcel Energy | 85 | 13781 | IOU | 03970098 | 6.09 | Solar |  |  | Active Application | Trade Secret | Trade | LEX | LEX074 | Residential | Solar*Rewards | Trade Secret | 2020
20263-228838-01 | Xcel Energy | 85 | 13781 | IOU | 04022701 | 6.09 | Solar |  |  | Interconnected | Trade Secret | Trade | LEX | LEX074 | Residential | Solar*Rewards | Trade Secret | 2020 | 2020
20263-228838-01 | Xcel Energy | 85 | 13781 | IOU | 03907884 | 6.98 | Solar |  |  | Active Application | Trade Secret | Trade | LEX | LEX074 | Residential | Solar*Rewards | Trade Secret | 2020
20263-228838-01 | Xcel Energy | 85 | 13781 | IOU | 03989072 | 5.8 | Solar |  |  | Active Application | Trade Secret | Trade | LEX | LEX074 | Residential | Solar*Rewards | Trade Secret | 2020
20263-228838-01 | Xcel Energy | 85 | 13781 | IOU | 05729623 | 6.677 | Solar |  |  | Interconnected | Trade Secret | Trade | SHP | SHP072 | Residential |  | Trade Secret | 2024 | 2024
20263-228838-01 | Xcel Energy | 85 | 13781 | IOU | 04309936 | 15.232 | Solar |  |  | Interconnected | Trade Secret | Trade | GSL | GSL341 | Residential | Solar*Rewards | Trade Secret | 2021 | 2021
20263-228838-01 | Xcel Energy | 85 | 13781 | IOU | 05498855 | 4.74 | Solar |  |  | Interconnected | Trade Secret | Trade | GSL | GSL341 | Residential | Solar*Rewards | Trade Secret | 2023 | 2024
20263-228838-01 | Xcel Energy | 85 | 13781 | IOU | 03132145 | 6 | Solar |  |  | Interconnected | Trade Secret | Trade | SOU | SOU079 | Residential | Made in Minnesota | Trade Secret | 2017 | 2018
20263-228838-01 | Xcel Energy | 85 | 13781 | IOU | 06018672 | 17.5 | Storage |  |  | Interconnected | Trade Secret | Trade | SOU | SOU079 | Residential |  | Trade Secret | 2024 | 2025
20263-228838-01 | Xcel Energy | 85 | 13781 | IOU | 04409075 | 8.25 | Solar |  |  | Interconnected | Trade Secret | Trade | BYT | BYT072 | Residential | Solar*Rewards | Trade Secret | 2021 | 2021
20263-228838-01 | Xcel Energy | 85 | 13781 | IOU | 05772592 | 13.44 | Solar |  |  | Interconnected | Trade Secret | Trade | BRP | BRP073 | Residential | Solar*Rewards | Trade Secret | 2024 | 2024
20263-228838-01 | Xcel Energy | 85 | 13781 | IOU | 05225137 | 4.886 | Solar |  |  | Interconnected | Trade Secret | Trade | SOU | SOU064 | Residential |  | Trade Secret | 2022 | 2022
20263-228838-01 | Xcel Energy | 85 | 13781 | IOU | 03589115 | 5.51 | Solar |  |  | Interconnected | Trade Secret | Trade | MDT | MDT071 | Residential | Solar*Rewards | Trade Secret | 2020 | 2020
20263-228838-01 | Xcel Energy | 85 | 13781 | IOU | 04919005 | 6.09 | Solar |  |  | Interconnected | Trade Secret | Trade | UPP | UPP084 | Residential | Solar*Rewards | Trade Secret | 2022 | 2022
20263-228838-01 | Xcel Energy | 85 | 13781 | IOU | 04440926 | 7.124 | Solar |  |  | Interconnected | Trade Secret | Trade | AFT | AFT322 | Residential |  | Trade Secret | 2021 | 2021
20263-228838-01 |  |  |  |  | 06199644 |  | Solar |  |  | Withdrawn | Trade Secret | Trade | GNL | GNL071 | Residential | Solar*Rewards |  | 2025
20263-228838-01 | Xcel Energy | 85 | 13781 | IOU | 06199651 | 5.235 | Solar |  | X | Interconnected | Trade Secret | Trade | GNL | GNL071 | Residential | Solar*Rewards | Trade Secret | 2025 | 2025
20263-228838-01 | Xcel Energy | 85 | 13781 | IOU | 03132687 | 3.36 | Solar |  | X | Interconnected | Trade Secret | Trade | SOU | SOU075 | Residential | Solar*Rewards | Trade Secret | 2018 | 2019
20263-228838-01 | Xcel Energy | 85 | 13781 | IOU | 03133391 | 2.66 | Solar |  |  | Interconnected | Trade Secret | Trade | LOK | LOK062 | Residential | Solar*Rewards | Trade Secret | 2011 | 2011
20263-228838-01 | Xcel Energy | 85 | 13781 | IOU | 05371360 | 6.4 | Solar |  |  | Interconnected | Trade Secret | Trade | HUG | HUG311 | Residential | Solar*Rewards | Trade Secret | 2023 | 2023
20263-228838-01 | Xcel Energy | 85 | 13781 | IOU | 03134728 | 7.63 | Solar |  |  | Interconnected | Trade Secret | Trade | SIP | SIP073 | Residential | Solar*Rewards | Trade Secret | 2015 | 2016
20263-228838-01 |  |  |  |  | 03527601 |  | Solar |  |  | Active Application | Trade Secret | Trade | UPP | UPP083 | Residential | Solar*Rewards |  | 2020
20263-228838-01 | Xcel Energy | 85 | 13781 | IOU | 03659239 | 4.32 | Solar |  |  | Interconnected | Trade Secret | Trade | UPP | UPP083 | Residential | Solar*Rewards | Trade Secret | 2020 | 2020
20263-228838-01 | Xcel Energy | 85 | 13781 | IOU | 05846862 | 9.994 | Solar |  |  | Interconnected | Trade Secret | Trade | SHP | SHP061 | Residential | Solar*Rewards | Trade Secret | 2024 | 2025
20263-228838-01 | Xcel Energy | 85 | 13781 | IOU | 04420349 | 11.39 | Solar |  |  | Interconnected | Trade Secret | Trade | HWW | HWW062 | Commercial | Solar*Rewards | Trade Secret | 2021 | 2021
20263-228838-01 | Xcel Energy | 85 | 13781 | IOU | 03131168 | 400 | Other |  |  | Interconnected | Trade Secret | Trade | OSS | OSS072 | Commercial |  | Trade Secret | 2013 | 2013
20263-228838-01 | Xcel Energy | 85 | 13781 | IOU | 04539514 | 5.22 | Solar |  |  | Interconnected | Trade Secret | Trade | MPK | MPK074 | Residential |  | Trade Secret | 2021 | 2021
20263-228838-01 | Xcel Energy | 85 | 13781 | IOU | 06249438 | 7.68 | Solar |  |  | Active Application | Trade Secret | Trade | MPK | MPK071 | Residential |  | Trade Secret | 2025
20263-228838-01 | Xcel Energy | 85 | 13781 | IOU | 05607789 | 5.67 | Solar |  |  | Interconnected | Trade Secret | Trade | TER | TER065 | Residential |  | Trade Secret | 2023 | 2024
20263-228838-01 | Xcel Energy | 85 | 13781 | IOU | 04896120 | 1.45 | Solar |  |  | Interconnected | Trade Secret | Trade | IDA | IDA074 | Residential | Solar*Rewards | Trade Secret | 2022 | 2022
20263-228838-01 | Xcel Energy | 85 | 13781 | IOU | 04971574 | 18.85 | Solar |  |  | Withdrawn | Trade Secret | Trade | MTR | MTR021 | Residential |  | Trade Secret | 2022
20263-228838-01 | Xcel Energy | 85 | 13781 | IOU | 03567784 | 2.4 | Solar |  |  | Interconnected | Trade Secret | Trade | SOU | SOU081 | Residential | Solar*Rewards | Trade Secret | 2020 | 2020
20263-228838-01 | Xcel Energy | 85 | 13781 | IOU | 05483216 | 9.994 | Solar |  |  | Interconnected | Trade Secret | Trade | HUG | HUG311 | Residential | Solar*Rewards | Trade Secret | 2023 | 2023
20263-228838-01 | Xcel Energy | 85 | 13781 | IOU | 05227603 | 9.074 | Solar |  |  | Interconnected | Trade Secret | Trade | MOL | MOL072 | Residential |  | Trade Secret | 2022 | 2022
20263-228838-01 | Xcel Energy | 85 | 13781 | IOU | 06086947 | 3.84 | Storage |  |  | Interconnected | Trade Secret | Trade | MPK | MPK071 | Residential |  | Trade Secret | 2025 | 2025
20263-228838-01 | Xcel Energy | 85 | 13781 | IOU | 04794017 | 4.93 | Solar |  |  | Interconnected | Trade Secret | Trade | MPK | MPK071 | Residential | Solar*Rewards | Trade Secret | 2022 | 2022
20263-228838-01 | Xcel Energy | 85 | 13781 | IOU | 05424334 | 7.616 | Solar |  |  | Interconnected | Trade Secret | Trade | WIL | WIL098 | Residential | Solar*Rewards | Trade Secret | 2023 | 2023
20263-228838-01 | Xcel Energy | 85 | 13781 | IOU | 06130944 | 13.664 | Solar |  |  | Interconnected | Trade Secret | Trade | IDA | IDA073 | Residential | Solar*Rewards | Trade Secret | 2025 | 2025
20263-228838-01 | Xcel Energy | 85 | 13781 | IOU | OID3666327 | 39.998 | Solar |  |  | Withdrawn | Trade Secret | Trade | RWD | RWD063 | Commercial | Solar*Rewards | Trade Secret | 2018
20263-228838-01 | Xcel Energy | 85 | 13781 | IOU | 05501327 | 2.61 | Solar |  |  | Interconnected | Trade Secret | Trade | SHP | SHP072 | Residential |  | Trade Secret | 2023 | 2024
20263-228838-01 | Xcel Energy | 85 | 13781 | IOU | 06201770 | 6.282 | Solar |  |  | Interconnected | Trade Secret | Trade | APA | APA077 | Residential | Solar*Rewards | Trade Secret | 2025 | 2025
20263-228838-01 | Xcel Energy | 85 | 13781 | IOU | 04240069 | 39.976 | Solar |  |  | Active Application | Trade Secret | Trade | RLK | RLK069 | Commercial | Solar*Rewards | Trade Secret | 2020
20263-228838-01 | Xcel Energy | 85 | 13781 | IOU | 03133124 | 3.04 | Solar |  |  | Interconnected | Trade Secret | Trade | SLP | SLP074 | Residential | Solar*Rewards | Trade Secret | 2010 | 2010
20263-228838-01 |  |  |  |  | SRO12801 |  | Solar |  |  | Withdrawn | Trade Secret | Trade | SLP | SLP074 | Residential | Solar*Rewards |  | 2010
20263-228838-01 | Xcel Energy | 85 | 13781 | IOU | 06190250 | 6.282 | Solar |  |  | Interconnected | Trade Secret | Trade | WSG | WSG352 | Residential |  | Trade Secret | 2025 | 2025
20263-228838-01 | Xcel Energy | 85 | 13781 | IOU | OID3607738 | 18 | Solar |  |  | Withdrawn | Trade Secret | Trade | WWK | WWK311 | Residential | Solar*Rewards | Trade Secret | 2018
20263-228838-01 | Xcel Energy | 85 | 13781 | IOU | 04314804 | 29.02 | Solar |  |  | Interconnected | Trade Secret | Trade | LAC | LAC063 | Commercial | Solar*Rewards | Trade Secret | 2021 | 2022
20263-228838-01 | Xcel Energy | 85 | 13781 | IOU | 05351574 | 8.12 | Solar |  |  | Interconnected | Trade Secret | Trade | HSN | HSN321 | Residential |  | Trade Secret | 2023 | 2023
20263-228838-01 | Xcel Energy | 85 | 13781 | IOU | 06218059 | 7.68 | Solar |  |  | Active Application | Trade Secret | Trade | EKO | EKO021 | Residential |  | Trade Secret | 2025
20263-228838-01 | Xcel Energy | 85 | 13781 | IOU | 04798438 | 5.8 | Solar |  |  | Interconnected | Trade Secret | Trade | KOL | KOL063 | Residential |  | Trade Secret | 2022 | 2022
20263-228838-01 | Xcel Energy | 85 | 13781 | IOU | 03509492 | 6.96 | Solar |  |  | Interconnected | Trade Secret | Trade | NOF | NOF061 | Residential | Solar*Rewards | Trade Secret | 2019 | 2020
20263-228838-01 | Xcel Energy | 85 | 13781 | IOU | OID3870449 | 7.92 | Solar |  |  | Withdrawn | Trade Secret | Trade | HYL | HYL074 | Residential | Solar*Rewards | Trade Secret | 2019
20263-228838-01 | Xcel Energy | 85 | 13781 | IOU | 03788573 | 8.16 | Solar |  |  | Interconnected | Trade Secret | Trade | HYL | HYL074 | Residential | Solar*Rewards | Trade Secret | 2020 | 2020
20263-228838-01 | Xcel Energy | 85 | 13781 | IOU | 03134095 | 3.36 | Solar |  |  | Interconnected | Trade Secret | Trade | BCR | BCR083 | Residential | Solar*Rewards | Trade Secret | 2014 | 2015
20263-228838-01 | Xcel Energy | 85 | 13781 | IOU | 03132196 | 7.625 | Solar |  |  | Interconnected | Trade Secret | Trade | HWW | HWW062 | Commercial | Solar*Rewards | Trade Secret | 2018 | 2018
20263-228838-01 | Xcel Energy | 85 | 13781 | IOU | 03966485 | 9.994 | Solar |  |  | Interconnected | Trade Secret | Trade | HUG | HUG321 | Residential | Solar*Rewards | Trade Secret | 2020 | 2021
20263-228838-01 | Xcel Energy | 85 | 13781 | IOU | 03131114 | 10 | Other |  |  | Interconnected | Trade Secret | Trade | RED | RED091 | Residential |  | Trade Secret | 2012 | 2012
20263-228838-01 | Xcel Energy | 85 | 13781 | IOU | 06117110 | 3.747 | Solar |  |  | Interconnected | Trade Secret | Trade | SDX | SDX312 | Residential | Solar*Rewards | Trade Secret | 2025 | 2025
20263-228838-01 | Xcel Energy | 85 | 13781 | IOU | 03130763 | 3 | Solar |  |  | Interconnected | Trade Secret | Trade | ALD | ALD084 | Residential |  | Trade Secret | 2006 | 2007
20263-228838-01 | Xcel Energy | 85 | 13781 | IOU | 05762837 | 2.792 | Solar |  |  | Interconnected | Trade Secret | Trade | ALD | ALD084 | Residential | Solar*Rewards | Trade Secret | 2024 | 2024
20263-228838-01 | Xcel Energy | 85 | 13781 | IOU | 06235591 | 6.912 | Solar |  | X | Active Application | Trade Secret | Trade | SOU | SOU079 | Residential |  | Trade Secret | 2026
20263-228838-01 | Xcel Energy | 85 | 13781 | IOU | 03134894 | 7.2 | Solar |  |  | Interconnected | Trade Secret | Trade | UPP | UPP063 | Residential | Made in Minnesota | Trade Secret | 2016 | 2017
20263-228838-01 | Xcel Energy | 85 | 13781 | IOU | 05518174 | 30 | Solar |  |  | Interconnected | Trade Secret | Trade | SOU | SOU077 | Commercial |  | Trade Secret | 2023 | 2024
20263-228838-01 | Xcel Energy | 85 | 13781 | IOU | 05995351 | 5.904 | Solar |  |  | Interconnected | Trade Secret | Trade | LEX | LEX332 | Residential | Solar*Rewards | Trade Secret | 2024 | 2025
20263-228838-01 | Xcel Energy | 85 | 13781 | IOU | 05451611 | 6.4 | Solar |  |  | Interconnected | Trade Secret | Trade | WEF | WEF061 | Residential | Solar*Rewards | Trade Secret | 2023 | 2023
20263-228838-01 | Xcel Energy | 85 | 13781 | IOU | 05487383 | 4.35 | Solar |  |  | Interconnected | Trade Secret | Trade | WCR | WCR322 | Residential |  | Trade Secret | 2023 | 2023
20263-228838-01 | Xcel Energy | 85 | 13781 | IOU | 03131569 | 19.999 | Solar |  |  | Interconnected | Trade Secret | Trade | WSG | WSG352 | Commercial | Solar*Rewards | Trade Secret | 2017 | 2018
20263-228838-01 | Xcel Energy | 85 | 13781 | IOU | 03132788 | 19.999 | Solar |  |  | Interconnected | Trade Secret | Trade | WSG | WSG352 | Commercial | Solar*Rewards | Trade Secret | 2018 | 2019
20263-228838-01 | Xcel Energy | 85 | 13781 | IOU | 03130378 | 39.998 | Solar |  |  | Interconnected | Trade Secret | Trade | WSG | WSG352 | Commercial | Made in Minnesota | Trade Secret | 2017 | 2018
20263-228838-01 | Xcel Energy | 85 | 13781 | IOU | 06086006 | 5.904 | Solar |  |  | Interconnected | Trade Secret | Trade | ECK | ECK062 | Residential | Solar*Rewards | Trade Secret | 2025 | 2025
20263-228838-01 | Xcel Energy | 85 | 13781 | IOU | 04382734 | 11.6 | Solar |  |  | Interconnected | Trade Secret | Trade | FSL | FSL311 | Residential | Solar*Rewards | Trade Secret | 2021 | 2021
20263-228838-01 | Xcel Energy | 85 | 13781 | IOU | 03133659 | 2.88 | Solar |  |  | Interconnected | Trade Secret | Trade | HUG | HUG322 | Residential | Solar*Rewards | Trade Secret | 2012 | 2012
20263-228838-01 | Xcel Energy | 85 | 13781 | IOU | 03876858 | 3.48 | Solar |  |  | Interconnected | Trade Secret | Trade | HUG | HUG322 | Residential | Solar*Rewards | Trade Secret | 2020 | 2020
20263-228838-01 | Xcel Energy | 85 | 13781 | IOU | SRO21118 | 2.28 | Solar |  |  | Withdrawn | Trade Secret | Trade | HUG | HUG322 | Residential | Solar*Rewards | Trade Secret | 2012
20263-228838-01 | Xcel Energy | 85 | 13781 | IOU | 03133736 | 3.225 | Solar |  |  | Interconnected | Trade Secret | Trade | NOF | NOF071 | Residential | Solar*Rewards | Trade Secret | 2013 | 2013
20263-228838-01 | Xcel Energy | 85 | 13781 | IOU | 03133084 | 36 | Solar |  |  | Interconnected | Trade Secret | Trade | TWL | TWL072 | Commercial | Solar*Rewards | Trade Secret | 2013 | 2014
20263-228838-01 | Xcel Energy | 85 | 13781 | IOU | SRO23960 | 35 | Solar |  |  | Withdrawn | Trade Secret | Trade | TWL | TWL072 | Commercial | Solar*Rewards | Trade Secret | 2012
20263-228838-01 | Xcel Energy | 85 | 13781 | IOU | 05404976 | 2.61 | Solar |  |  | Interconnected | Trade Secret | Trade | WSG | WSG361 | Residential |  | Trade Secret | 2023 | 2024
20263-228838-01 | Xcel Energy | 85 | 13781 | IOU | OID3080196 | 18 | Solar |  |  | Withdrawn | Trade Secret | Trade |  |  | Residential | Solar*Rewards | Trade Secret | 2017
20263-228838-01 | Xcel Energy | 85 | 13781 | IOU | 04793503 | 5.8 | Solar |  |  | Interconnected | Trade Secret | Trade | PBE | PBE061 | Residential | Solar*Rewards | Trade Secret | 2022 | 2022
20263-228838-01 | Xcel Energy | 85 | 13781 | IOU | 06092314 | 6.56 | Solar |  |  | Interconnected | Trade Secret | Trade | WIL | WIL089 | Residential | Solar*Rewards | Trade Secret | 2025 | 2025
20263-228838-01 | Xcel Energy | 85 | 13781 | IOU | 06034402 | 3.48 | Solar |  |  | Interconnected | Trade Secret | Trade | UPP | UPP084 | Residential | Solar*Rewards | Trade Secret | 2025 | 2025
20263-228838-01 | Xcel Energy | 85 | 13781 | IOU | 03133335 | 4.8 | Solar |  |  | Interconnected | Trade Secret | Trade | GNL | GNL062 | Residential | Solar*Rewards | Trade Secret | 2011 | 2011
20263-228838-01 | Xcel Energy | 85 | 13781 | IOU | 03135068 | 9 | Solar |  |  | Interconnected | Trade Secret | Trade | WAB | WAB031 | Residential | Made in Minnesota | Trade Secret | 2016 | 2016
20263-228838-01 | Xcel Energy | 85 | 13781 | IOU | 03739253 | 8.12 | Solar |  | X | Interconnected | Trade Secret | Trade | WSG | WSG076 | Residential | Solar*Rewards | Trade Secret | 2020 | 2020
20263-228838-01 | Xcel Energy | 85 | 13781 | IOU | 03131229 | 244 | Solar |  |  | Interconnected | Trade Secret | Trade | LOK | LOK093 | Commercial |  | Trade Secret | 2016 | 2016
20263-228838-01 | Xcel Energy | 85 | 13781 | IOU | 06196574 | 3.416 | Solar |  |  | Interconnected | Trade Secret | Trade | APA | APA069 | Residential | Solar*Rewards | Trade Secret | 2025 | 2025
20263-228838-01 | Xcel Energy | 85 | 13781 | IOU | 05729391 | 7.6 | Solar |  |  | Interconnected | Trade Secret | Trade | ALD | ALD093 | Residential |  | Trade Secret | 2024 | 2024
20263-228838-01 | Xcel Energy | 85 | 13781 | IOU | 05931063 | 4.06 | Solar |  |  | Interconnected | Trade Secret | Trade | IDA | IDA073 | Residential | Solar*Rewards | Trade Secret | 2024 | 2025
20263-228838-01 | Xcel Energy | 85 | 13781 | IOU | 05666790 | 7.216 | Solar |  |  | Interconnected | Trade Secret | Trade | WDY | WDY311 | Residential |  | Trade Secret | 2023 | 2024
20263-228838-01 | Xcel Energy | 85 | 13781 | IOU | 05484364 | 13.86 | Solar |  |  | Interconnected | Trade Secret | Trade | RAM | RAM071 | Residential |  | Trade Secret | 2023 | 2023
20263-228838-01 | Xcel Energy | 85 | 13781 | IOU | 03159045 | 3.747 | Solar |  |  | Interconnected | Trade Secret | Trade | SOU | SOU086 | Residential | Solar*Rewards | Trade Secret | 2019 | 2019
20263-228838-01 | Xcel Energy | 85 | 13781 | IOU | 03134681 | 7.63 | Solar |  |  | Interconnected | Trade Secret | Trade | SOU | SOU075 | Residential | Solar*Rewards | Trade Secret | 2015 | 2016
20263-228838-01 | Xcel Energy | 85 | 13781 | IOU | OID3387045 | 9.94 | Solar |  |  | Withdrawn | Trade Secret | Trade | ALK | ALK067 | Residential | Solar*Rewards | Trade Secret | 2018
20263-228838-01 | Xcel Energy | 85 | 13781 | IOU | 04482269 | 11.6 | Solar |  |  | Interconnected | Trade Secret | Trade | ALD | ALD088 | Residential |  | Trade Secret | 2021 | 2021
20263-228838-01 | Xcel Energy | 85 | 13781 | IOU | 05423455 | 6.4 | Solar |  |  | Interconnected | Trade Secret | Trade | GRC | GRC313 | Residential | Solar*Rewards | Trade Secret | 2023 | 2023
20263-228838-01 | Xcel Energy | 85 | 13781 | IOU | OID2019432 | 18 | Solar |  |  | Withdrawn | Trade Secret | Trade | MOL | MOL065 | Commercial | Solar*Rewards | Trade Secret | 2014
20263-228838-01 | Xcel Energy | 85 | 13781 | IOU | OID3809147 | 2.962 | Solar |  |  | Withdrawn | Trade Secret | Trade | SOU | SOU083 | Residential | Solar*Rewards | Trade Secret | 2019
20263-228838-01 | Xcel Energy | 85 | 13781 | IOU | OID3865532 | 2.5 | Solar |  |  | Interconnected | Trade Secret | Trade | SOU | SOU083 | Residential | Solar*Rewards | Trade Secret | 2019 | 2019
20263-228838-01 | Xcel Energy | 85 | 13781 | IOU | OID3792460 | 2.962 | Solar |  |  | Withdrawn | Trade Secret | Trade | SLP | SLP084 | Residential | Solar*Rewards | Trade Secret | 2019
20263-228838-01 | Xcel Energy | 85 | 13781 | IOU | 06086199 | 7.216 | Solar |  |  | Interconnected | Trade Secret | Trade | WIL | WIL071 | Residential | Solar*Rewards | Trade Secret | 2025 | 2025
20263-228838-01 | Xcel Energy | 85 | 13781 | IOU | 05863732 | 5.052 | Solar |  |  | Interconnected | Trade Secret | Trade | MOL | MOL072 | Residential |  | Trade Secret | 2024 | 2025
20263-228838-01 | Xcel Energy | 85 | 13781 | IOU | 03131070 | 750 | Other |  |  | Interconnected | Trade Secret | Trade | HYL | HYL063 | Commercial |  | Trade Secret | 2011 | 2011
20263-228838-01 |  |  |  |  | OID3470325 |  | Solar |  |  | Withdrawn | Trade Secret | Trade | WSG | WSG063 | Commercial | Solar*Rewards |  | 2018
20263-228838-01 | Xcel Energy | 85 | 13781 | IOU | 03131565 | 19.999 | Solar |  |  | Interconnected | Trade Secret | Trade | WSG | WSG063 | Commercial | Solar*Rewards | Trade Secret | 2017 | 2017
20263-228838-01 | Xcel Energy | 85 | 13781 | IOU | 03582375 | 99.9 | Solar |  |  | Interconnected | Trade Secret | Trade | WSG | WSG063 | Commercial |  | Trade Secret | 2020 | 2021
20263-228838-01 | Xcel Energy | 85 | 13781 | IOU | 03132783 | 19.999 | Solar |  |  | Interconnected | Trade Secret | Trade | WSG | WSG063 | Commercial | Solar*Rewards | Trade Secret | 2018 | 2019
20263-228838-01 | Xcel Energy | 85 | 13781 | IOU | 03132091 | 39.998 | Solar |  |  | Interconnected | Trade Secret | Trade | WSG | WSG063 | Commercial | Made in Minnesota | Trade Secret | 2017 | 2017
20263-228838-01 | Xcel Energy | 85 | 13781 | IOU | 05660034 | 5.76 | Solar |  |  | Interconnected | Trade Secret | Trade | WDY | WDY311 | Residential |  | Trade Secret | 2024 | 2024
20263-228838-01 | Xcel Energy | 85 | 13781 | IOU | 05489430 | 2.844 | Solar |  |  | Interconnected | Trade Secret | Trade | HWW | HWW062 | Residential | Solar*Rewards | Trade Secret | 2023 | 2023
20263-228838-01 | Xcel Energy | 85 | 13781 | IOU | 06225048 | 7.6 | Solar |  |  | Interconnected | Trade Secret | Trade | LLK | LLK071 | Residential |  | Trade Secret | 2025 | 2025
20263-228838-01 | Xcel Energy | 85 | 13781 | IOU | 06001373 | 6.046 | Solar |  |  | Interconnected | Trade Secret | Trade | YAM | YAM021 | Residential |  | Trade Secret | 2024 | 2025
20263-228838-01 | Xcel Energy | 85 | 13781 | IOU | OID2424166 | 7.63 | Solar |  |  | Withdrawn | Trade Secret | Trade | HSN | HSN311 | Residential | Solar*Rewards | Trade Secret | 2015
20263-228838-01 |  |  |  |  | OID3465237 |  | Solar |  |  | Withdrawn | Trade Secret | Trade | HSN | HSN311 | Residential | Solar*Rewards |  | 2018
20263-228838-01 | Xcel Energy | 85 | 13781 | IOU | 03134827 | 7.63 | Solar |  |  | Interconnected | Trade Secret | Trade | HSN | HSN311 | Residential | Made in Minnesota | Trade Secret | 2016 | 2016
20263-228838-01 | Xcel Energy | 85 | 13781 | IOU | 03132907 | 5.76 | Solar |  |  | Interconnected | Trade Secret | Trade | WCR | WCR322 | Residential | Solar*Rewards | Trade Secret | 2018 | 2019
20263-228838-01 |  |  |  |  | OID3497760 |  | Solar |  |  | Withdrawn | Trade Secret | Trade | WCR | WCR322 | Residential | Solar*Rewards |  | 2018
20263-228838-01 | Xcel Energy | 85 | 13781 | IOU | OID3497762 | 7.616 | Solar |  |  | Withdrawn | Trade Secret | Trade | WCR | WCR322 | Residential | Solar*Rewards | Trade Secret | 2018
20263-228838-01 | Xcel Energy | 85 | 13781 | IOU | 05566982 | 8.19 | Solar |  |  | Interconnected | Trade Secret | Trade | DND | DND071 | Residential | Solar*Rewards | Trade Secret | 2023 | 2024
20263-228838-01 | Xcel Energy | 85 | 13781 | IOU | 05420218 | 9.6 | Solar |  |  | Withdrawn | Trade Secret | Trade | MHW | MHW311 | Residential | Solar*Rewards | Trade Secret | 2023
20263-228838-01 | Xcel Energy | 85 | 13781 | IOU | 05794390 | 19.8 | Solar |  |  | Interconnected | Trade Secret | Trade | HUG | HUG321 | Residential | Solar*Rewards | Trade Secret | 2024 | 2024
20263-228838-01 | Xcel Energy | 85 | 13781 | IOU | 05755032 | 19.8 | Solar |  |  | Withdrawn | Trade Secret | Trade | HUG | HUG321 | Residential |  | Trade Secret | 2024
20263-228838-01 |  |  |  |  | 05731293 |  |  |  |  | Withdrawn | Trade Secret | Trade | HUG | HUG321 | Residential |  |  | 2024
20263-228838-01 | Xcel Energy | 85 | 13781 | IOU | 05996182 | 3.747 | Solar |  |  | Interconnected | Trade Secret | Trade | HYL | HYL071 | Residential | Solar*Rewards | Trade Secret | 2024 | 2025
20263-228838-01 | Xcel Energy | 85 | 13781 | IOU | 05941760 | 6.046 | Solar |  |  | Interconnected | Trade Secret | Trade | MHW | MHW311 | Residential |  | Trade Secret | 2024 | 2025
20263-228838-01 | Xcel Energy | 85 | 13781 | IOU | 05853242 | 6.046 | Solar |  |  | Interconnected | Trade Secret | Trade | LEX | LEX332 | Residential |  | Trade Secret | 2024 | 2024
20263-228838-01 |  |  |  |  | 06090319 |  | Solar |  |  | Active Application | Trade Secret | Trade | LEX | LEX332 | Residential | Solar*Rewards |  | 2025
20263-228838-01 | Xcel Energy | 85 | 13781 | IOU | 05819732 | 9.074 | Solar |  |  | Interconnected | Trade Secret | Trade | WIL | WIL098 | Residential |  | Trade Secret | 2024 | 2024
20263-228838-01 | Xcel Energy | 85 | 13781 | IOU | 06168687 | 11.517 | Solar |  |  | Interconnected | Trade Secret | Trade | SOU | SOU079 | Residential | Solar*Rewards | Trade Secret | 2025 | 2025
20263-228838-01 | Xcel Energy | 85 | 13781 | IOU | 06050893 | 3.747 | Solar |  |  | Interconnected | Trade Secret | Trade | ALD | ALD073 | Residential |  | Trade Secret | 2025 | 2025
20263-228838-01 | Xcel Energy | 85 | 13781 | IOU | 05697004 | 3.193 | Solar |  |  | Active Application | Trade Secret | Trade | UPP | UPP085 | Residential |  | Trade Secret | 2024
20263-228838-01 | Xcel Energy | 85 | 13781 | IOU | 03130855 | 25 | Wind |  |  | Interconnected | Trade Secret | Trade | PIL | PIL022 | Residential |  | Trade Secret | 2007 | 2005
20263-228838-01 | Xcel Energy | 85 | 13781 | IOU | OID3805485 | 4.93 | Solar |  |  | Withdrawn | Trade Secret | Trade | SOU | SOU087 | Residential | Solar*Rewards | Trade Secret | 2019
20263-228838-01 | Xcel Energy | 85 | 13781 | IOU | 03140655 | 4.93 | Solar |  |  | Interconnected | Trade Secret | Trade | SOU | SOU087 | Residential | Solar*Rewards | Trade Secret | 2019 | 2020
20263-228838-01 | Xcel Energy | 85 | 13781 | IOU | 03876415 | 6.72 | Solar |  |  | Interconnected | Trade Secret | Trade | LAY | LAY061 | Residential | Solar*Rewards | Trade Secret | 2020 | 2020
20263-228838-01 | Xcel Energy | 85 | 13781 | IOU | 04455144 | 4.64 | Solar |  |  | Active Application | Trade Secret | Trade | TER | TER061 | Residential | Solar*Rewards | Trade Secret | 2021
20263-228838-01 | Xcel Energy | 85 | 13781 | IOU | 04556368 | 5.8 | Solar |  |  | Interconnected | Trade Secret | Trade | TER | TER061 | Residential |  | Trade Secret | 2021 | 2022
20263-228838-01 | Xcel Energy | 85 | 13781 | IOU | 05972902 | 7.616 | Solar |  |  | Withdrawn | Trade Secret | Trade | GRC | GRC312 | Residential |  | Trade Secret | 2024
20263-228838-01 | Xcel Energy | 85 | 13781 | IOU | 05835085 | 16.128 | Solar |  |  | Interconnected | Trade Secret | Trade | ECK | ECK342 | Residential | Solar*Rewards | Trade Secret | 2024 | 2024
20263-228838-01 | Xcel Energy | 85 | 13781 | IOU | 05483271 | 4.48 | Solar |  |  | Interconnected | Trade Secret | Trade | CHE | CHE076 | Residential | Solar*Rewards | Trade Secret | 2023 | 2023
20263-228838-01 | Xcel Energy | 85 | 13781 | IOU | 05465477 | 9.135 | Solar |  |  | Interconnected | Trade Secret | Trade | TLK | TLK067 | Residential | Solar*Rewards | Trade Secret | 2023 | 2023
20263-228838-01 | Xcel Energy | 85 | 13781 | IOU | 03131102 | 500 | Other |  |  | Interconnected | Trade Secret | Trade | MPK | MPK065 | Commercial |  | Trade Secret | 2012 | 2012
20263-228838-01 | Xcel Energy | 85 | 13781 | IOU | 04636258 | 4.93 | Solar |  |  | Interconnected | Trade Secret | Trade | CHE | CHE064 | Residential |  | Trade Secret | 2021 | 2021
20263-228838-01 | Xcel Energy | 85 | 13781 | IOU | 05414650 | 7.616 | Solar |  |  | Interconnected | Trade Secret | Trade | SAV | SAV063 | Residential | Solar*Rewards | Trade Secret | 2023 | 2023
20263-228838-01 | Xcel Energy | 85 | 13781 | IOU | 03130231 | 7.616 | Solar |  |  | Interconnected | Trade Secret | Trade | WYO | WYO022 | Residential | Solar*Rewards | Trade Secret | 2019 | 2019
20263-228838-01 | Xcel Energy | 85 | 13781 | IOU | 04592246 | 3.48 | Solar |  |  | Interconnected | Trade Secret | Trade | HOL | HOL061 | Residential |  | Trade Secret | 2021 | 2021
20263-228838-01 | Xcel Energy | 85 | 13781 | IOU | 03132125 | 38.04 | Solar |  |  | Interconnected | Trade Secret | Trade | ALT | ALT021 | Commercial | Made in Minnesota | Trade Secret | 2017 | 2017
20263-228838-01 | Xcel Energy | 85 | 13781 | IOU | 06176461 | 7.872 | Solar |  |  | Withdrawn | Trade Secret | Trade | WCS | WCS071 | Residential | Solar*Rewards | Trade Secret | 2025
20263-228838-01 | Xcel Energy | 85 | 13781 | IOU | 06201128 | 7.872 | Solar |  |  | Interconnected | Trade Secret | Trade | WCS | WCS071 | Residential |  | Trade Secret | 2025 | 2025
20263-228838-01 | Xcel Energy | 85 | 13781 | IOU | 04429294 | 7.83 | Solar |  |  | Interconnected | Trade Secret | Trade | WIL | WIL079 | Residential | Solar*Rewards | Trade Secret | 2021 | 2021
20263-228838-01 | Xcel Energy | 85 | 13781 | IOU | 06139574 | 8.73 | Solar |  |  | Interconnected | Trade Secret | Trade | WES | WES074 | Residential | Solar*Rewards | Trade Secret | 2025 | 2025
20263-228838-01 | Xcel Energy | 85 | 13781 | IOU | 03133585 | 6.235 | Solar |  |  | Interconnected | Trade Secret | Trade | ALD | ALD088 | Residential | Solar*Rewards | Trade Secret | 2011 | 2012
20263-228838-01 | Xcel Energy | 85 | 13781 | IOU | SRO29829 | 12 | Solar |  |  | Withdrawn | Trade Secret | Trade | ZUM | ZUM022 | Commercial | Solar*Rewards | Trade Secret | 2013
20263-228838-01 | Xcel Energy | 85 | 13781 | IOU | 03134097 | 18 | Solar |  |  | Interconnected | Trade Secret | Trade | ZUM | ZUM022 | Commercial | Made in Minnesota | Trade Secret | 2014 | 2015
20263-228838-01 | Xcel Energy | 85 | 13781 | IOU | 03133606 | 5 | Solar |  |  | Interconnected | Trade Secret | Trade | HWW | HWW061 | Residential | Solar*Rewards | Trade Secret | 2011 | 2012
20263-228838-01 | Xcel Energy | 85 | 13781 | IOU | OID3327136 | 12 | Solar |  | X | Withdrawn | Trade Secret | Trade | GRC | GRC312 | Residential | Solar*Rewards | Trade Secret | 2018
20263-228838-01 | Xcel Energy | 85 | 13781 | IOU | 04380471 | 19.72 | Solar |  |  | Active Application | Trade Secret | Trade | AFT | AFT322 | Residential | Solar*Rewards | Trade Secret | 2021
20263-228838-01 | Xcel Energy | 85 | 13781 | IOU | 04445435 | 7.25 | Solar |  |  | Interconnected | Trade Secret | Trade | AFT | AFT322 | Residential | Solar*Rewards | Trade Secret | 2021 | 2022
20263-228838-01 | Xcel Energy | 85 | 13781 | IOU | 06212868 | 11.5 | Storage |  |  | Interconnected | Trade Secret | Trade | SLP | SLP084 | Residential |  | Trade Secret | 2025 | 2025
20263-228838-01 | Xcel Energy | 85 | 13781 | IOU | 05279775 | 5.584 | Solar |  |  | Interconnected | Trade Secret | Trade | SLP | SLP084 | Residential |  | Trade Secret | 2022 | 2023
20263-228838-01 | Xcel Energy | 85 | 13781 | IOU | 04179749 | 2.962 | Solar |  |  | Interconnected | Trade Secret | Trade | JOR | JOR022 | Residential | Solar*Rewards | Trade Secret | 2020 | 2021
20263-228838-01 | Xcel Energy | 85 | 13781 | IOU | 05023625 | 6.67 | Solar |  |  | Withdrawn | Trade Secret | Trade | ELP | ELP062 | Commercial |  | Trade Secret | 2022
20263-228838-01 | Xcel Energy | 85 | 13781 | IOU | 05592983 | 9.994 | Solar |  |  | Interconnected | Trade Secret | Trade | ELP | ELP062 | Residential | Solar*Rewards | Trade Secret | 2023 | 2023
20263-228838-01 | Xcel Energy | 85 | 13781 | IOU | 05586603 | 6.528 | Solar |  |  | Interconnected | Trade Secret | Trade | UPP | UPP084 | Residential |  | Trade Secret | 2023 | 2024
20263-228838-01 | Xcel Energy | 85 | 13781 | IOU | 03224654 | 9.994 | Solar |  |  | Interconnected | Trade Secret | Trade | EDA | EDA071 | Residential | Solar*Rewards | Trade Secret | 2019 | 2019
20263-228838-01 | Xcel Energy | 85 | 13781 | IOU | 03155009 | 2.4 | Solar |  |  | Interconnected | Trade Secret | Trade | ALD | ALD082 | Residential | Solar*Rewards | Trade Secret | 2019 | 2020
20263-228838-01 | Xcel Energy | 85 | 13781 | IOU | OID3810419 | 2.76 | Solar |  |  | Withdrawn | Trade Secret | Trade | ALD | ALD082 | Residential | Solar*Rewards | Trade Secret | 2019
20263-228838-01 | Xcel Energy | 85 | 13781 | IOU | 03863776 | 14.658 | Solar |  |  | Interconnected | Trade Secret | Trade | SMT | SMT072 | Residential | Solar*Rewards | Trade Secret | 2020 | 2021
20263-228838-01 | Xcel Energy | 85 | 13781 | IOU | 04623392 | 3.747 | Solar |  |  | Interconnected | Trade Secret | Trade | PRR | PRR063 | Residential |  | Trade Secret | 2021 | 2022
20263-228838-01 | Xcel Energy | 85 | 13781 | IOU | 04478949 | 3.747 | Solar |  |  | Active Application | Trade Secret | Trade | PRR | PRR063 | Residential | Solar*Rewards | Trade Secret | 2021
20263-228838-01 | Xcel Energy | 85 | 13781 | IOU | 03131953 | 9.94 | Solar |  |  | Interconnected | Trade Secret | Trade | WCR | WCR311 | Residential | Solar*Rewards | Trade Secret | 2017 | 2017
20263-228838-01 | Xcel Energy | 85 | 13781 | IOU | 03133522 | 6.6 | Solar |  |  | Interconnected | Trade Secret | Trade | SOU | SOU079 | Residential | Solar*Rewards | Trade Secret | 2011 | 2012
20263-228838-01 | Xcel Energy | 85 | 13781 | IOU | 05411236 | 3.84 | Solar |  |  | Interconnected | Trade Secret | Trade | SAK | SAK321 | Residential | Solar*Rewards | Trade Secret | 2023 | 2023
20263-228838-01 | Xcel Energy | 85 | 13781 | IOU | 05974002 | 6.046 | Solar |  |  | Active Application | Trade Secret | Trade | SCL | SCL312 | Residential |  | Trade Secret | 2024
20263-228838-01 | Xcel Energy | 85 | 13781 | IOU | 03130288 | 5.22 | Solar |  |  | Interconnected | Trade Secret | Trade | MPK | MPK083 | Residential | Solar*Rewards | Trade Secret | 2019 | 2019
20263-228838-01 | Xcel Energy | 85 | 13781 | IOU | 04072832 | 5.8 | Solar |  |  | Interconnected | Trade Secret | Trade | CTR | CTR021 | Residential | Solar*Rewards | Trade Secret | 2020 | 2021
20263-228838-01 | Xcel Energy | 85 | 13781 | IOU | 06205857 | 6.073 | Solar |  | X | Active Application | Trade Secret | Trade | SOU | SOU076 | Residential | Solar*Rewards | Trade Secret | 2025
20263-228838-01 | Xcel Energy | 85 | 13781 | IOU | 04793929 | 7.616 | Solar |  |  | Interconnected | Trade Secret | Trade | WSG | WSG061 | Residential | Solar*Rewards | Trade Secret | 2022 | 2022
20263-228838-01 | Xcel Energy | 85 | 13781 | IOU | 03130201 | 6.72 | Solar |  |  | Interconnected | Trade Secret | Trade | APA | APA071 | Residential | Solar*Rewards | Trade Secret | 2019 | 2019
20263-228838-01 | Xcel Energy | 85 | 13781 | IOU | 06326643 | 30.4 | Solar |  |  | Active Application | Trade Secret | Trade | GVW | GVW023 | Commercial |  | Trade Secret | 2026
20263-228838-01 | Xcel Energy | 85 | 13781 | IOU | OID3472818 | 23.5 | Solar |  |  | Withdrawn | Trade Secret | Trade | GVW | GVW023 | Commercial | Solar*Rewards | Trade Secret | 2018
20263-228838-01 | Xcel Energy | 85 | 13781 | IOU | 03133011 | 19.728 | Solar |  |  | Interconnected | Trade Secret | Trade | ELP | ELP062 | Commercial | Solar*Rewards | Trade Secret | 2018 | 2019
20263-228838-01 | Xcel Energy | 85 | 13781 | IOU | OID3782790 | 3.6 | Solar |  |  | Withdrawn | Trade Secret | Trade | ALD | ALD085 | Residential | Solar*Rewards | Trade Secret | 2019
20263-228838-01 | Xcel Energy | 85 | 13781 | IOU | OID3836007 | 4.35 | Solar |  |  | Withdrawn | Trade Secret | Trade | ALD | ALD085 | Residential | Solar*Rewards | Trade Secret | 2019
20263-228838-01 | Xcel Energy | 85 | 13781 | IOU | 06229706 | 6.097 | Solar |  |  | Interconnected | Trade Secret | Trade | MOL | MOL071 | Residential |  | Trade Secret | 2025 | 2025
20263-228838-01 | Xcel Energy | 85 | 13781 | IOU | OID3081316 | 19.99 | Solar |  |  | Withdrawn | Trade Secret | Trade | CLC | CLC022 | Commercial | Solar*Rewards | Trade Secret | 2017
20263-228838-01 | Xcel Energy | 85 | 13781 | IOU | OID2963227 | 7.63 | Solar |  |  | Withdrawn | Trade Secret | Trade | TWL | TWL062 | Residential | Made in Minnesota | Trade Secret | 2017
20263-228838-01 | Xcel Energy | 85 | 13781 | IOU | 04219612 | 8.41 | Solar |  |  | Interconnected | Trade Secret | Trade | RPO | RPO312 | Residential | Solar*Rewards | Trade Secret | 2020 | 2021
20263-228838-01 | Xcel Energy | 85 | 13781 | IOU | OID3834214 | 2.88 | Solar |  |  | Withdrawn | Trade Secret | Trade | MPK | MPK074 | Residential | Solar*Rewards | Trade Secret | 2019
20263-228838-01 | Xcel Energy | 85 | 13781 | IOU | 03133842 | 5 | Solar |  |  | Interconnected | Trade Secret | Trade | WIN | WIN042 | Residential | Made in Minnesota | Trade Secret | 2014 | 2014
20263-228838-01 | Xcel Energy | 85 | 13781 | IOU | OID2109180 | 18 | Solar |  |  | Withdrawn | Trade Secret | Trade | SHP | SHP071 | Commercial | Solar*Rewards | Trade Secret | 2014
20263-228838-01 | Xcel Energy | 85 | 13781 | IOU | 03129888 | 29.02 | Solar |  |  | Interconnected | Trade Secret | Trade | CTR | CTR031 | Commercial | Solar*Rewards | Trade Secret | 2018 | 2020
20263-228838-01 | Xcel Energy | 85 | 13781 | IOU | 03132263 | 7.63 | Solar |  |  | Interconnected | Trade Secret | Trade | EDP | EDP073 | Residential | Solar*Rewards | Trade Secret | 2018 | 2018
20263-228838-01 | Xcel Energy | 85 | 13781 | IOU | 06078737 | 3.936 | Solar |  |  | Interconnected | Trade Secret | Trade | WIL | WIL081 | Residential | Solar*Rewards | Trade Secret | 2025 | 2025
20263-228838-01 | Xcel Energy | 85 | 13781 | IOU | 06278280 | 8.832 | Solar |  |  | Active Application | Trade Secret | Trade | DBL | DBL073 | Residential |  | Trade Secret | 2026
20263-228838-01 | Xcel Energy | 85 | 13781 | IOU | 04981129 | 9.28 | Solar |  |  | Withdrawn | Trade Secret | Trade | ALK | ALK064 | Residential | Solar*Rewards | Trade Secret | 2022
20263-228838-01 | Xcel Energy | 85 | 13781 | IOU | 03134526 | 6 | Solar |  |  | Interconnected | Trade Secret | Trade | BYT | BYT071 | Residential | Made in Minnesota | Trade Secret | 2015 | 2018
20263-228838-01 | Xcel Energy | 85 | 13781 | IOU | 03507760 | 3.48 | Solar |  |  | Interconnected | Trade Secret | Trade | MST | MST076 | Residential | Solar*Rewards | Trade Secret | 2019 | 2020
20263-228838-01 | Xcel Energy | 85 | 13781 | IOU | 05268706 | 6.631 | Solar |  |  | Interconnected | Trade Secret | Trade | SOU | SOU060 | Residential |  | Trade Secret | 2022 | 2023
20263-228838-01 | Xcel Energy | 85 | 13781 | IOU | OID3321393 | 119.975 | Solar |  |  | Withdrawn | Trade Secret | Trade | HOW | HOW061 | Commercial |  | Trade Secret | 2018
20263-228838-01 | Xcel Energy | 85 | 13781 | IOU | 03132437 | 99.9 | Solar |  |  | Interconnected | Trade Secret | Trade | HOW | HOW061 | Commercial |  | Trade Secret | 2018 | 2018
20263-228838-01 | Xcel Energy | 85 | 13781 | IOU | 03134627 | 7.5 | Solar |  |  | Interconnected | Trade Secret | Trade | WIN | WIN023 | Residential | Made in Minnesota | Trade Secret | 2015 | 2015
20263-228838-01 | Xcel Energy | 85 | 13781 | IOU | OID2246468 | 8 | Solar |  |  | Withdrawn | Trade Secret | Trade | WIN | WIN023 | Residential | Solar*Rewards | Trade Secret | 2015
20263-228838-01 | Xcel Energy | 85 | 13781 | IOU | 05780052 | 5.355 | Solar |  |  | Interconnected | Trade Secret | Trade | HWW | HWW062 | Residential | Solar*Rewards | Trade Secret | 2024 | 2024
20263-228838-01 | Xcel Energy | 85 | 13781 | IOU | 05358314 | 9.86 | Solar |  |  | Interconnected | Trade Secret | Trade | LAP | LAP311 | Residential | Solar*Rewards | Trade Secret | 2023 | 2026
20263-228838-01 | Xcel Energy | 85 | 13781 | IOU | 06200850 | 6.282 | Solar |  |  | Withdrawn | Trade Secret | Trade | SOU | SOU083 | Residential | Solar*Rewards | Trade Secret | 2025
20263-228838-01 | Xcel Energy | 85 | 13781 | IOU | 06218428 | 6.282 | Solar |  |  | Interconnected | Trade Secret | Trade | SOU | SOU083 | Residential |  | Trade Secret | 2025 | 2026
20263-228838-01 | Xcel Energy | 85 | 13781 | IOU | 04559199 | 7.616 | Solar |  |  | Interconnected | Trade Secret | Trade | ALD | ALD072 | Residential |  | Trade Secret | 2021 | 2021
20263-228838-01 | Xcel Energy | 85 | 13781 | IOU | 06018046 | 12.345 | Storage |  |  | Active Application | Trade Secret | Trade | EDA | EDA084 | Residential |  | Trade Secret | 2024
20263-228838-01 | Xcel Energy | 85 | 13781 | IOU | 05500735 | 12.345 | Solar |  | X | Withdrawn | Trade Secret | Trade | EDA | EDA084 | Residential | Solar*Rewards | Trade Secret | 2023
20263-228838-01 | Xcel Energy | 85 | 13781 | IOU | 05723408 | 8.505 | Solar |  |  | Interconnected | Trade Secret | Trade | EDA | EDA084 | Residential | Solar*Rewards | Trade Secret | 2024 | 2024
20263-228838-01 | Xcel Energy | 85 | 13781 | IOU | 04793641 | 19.988 | Solar |  |  | Withdrawn | Trade Secret | Trade | HUG | HUG321 | Residential | Solar*Rewards | Trade Secret | 2022
20263-228838-01 | Xcel Energy | 85 | 13781 | IOU | 05534241 | 5.76 | Solar |  |  | Interconnected | Trade Secret | Trade | RMT | RMT321 | Residential | Solar*Rewards | Trade Secret | 2023 | 2023
20263-228838-01 | Xcel Energy | 85 | 13781 | IOU | 04332420 | 11.168 | Solar |  |  | Interconnected | Trade Secret | Trade | GSL | GSL341 | Residential | Solar*Rewards | Trade Secret | 2021 | 2021
20263-228838-01 | Xcel Energy | 85 | 13781 | IOU | 06163749 | 7.591 | Solar |  |  | Interconnected | Trade Secret | Trade | RLK | RLK065 | Residential |  | Trade Secret | 2025 | 2025
20263-228838-01 | Xcel Energy | 85 | 13781 | IOU | 04528666 | 9.994 | Solar |  |  | Interconnected | Trade Secret | Trade | APA | APA068 | Residential |  | Trade Secret | 2021 | 2021
20263-228838-01 | Xcel Energy | 85 | 13781 | IOU | 03135073 | 37.8 | Solar |  |  | Interconnected | Trade Secret | Trade | ALD | ALD073 | Commercial | Made in Minnesota | Trade Secret | 2016 | 2017
20263-228838-01 | Xcel Energy | 85 | 13781 | IOU | 04465051 | 7.68 | Solar |  |  | Interconnected | Trade Secret | Trade | MOL | MOL072 | Residential | Solar*Rewards | Trade Secret | 2021 | 2022
20263-228838-01 | Xcel Energy | 85 | 13781 | IOU | 03134275 | 10.01 | Solar |  |  | Interconnected | Trade Secret | Trade | HUG | HUG311 | Residential | Made in Minnesota | Trade Secret | 2015 | 2015
20263-228838-01 | Xcel Energy | 85 | 13781 | IOU | 04192348 | 6.96 | Solar |  |  | Interconnected | Trade Secret | Trade | KOL | KOL062 | Residential | Solar*Rewards | Trade Secret | 2020 | 2021
20263-228838-01 | Xcel Energy | 85 | 13781 | IOU | 05006848 | 8.12 | Solar |  |  | Interconnected | Trade Secret | Trade | EDA | EDA089 | Residential |  | Trade Secret | 2022 | 2024
20263-228838-01 | Xcel Energy | 85 | 13781 | IOU | 03946721 | 8.7 | Solar |  | X | Interconnected | Trade Secret | Trade | MND | MND062 | Residential | Solar*Rewards | Trade Secret | 2020 | 2021
20263-228838-01 | Xcel Energy | 85 | 13781 | IOU | 04587532 | 3.747 | Solar |  |  | Interconnected | Trade Secret | Trade | MPK | MPK074 | Residential |  | Trade Secret | 2021 | 2021
20263-228838-01 | Xcel Energy | 85 | 13781 | IOU | 03134148 | 7.44 | Solar |  |  | Interconnected | Trade Secret | Trade | CTF | CTF022 | Residential | Solar*Rewards | Trade Secret | 2014 | 2015
20263-228838-01 | Xcel Energy | 85 | 13781 | IOU | 06196621 | 5.314 | Solar |  |  | Interconnected | Trade Secret | Trade | PKL | PKL085 | Residential | Solar*Rewards | Trade Secret | 2025 | 2025
20263-228838-01 | Xcel Energy | 85 | 13781 | IOU | 04883428 | 3.49 | Solar |  |  | Interconnected | Trade Secret | Trade | MDT | MDT071 | Residential | Solar*Rewards | Trade Secret | 2022 | 2023
20263-228838-01 | Xcel Energy | 85 | 13781 | IOU | 03135003 | 4.08 | Solar |  |  | Interconnected | Trade Secret | Trade | RRK | RRK064 | Residential | Solar*Rewards | Trade Secret | 2016 | 2016
20263-228838-01 | Xcel Energy | 85 | 13781 | IOU | 03134828 | 6 | Solar |  |  | Interconnected | Trade Secret | Trade | RAM | RAM077 | Residential | Made in Minnesota | Trade Secret | 2016 | 2016
20263-228838-01 | Xcel Energy | 85 | 13781 | IOU | OID2424191 | 6 | Solar |  |  | Withdrawn | Trade Secret | Trade | RAM | RAM077 | Residential | Solar*Rewards | Trade Secret | 2015
20263-228838-01 | Xcel Energy | 85 | 13781 | IOU | 05932547 | 7.6 | Solar |  |  | Interconnected | Trade Secret | Trade | HSN | HSN321 | Residential | Solar*Rewards | Trade Secret | 2024 | 2024
20263-228838-01 | Xcel Energy | 85 | 13781 | IOU | 04793547 | 33.3 | Solar |  |  | Interconnected | Trade Secret | Trade | ALK | ALK064 | Commercial | Solar*Rewards | Trade Secret | 2022 | 2022
20263-228838-01 | Xcel Energy | 85 | 13781 | IOU | 04445970 | 3.48 | Solar |  |  | Interconnected | Trade Secret | Trade | SOU | SOU081 | Residential | Solar*Rewards | Trade Secret | 2022 | 2023
20263-228838-01 | Xcel Energy | 85 | 13781 | IOU | 03132819 | 22.78 | Solar |  |  | Interconnected | Trade Secret | Trade | WEB | WEB021 | Commercial | Solar*Rewards | Trade Secret | 2018 | 2018
20263-228838-01 | Xcel Energy | 85 | 13781 | IOU | OID3378183 | 11.4 | Solar |  |  | Withdrawn | Trade Secret | Trade | WEB | WEB021 | Commercial |  | Trade Secret | 2018
20263-228838-01 | Xcel Energy | 85 | 13781 | IOU | OID3337183 | 18.195 | Solar |  |  | Withdrawn | Trade Secret | Trade | WEB | WEB021 | Commercial | Solar*Rewards | Trade Secret | 2018
20263-228838-01 | Xcel Energy | 85 | 13781 | IOU | 03134503 | 32.64 | Solar |  |  | Interconnected | Trade Secret | Trade | XRD | XRD075 | Commercial | Made in Minnesota | Trade Secret | 2015 | 2016
20263-228838-01 | Xcel Energy | 85 | 13781 | IOU | 03131352 | 12 | Solar |  |  | Interconnected | Trade Secret | Trade | GIB | GIB021 | Residential | Solar*Rewards | Trade Secret | 2017 | 2017
20263-228838-01 | Xcel Energy | 85 | 13781 | IOU | 04982483 | 9.86 | Solar |  |  | Interconnected | Trade Secret | Trade | EDA | EDA073 | Residential | Solar*Rewards | Trade Secret | 2022 | 2022
20263-228838-01 | Xcel Energy | 85 | 13781 | IOU | 04190220 | 6 | Solar |  |  | Active Application | Trade Secret | Trade | ORO | ORO061 | Residential | Solar*Rewards | Trade Secret | 2020
20263-228838-01 | Xcel Energy | 85 | 13781 | IOU | 04989319 | 11.866 | Solar |  |  | Interconnected | Trade Secret | Trade | RPL | RPL064 | Residential | Solar*Rewards | Trade Secret | 2022 | 2022
20263-228838-01 | Xcel Energy | 85 | 13781 | IOU | 03749704 | 9.28 | Solar |  |  | Interconnected | Trade Secret | Trade | LOK | LOK062 | Residential | Solar*Rewards | Trade Secret | 2020 | 2020
20263-228838-01 | Xcel Energy | 85 | 13781 | IOU | 05805421 | 3.484 | Solar |  |  | Interconnected | Trade Secret | Trade | BRP | BRP063 | Residential |  | Trade Secret | 2024 | 2024
20263-228838-01 | Xcel Energy | 85 | 13781 | IOU | 03130058 | 3.48 | Solar |  |  | Interconnected | Trade Secret | Trade | SOU | SOU083 | Residential | Solar*Rewards | Trade Secret | 2018 | 2020
20263-228838-01 | Xcel Energy | 85 | 13781 | IOU | OID3601775 | 7.616 | Solar |  |  | Withdrawn | Trade Secret | Trade | MOL | MOL072 | Residential | Solar*Rewards | Trade Secret | 2018
20263-228838-01 | Xcel Energy | 85 | 13781 | IOU | OID3600517 | 7.616 | Solar |  |  | Withdrawn | Trade Secret | Trade | MOL | MOL072 | Residential | Solar*Rewards | Trade Secret | 2018
20263-228838-01 | Xcel Energy | 85 | 13781 | IOU | 03132910 | 7.616 | Solar |  |  | Interconnected | Trade Secret | Trade | MOL | MOL072 | Residential | Solar*Rewards | Trade Secret | 2018 | 2019
20263-228838-01 | Xcel Energy | 85 | 13781 | IOU | 05293275 | 7.83 | Solar |  |  | Interconnected | Trade Secret | Trade | TLK | TLK067 | Residential | Solar*Rewards | Trade Secret | 2022 | 2023
20263-228838-01 | Xcel Energy | 85 | 13781 | IOU | 03358607 | 7.616 | Solar |  |  | Interconnected | Trade Secret | Trade | ALD | ALD072 | Residential | Solar*Rewards | Trade Secret | 2019 | 2020
20263-228838-01 | Xcel Energy | 85 | 13781 | IOU | 06261626 | 3.839 | Solar |  |  | Active Application | Trade Secret | Trade | TWL | TWL063 | Residential |  | Trade Secret | 2025
20263-228838-01 | Xcel Energy | 85 | 13781 | IOU | 05382978 | 12.54 | Solar |  | X | Interconnected | Trade Secret | Trade | GLK | GLK064 | Residential | Solar*Rewards | Trade Secret | 2023 | 2023
20263-228838-01 | Xcel Energy | 85 | 13781 | IOU | 05152853 | 5.8 | Solar |  |  | Withdrawn | Trade Secret | Trade | SCL | SCL322 | Residential |  | Trade Secret | 2022
20263-228838-01 | Xcel Energy | 85 | 13781 | IOU | 05372404 | 298.125 | Solar |  |  | Withdrawn | Trade Secret | Trade | AFT | AFT315 | Commercial |  | Trade Secret | 2023
20263-228838-01 | Xcel Energy | 85 | 13781 | IOU | 04804159 | 15.356 | Solar |  |  | Withdrawn | Trade Secret | Trade | OPK | OPK073 | Residential | Solar*Rewards | Trade Secret | 2022
20263-228838-01 | Xcel Energy | 85 | 13781 | IOU | 06252492 | 10.752 | Solar |  |  | Active Application | Trade Secret | Trade | MEL | MEL062 | Residential |  | Trade Secret | 2025
20263-228838-01 | Xcel Energy | 85 | 13781 | IOU | 04064432 | 3.747 | Solar |  |  | Interconnected | Trade Secret | Trade | CTR | CTR031 | Residential | Solar*Rewards | Trade Secret | 2020 | 2022
20263-228838-01 |  |  |  |  | OID3812246 |  | Solar |  | X | Withdrawn | Trade Secret | Trade | GLK | GLK061 | Residential |  |  | 2019
20263-228838-01 |  |  |  |  | OID3834196 |  | Solar |  |  | Withdrawn | Trade Secret | Trade | GLK | GLK061 | Residential | Solar*Rewards |  | 2019
20263-228838-01 | Xcel Energy | 85 | 13781 | IOU | OID3831473 | 2.962 | Solar |  |  | Withdrawn | Trade Secret | Trade | GLK | GLK061 | Residential | Solar*Rewards | Trade Secret | 2019
20263-228838-01 | Xcel Energy | 85 | 13781 | IOU | 03134882 | 11.43 | Solar |  |  | Interconnected | Trade Secret | Trade | GLK | GLK061 | Residential | Solar*Rewards | Trade Secret | 2016 | 2016
20263-228838-01 | Xcel Energy | 85 | 13781 | IOU | 05803650 | 3.796 | Solar |  |  | Interconnected | Trade Secret | Trade | ALD | ALD097 | Residential | Solar*Rewards | Trade Secret | 2024 | 2024
20263-228838-01 |  |  |  |  | OID2806531 |  | Solar |  |  | Withdrawn | Trade Secret | Trade | TLK | TLK066 | Commercial |  |  | 2012
20263-228838-01 | Xcel Energy | 85 | 13781 | IOU | 05898715 | 8.73 | Solar |  |  | Interconnected | Trade Secret | Trade | WSG | WSG362 | Residential | Solar*Rewards | Trade Secret | 2024 | 2024
20263-228838-01 | Xcel Energy | 85 | 13781 | IOU | 05382589 | 2.61 | Solar |  |  | Interconnected | Trade Secret | Trade | HWW | HWW062 | Residential |  | Trade Secret | 2023 | 2023
20263-228838-01 | Xcel Energy | 85 | 13781 | IOU | 04938298 | 8.376 | Solar |  |  | Active Application | Trade Secret | Trade | SOU | SOU086 | Residential | Solar*Rewards | Trade Secret | 2022
20263-228838-01 | Xcel Energy | 85 | 13781 | IOU | 04269160 | 8.41 | Solar |  |  | Interconnected | Trade Secret | Trade | ECK | ECK341 | Residential | Solar*Rewards | Trade Secret | 2022 | 2022
20263-228838-01 | Xcel Energy | 85 | 13781 | IOU | 03132240 | 6 | Solar |  |  | Interconnected | Trade Secret | Trade | AHI | AHI063 | Residential | Solar*Rewards | Trade Secret | 2018 | 2018
20263-228838-01 | Xcel Energy | 85 | 13781 | IOU | 04242968 | 5 | Storage |  |  | Interconnected | Trade Secret | Trade | AHI | AHI063 | Residential |  | Trade Secret | 2020 | 2021
20263-228838-01 | Xcel Energy | 85 | 13781 | IOU | 06018434 | 16.5 | Storage |  |  | Interconnected | Trade Secret | Trade | AHI | AHI063 | Residential |  | Trade Secret | 2024 | 2025
20263-228838-01 | Xcel Energy | 85 | 13781 | IOU | 04985230 | 7.15 | Solar |  |  | Interconnected | Trade Secret | Trade | SLP | SLP076 | Residential |  | Trade Secret | 2022 | 2022
20263-228838-01 | Xcel Energy | 85 | 13781 | IOU | 04414360 | 1.92 | Solar |  |  | Interconnected | Trade Secret | Trade | SOU | SOU061 | Residential | Solar*Rewards | Trade Secret | 2021 | 2021
20263-228838-01 | Xcel Energy | 85 | 13781 | IOU | 05357139 | 4.64 | Solar |  |  | Interconnected | Trade Secret | Trade | SOU | SOU061 | Residential | Solar*Rewards | Trade Secret | 2023 | 2023
20263-228838-01 | Xcel Energy | 85 | 13781 | IOU | 03741172 | 2.32 | Solar |  |  | Interconnected | Trade Secret | Trade | SOU | SOU061 | Residential | Solar*Rewards | Trade Secret | 2020 | 2020
20263-228838-01 | Xcel Energy | 85 | 13781 | IOU | 03131855 | 8.37 | Solar |  |  | Interconnected | Trade Secret | Trade | UPP | UPP063 | Residential | Made in Minnesota | Trade Secret | 2017 | 2017
20263-228838-01 | Xcel Energy | 85 | 13781 | IOU | OID3847739 | 10.44 | Solar |  |  | Withdrawn | Trade Secret | Trade | RRK | RRK064 | Residential | Solar*Rewards | Trade Secret | 2019
20263-228838-01 | Xcel Energy | 85 | 13781 | IOU | OID3836125 | 10.44 | Solar |  |  | Withdrawn | Trade Secret | Trade | RRK | RRK064 | Residential | Solar*Rewards | Trade Secret | 2019
20263-228838-01 | Xcel Energy | 85 | 13781 | IOU | 03191599 | 10.44 | Solar |  |  | Interconnected | Trade Secret | Trade | RRK | RRK064 | Residential | Solar*Rewards | Trade Secret | 2019 | 2019
20263-228838-01 | Xcel Energy | 85 | 13781 | IOU | 03132351 | 14.51 | Solar |  |  | Interconnected | Trade Secret | Trade | SLP | SLP093 | Commercial | Solar*Rewards | Trade Secret | 2018 | 2018
20263-228838-01 | Xcel Energy | 85 | 13781 | IOU | 03881294 | 6.96 | Solar |  |  | Interconnected | Trade Secret | Trade | TER | TER071 | Residential | Solar*Rewards | Trade Secret | 2020 | 2020
20263-228838-01 | Xcel Energy | 85 | 13781 | IOU | 03132620 | 9.8 | Solar |  |  | Interconnected | Trade Secret | Trade | CGR | CGR071 | Residential | Solar*Rewards | Trade Secret | 2018 | 2018
20263-228838-01 | Xcel Energy | 85 | 13781 | IOU | 06201966 | 16.896 | Solar |  |  | Active Application | Trade Secret | Trade | WWK | WWK321 | Residential |  | Trade Secret | 2025
20263-228838-01 | Xcel Energy | 85 | 13781 | IOU | 06015864 | 6.408 | Solar |  |  | Interconnected | Trade Secret | Trade | APA | APA071 | Residential | Solar*Rewards | Trade Secret | 2025 | 2025
20263-228838-01 | Xcel Energy | 85 | 13781 | IOU | 06065003 | 9.88 | Solar |  |  | Interconnected | Trade Secret | Trade | TWL | TWL068 | Residential | Solar*Rewards | Trade Secret | 2025 | 2025
20263-228838-01 | Xcel Energy | 85 | 13781 | IOU | 04431521 | 20.591 | Solar |  |  | Interconnected | Trade Secret | Trade | RPO | RPO312 | Residential | Solar*Rewards | Trade Secret | 2021 | 2021
20263-228838-01 | Xcel Energy | 85 | 13781 | IOU | 03341176 | 5.52 | Solar |  |  | Interconnected | Trade Secret | Trade | EDA | EDA071 | Residential | Solar*Rewards | Trade Secret | 2019 | 2020
20263-228838-01 | Xcel Energy | 85 | 13781 | IOU | 04449333 | 73.3 | Solar |  |  | Interconnected | Trade Secret | Trade | LOK | LOK091 | Commercial |  | Trade Secret | 2021 | 2022
20263-228838-01 | Xcel Energy | 85 | 13781 | IOU | 03130916 | 5.1 | Solar |  |  | Interconnected | Trade Secret | Trade | RPO | RPO311 | Residential |  | Trade Secret | 2009 | 2009
20263-228838-01 | Xcel Energy | 85 | 13781 | IOU | 03901863 | 9.28 | Solar |  |  | Active Application | Trade Secret | Trade | CHI | CHI311 | Residential | Solar*Rewards | Trade Secret | 2020
20263-228838-01 | Xcel Energy | 85 | 13781 | IOU | 06249756 | 9.6 | Solar |  |  | Active Application | Trade Secret | Trade | WDY | WDY321 | Residential |  | Trade Secret | 2025
20263-228838-01 | Xcel Energy | 85 | 13781 | IOU | 06276520 | 3.9 | Solar |  |  | Interconnected | Trade Secret | Trade | TWL | TWL081 | Residential |  | Trade Secret | 2025 | 2026
20263-228838-01 | Xcel Energy | 85 | 13781 | IOU | 06037712 | 10.161 | Solar |  |  | Interconnected | Trade Secret | Trade | SLP | SLP084 | Residential |  | Trade Secret | 2024 | 2025
20263-228838-01 | Xcel Energy | 85 | 13781 | IOU | OID2537080 | 3.8 | Solar |  |  | Withdrawn | Trade Secret | Trade | SOU | SOU083 | Residential | Solar*Rewards | Trade Secret | 2016
20263-228838-01 | Xcel Energy | 85 | 13781 | IOU | 04073950 | 11.39 | Solar |  |  | Interconnected | Trade Secret | Trade | STY | STY072 | Residential | Solar*Rewards | Trade Secret | 2020 | 2020
20263-228838-01 | Xcel Energy | 85 | 13781 | IOU | 06017873 | 15.51 | Storage |  |  | Interconnected | Trade Secret | Trade | SAV | SAV069 | Residential |  | Trade Secret | 2024 | 2025
20263-228838-01 | Xcel Energy | 85 | 13781 | IOU | 04400720 | 7.83 | Solar |  |  | Interconnected | Trade Secret | Trade | SAV | SAV069 | Residential | Solar*Rewards | Trade Secret | 2021 | 2021
20263-228838-01 | Xcel Energy | 85 | 13781 | IOU | 05455165 | 3.84 | Storage |  |  | Interconnected | Trade Secret | Trade | SAV | SAV069 | Residential |  | Trade Secret | 2023 | 2023
20263-228838-01 | Xcel Energy | 85 | 13781 | IOU | 04805707 | 7.25 | Solar |  |  | Interconnected | Trade Secret | Trade | WSG | WSG362 | Residential | Solar*Rewards | Trade Secret | 2022 | 2022
20263-228838-01 | Xcel Energy | 85 | 13781 | IOU | 03166743 | 6 | Solar |  |  | Interconnected | Trade Secret | Trade | DPN | DPN071 | Residential | Solar*Rewards | Trade Secret | 2019 | 2019
20263-228838-01 | Xcel Energy | 85 | 13781 | IOU | 04847801 | 5.052 | Solar |  |  | Interconnected | Trade Secret | Trade | WCR | WCR322 | Residential | Solar*Rewards | Trade Secret | 2022 | 2022
20263-228838-01 | Xcel Energy | 85 | 13781 | IOU | 05981538 | 3.84 | Solar |  |  | Interconnected | Trade Secret | Trade | ESW | ESW081 | Residential | Solar*Rewards | Trade Secret | 2024 | 2025
20263-228838-01 | Xcel Energy | 85 | 13781 | IOU | 05977342 | 3.84 | Solar |  |  | Withdrawn | Trade Secret | Trade | ESW | ESW081 | Residential | Solar*Rewards | Trade Secret | 2024
20263-228838-01 | Xcel Energy | 85 | 13781 | IOU | 05803573 | 6.832 | Solar |  |  | Interconnected | Trade Secret | Trade | HWW | HWW073 | Residential | Solar*Rewards | Trade Secret | 2024 | 2024
20263-228838-01 | Xcel Energy | 85 | 13781 | IOU | 05901069 | 5.052 | Solar |  |  | Active Application | Trade Secret | Trade | HSN | HSN311 | Residential | Solar*Rewards | Trade Secret | 2024
20263-228838-01 | Xcel Energy | 85 | 13781 | IOU | 04989170 | 3.747 | Solar |  |  | Interconnected | Trade Secret | Trade | GLK | GLK071 | Residential |  | Trade Secret | 2022 | 2022
20263-228838-01 | Xcel Energy | 85 | 13781 | IOU | 05853515 | 5.76 | Solar |  |  | Interconnected | Trade Secret | Trade | TLK | TLK067 | Residential | Solar*Rewards | Trade Secret | 2024 | 2025
20263-228838-01 | Xcel Energy | 85 | 13781 | IOU | 04829226 | 17.61 | Solar |  |  | Withdrawn | Trade Secret | Trade | MTV | MTV022 | Residential |  | Trade Secret | 2022
20263-228838-01 | Xcel Energy | 85 | 13781 | IOU | 05756898 | 17.61 | Solar |  |  | Withdrawn | Trade Secret | Trade | MTV | MTV022 | Residential |  | Trade Secret | 2024
20263-228838-01 | Xcel Energy | 85 | 13781 | IOU | 06269500 | 17.61 | Solar |  |  | Active Application | Trade Secret | Trade | MTV | MTV022 | Residential |  | Trade Secret | 2025
20263-228838-01 | Xcel Energy | 85 | 13781 | IOU | 04493206 | 9.94 | Solar |  |  | Active Application | Trade Secret | Trade | LEX | LEX064 | Residential | Solar*Rewards | Trade Secret | 2021
20263-228838-01 | Xcel Energy | 85 | 13781 | IOU | 04508422 | 9.994 | Solar |  |  | Interconnected | Trade Secret | Trade | LEX | LEX064 | Residential |  | Trade Secret | 2021 | 2022
20263-228838-01 | Xcel Energy | 85 | 13781 | IOU | 03989280 | 4.886 | Solar |  |  | Interconnected | Trade Secret | Trade | NOF | NOF061 | Residential | Solar*Rewards | Trade Secret | 2020 | 2021
20263-228838-01 | Xcel Energy | 85 | 13781 | IOU | 03155096 | 3.747 | Solar |  |  | Interconnected | Trade Secret | Trade | TWL | TWL065 | Residential | Solar*Rewards | Trade Secret | 2019 | 2019
20263-228838-01 | Xcel Energy | 85 | 13781 | IOU | 03131827 | 10 | Solar |  |  | Interconnected | Trade Secret | Trade | LOW | LOW021 | Commercial | Solar*Rewards | Trade Secret | 2017 | 2017
20263-228838-01 | Xcel Energy | 85 | 13781 | IOU | 03130766 | 7 | Solar |  |  | Interconnected | Trade Secret | Trade | GLK | GLK063 | Residential |  | Trade Secret | 2006 | 2013
20263-228838-01 | Xcel Energy | 85 | 13781 | IOU | 05797048 | 6.3 | Solar |  |  | Interconnected | Trade Secret | Trade | GLK | GLK063 | Residential | Solar*Rewards | Trade Secret | 2024 | 2024
20263-228838-01 | Xcel Energy | 85 | 13781 | IOU | 05573937 | 3.15 | Solar |  |  | Interconnected | Trade Secret | Trade | ECK | ECK063 | Residential | Solar*Rewards | Trade Secret | 2023 | 2024
20263-228838-01 | Xcel Energy | 85 | 13781 | IOU | 05742434 | 8.35 | Solar |  |  | Interconnected | Trade Secret | Trade | MPK | MPK074 | Residential | Solar*Rewards | Trade Secret | 2024 | 2024
20263-228838-01 | Xcel Energy | 85 | 13781 | IOU | 06004953 | 3.037 | Solar |  |  | Interconnected | Trade Secret | Trade | MPK | MPK074 | Residential | Solar*Rewards | Trade Secret | 2024 | 2025
20263-228838-01 | Xcel Energy | 85 | 13781 | IOU | 06208478 | 7.591 | Solar |  |  | Interconnected | Trade Secret | Trade | TWL | TWL064 | Residential |  | Trade Secret | 2025 | 2025
20263-228838-01 | Xcel Energy | 85 | 13781 | IOU | OID3284742 | 19.999 | Solar |  |  | Withdrawn | Trade Secret | Trade | KIM | KIM021 | Commercial | Solar*Rewards | Trade Secret | 2018
20263-228838-01 | Xcel Energy | 85 | 13781 | IOU | 03129689 | 33.3 | Solar |  |  | Interconnected | Trade Secret | Trade | KIM | KIM021 | Commercial | Solar*Rewards | Trade Secret | 2018 | 2020
20263-228838-01 | Xcel Energy | 85 | 13781 | IOU | 05321438 | 5.76 | Solar |  |  | Interconnected | Trade Secret | Trade | HUG | HUG312 | Residential |  | Trade Secret | 2022 | 2023
20263-228838-01 | Xcel Energy | 85 | 13781 | IOU | 05358568 | 9.074 | Solar |  |  | Interconnected | Trade Secret | Trade | MEL | MEL089 | Residential |  | Trade Secret | 2023 | 2023
20263-228838-01 | Xcel Energy | 85 | 13781 | IOU | 03131726 | 9.94 | Solar |  |  | Interconnected | Trade Secret | Trade | SOU | SOU064 | Residential | Made in Minnesota | Trade Secret | 2017 | 2017
20263-228838-01 | Xcel Energy | 85 | 13781 | IOU | 04375017 | 6.96 | Solar |  |  | Interconnected | Trade Secret | Trade | UPP | UPP085 | Residential | Solar*Rewards | Trade Secret | 2021 | 2021
20263-228838-01 | Xcel Energy | 85 | 13781 | IOU | 03130542 | 12.956 | Solar |  |  | Interconnected | Trade Secret | Trade | LOK | LOK092 | Residential | Solar*Rewards | Trade Secret | 2018 | 2019
20263-228838-01 | Xcel Energy | 85 | 13781 | IOU | 06178604 | 4.802 | Solar |  |  | Interconnected | Trade Secret | Trade | KOL | KOL063 | Residential |  | Trade Secret | 2025 | 2025
20263-228838-01 | Xcel Energy | 85 | 13781 | IOU | 04595338 | 9.6 | Solar |  |  | Interconnected | Trade Secret | Trade | HUG | HUG321 | Residential |  | Trade Secret | 2021 | 2022
20263-228838-01 | Xcel Energy | 85 | 13781 | IOU | 05356591 | 5.91 | Solar |  |  | Interconnected | Trade Secret | Trade | LAC | LAC063 | Residential | Solar*Rewards | Trade Secret | 2023 | 2023
20263-228838-01 | Xcel Energy | 85 | 13781 | IOU | 05449175 | 4.48 | Solar |  |  | Interconnected | Trade Secret | Trade | HAS | HAS033 | Residential | Solar*Rewards | Trade Secret | 2023 | 2023
20263-228838-01 | Xcel Energy | 85 | 13781 | IOU | 04400897 | 9.994 | Solar |  |  | Interconnected | Trade Secret | Trade | CEL | CEL066 | Residential | Solar*Rewards | Trade Secret | 2021 | 2021
20263-228838-01 | Xcel Energy | 85 | 13781 | IOU | 03133647 | 5 | Solar |  |  | Interconnected | Trade Secret | Trade | WIL | WIL082 | Residential | Solar*Rewards | Trade Secret | 2012 | 2012
20263-228838-01 | Xcel Energy | 85 | 13781 | IOU | 05806655 | 4.55 | Solar |  |  | Interconnected | Trade Secret | Trade | TWL | TWL068 | Residential | Solar*Rewards | Trade Secret | 2024 | 2025
20263-228838-01 | Xcel Energy | 85 | 13781 | IOU | 06322168 | 4.886 | Solar |  |  | Active Application | Trade Secret | Trade | ECK | ECK321 | Residential | Solar*Rewards | Trade Secret | 2026
20263-228838-01 | Xcel Energy | 85 | 13781 | IOU | 06053874 | 16.896 | Solar |  |  | Interconnected | Trade Secret | Trade | LAC | LAC063 | Residential |  | Trade Secret | 2025 | 2025
20263-228838-01 | Xcel Energy | 85 | 13781 | IOU | 06035136 | 6.073 | Solar |  |  | Interconnected | Trade Secret | Trade | RLK | RLK072 | Residential |  | Trade Secret | 2024 | 2025
20263-228838-01 | Xcel Energy | 85 | 13781 | IOU | OID2373712 | 10.01 | Solar |  |  | Withdrawn | Trade Secret | Trade | CHI | CHI311 | Residential | Solar*Rewards | Trade Secret | 2015
20263-228838-01 | Xcel Energy | 85 | 13781 | IOU | 03131355 | 38.02 | Solar |  |  | Interconnected | Trade Secret | Trade | OAD | OAD065 | Commercial | Made in Minnesota | Trade Secret | 2017 | 2017
20263-228838-01 | Xcel Energy | 85 | 13781 | IOU | 04963994 | 2.792 | Solar |  |  | Interconnected | Trade Secret | Trade | IDA | IDA072 | Residential |  | Trade Secret | 2022 | 2022
20263-228838-01 | Xcel Energy | 85 | 13781 | IOU | 06023551 | 6.453 | Solar |  |  | Interconnected | Trade Secret | Trade | TLK | TLK064 | Residential |  | Trade Secret | 2024 | 2025
20263-228838-01 | Xcel Energy | 85 | 13781 | IOU | 05828844 | 12.672 | Solar |  |  | Active Application | Trade Secret | Trade | AVR | AVR212 | Residential | Solar*Rewards | Trade Secret | 2024
20263-228838-01 | Xcel Energy | 85 | 13781 | IOU | 06324659 | 2.792 | Solar |  |  | Active Application | Trade Secret | Trade | UPP | UPP084 | Residential | Solar*Rewards | Trade Secret | 2026
20263-228838-01 | Xcel Energy | 85 | 13781 | IOU | 06152131 | 4.064 | Solar |  |  | Interconnected | Trade Secret | Trade | UPP | UPP084 | Residential | Solar*Rewards | Trade Secret | 2025 | 2025
20263-228838-01 | Xcel Energy | 85 | 13781 | IOU | 03133251 | 20.8 | Solar |  |  | Interconnected | Trade Secret | Trade | MGN | MGN211 | Residential | Solar*Rewards | Trade Secret | 2010 | 2011
20263-228838-01 | Xcel Energy | 85 | 13781 | IOU | 05814208 | 5.76 | Solar |  |  | Interconnected | Trade Secret | Trade | MPK | MPK065 | Residential | Solar*Rewards | Trade Secret | 2024 | 2024
20263-228838-01 | Xcel Energy | 85 | 13781 | IOU | 03134701 | 6.72 | Solar |  |  | Interconnected | Trade Secret | Trade | TLK | TLK067 | Residential | Solar*Rewards | Trade Secret | 2015 | 2016
20263-228838-01 | Xcel Energy | 85 | 13781 | IOU | 05458413 | 3.77 | Solar |  |  | Interconnected | Trade Secret | Trade | IDA | IDA072 | Residential |  | Trade Secret | 2023 | 2023
20263-228838-01 | Xcel Energy | 85 | 13781 | IOU | 05819498 | 6.046 | Solar |  |  | Interconnected | Trade Secret | Trade | WES | WES061 | Residential |  | Trade Secret | 2024 | 2025
20263-228838-01 | Xcel Energy | 85 | 13781 | IOU | 05220337 | 12.47 | Solar |  |  | Interconnected | Trade Secret | Trade | LLK | LLK061 | Residential |  | Trade Secret | 2022 | 2023
20263-228838-01 | Xcel Energy | 85 | 13781 | IOU | 06246014 | 11.5 | Storage |  |  | Withdrawn | Trade Secret | Trade | EDA | EDA067 | Residential |  | Trade Secret | 2025
20263-228838-01 |  |  |  |  | 06281102 |  | Storage |  |  | Active Application | Trade Secret | Trade | EDA | EDA067 | Residential |  |  | 2025
20263-228838-01 | Xcel Energy | 85 | 13781 | IOU | 05356930 | 2.03 | Solar |  |  | Interconnected | Trade Secret | Trade | SLP | SLP084 | Residential | Solar*Rewards | Trade Secret | 2023 | 2023
20263-228838-01 | Xcel Energy | 85 | 13781 | IOU | 06128290 | 8.4 | Solar |  |  | Active Application | Trade Secret | Trade | DOC | DOC031 | Residential |  | Trade Secret | 2025
20263-228838-01 | Xcel Energy | 85 | 13781 | IOU | 05787710 | 8.4 | Solar |  |  | Withdrawn | Trade Secret | Trade | DOC | DOC031 | Residential |  | Trade Secret | 2024
20263-228838-01 | Xcel Energy | 85 | 13781 | IOU | 03442095 | 10.4 | Solar |  |  | Interconnected | Trade Secret | Trade | WCR | WCR311 | Residential | Solar*Rewards | Trade Secret | 2019 | 2020
20263-228838-01 | Xcel Energy | 85 | 13781 | IOU | 04848548 | 7.616 | Solar |  |  | Withdrawn | Trade Secret | Trade | MHW | MHW311 | Residential | Solar*Rewards | Trade Secret | 2022
20263-228838-01 | Xcel Energy | 85 | 13781 | IOU | 03134135 | 4.8 | Solar |  |  | Interconnected | Trade Secret | Trade | SIP | SIP061 | Residential | Solar*Rewards | Trade Secret | 2014 | 2015
20263-228838-01 | Xcel Energy | 85 | 13781 | IOU | OID3848481 | 9.994 | Solar |  |  | Interconnected | Trade Secret | Trade | SOU | SOU086 | Residential | Solar*Rewards | Trade Secret | 2019 | 2019
20263-228838-01 | Xcel Energy | 85 | 13781 | IOU | 05315916 | 5.052 | Solar |  |  | Interconnected | Trade Secret | Trade | OSS | OSS076 | Residential |  | Trade Secret | 2022 | 2023
20263-228838-01 | Xcel Energy | 85 | 13781 | IOU | 04822189 | 21.384 | Solar |  |  | Interconnected | Trade Secret | Trade | WWK | WWK311 | Residential | Solar*Rewards | Trade Secret | 2022 | 2022
20263-228838-01 | Xcel Energy | 85 | 13781 | IOU | 03130398 | 66.6 | Solar |  |  | Interconnected | Trade Secret | Trade | BRP | BRP072 | Commercial |  | Trade Secret | 2018 | 2019
20263-228838-01 | Xcel Energy | 85 | 13781 | IOU | 06182728 | 14.954 | Solar |  |  | Interconnected | Trade Secret | Trade | RRK | RRK064 | Residential | Solar*Rewards | Trade Secret | 2025 | 2025
20263-228838-01 | Xcel Energy | 85 | 13781 | IOU | 05134060 | 6 | Solar |  |  | Interconnected | Trade Secret | Trade | PBE | PBE061 | Residential |  | Trade Secret | 2022 | 2022
20263-228838-01 | Xcel Energy | 85 | 13781 | IOU | 03130489 | 3.747 | Solar |  |  | Interconnected | Trade Secret | Trade | DPN | DPN071 | Residential | Solar*Rewards | Trade Secret | 2018 | 2019
20263-228838-01 | Xcel Energy | 85 | 13781 | IOU | 03240887 | 7.616 | Solar |  |  | Interconnected | Trade Secret | Trade | WIL | WIL089 | Residential | Solar*Rewards | Trade Secret | 2019 | 2020
20263-228838-01 | Xcel Energy | 85 | 13781 | IOU | 04204228 | 3.747 | Solar |  |  | Withdrawn | Trade Secret | Trade | WAB | WAB031 | Residential | Solar*Rewards | Trade Secret | 2020
20263-228838-01 | Xcel Energy | 85 | 13781 | IOU | 04618580 | 3.49 | Solar |  |  | Withdrawn | Trade Secret | Trade | WAB | WAB031 | Residential |  | Trade Secret | 2021
20263-228838-01 | Xcel Energy | 85 | 13781 | IOU | 05953593 | 3.747 | Solar |  |  | Active Application | Trade Secret | Trade | WES | WES074 | Residential |  | Trade Secret | 2024
20263-228838-01 | Xcel Energy | 85 | 13781 | IOU | 03133521 | 3 | Solar |  |  | Interconnected | Trade Secret | Trade | REW | REW031 | Residential | Solar*Rewards | Trade Secret | 2011 | 2012
20263-228838-01 | Xcel Energy | 85 | 13781 | IOU | 05472883 | 7.875 | Solar |  |  | Interconnected | Trade Secret | Trade | WDY | WDY311 | Residential |  | Trade Secret | 2023 | 2023
20263-228838-01 | Xcel Energy | 85 | 13781 | IOU | SRO31019 | 5.4 | Solar |  |  | Withdrawn | Trade Secret | Trade | RRK | RRK064 | Residential | Solar*Rewards | Trade Secret | 2013
20263-228838-01 | Xcel Energy | 85 | 13781 | IOU | 06303854 | 3.936 | Solar |  |  | Interconnected | Trade Secret | Trade | SOU | SOU075 | Residential |  | Trade Secret | 2025 | 2026
20263-228838-01 | Xcel Energy | 85 | 13781 | IOU | 04182314 | 3.48 | Solar |  |  | Interconnected | Trade Secret | Trade | SLP | SLP084 | Residential | Solar*Rewards | Trade Secret | 2020 | 2021
20263-228838-01 | Xcel Energy | 85 | 13781 | IOU | OID2058800 | 24 | Solar |  |  | Withdrawn | Trade Secret | Trade | PKL | PKL072 | Commercial | Solar*Rewards | Trade Secret | 2014
20263-228838-01 | Xcel Energy | 85 | 13781 | IOU | 03828601 | 6 | Solar |  |  | Active Application | Trade Secret | Trade | SCH | SCH211 | Residential | Solar*Rewards | Trade Secret | 2020
20263-228838-01 | Xcel Energy | 85 | 13781 | IOU | 05647813 | 15.75 | Solar |  |  | Active Application | Trade Secret | Trade | WSG | WSG066 | Residential |  | Trade Secret | 2023
20263-228838-01 | Xcel Energy | 85 | 13781 | IOU | 05728361 | 15.75 | Solar |  |  | Interconnected | Trade Secret | Trade | WSG | WSG066 | Residential | Solar*Rewards | Trade Secret | 2024 | 2024
20263-228838-01 | Xcel Energy | 85 | 13781 | IOU | 05619178 | 22.04 | Solar |  |  | Withdrawn | Trade Secret | Trade | WSG | WSG066 | Residential | Solar*Rewards | Trade Secret | 2023
20263-228838-01 | Xcel Energy | 85 | 13781 | IOU | 04594776 | 6.38 | Solar |  |  | Interconnected | Trade Secret | Trade | MPK | MPK087 | Residential | Solar*Rewards | Trade Secret | 2021 | 2021
20263-228838-01 | Xcel Energy | 85 | 13781 | IOU | 05725021 | 6.528 | Solar |  |  | Interconnected | Trade Secret | Trade | WES | WES075 | Residential | Solar*Rewards | Trade Secret | 2024 | 2024
20263-228838-01 | Xcel Energy | 85 | 13781 | IOU | 06014893 | 21 | Solar |  |  | Interconnected | Trade Secret | Trade | HWW | HWW061 | Commercial | Solar*Rewards | Trade Secret | 2024 | 2025
20263-228838-01 | Xcel Energy | 85 | 13781 | IOU | 03130078 | 4.8 | Solar |  |  | Interconnected | Trade Secret | Trade | RLK | RLK072 | Residential | Solar*Rewards | Trade Secret | 2018 | 2019
20263-228838-01 | Xcel Energy | 85 | 13781 | IOU | 05946037 | 3.48 | Solar |  |  | Interconnected | Trade Secret | Trade | TWL | TWL062 | Residential | Solar*Rewards | Trade Secret | 2024 | 2024
20263-228838-01 | Xcel Energy | 85 | 13781 | IOU | SRO29785 | 12 | Solar |  |  | Withdrawn | Trade Secret | Trade | WRR | WRR064 | Commercial | Solar*Rewards | Trade Secret | 2013
20263-228838-01 | Xcel Energy | 85 | 13781 | IOU | SRO25430 | 12 | Solar |  |  | Withdrawn | Trade Secret | Trade | WRR | WRR064 | Commercial | Solar*Rewards | Trade Secret | 2012
20263-228838-01 | Xcel Energy | 85 | 13781 | IOU | 04793771 | 3.839 | Solar |  |  | Interconnected | Trade Secret | Trade | WIL | WIL098 | Residential | Solar*Rewards | Trade Secret | 2022 | 2022
20263-228838-01 | Xcel Energy | 85 | 13781 | IOU | 06218228 | 4.645 | Solar |  |  | Interconnected | Trade Secret | Trade | KOL | KOL061 | Residential |  | Trade Secret | 2025 | 2025
20263-228838-01 | Xcel Energy | 85 | 13781 | IOU | 05216023 | 15 | Solar |  | X | Interconnected | Trade Secret | Trade | MND | MND063 | Residential |  | Trade Secret | 2022 | 2022
20263-228838-01 | Xcel Energy | 85 | 13781 | IOU | 05551601 | 4.48 | Solar |  |  | Interconnected | Trade Secret | Trade | ECK | ECK061 | Residential | Solar*Rewards | Trade Secret | 2023 | 2023
20263-228838-01 | Xcel Energy | 85 | 13781 | IOU | 06335291 | 50 | Solar |  |  | Active Application | Trade Secret | Trade | HWW | HWW062 | Commercial |  | Trade Secret | 2026
20263-228838-01 | Xcel Energy | 85 | 13781 | IOU | 05971195 | 33.3 | Solar |  |  | Withdrawn | Trade Secret | Trade | HWW | HWW062 | Commercial |  | Trade Secret | 2024
20263-228838-01 |  |  |  |  | 06006223 |  |  |  |  | Withdrawn | Trade Secret | Trade | HWW | HWW062 | Commercial |  |  | 2024
20263-228838-01 | Xcel Energy | 85 | 13781 | IOU | 05128292 | 43.2 | Solar |  |  | Withdrawn | Trade Secret | Trade | HWW | HWW062 | Commercial |  | Trade Secret | 2022
20263-228838-01 | Xcel Energy | 85 | 13781 | IOU | OID2560412 | 11.52 | Solar |  |  | Withdrawn | Trade Secret | Trade | VKG | VKG072 | Residential | Solar*Rewards | Trade Secret | 2016
20263-228838-01 | Xcel Energy | 85 | 13781 | IOU | 05825033 | 4.175 | Solar |  |  | Interconnected | Trade Secret | Trade | TWL | TWL076 | Residential |  | Trade Secret | 2024 | 2024
20263-228838-01 | Xcel Energy | 85 | 13781 | IOU | 04584742 | 3.19 | Solar |  |  | Interconnected | Trade Secret | Trade | TER | TER081 | Residential |  | Trade Secret | 2021 | 2021
20263-228838-01 | Xcel Energy | 85 | 13781 | IOU | OID2538963 | 10.01 | Solar |  |  | Withdrawn | Trade Secret | Trade | RAM | RAM073 | Residential | Solar*Rewards | Trade Secret | 2016
20263-228838-01 | Xcel Energy | 85 | 13781 | IOU | OID2919814 | 9.94 | Solar |  |  | Withdrawn | Trade Secret | Trade | RAM | RAM073 | Residential | Solar*Rewards | Trade Secret | 2017
20263-228838-01 | Xcel Energy | 85 | 13781 | IOU | 03132233 | 7.63 | Solar |  |  | Interconnected | Trade Secret | Trade | RAM | RAM073 | Residential | Solar*Rewards | Trade Secret | 2018 | 2018
20263-228838-01 | Xcel Energy | 85 | 13781 | IOU | 03132529 | 9.94 | Solar |  |  | Interconnected | Trade Secret | Trade | RAM | RAM073 | Residential | Made in Minnesota | Trade Secret | 2018 | 2018
20263-228838-01 | Xcel Energy | 85 | 13781 | IOU | OID4035572 | 19.988 | Solar |  |  | Withdrawn | Trade Secret | Trade | MEL | MEL073 | Commercial | Solar*Rewards | Trade Secret | 2019
20263-228838-01 | Xcel Energy | 85 | 13781 | IOU | 03842612 | 19.988 | Solar |  |  | Active Application | Trade Secret | Trade | MEL | MEL073 | Commercial | Solar*Rewards | Trade Secret | 2020
20263-228838-01 | Xcel Energy | 85 | 13781 | IOU | 03131606 | 0.23 | Solar |  |  | Interconnected | Trade Secret | Trade | WSG | WSG066 | Residential | Made in Minnesota | Trade Secret | 2017 | 2018
20263-228838-01 | Xcel Energy | 85 | 13781 | IOU | 05992775 | 5.052 | Solar |  |  | Interconnected | Trade Secret | Trade | ESW | ESW081 | Residential |  | Trade Secret | 2024 | 2025
20263-228838-01 | Xcel Energy | 85 | 13781 | IOU | 03132841 | 6 | Solar |  |  | Interconnected | Trade Secret | Trade | RPL | RPL063 | Residential | Solar*Rewards | Trade Secret | 2018 | 2019
20263-228838-01 | Xcel Energy | 85 | 13781 | IOU | 03131063 | 450 | Other |  |  | Interconnected | Trade Secret | Trade | SLP | SLP095 | Commercial |  | Trade Secret | 2011 | 2011
20263-228838-01 | Xcel Energy | 85 | 13781 | IOU | OID3640501 | 3.747 | Solar |  |  | Withdrawn | Trade Secret | Trade | MEL | MEL069 | Residential | Solar*Rewards | Trade Secret | 2018
20263-228838-01 | Xcel Energy | 85 | 13781 | IOU | 03133039 | 4.48 | Solar |  |  | Interconnected | Trade Secret | Trade | MEL | MEL069 | Residential | Solar*Rewards | Trade Secret | 2019 | 2019
20263-228838-01 | Xcel Energy | 85 | 13781 | IOU | 06018624 | 3.796 | Solar |  | X | Active Application | Trade Secret | Trade | NOF | NOF061 | Residential | Solar*Rewards | Trade Secret | 2024
20263-228838-01 | Xcel Energy | 85 | 13781 | IOU | 05623526 | 5.76 | Solar |  |  | Interconnected | Trade Secret | Trade | MPK | MPK082 | Residential |  | Trade Secret | 2024 | 2024
20263-228838-01 | Xcel Energy | 85 | 13781 | IOU | OID1951503 | 9 | Solar |  |  | Withdrawn | Trade Secret | Trade | GVW | GVW022 | Residential | Made in Minnesota | Trade Secret | 2014
20263-228838-01 | Xcel Energy | 85 | 13781 | IOU | 05719169 | 11.393 | Solar |  |  | Interconnected | Trade Secret | Trade | GVW | GVW022 | Residential |  | Trade Secret | 2024 | 2024
20263-228838-01 | Xcel Energy | 85 | 13781 | IOU | 04670770 | 3.49 | Solar |  |  | Interconnected | Trade Secret | Trade | SLP | SLP082 | Residential |  | Trade Secret | 2021 | 2022
20263-228838-01 | Xcel Energy | 85 | 13781 | IOU | SRO29820 | 10 | Solar |  |  | Withdrawn | Trade Secret | Trade | WDY | WDY321 | Commercial | Solar*Rewards | Trade Secret | 2013
20263-228838-01 | Xcel Energy | 85 | 13781 | IOU | 03134631 | 10.01 | Solar |  |  | Interconnected | Trade Secret | Trade | GSL | GSL074 | Residential | Solar*Rewards | Trade Secret | 2015 | 2015
20263-228838-01 | Xcel Energy | 85 | 13781 | IOU | 03133940 | 3.5 | Solar |  |  | Interconnected | Trade Secret | Trade | ALD | ALD085 | Residential | Made in Minnesota | Trade Secret | 2014 | 2014
20263-228838-01 | Xcel Energy | 85 | 13781 | IOU | OID3284662 | 19.999 | Solar |  |  | Withdrawn | Trade Secret | Trade | WEF | WEF061 | Commercial | Solar*Rewards | Trade Secret | 2018
20263-228838-01 | Xcel Energy | 85 | 13781 | IOU | SRO29917 | 45 | Solar |  |  | Withdrawn | Trade Secret | Trade | WEF | WEF061 | Commercial | Solar*Rewards | Trade Secret | 2013
20263-228838-01 | Xcel Energy | 85 | 13781 | IOU | OID2314806 | 18 | Solar |  |  | Withdrawn | Trade Secret | Trade | CNC | CNC073 | Commercial | Solar*Rewards | Trade Secret | 2015
20263-228838-01 | Xcel Energy | 85 | 13781 | IOU | 05830274 | 3.747 | Solar |  |  | Interconnected | Trade Secret | Trade | TWL | TWL072 | Residential |  | Trade Secret | 2024 | 2024
20263-228838-01 | Xcel Energy | 85 | 13781 | IOU | 05671326 | 13.68 | Solar |  |  | Interconnected | Trade Secret | Trade | WIN | WIN021 | Residential |  | Trade Secret | 2023 | 2024
20263-228838-01 | Xcel Energy | 85 | 13781 | IOU | SRO19038 | 40 | Solar |  |  | Withdrawn | Trade Secret | Trade | PBE | PBE061 | Commercial | Solar*Rewards | Trade Secret | 2011
20263-228838-01 | Xcel Energy | 85 | 13781 | IOU | 03194803 | 166.6 | Solar |  |  | Interconnected | Trade Secret | Trade | LOK | LOK092 | Commercial |  | Trade Secret | 2019 | 2020
20263-228838-01 | Xcel Energy | 85 | 13781 | IOU | 03521162 | 8.7 | Solar |  |  | Interconnected | Trade Secret | Trade | LOK | LOK062 | Residential | Solar*Rewards | Trade Secret | 2020 | 2020
20263-228838-01 | Xcel Energy | 85 | 13781 | IOU | 05530262 | 9.45 | Solar |  |  | Interconnected | Trade Secret | Trade | SCL | SCL312 | Residential | Solar*Rewards | Trade Secret | 2023 | 2024
20263-228838-01 | Xcel Energy | 85 | 13781 | IOU | 04390249 | 5.8 | Solar |  |  | Active Application | Trade Secret | Trade | DND | DND071 | Residential | Solar*Rewards | Trade Secret | 2021
20263-228838-01 | Xcel Energy | 85 | 13781 | IOU | 04492030 | 5.8 | Solar |  |  | Interconnected | Trade Secret | Trade | DND | DND071 | Residential |  | Trade Secret | 2021 | 2021
20263-228838-01 | Xcel Energy | 85 | 13781 | IOU | 04976023 | 6.98 | Solar |  |  | Interconnected | Trade Secret | Trade | MPK | MPK068 | Residential | Solar*Rewards | Trade Secret | 2022 | 2022
20263-228838-01 | Xcel Energy | 85 | 13781 | IOU | 05847226 | 5.052 | Solar |  |  | Interconnected | Trade Secret | Trade | TLK | TLK062 | Residential |  | Trade Secret | 2024 | 2025
20263-228838-01 | Xcel Energy | 85 | 13781 | IOU | 04503063 | 4.93 | Solar |  |  | Interconnected | Trade Secret | Trade | AHI | AHI022 | Residential |  | Trade Secret | 2021 | 2021
20263-228838-01 | Xcel Energy | 85 | 13781 | IOU | 04931328 | 6.96 | Solar |  |  | Withdrawn | Trade Secret | Trade | VMR | VMR062 | Residential | Solar*Rewards | Trade Secret | 2022
20263-228838-01 | Xcel Energy | 85 | 13781 | IOU | 06212979 | 7.329 | Solar |  |  | Interconnected | Trade Secret | Trade | VMR | VMR062 | Residential |  | Trade Secret | 2025 | 2025
20263-228838-01 | Xcel Energy | 85 | 13781 | IOU | 03131149 | 500 | Other |  |  | Interconnected | Trade Secret | Trade | EDP | EDP092 | Commercial |  | Trade Secret | 2012 | 2012
20263-228838-01 | Xcel Energy | 85 | 13781 | IOU | 06084935 | 4.56 | Solar |  |  | Active Application | Trade Secret | Trade | OAD | OAD061 | Residential | Solar*Rewards | Trade Secret | 2025
20263-228838-01 |  |  |  |  | 05765010 |  | Solar |  |  | Active Application | Trade Secret | Trade | RAM | RAM064 | Residential | Solar*Rewards |  | 2024
20263-228838-01 | Xcel Energy | 85 | 13781 | IOU | 05469599 | 5.76 | Solar |  |  | Interconnected | Trade Secret | Trade | WCR | WCR311 | Residential | Solar*Rewards | Trade Secret | 2023 | 2023
20263-228838-01 | Xcel Energy | 85 | 13781 | IOU | 05860168 | 5.052 | Solar |  |  | Active Application | Trade Secret | Trade | LEX | LEX332 | Residential |  | Trade Secret | 2024
20263-228838-01 | Xcel Energy | 85 | 13781 | IOU | 06277157 | 99.999 | Solar |  |  | Active Application | Trade Secret | Trade | CEL | CEL075 | Commercial |  | Trade Secret | 2025
20263-228838-01 | Xcel Energy | 85 | 13781 | IOU | 04456207 | 7.68 | Solar |  | X | Interconnected | Trade Secret | Trade | HYL | HYL075 | Residential |  | Trade Secret | 2021 | 2022
20263-228838-01 | Xcel Energy | 85 | 13781 | IOU | 05938081 | 8.36 | Solar |  |  | Interconnected | Trade Secret | Trade | WCR | WCR062 | Residential | Solar*Rewards | Trade Secret | 2024 | 2024
20263-228838-01 | Xcel Energy | 85 | 13781 | IOU | 03954888 | 2.75 | Solar |  |  | Interconnected | Trade Secret | Trade | FRM | FRM062 | Residential | Solar*Rewards | Trade Secret | 2020 | 2021
20263-228838-01 | Xcel Energy | 85 | 13781 | IOU | 06222582 | 10.02 | Solar |  |  | Active Application | Trade Secret | Trade | KLK | KLK061 | Residential |  | Trade Secret | 2025
20263-228838-01 | Xcel Energy | 85 | 13781 | IOU | 05436019 | 7.68 | Solar |  |  | Interconnected | Trade Secret | Trade | PAT | PAT312 | Residential | Solar*Rewards | Trade Secret | 2023 | 2023
20263-228838-01 | Xcel Energy | 85 | 13781 | IOU | 06169963 | 9.6 | Solar |  |  | Active Application | Trade Secret | Trade | AFT | AFT314 | Residential | Solar*Rewards | Trade Secret | 2025
20263-228838-01 | Xcel Energy | 85 | 13781 | IOU | 06322041 | 4.886 | Solar |  |  | Active Application | Trade Secret | Trade | EDP | EDP091 | Residential | Solar*Rewards | Trade Secret | 2026
20263-228838-01 | Xcel Energy | 85 | 13781 | IOU | 04992184 | 11.31 | Solar |  |  | Active Application | Trade Secret | Trade | LCR | LCR311 | Residential |  | Trade Secret | 2022
20263-228838-01 | Xcel Energy | 85 | 13781 | IOU | 03131218 | 84 | Solar |  |  | Interconnected | Trade Secret | Trade | WYO | WYO021 | Commercial |  | Trade Secret | 2015 | 2016
20263-228838-01 | Xcel Energy | 85 | 13781 | IOU | OID3514755 | 2.4 | Solar |  |  | Withdrawn | Trade Secret | Trade | TER | TER081 | Residential | Solar*Rewards | Trade Secret | 2018
20263-228838-01 | Xcel Energy | 85 | 13781 | IOU | OID3928030 | 5.22 | Solar |  |  | Interconnected | Trade Secret | Trade | MPK | MPK074 | Residential | Solar*Rewards | Trade Secret | 2019 | 2020
20263-228838-01 | Xcel Energy | 85 | 13781 | IOU | OID3589142 | 9.994 | Solar |  |  | Withdrawn | Trade Secret | Trade | RAM | RAM073 | Residential | Solar*Rewards | Trade Secret | 2018
20263-228838-01 | Xcel Energy | 85 | 13781 | IOU | 03129854 | 9.994 | Solar |  |  | Interconnected | Trade Secret | Trade | RAM | RAM073 | Residential | Solar*Rewards | Trade Secret | 2018 | 2019
20263-228838-01 | Xcel Energy | 85 | 13781 | IOU | 03953468 | 5 | Solar |  |  | Interconnected | Trade Secret | Trade | OAD | OAD072 | Residential | Solar*Rewards | Trade Secret | 2020 | 2021
20263-228838-01 | Xcel Energy | 85 | 13781 | IOU | 05168535 | 9.28 | Solar |  |  | Interconnected | Trade Secret | Trade | WDY | WDY321 | Residential |  | Trade Secret | 2022 | 2022
20263-228838-01 | Xcel Energy | 85 | 13781 | IOU | 03134412 | 8.64 | Solar |  |  | Interconnected | Trade Secret | Trade | UPP | UPP082 | Residential | Solar*Rewards | Trade Secret | 2015 | 2015
20263-228838-01 | Xcel Energy | 85 | 13781 | IOU | 06012255 | 4.934 | Solar |  |  | Interconnected | Trade Secret | Trade | WIL | WIL086 | Residential |  | Trade Secret | 2024 | 2025
20263-228838-01 | Xcel Energy | 85 | 13781 | IOU | 05201411 | 4.64 | Solar |  |  | Interconnected | Trade Secret | Trade | TLK | TLK061 | Residential |  | Trade Secret | 2022 | 2023
20263-228838-01 | Xcel Energy | 85 | 13781 | IOU | 03130966 | 4 | Solar |  |  | Interconnected | Trade Secret | Trade | EDA | EDA075 | Residential |  | Trade Secret | 2009 | 2009
20263-228838-01 | Xcel Energy | 85 | 13781 | IOU | 03134638 | 3.36 | Solar |  |  | Interconnected | Trade Secret | Trade | SOU | SOU086 | Residential | Solar*Rewards | Trade Secret | 2015 | 2016
20263-228838-01 | Xcel Energy | 85 | 13781 | IOU | SRO29883 | 45 | Solar |  |  | Withdrawn | Trade Secret | Trade |  |  | Residential | Solar*Rewards | Trade Secret | 2013
20263-228838-01 | Xcel Energy | 85 | 13781 | IOU | 04271663 | 6.631 | Solar |  |  | Interconnected | Trade Secret | Trade | SHP | SHP062 | Residential | Solar*Rewards | Trade Secret | 2021 | 2021
20263-228838-01 | Xcel Energy | 85 | 13781 | IOU | 05440551 | 80 | Solar |  |  | Interconnected | Trade Secret | Trade | HWW | HWW073 | Commercial |  | Trade Secret | 2023 | 2024
20263-228838-01 | Xcel Energy | 85 | 13781 | IOU | 03134664 | 6 | Solar |  |  | Interconnected | Trade Secret | Trade | DOC | DOC031 | Residential | Solar*Rewards | Trade Secret | 2015 | 2016
20263-228838-01 | Xcel Energy | 85 | 13781 | IOU | 04822425 | 7.616 | Solar |  |  | Interconnected | Trade Secret | Trade | CGR | CGR064 | Residential |  | Trade Secret | 2022 | 2022
20263-228838-01 | Xcel Energy | 85 | 13781 | IOU | OID2019158 | 18 | Solar |  |  | Withdrawn | Trade Secret | Trade | CRL | CRL031 | Commercial | Solar*Rewards | Trade Secret | 2014
20263-228838-01 | Xcel Energy | 85 | 13781 | IOU | 06203317 | 3.202 | Solar |  |  | Interconnected | Trade Secret | Trade | HUG | HUG312 | Residential |  | Trade Secret | 2025 | 2025
20263-228838-01 | Xcel Energy | 85 | 13781 | IOU | 04640873 | 3.48 | Solar |  |  | Interconnected | Trade Secret | Trade | HWW | HWW074 | Residential |  | Trade Secret | 2021 | 2021
20263-228838-01 | Xcel Energy | 85 | 13781 | IOU | 03132159 | 7.63 | Solar |  |  | Interconnected | Trade Secret | Trade | MPK | MPK087 | Residential | Made in Minnesota | Trade Secret | 2017 | 2018
20263-228838-01 | Xcel Energy | 85 | 13781 | IOU | 04450432 | 4.35 | Solar |  |  | Active Application | Trade Secret | Trade | EXC | EXC062 | Residential | Solar*Rewards | Trade Secret | 2021
20263-228838-01 | Xcel Energy | 85 | 13781 | IOU | 03729854 | 6.09 | Solar |  |  | Interconnected | Trade Secret | Trade | DBL | DBL073 | Residential | Solar*Rewards | Trade Secret | 2020 | 2020
20263-228838-01 | Xcel Energy | 85 | 13781 | IOU | 06018098 | 17.433 | Solar |  | X | Interconnected | Trade Secret | Trade | WES | WES074 | Residential | Solar*Rewards | Trade Secret | 2024 | 2025
20263-228838-01 | Xcel Energy | 85 | 13781 | IOU | 05901200 | 6.282 | Solar |  |  | Active Application | Trade Secret | Trade | WES | WES074 | Residential | Solar*Rewards | Trade Secret | 2024
20263-228838-01 | Xcel Energy | 85 | 13781 | IOU | 05799113 | 6.282 | Solar |  | X | Withdrawn | Trade Secret | Trade | WES | WES074 | Residential | Solar*Rewards | Trade Secret | 2024
20263-228838-01 | Xcel Energy | 85 | 13781 | IOU | 04491739 | 3.48 | Solar |  |  | Interconnected | Trade Secret | Trade | WES | WES076 | Residential |  | Trade Secret | 2021 | 2021
20263-228838-01 | Xcel Energy | 85 | 13781 | IOU | 05958612 | 9.184 | Solar |  |  | Interconnected | Trade Secret | Trade | RPL | RPL071 | Residential | Solar*Rewards | Trade Secret | 2024 | 2025
20263-228838-01 | Xcel Energy | 85 | 13781 | IOU | 05356732 | 4.35 | Solar |  |  | Interconnected | Trade Secret | Trade | HWW | HWW062 | Residential | Solar*Rewards | Trade Secret | 2023 | 2023
20263-228838-01 | Xcel Energy | 85 | 13781 | IOU | 06212211 | 5.806 | Solar |  |  | Active Application | Trade Secret | Trade | OAD | OAD074 | Residential |  | Trade Secret | 2025
20263-228838-01 | Xcel Energy | 85 | 13781 | IOU | 03132048 | 6 | Solar |  |  | Interconnected | Trade Secret | Trade | GLK | GLK064 | Residential | Solar*Rewards | Trade Secret | 2017 | 2018
20263-228838-01 | Xcel Energy | 85 | 13781 | IOU | 05967675 | 6.073 | Solar |  |  | Interconnected | Trade Secret | Trade | WES | WES062 | Residential |  | Trade Secret | 2024 | 2025
20263-228838-01 | Xcel Energy | 85 | 13781 | IOU | 03132860 | 33.3 | Solar |  |  | Interconnected | Trade Secret | Trade | SDX | SDX312 | Commercial | Solar*Rewards | Trade Secret | 2018 | 2019
20263-228838-01 | Xcel Energy | 85 | 13781 | IOU | 05812996 | 16.896 | Solar |  |  | Interconnected | Trade Secret | Trade | SCL | SCL312 | Residential | Solar*Rewards | Trade Secret | 2024 | 2025
20263-228838-01 | Xcel Energy | 85 | 13781 | IOU | 06264783 | 5.235 | Solar |  |  | Active Application | Trade Secret | Trade | UPP | UPP066 | Residential |  | Trade Secret | 2025
20263-228838-01 | Xcel Energy | 85 | 13781 | IOU | 06122566 | 3.747 | Solar |  |  | Interconnected | Trade Secret | Trade | WCR | WCR322 | Residential |  | Trade Secret | 2025 | 2025
20263-228838-01 | Xcel Energy | 85 | 13781 | IOU | 05648594 | 2.32 | Solar |  |  | Interconnected | Trade Secret | Trade | SLP | SLP321 | Residential |  | Trade Secret | 2023 | 2024
20263-228838-01 | Xcel Energy | 85 | 13781 | IOU | 03130026 | 23.51 | Solar |  |  | Active Application | Trade Secret | Trade | SHP | SHP062 | Commercial | Solar*Rewards | Trade Secret | 2018
20263-228838-01 | Xcel Energy | 85 | 13781 | IOU | 05232004 | 4.35 | Solar |  |  | Interconnected | Trade Secret | Trade | RRK | RRK064 | Residential |  | Trade Secret | 2022 | 2023
20263-228838-01 | Xcel Energy | 85 | 13781 | IOU | OID2641925 | 19.88 | Solar |  |  | Withdrawn | Trade Secret | Trade |  |  | Commercial | Solar*Rewards | Trade Secret | 2016
20263-228838-01 | Xcel Energy | 85 | 13781 | IOU | 03133576 | 8.52 | Solar |  |  | Interconnected | Trade Secret | Trade | WSG | WSG066 | Residential | Solar*Rewards | Trade Secret | 2011 | 2012
20263-228838-01 | Xcel Energy | 85 | 13781 | IOU | 05760860 | 6.98 | Solar |  |  | Interconnected | Trade Secret | Trade | SOU | SOU087 | Residential | Solar*Rewards | Trade Secret | 2024 | 2024
20263-228838-01 | Xcel Energy | 85 | 13781 | IOU | OID3327200 | 6.052 | Solar |  |  | Withdrawn | Trade Secret | Trade | DOC | DOC031 | Residential |  | Trade Secret | 2018
20263-228838-01 | Xcel Energy | 85 | 13781 | IOU | 03133660 | 6 | Solar |  |  | Interconnected | Trade Secret | Trade | DOC | DOC031 | Residential | Solar*Rewards | Trade Secret | 2012 | 2012
20263-228838-01 | Xcel Energy | 85 | 13781 | IOU | 06218437 | 8.376 | Solar |  |  | Interconnected | Trade Secret | Trade | CEL | CEL075 | Residential |  | Trade Secret | 2025 | 2025
20263-228838-01 | Xcel Energy | 85 | 13781 | IOU | 06198823 | 8.376 | Solar |  |  | Withdrawn | Trade Secret | Trade | CEL | CEL075 | Residential | Solar*Rewards | Trade Secret | 2025
20263-228838-01 | Xcel Energy | 85 | 13781 | IOU | 05277560 | 5 | Solar |  |  | Withdrawn | Trade Secret | Trade | GLK | GLK073 | Residential |  | Trade Secret | 2022
20263-228838-01 | Xcel Energy | 85 | 13781 | IOU | 03129347 | 7.616 | Solar |  |  | Interconnected | Trade Secret | Trade | GRC | GRC063 | Commercial | Solar*Rewards | Trade Secret | 2019 | 2020
20263-228838-01 |  |  |  |  | OID3705405 |  | Solar |  |  | Withdrawn | Trade Secret | Trade | GRC | GRC063 | Residential | Solar*Rewards |  | 2019
20263-228838-01 | Xcel Energy | 85 | 13781 | IOU | 05983963 | 5.76 | Solar |  |  | Interconnected | Trade Secret | Trade | CTR | CTR031 | Residential | Solar*Rewards | Trade Secret | 2024 | 2025
20263-228838-01 | Xcel Energy | 85 | 13781 | IOU | 05931745 | 10.628 | Solar |  |  | Interconnected | Trade Secret | Trade | GSL | GSL341 | Residential |  | Trade Secret | 2024 | 2024
20263-228838-01 | Xcel Energy | 85 | 13781 | IOU | OID3705917 | 39.998 | Solar |  |  | Withdrawn | Trade Secret | Trade |  |  | Residential | Solar*Rewards | Trade Secret | 2019
20263-228838-01 | Xcel Energy | 85 | 13781 | IOU | OID3850791 | 39.998 | Solar |  |  | Withdrawn | Trade Secret | Trade |  |  | Residential | Solar*Rewards | Trade Secret | 2019
20263-228838-01 | Xcel Energy | 85 | 13781 | IOU | 03158168 | 39.998 | Solar |  |  | Interconnected | Trade Secret | Trade | BRP | BRP073 | Residential | Solar*Rewards | Trade Secret | 2019 | 2020
20263-228838-01 | Xcel Energy | 85 | 13781 | IOU | 06169225 | 5.014 | Solar |  |  | Interconnected | Trade Secret | Trade | ESW | ESW081 | Residential | Solar*Rewards | Trade Secret | 2025 | 2025
20263-228838-01 | Xcel Energy | 85 | 13781 | IOU | 04798427 | 4.93 | Solar |  |  | Interconnected | Trade Secret | Trade | GLK | GLK071 | Residential |  | Trade Secret | 2022 | 2024
20263-228838-01 | Xcel Energy | 85 | 13781 | IOU | 04387815 | 8.376 | Solar |  |  | Interconnected | Trade Secret | Trade | LEX | LEX075 | Residential | Solar*Rewards | Trade Secret | 2021 | 2021
20263-228838-01 | Xcel Energy | 85 | 13781 | IOU | 03929746 | 3.69 | Solar |  |  | Interconnected | Trade Secret | Trade | IDA | IDA064 | Residential |  | Trade Secret | 2020 | 2021
20263-228838-01 | Xcel Energy | 85 | 13781 | IOU | 05128310 | 49.692 | Solar |  |  | Active Application | Trade Secret | Trade | FST | FST002 | Commercial |  | Trade Secret | 2022
20263-228838-01 | Xcel Energy | 85 | 13781 | IOU | 05374191 | 10.47 | Solar |  |  | Interconnected | Trade Secret | Trade | MPK | MPK063 | Residential |  | Trade Secret | 2023 | 2023
20263-228838-01 | Xcel Energy | 85 | 13781 | IOU | 04993953 | 4.93 | Solar |  |  | Interconnected | Trade Secret | Trade | TWL | TWL066 | Residential |  | Trade Secret | 2022 | 2022
20263-228838-01 | Xcel Energy | 85 | 13781 | IOU | 06223583 | 7.678 | Solar |  | X | Active Application | Trade Secret | Trade | MEL | MEL068 | Residential |  | Trade Secret | 2025
20263-228838-01 | Xcel Energy | 85 | 13781 | IOU | 03220526 | 10.15 | Solar |  |  | Interconnected | Trade Secret | Trade | MEL | MEL068 | Residential | Solar*Rewards | Trade Secret | 2019 | 2020
20263-228838-01 | Xcel Energy | 85 | 13781 | IOU | 03130590 | 36 | Solar |  |  | Interconnected | Trade Secret | Trade | SLP | SLP081 | Commercial | Made in Minnesota | Trade Secret | 2016 | 2017
20263-228838-01 | Xcel Energy | 85 | 13781 | IOU | 03130591 | 18 | Solar |  |  | Interconnected | Trade Secret | Trade | SLP | SLP081 | Commercial | Solar*Rewards | Trade Secret | 2016 | 2017
20263-228838-01 | Xcel Energy | 85 | 13781 | IOU | 06181001 | 6.677 | Solar |  |  | Active Application | Trade Secret | Trade | BRP | BRP061 | Residential | Solar*Rewards | Trade Secret | 2025
20263-228838-01 | Xcel Energy | 85 | 13781 | IOU | 06322167 | 5.32 | Solar |  |  | Active Application | Trade Secret | Trade | WAB | WAB021 | Residential | Solar*Rewards | Trade Secret | 2026
20263-228838-01 | Xcel Energy | 85 | 13781 | IOU | 06073623 | 5.32 | Solar |  |  | Active Application | Trade Secret | Trade | WAB | WAB021 | Residential | Solar*Rewards | Trade Secret | 2025
20263-228838-01 | Xcel Energy | 85 | 13781 | IOU | 03134722 | 8.64 | Solar |  |  | Interconnected | Trade Secret | Trade | HSN | HSN312 | Residential | Solar*Rewards | Trade Secret | 2015 | 2016
20263-228838-01 | Xcel Energy | 85 | 13781 | IOU | 06233098 | 2.792 | Solar |  |  | Interconnected | Trade Secret | Trade | HSN | HSN312 | Residential |  | Trade Secret | 2025 | 2025
20263-228838-01 | Xcel Energy | 85 | 13781 | IOU | 03941721 | 10.47 | Solar |  |  | Interconnected | Trade Secret | Trade | LOW | LOW021 | Residential | Solar*Rewards | Trade Secret | 2020 | 2021
20263-228838-01 | Xcel Energy | 85 | 13781 | IOU | 03746886 | 3.747 | Solar |  |  | Interconnected | Trade Secret | Trade | WTN | WTN061 | Residential | Solar*Rewards | Trade Secret | 2020 | 2021
20263-228838-01 | Xcel Energy | 85 | 13781 | IOU | 05261793 | 8.8 | Storage |  |  | Withdrawn | Trade Secret | Trade | WTN | WTN061 | Residential |  | Trade Secret | 2022
20263-228838-01 | Xcel Energy | 85 | 13781 | IOU | 05727108 | 10.075 | Solar |  |  | Interconnected | Trade Secret | Trade | GLK | GLK064 | Residential | Solar*Rewards | Trade Secret | 2024 | 2024
20263-228838-01 | Xcel Energy | 85 | 13781 | IOU | 03132528 | 3.08 | Solar |  |  | Interconnected | Trade Secret | Trade | HWW | HWW074 | Residential | Solar*Rewards | Trade Secret | 2018 | 2018
20263-228838-01 | Xcel Energy | 85 | 13781 | IOU | 06244960 | 7.6 | Solar |  |  | Active Application | Trade Secret | Trade | HSN | HSN322 | Residential |  | Trade Secret | 2025
20263-228838-01 | Xcel Energy | 85 | 13781 | IOU | 04201951 | 9.994 | Solar |  |  | Interconnected | Trade Secret | Trade | WWK | WWK311 | Residential |  | Trade Secret | 2020 | 2021
20263-228838-01 | Xcel Energy | 85 | 13781 | IOU | 06230852 | 4.645 | Solar |  |  | Active Application | Trade Secret | Trade | AFT | AFT322 | Residential |  | Trade Secret | 2025
20263-228838-01 | Xcel Energy | 85 | 13781 | IOU | 05864053 | 7.616 | Solar |  |  | Withdrawn | Trade Secret | Trade | MOL | MOL078 | Residential |  | Trade Secret | 2024
20263-228838-01 | Xcel Energy | 85 | 13781 | IOU | 05987484 | 7.971 | Solar |  |  | Interconnected | Trade Secret | Trade | MOL | MOL078 | Residential | Solar*Rewards | Trade Secret | 2024 | 2025
20263-228838-01 | Xcel Energy | 85 | 13781 | IOU | 05560005 | 5.985 | Solar |  |  | Interconnected | Trade Secret | Trade | MPK | MPK064 | Residential | Solar*Rewards | Trade Secret | 2023 | 2025
20263-228838-01 | Xcel Energy | 85 | 13781 | IOU | OID3471877 | 39.998 | Solar |  |  | Withdrawn | Trade Secret | Trade | PKL | PKL062 | Commercial | Solar*Rewards | Trade Secret | 2018
20263-228838-01 | Xcel Energy | 85 | 13781 | IOU | 04915359 | 13.92 | Solar |  |  | Interconnected | Trade Secret | Trade | HOL | HOL061 | Residential |  | Trade Secret | 2022 | 2022
20263-228838-01 | Xcel Energy | 85 | 13781 | IOU | 03132487 | 5 | Solar |  |  | Interconnected | Trade Secret | Trade | SOU | SOU083 | Residential | Solar*Rewards | Trade Secret | 2018 | 2018
20263-228838-01 | Xcel Energy | 85 | 13781 | IOU | 05208870 | 2.32 | Solar |  |  | Interconnected | Trade Secret | Trade | SOU | SOU072 | Residential |  | Trade Secret | 2022 | 2022
20263-228838-01 | Xcel Energy | 85 | 13781 | IOU | OID2002351 | 9.5 | Solar |  |  | Interconnected | Trade Secret | Trade | LCR | LCR311 | Residential | Made in Minnesota | Trade Secret | 2014 | 2014
20263-228838-01 | Xcel Energy | 85 | 13781 | IOU | OID3868633 | 7.616 | Solar |  |  | Withdrawn | Trade Secret | Trade | NOF | NOF061 | Residential | Solar*Rewards | Trade Secret | 2019
20263-228838-01 | Xcel Energy | 85 | 13781 | IOU | OID3836023 | 7.616 | Solar |  |  | Withdrawn | Trade Secret | Trade | NOF | NOF061 | Residential | Solar*Rewards | Trade Secret | 2019
20263-228838-01 | Xcel Energy | 85 | 13781 | IOU | OID3830473 | 9.994 | Solar |  |  | Withdrawn | Trade Secret | Trade | NOF | NOF061 | Residential | Solar*Rewards | Trade Secret | 2019
20263-228838-01 | Xcel Energy | 85 | 13781 | IOU | 06020309 | 5.226 | Solar |  |  | Interconnected | Trade Secret | Trade | MEL | MEL068 | Residential | Solar*Rewards | Trade Secret | 2024 | 2025
20263-228838-01 | Xcel Energy | 85 | 13781 | IOU | 03560149 | 11.39 | Solar |  |  | Interconnected | Trade Secret | Trade | MPK | MPK086 | Residential | Solar*Rewards | Trade Secret | 2020 | 2021
20263-228838-01 | Xcel Energy | 85 | 13781 | IOU | OID3517204 | 7.616 | Solar |  |  | Withdrawn | Trade Secret | Trade | WIL | WIL083 | Residential | Solar*Rewards | Trade Secret | 2018
20263-228838-01 | Xcel Energy | 85 | 13781 | IOU | 03132911 | 7.616 | Solar |  |  | Interconnected | Trade Secret | Trade | WIL | WIL083 | Residential | Solar*Rewards | Trade Secret | 2018 | 2018
20263-228838-01 | Xcel Energy | 85 | 13781 | IOU | 06211770 | 7.548 | Solar |  |  | Active Application | Trade Secret | Trade | AFT | AFT321 | Residential | Solar*Rewards | Trade Secret | 2025
20263-228838-01 | Xcel Energy | 85 | 13781 | IOU | 03130438 | 2.9 | Solar |  |  | Interconnected | Trade Secret | Trade | ECK | ECK061 | Residential |  | Trade Secret | 2018 | 2023
20263-228838-01 | Xcel Energy | 85 | 13781 | IOU | 05781891 | 6.3 | Solar |  |  | Interconnected | Trade Secret | Trade | SLP | SLP092 | Residential | Solar*Rewards | Trade Secret | 2024 | 2024
20263-228838-01 | Xcel Energy | 85 | 13781 | IOU | 04313098 | 5.22 | Solar |  |  | Interconnected | Trade Secret | Trade | NOF | NOF072 | Residential | Solar*Rewards | Trade Secret | 2021 | 2021
20263-228838-01 | Xcel Energy | 85 | 13781 | IOU | 03133617 | 1.72 | Solar |  |  | Interconnected | Trade Secret | Trade | MPK | MPK068 | Residential | Solar*Rewards | Trade Secret | 2011 | 2012
20263-228838-01 | Xcel Energy | 85 | 13781 | IOU | 05250090 | 4.64 | Solar |  |  | Interconnected | Trade Secret | Trade | REW | REW031 | Residential |  | Trade Secret | 2022 | 2023
20263-228838-01 | Xcel Energy | 85 | 13781 | IOU | OID2246511 | 3 | Solar |  |  | Withdrawn | Trade Secret | Trade | WIN | WIN023 | Residential | Solar*Rewards | Trade Secret | 2015
20263-228838-01 | Xcel Energy | 85 | 13781 | IOU | 05157912 | 8.96 | Solar |  |  | Interconnected | Trade Secret | Trade | WCR | WCR322 | Residential |  | Trade Secret | 2022 | 2023
20263-228838-01 | Xcel Energy | 85 | 13781 | IOU | 03132270 | 7.625 | Solar |  |  | Interconnected | Trade Secret | Trade | SOU | SOU082 | Residential | Solar*Rewards | Trade Secret | 2018 | 2018
20263-228838-01 | Xcel Energy | 85 | 13781 | IOU | 03895300 | 39.98 | Solar |  |  | Interconnected | Trade Secret | Trade | DPN | DPN063 | Commercial |  | Trade Secret | 2020 | 2022
20263-228838-01 | Xcel Energy | 85 | 13781 | IOU | 06148274 | 7.6 | Solar |  |  | Active Application | Trade Secret | Trade | LIN | LIN031 | Residential | Solar*Rewards | Trade Secret | 2025
20263-228838-01 | Xcel Energy | 85 | 13781 | IOU | 05711890 | 3.48 | Solar |  |  | Interconnected | Trade Secret | Trade | SOU | SOU069 | Residential | Solar*Rewards | Trade Secret | 2024 | 2024
20263-228838-01 | Xcel Energy | 85 | 13781 | IOU | 04492863 | 3.747 | Solar |  |  | Active Application | Trade Secret | Trade | SCL | SCL313 | Residential | Solar*Rewards | Trade Secret | 2021
20263-228838-01 | Xcel Energy | 85 | 13781 | IOU | 04508495 | 3.747 | Solar |  |  | Interconnected | Trade Secret | Trade | SCL | SCL313 | Residential |  | Trade Secret | 2021 | 2022
20263-228838-01 | Xcel Energy | 85 | 13781 | IOU | 03130040 | 33.3 | Solar |  |  | Interconnected | Trade Secret | Trade | PKL | PKL064 | Commercial | Solar*Rewards | Trade Secret | 2018 | 2020
20263-228838-01 |  |  |  |  | OID3625215 |  | Solar |  |  | Withdrawn | Trade Secret | Trade | PKL | PKL064 | Commercial | Solar*Rewards |  | 2018
20263-228838-01 |  |  |  |  | OID3627077 |  | Solar |  |  | Withdrawn | Trade Secret | Trade | PKL | PKL064 | Commercial | Solar*Rewards |  | 2018
20263-228838-01 | Xcel Energy | 85 | 13781 | IOU | 04192552 | 7.616 | Solar |  |  | Interconnected | Trade Secret | Trade | HYL | HYL061 | Residential |  | Trade Secret | 2020 | 2021
20263-228838-01 | Xcel Energy | 85 | 13781 | IOU | 03133487 | 30 | Solar |  |  | Interconnected | Trade Secret | Trade | HOL | HOL062 | Commercial | Solar*Rewards | Trade Secret | 2011 | 2012
20263-228838-01 | Xcel Energy | 85 | 13781 | IOU | 05377835 | 7.56 | Solar |  |  | Interconnected | Trade Secret | Trade | NMC | NMC083 | Residential |  | Trade Secret | 2023 | 2023
20263-228838-01 |  |  |  |  | OID3728876 |  | Solar |  |  | Withdrawn | Trade Secret | Trade | LSP | LSP022 | Residential | Solar*Rewards |  | 2019
20263-228838-01 |  |  |  |  | OID3719076 |  | Solar |  |  | Withdrawn | Trade Secret | Trade | LSP | LSP022 | Residential | Solar*Rewards |  | 2019
20263-228838-01 | Xcel Energy | 85 | 13781 | IOU | 03133851 | 10 | Solar |  |  | Interconnected | Trade Secret | Trade | NOF | NOF072 | Residential | Made in Minnesota | Trade Secret | 2014 | 2014
20263-228838-01 | Xcel Energy | 85 | 13781 | IOU | 04793614 | 5 | Solar |  |  | Interconnected | Trade Secret | Trade | ECK | ECK063 | Residential | Solar*Rewards | Trade Secret | 2022 | 2022
20263-228838-01 | Xcel Energy | 85 | 13781 | IOU | 04594809 | 3.48 | Solar |  |  | Interconnected | Trade Secret | Trade | SOU | SOU083 | Residential |  | Trade Secret | 2021 | 2022
20263-228838-01 | Xcel Energy | 85 | 13781 | IOU | 05588673 | 2.32 | Solar |  |  | Active Application | Trade Secret | Trade | MST | MST068 | Residential |  | Trade Secret | 2023
20263-228838-01 | Xcel Energy | 85 | 13781 | IOU | 03129937 | 7.44 | Solar |  |  | Interconnected | Trade Secret | Trade | LOK | LOK061 | Residential | Solar*Rewards | Trade Secret | 2018 | 2019
20263-228838-01 | Xcel Energy | 85 | 13781 | IOU | 05364462 | 3.84 | Solar |  |  | Interconnected | Trade Secret | Trade | HYL | HYL063 | Residential | Solar*Rewards | Trade Secret | 2023 | 2023
20263-228838-01 | Xcel Energy | 85 | 13781 | IOU | 04108492 | 9.994 | Solar |  |  | Interconnected | Trade Secret | Trade | WSG | WSG362 | Residential | Solar*Rewards | Trade Secret | 2020 | 2021
20263-228838-01 | Xcel Energy | 85 | 13781 | IOU | 04793916 | 11.6 | Solar |  |  | Interconnected | Trade Secret | Trade | BCR | BCR081 | Residential | Solar*Rewards | Trade Secret | 2022 | 2022
20263-228838-01 | Xcel Energy | 85 | 13781 | IOU | 05954798 | 21.635 | Solar |  |  | Interconnected | Trade Secret | Trade | SHP | SHP062 | Residential | Solar*Rewards | Trade Secret | 2024 | 2025
20263-228838-01 | Xcel Energy | 85 | 13781 | IOU | 05577801 | 5.12 | Solar |  |  | Withdrawn | Trade Secret | Trade | IDA | IDA074 | Residential |  | Trade Secret | 2023
20263-228838-01 | Xcel Energy | 85 | 13781 | IOU | 05567583 | 5.12 | Solar |  |  | Withdrawn | Trade Secret | Trade | IDA | IDA074 | Residential | Solar*Rewards | Trade Secret | 2023
20263-228838-01 |  |  |  |  | 06241747 |  | Solar |  |  | Active Application | Trade Secret | Trade | SLP | SLP072 | Residential | Solar*Rewards |  | 2025
20263-228838-01 | Xcel Energy | 85 | 13781 | IOU | 06322248 | 17.419 | Solar |  |  | Active Application | Trade Secret | Trade | SLP | SLP072 | Residential | Solar*Rewards | Trade Secret | 2026
20263-228838-01 | Xcel Energy | 85 | 13781 | IOU | 06322217 | 17.419 | Solar |  |  | Withdrawn | Trade Secret | Trade | SLP | SLP072 | Residential | Solar*Rewards | Trade Secret | 2026
20263-228838-01 | Xcel Energy | 85 | 13781 | IOU | OID3751043 | 29.02 | Solar |  |  | Withdrawn | Trade Secret | Trade | UPP | UPP085 | Commercial | Solar*Rewards | Trade Secret | 2019
20263-228838-01 | Xcel Energy | 85 | 13781 | IOU | OID3853898 | 29.02 | Solar |  |  | Withdrawn | Trade Secret | Trade | UPP | UPP085 | Commercial | Solar*Rewards | Trade Secret | 2019
20263-228838-01 | Xcel Energy | 85 | 13781 | IOU | 05211322 | 9.86 | Solar |  |  | Interconnected | Trade Secret | Trade | OPK | OPK077 | Residential |  | Trade Secret | 2022 | 2023
20263-228838-01 | Xcel Energy | 85 | 13781 | IOU | 06170316 | 7.6 | Solar |  |  | Active Application | Trade Secret | Trade | LIN | LIN031 | Residential |  | Trade Secret | 2025
20263-228838-01 | Xcel Energy | 85 | 13781 | IOU | 06163141 | 7.6 | Solar |  |  | Withdrawn | Trade Secret | Trade | LIN | LIN031 | Residential | Solar*Rewards | Trade Secret | 2025
20263-228838-01 | Xcel Energy | 85 | 13781 | IOU | 04110936 | 7.616 | Solar |  |  | Active Application | Trade Secret | Trade | FSL | FSL311 | Residential | Solar*Rewards | Trade Secret | 2020
20263-228838-01 | Xcel Energy | 85 | 13781 | IOU | 04186025 | 5 | Solar |  |  | Interconnected | Trade Secret | Trade | HOL | HOL071 | Residential |  | Trade Secret | 2021 | 2022
20263-228838-01 | Xcel Energy | 85 | 13781 | IOU | 06228466 | 5.76 | Solar |  |  | Interconnected | Trade Secret | Trade | BRP | BRP063 | Residential |  | Trade Secret | 2025 | 2026
20263-228838-01 | Xcel Energy | 85 | 13781 | IOU | 05302701 | 9.6 | Solar |  |  | Interconnected | Trade Secret | Trade | HSN | HSN311 | Residential |  | Trade Secret | 2022 | 2023
20263-228838-01 | Xcel Energy | 85 | 13781 | IOU | 06247496 | 5.763 | Solar |  |  | Active Application | Trade Secret | Trade | WSG | WSG061 | Residential |  | Trade Secret | 2025
20263-228838-01 | Xcel Energy | 85 | 13781 | IOU | 04697902 | 4.93 | Solar |  |  | Interconnected | Trade Secret | Trade | TER | TER062 | Residential |  | Trade Secret | 2021 | 2022
20263-228838-01 | Xcel Energy | 85 | 13781 | IOU | 04666222 | 6 | Solar |  |  | Interconnected | Trade Secret | Trade | KOL | KOL063 | Residential |  | Trade Secret | 2021 | 2022
20263-228838-01 | Xcel Energy | 85 | 13781 | IOU | 05228448 | 8.376 | Solar |  |  | Interconnected | Trade Secret | Trade | SOU | SOU079 | Residential |  | Trade Secret | 2022 | 2023
20263-228838-01 | Xcel Energy | 85 | 13781 | IOU | 06195288 | 9.994 | Solar |  |  | Interconnected | Trade Secret | Trade | MPK | MPK087 | Residential |  | Trade Secret | 2025 | 2025
20263-228838-01 | Xcel Energy | 85 | 13781 | IOU | 05958494 | 3.9 | Solar |  |  | Interconnected | Trade Secret | Trade | HWW | HWW075 | Residential | Solar*Rewards | Trade Secret | 2024 | 2025
20263-228838-01 | Xcel Energy | 85 | 13781 | IOU | 05935330 | 8.7 | Solar |  |  | Interconnected | Trade Secret | Trade | ALD | ALD082 | Residential | Solar*Rewards | Trade Secret | 2024 | 2024
20263-228838-01 | Xcel Energy | 85 | 13781 | IOU | 04924673 | 8.99 | Solar |  |  | Interconnected | Trade Secret | Trade | RPO | RPO311 | Residential | Solar*Rewards | Trade Secret | 2022 | 2022
20263-228838-01 | Xcel Energy | 85 | 13781 | IOU | 03131924 | 3 | Solar |  |  | Interconnected | Trade Secret | Trade | MPK | MPK085 | Residential | Solar*Rewards | Trade Secret | 2017 | 2018
20263-228838-01 | Xcel Energy | 85 | 13781 | IOU | 03946269 | 4.886 | Solar |  |  | Interconnected | Trade Secret | Trade | SOU | SOU081 | Residential | Solar*Rewards | Trade Secret | 2020 | 2020
20263-228838-01 | Xcel Energy | 85 | 13781 | IOU | 03135133 | 3.8 | Solar |  |  | Interconnected | Trade Secret | Trade | SOU | SOU064 | Residential | Solar*Rewards | Trade Secret | 2016 | 2017
20263-228838-01 | Xcel Energy | 85 | 13781 | IOU | 06211351 | 11.933 | Solar |  | X | Active Application | Trade Secret | Trade | GNL | GNL071 | Residential |  | Trade Secret | 2025
20263-228838-01 | Xcel Energy | 85 | 13781 | IOU | 05508191 | 3.747 | Solar |  |  | Interconnected | Trade Secret | Trade | SOU | SOU076 | Residential |  | Trade Secret | 2023 | 2023
20263-228838-01 | Xcel Energy | 85 | 13781 | IOU | 03860993 | 3.747 | Solar |  |  | Interconnected | Trade Secret | Trade | CEL | CEL072 | Residential | Solar*Rewards | Trade Secret | 2020 | 2020
20263-228838-01 | Xcel Energy | 85 | 13781 | IOU | 04117260 | 3.747 | Solar |  |  | Interconnected | Trade Secret | Trade | AVN | AVN021 | Residential |  | Trade Secret | 2020 | 2021
20263-228838-01 | Xcel Energy | 85 | 13781 | IOU | 05930982 | 4.64 | Solar |  |  | Interconnected | Trade Secret | Trade | SLP | SLP083 | Residential | Solar*Rewards | Trade Secret | 2024 | 2025
20263-228838-01 | Xcel Energy | 85 | 13781 | IOU | OID2251335 | 11.5 | Solar |  |  | Withdrawn | Trade Secret | Trade | ZUM | ZUM022 | Residential | Solar*Rewards | Trade Secret | 2015
20263-228838-01 | Xcel Energy | 85 | 13781 | IOU | 06241622 | 3.774 | Solar |  |  | Interconnected | Trade Secret | Trade | HUG | HUG311 | Residential |  | Trade Secret | 2025 | 2026
20263-228838-01 | Xcel Energy | 85 | 13781 | IOU | 04507616 | 5.04 | Solar |  |  | Interconnected | Trade Secret | Trade | NOF | NOF071 | Residential |  | Trade Secret | 2021 | 2022
20263-228838-01 | Xcel Energy | 85 | 13781 | IOU | 04087935 | 6.09 | Solar |  |  | Interconnected | Trade Secret | Trade | WEH | WEH021 | Residential | Solar*Rewards | Trade Secret | 2020 | 2020
20263-228838-01 | Xcel Energy | 85 | 13781 | IOU | SRO29925 | 45 | Solar |  |  | Withdrawn | Trade Secret | Trade | EXC | EXC062 | Commercial | Solar*Rewards | Trade Secret | 2013
20263-228838-01 | Xcel Energy | 85 | 13781 | IOU | 05755909 | 2.925 | Solar |  |  | Withdrawn | Trade Secret | Trade | TWL | TWL075 | Residential | Solar*Rewards | Trade Secret | 2024
20263-228838-01 | Xcel Energy | 85 | 13781 | IOU | 05853503 | 2.6 | Solar |  |  | Active Application | Trade Secret | Trade | TWL | TWL075 | Residential | Solar*Rewards | Trade Secret | 2024
20263-228838-01 | Xcel Energy | 85 | 13781 | IOU | 06115159 | 17.664 | Solar |  |  | Interconnected | Trade Secret | Trade | BRP | BRP063 | Residential | Solar*Rewards | Trade Secret | 2025 | 2025
20263-228838-01 | Xcel Energy | 85 | 13781 | IOU | 03130445 | 2.61 | Solar |  |  | Interconnected | Trade Secret | Trade | HWW | HWW073 | Residential | Solar*Rewards | Trade Secret | 2018 | 2019
20263-228838-01 | Xcel Energy | 85 | 13781 | IOU | 06166369 | 7.616 | Solar |  |  | Interconnected | Trade Secret | Trade | SIP | SIP072 | Residential | Solar*Rewards | Trade Secret | 2025 | 2025
20263-228838-01 | Xcel Energy | 85 | 13781 | IOU | 04857936 | 6.67 | Solar |  |  | Interconnected | Trade Secret | Trade | WES | WES073 | Residential |  | Trade Secret | 2022 | 2022
20263-228838-01 | Xcel Energy | 85 | 13781 | IOU | 05783190 | 7.616 | Solar |  |  | Interconnected | Trade Secret | Trade | RAM | RAM064 | Residential |  | Trade Secret | 2024 | 2024
20263-228838-01 | Xcel Energy | 85 | 13781 | IOU | 03133551 | 4.3 | Solar |  |  | Interconnected | Trade Secret | Trade | SOU | SOU072 | Residential | Solar*Rewards | Trade Secret | 2011 | 2012
20263-228838-01 | Xcel Energy | 85 | 13781 | IOU | 03131082 | 10 | Wind |  |  | Interconnected | Trade Secret | Trade | MEI | MEI021 | Residential |  | Trade Secret | 2011 | 2011
20263-228838-01 | Xcel Energy | 85 | 13781 | IOU | 06042780 | 10.628 | Solar |  |  | Active Application | Trade Secret | Trade | WSG | WSG351 | Residential | Solar*Rewards | Trade Secret | 2025
20263-228838-01 | Xcel Energy | 85 | 13781 | IOU | 06321954 | 4.93 | Solar |  |  | Active Application | Trade Secret | Trade | WSG | WSG351 | Residential | Solar*Rewards | Trade Secret | 2026
20263-228838-01 | Xcel Energy | 85 | 13781 | IOU | 04409056 | 5.5 | Solar |  |  | Interconnected | Trade Secret | Trade | WDY | WDY311 | Residential | Solar*Rewards | Trade Secret | 2021 | 2021
20263-228838-01 | Xcel Energy | 85 | 13781 | IOU | 03134202 | 3 | Solar |  |  | Interconnected | Trade Secret | Trade | MDT | MDT062 | Commercial | Made in Minnesota | Trade Secret | 2015 | 2015
20263-228838-01 | Xcel Energy | 85 | 13781 | IOU | 05437480 | 6 | Solar |  |  | Interconnected | Trade Secret | Trade | KOL | KOL074 | Residential |  | Trade Secret | 2023 | 2023
20263-228838-01 | Xcel Energy | 85 | 13781 | IOU | 05410377 | 7.68 | Solar |  |  | Withdrawn | Trade Secret | Trade | KOL | KOL074 | Residential |  | Trade Secret | 2023
20263-228838-01 | Xcel Energy | 85 | 13781 | IOU | 06119377 | 60 | Solar |  |  | Interconnected | Trade Secret | Trade | MPK | MPK075 | Commercial |  | Trade Secret | 2025 | 2026
20263-228838-01 | Xcel Energy | 85 | 13781 | IOU | 06127998 | 5.235 | Solar |  |  | Interconnected | Trade Secret | Trade | SOU | SOU072 | Residential | Solar*Rewards | Trade Secret | 2025 | 2025
20263-228838-01 | Xcel Energy | 85 | 13781 | IOU | 03133674 | 6 | Solar |  |  | Interconnected | Trade Secret | Trade | LLK | LLK061 | Residential | Solar*Rewards | Trade Secret | 2012 | 2012
20263-228838-01 | Xcel Energy | 85 | 13781 | IOU | 06171535 | 7.6 | Solar |  |  | Active Application | Trade Secret | Trade | WTN | WTN061 | Residential | Solar*Rewards | Trade Secret | 2025
20263-228838-01 | Xcel Energy | 85 | 13781 | IOU | SRO12779 | 9.6 | Solar |  |  | Withdrawn | Trade Secret | Trade | MPK | MPK087 | Commercial | Solar*Rewards | Trade Secret | 2010
20263-228838-01 | Xcel Energy | 85 | 13781 | IOU | 06037716 | 12.025 | Solar |  |  | Interconnected | Trade Secret | Trade | HYL | HYL064 | Residential | Solar*Rewards | Trade Secret | 2024 | 2025
20263-228838-01 | Xcel Energy | 85 | 13781 | IOU | 05834258 | 13.056 | Solar |  |  | Active Application | Trade Secret | Trade | DBL | DBL067 | Residential | Solar*Rewards | Trade Secret | 2024
20263-228838-01 | Xcel Energy | 85 | 13781 | IOU | 03132369 | 7.616 | Solar |  |  | Interconnected | Trade Secret | Trade | TWL | TWL062 | Residential | Solar*Rewards | Trade Secret | 2018 | 2018
20263-228838-01 | Xcel Energy | 85 | 13781 | IOU | 06221172 | 2.323 | Solar |  |  | Interconnected | Trade Secret | Trade | WCR | WCR322 | Residential |  | Trade Secret | 2025 | 2026
20263-228838-01 | Xcel Energy | 85 | 13781 | IOU | 03400526 | 9.994 | Solar |  |  | Interconnected | Trade Secret | Trade | LEX | LEX332 | Residential | Solar*Rewards | Trade Secret | 2019 | 2020
20263-228838-01 | Xcel Energy | 85 | 13781 | IOU | OID3988938 | 9.994 | Solar |  |  | Withdrawn | Trade Secret | Trade | LEX | LEX332 | Residential | Solar*Rewards | Trade Secret | 2019
20263-228838-01 |  |  |  |  | OID3988983 |  | Solar |  |  | Withdrawn | Trade Secret | Trade | LEX | LEX332 | Residential | Solar*Rewards |  | 2019
20263-228838-01 | Xcel Energy | 85 | 13781 | IOU | 03812782 | 7.616 | Solar |  |  | Interconnected | Trade Secret | Trade | WYO | WYO021 | Residential | Solar*Rewards | Trade Secret | 2020 | 2020
20263-228838-01 | Xcel Energy | 85 | 13781 | IOU | 04434614 | 6.38 | Solar |  |  | Interconnected | Trade Secret | Trade | HOL | HOL072 | Residential | Solar*Rewards | Trade Secret | 2021 | 2021
20263-228838-01 | Xcel Energy | 85 | 13781 | IOU | OID3470375 | 19.999 | Solar |  |  | Withdrawn | Trade Secret | Trade | MAP | MAP061 | Commercial | Solar*Rewards | Trade Secret | 2018
20263-228838-01 |  |  |  |  | OID3470374 |  | Solar |  |  | Withdrawn | Trade Secret | Trade | MAP | MAP061 | Commercial | Solar*Rewards |  | 2018
20263-228838-01 | Xcel Energy | 85 | 13781 | IOU | 03130373 | 19.999 | Solar |  |  | Interconnected | Trade Secret | Trade | MAP | MAP061 | Commercial | Solar*Rewards | Trade Secret | 2017 | 2017
20263-228838-01 | Xcel Energy | 85 | 13781 | IOU | 03131992 | 39.998 | Solar |  |  | Interconnected | Trade Secret | Trade | MAP | MAP061 | Commercial | Made in Minnesota | Trade Secret | 2017 | 2017
20263-228838-01 | Xcel Energy | 85 | 13781 | IOU | 03582318 | 459.997 | Solar |  |  | Interconnected | Trade Secret | Trade | MAP | MAP061 | Commercial |  | Trade Secret | 2020 | 2022
20263-228838-01 | Xcel Energy | 85 | 13781 | IOU | 05414147 | 7.04 | Solar |  |  | Interconnected | Trade Secret | Trade | BYT | BYT061 | Residential | Solar*Rewards | Trade Secret | 2023 | 2023
20263-228838-01 | Xcel Energy | 85 | 13781 | IOU | 03134259 | 5 | Solar |  |  | Interconnected | Trade Secret | Trade | SOU | SOU072 | Residential | Made in Minnesota | Trade Secret | 2015 | 2015
20263-228838-01 | Xcel Energy | 85 | 13781 | IOU | 03132617 | 13.616 | Solar |  |  | Interconnected | Trade Secret | Trade | WAV | WAV021 | Residential | Solar*Rewards | Trade Secret | 2018 | 2019
20263-228838-01 | Xcel Energy | 85 | 13781 | IOU | 03133978 | 4.2 | Solar |  |  | Interconnected | Trade Secret | Trade | OAD | OAD074 | Residential | Solar*Rewards | Trade Secret | 2014 | 2014
20263-228838-01 | Xcel Energy | 85 | 13781 | IOU | 03130536 | 5.28 | Solar |  |  | Interconnected | Trade Secret | Trade | SOU | SOU079 | Residential | Solar*Rewards | Trade Secret | 2018 | 2019
20263-228838-01 | Xcel Energy | 85 | 13781 | IOU | 03131311 | 3 | Solar |  |  | Interconnected | Trade Secret | Trade | MST | MST076 | Residential | Solar*Rewards | Trade Secret | 2016 | 2017
20263-228838-01 | Xcel Energy | 85 | 13781 | IOU | 05184541 | 8.67 | Solar |  |  | Interconnected | Trade Secret | Trade | STY | STY063 | Residential |  | Trade Secret | 2022 | 2023
20263-228838-01 | Xcel Energy | 85 | 13781 | IOU | 06156753 | 7.6 | Solar |  |  | Active Application | Trade Secret | Trade | SCL | SCL311 | Residential | Solar*Rewards | Trade Secret | 2025
20263-228838-01 | Xcel Energy | 85 | 13781 | IOU | 06149852 | 7.6 | Solar |  |  | Withdrawn | Trade Secret | Trade | SCL | SCL311 | Residential | Solar*Rewards | Trade Secret | 2025
20263-228838-01 | Xcel Energy | 85 | 13781 | IOU | 03966580 | 6.24 | Solar |  |  | Interconnected | Trade Secret | Trade | APA | APA075 | Residential | Solar*Rewards | Trade Secret | 2020 | 2021
20263-228838-01 | Xcel Energy | 85 | 13781 | IOU | 03134303 | 5 | Solar |  |  | Interconnected | Trade Secret | Trade | MPK | MPK063 | Residential | Solar*Rewards | Trade Secret | 2015 | 2015
20263-228838-01 | Xcel Energy | 85 | 13781 | IOU | 05395327 | 11.6 | Solar |  |  | Interconnected | Trade Secret | Trade | MPK | MPK068 | Residential | Solar*Rewards | Trade Secret | 2023 | 2023
20263-228838-01 |  |  |  |  | OID3992476 |  | Solar |  |  | Withdrawn | Trade Secret | Trade | MPK | MPK071 | Residential | Solar*Rewards |  | 2019
20263-228838-01 | Xcel Energy | 85 | 13781 | IOU | 03304813 | 7.83 | Solar |  |  | Active Application | Trade Secret | Trade | MPK | MPK071 | Residential | Solar*Rewards | Trade Secret | 2019
20263-228838-01 | Xcel Energy | 85 | 13781 | IOU | 04350348 | 7.616 | Solar |  |  | Withdrawn | Trade Secret | Trade | REW | REW023 | Residential | Solar*Rewards | Trade Secret | 2021
20263-228838-01 | Xcel Energy | 85 | 13781 | IOU | 03132605 | 19.86 | Solar |  |  | Interconnected | Trade Secret | Trade | WEF | WEF071 | Residential | Solar*Rewards | Trade Secret | 2018 | 2018
20263-228838-01 | Xcel Energy | 85 | 13781 | IOU | 03133803 | 9.995 | Solar |  |  | Interconnected | Trade Secret | Trade | CGR | CGR063 | Residential | Solar*Rewards | Trade Secret | 2013 | 2013
20263-228838-01 | Xcel Energy | 85 | 13781 | IOU | 04386244 | 33.128 | Solar |  |  | Interconnected | Trade Secret | Trade | ELP | ELP075 | Commercial | Solar*Rewards | Trade Secret | 2022 | 2022
20263-228838-01 | Xcel Energy | 85 | 13781 | IOU | 05236771 | 9.86 | Solar |  |  | Interconnected | Trade Secret | Trade | RPL | RPL064 | Residential |  | Trade Secret | 2022 | 2023
20263-228838-01 | Xcel Energy | 85 | 13781 | IOU | 04057592 | 13.262 | Solar |  |  | Interconnected | Trade Secret | Trade | SOU | SOU063 | Residential | Solar*Rewards | Trade Secret | 2020 | 2020
20263-228838-01 | Xcel Energy | 85 | 13781 | IOU | 04836019 | 2.61 | Solar |  |  | Interconnected | Trade Secret | Trade | WEF | WEF061 | Residential |  | Trade Secret | 2022 | 2024
20263-228838-01 | Xcel Energy | 85 | 13781 | IOU | 06241086 | 7.6 | Solar |  |  | Active Application | Trade Secret | Trade | ESW | ESW081 | Residential |  | Trade Secret | 2025
20263-228838-01 | Xcel Energy | 85 | 13781 | IOU | 03131703 | 9.94 | Solar |  |  | Interconnected | Trade Secret | Trade | KAN | KAN031 | Residential | Made in Minnesota | Trade Secret | 2017 | 2018
20263-228838-01 | Xcel Energy | 85 | 13781 | IOU | 06322182 | 8.027 | Solar |  |  | Active Application | Trade Secret | Trade | MPK | MPK064 | Residential | Solar*Rewards | Trade Secret | 2026
20263-228838-01 | Xcel Energy | 85 | 13781 | IOU | 03134050 | 9 | Solar |  |  | Interconnected | Trade Secret | Trade | MST | MST069 | Commercial | Made in Minnesota | Trade Secret | 2014 | 2014
20263-228838-01 | Xcel Energy | 85 | 13781 | IOU | 05951113 | 6.073 | Solar |  |  | Active Application | Trade Secret | Trade | WIL | WIL074 | Residential | Solar*Rewards | Trade Secret | 2024
20263-228838-01 | Xcel Energy | 85 | 13781 | IOU | 03132979 | 7.616 | Solar |  |  | Interconnected | Trade Secret | Trade | OAD | OAD075 | Residential | Solar*Rewards | Trade Secret | 2018 | 2019
20263-228838-01 | Xcel Energy | 85 | 13781 | IOU | 06305558 | 1.745 |  |  |  | Active Application | Trade Secret | Trade | WSG | WSG352 | Residential |  | Trade Secret | 2025
20263-228838-01 | Xcel Energy | 85 | 13781 | IOU | 06235275 | 8.725 | Solar |  | X | Active Application | Trade Secret | Trade | WSG | WSG352 | Residential |  | Trade Secret | 2025
20263-228838-01 | Xcel Energy | 85 | 13781 | IOU | 05576828 | 2.835 | Solar |  |  | Interconnected | Trade Secret | Trade | TWL | TWL066 | Residential |  | Trade Secret | 2023 | 2023
20263-228838-01 | Xcel Energy | 85 | 13781 | IOU | 05843948 | 7.591 | Solar |  |  | Interconnected | Trade Secret | Trade | WES | WES074 | Residential |  | Trade Secret | 2024 | 2024
20263-228838-01 | Xcel Energy | 85 | 13781 | IOU | 05854666 | 5.248 | Solar |  |  | Interconnected | Trade Secret | Trade | MHW | MHW311 | Residential | Solar*Rewards | Trade Secret | 2024 | 2024
20263-228838-01 | Xcel Energy | 85 | 13781 | IOU | 04008503 | 4.06 | Solar |  |  | Interconnected | Trade Secret | Trade | SOU | SOU083 | Residential | Solar*Rewards | Trade Secret | 2020 | 2020
20263-228838-01 | Xcel Energy | 85 | 13781 | IOU | OID3899967 | 8.4 | Solar |  |  | Withdrawn | Trade Secret | Trade | AFT | AFT321 | Residential | Solar*Rewards | Trade Secret | 2019
20263-228838-01 | Xcel Energy | 85 | 13781 | IOU | 04691345 | 13.96 | Solar |  |  | Interconnected | Trade Secret | Trade | AFT | AFT321 | Residential |  | Trade Secret | 2021 | 2022
20263-228838-01 | Xcel Energy | 85 | 13781 | IOU | 06247328 | 9.54 | Solar |  |  | Active Application | Trade Secret | Trade | LEX | LEX075 | Residential |  | Trade Secret | 2025
20263-228838-01 | Xcel Energy | 85 | 13781 | IOU | 05607378 | 10.752 | Solar |  |  | Interconnected | Trade Secret | Trade | HOL | HOL071 | Residential |  | Trade Secret | 2023 | 2024
20263-228838-01 | Xcel Energy | 85 | 13781 | IOU | 05847222 | 6.046 | Solar |  |  | Active Application | Trade Secret | Trade | SHP | SHP062 | Residential |  | Trade Secret | 2024
20263-228838-01 | Xcel Energy | 85 | 13781 | IOU | 05402852 | 960 | Solar |  |  | Interconnected | Trade Secret | Trade | STY | STY065 | Commercial |  | Trade Secret | 2023 | 2025
20263-228838-01 | Xcel Energy | 85 | 13781 | IOU | 05796253 | 5.76 | Solar |  |  | Interconnected | Trade Secret | Trade | CHE | CHE076 | Residential |  | Trade Secret | 2024 | 2024
20263-228838-01 | Xcel Energy | 85 | 13781 | IOU | 03134298 | 11 | Solar |  |  | Interconnected | Trade Secret | Trade | PKL | PKL066 | Residential | Made in Minnesota | Trade Secret | 2015 | 2015
20263-228838-01 | Xcel Energy | 85 | 13781 | IOU | 03946151 | 7.25 | Solar |  |  | Interconnected | Trade Secret | Trade | CGR | CGR063 | Residential | Solar*Rewards | Trade Secret | 2020 | 2021
20263-228838-01 | Xcel Energy | 85 | 13781 | IOU | 05274460 | 6.98 | Solar |  |  | Interconnected | Trade Secret | Trade | MPK | MPK071 | Residential |  | Trade Secret | 2022 | 2024
20263-228838-01 | Xcel Energy | 85 | 13781 | IOU | 05764653 | 80 | Solar |  |  | Interconnected | Trade Secret | Trade | WRR | WRR064 | Commercial |  | Trade Secret | 2024 | 2024
20263-228838-01 | Xcel Energy | 85 | 13781 | IOU | 06270190 | 6.631 | Solar |  |  | Active Application | Trade Secret | Trade | RPL | RPL064 | Residential |  | Trade Secret | 2025
20263-228838-01 | Xcel Energy | 85 | 13781 | IOU | 04492964 | 7.616 | Solar |  |  | Active Application | Trade Secret | Trade | CGR | CGR061 | Residential | Solar*Rewards | Trade Secret | 2021
20263-228838-01 | Xcel Energy | 85 | 13781 | IOU | 04509155 | 7.616 | Solar |  |  | Interconnected | Trade Secret | Trade | CGR | CGR061 | Residential |  | Trade Secret | 2021 | 2022
20263-228838-01 | Xcel Energy | 85 | 13781 | IOU | 03134446 | 10.01 | Solar |  |  | Interconnected | Trade Secret | Trade | HUG | HUG321 | Residential | Made in Minnesota | Trade Secret | 2015 | 2015
20263-228838-01 | Xcel Energy | 85 | 13781 | IOU | OID2265510 | 10.01 | Solar |  |  | Withdrawn | Trade Secret | Trade | HUG | HUG321 | Residential | Solar*Rewards | Trade Secret | 2015
20263-228838-01 | Xcel Energy | 85 | 13781 | IOU | OID2265968 | 10.01 | Solar |  |  | Withdrawn | Trade Secret | Trade | HUG | HUG321 | Residential | Solar*Rewards | Trade Secret | 2015
20263-228838-01 | Xcel Energy | 85 | 13781 | IOU | 05760235 | 2.323 | Solar |  |  | Interconnected | Trade Secret | Trade | LEX | LEX074 | Residential |  | Trade Secret | 2024 | 2024
20263-228838-01 | Xcel Energy | 85 | 13781 | IOU | 05399741 | 5.76 | Solar |  |  | Interconnected | Trade Secret | Trade | HUG | HUG321 | Residential | Solar*Rewards | Trade Secret | 2023 | 2023
20263-228838-01 | Xcel Energy | 85 | 13781 | IOU | 06122715 | 9.109 | Solar |  |  | Interconnected | Trade Secret | Trade | RAM | RAM073 | Residential | Solar*Rewards | Trade Secret | 2025 | 2025
20263-228838-01 |  |  |  |  | OID2920391 |  | Solar |  |  | Withdrawn | Trade Secret | Trade | HWW | HWW061 | Residential | Made in Minnesota |  | 2017
20263-228838-01 |  |  |  |  | OID2912376 |  | Solar |  |  | Withdrawn | Trade Secret | Trade | HWW | HWW061 | Residential | Made in Minnesota |  | 2017
20263-228838-01 | Xcel Energy | 85 | 13781 | IOU | 03131336 | 3 | Solar |  |  | Interconnected | Trade Secret | Trade | HWW | HWW061 | Residential | Made in Minnesota | Trade Secret | 2017 | 2017
20263-228838-01 | Xcel Energy | 85 | 13781 | IOU | 03631089 | 3 | Solar |  |  | Active Application | Trade Secret | Trade | ALD | ALD076 | Commercial | Solar*Rewards | Trade Secret | 2020
20263-228838-01 | Xcel Energy | 85 | 13781 | IOU | 04041236 | 12.1 | Solar |  |  | Interconnected | Trade Secret | Trade | VMR | VMR062 | Residential |  | Trade Secret | 2020 | 2021
20263-228838-01 | Xcel Energy | 85 | 13781 | IOU | 04509569 | 5.054 | Solar |  |  | Interconnected | Trade Secret | Trade | SOU | SOU079 | Residential |  | Trade Secret | 2021 | 2022
20263-228838-01 | Xcel Energy | 85 | 13781 | IOU | 05852353 | 5.76 | Solar |  |  | Interconnected | Trade Secret | Trade | OSS | OSS073 | Residential | Solar*Rewards | Trade Secret | 2024 | 2025
20263-228838-01 | Xcel Energy | 85 | 13781 | IOU | 05562350 | 1.95 | Solar |  |  | Interconnected | Trade Secret | Trade | SOU | SOU065 | Residential | Solar*Rewards | Trade Secret | 2023 | 2023
20263-228838-01 | Xcel Energy | 85 | 13781 | IOU | 05953594 | 5.052 | Solar |  |  | Active Application | Trade Secret | Trade | WES | WES071 | Residential |  | Trade Secret | 2024
20263-228838-01 | Xcel Energy | 85 | 13781 | IOU | OID3966586 | 11.39 | Solar |  |  | Withdrawn | Trade Secret | Trade | DOC | DOC031 | Residential | Solar*Rewards | Trade Secret | 2019
20263-228838-01 | Xcel Energy | 85 | 13781 | IOU | 03459697 | 9.995 | Solar |  |  | Interconnected | Trade Secret | Trade | DOC | DOC031 | Residential | Solar*Rewards | Trade Secret | 2019 | 2021
20263-228838-01 | Xcel Energy | 85 | 13781 | IOU | 03134593 | 7.63 | Solar |  |  | Interconnected | Trade Secret | Trade | TER | TER071 | Residential | Solar*Rewards | Trade Secret | 2015 | 2015
20263-228838-01 | Xcel Energy | 85 | 13781 | IOU | 03133733 | 4 | Solar |  |  | Interconnected | Trade Secret | Trade | NOF | NOF072 | Residential | Solar*Rewards | Trade Secret | 2013 | 2013
20263-228838-01 | Xcel Energy | 85 | 13781 | IOU | 05368985 | 6.98 | Solar |  |  | Interconnected | Trade Secret | Trade | WIL | WIL098 | Residential |  | Trade Secret | 2023 | 2023
20263-228838-01 | Xcel Energy | 85 | 13781 | IOU | 06321854 | 4.56 | Solar |  |  | Active Application | Trade Secret | Trade | ALD | ALD081 | Residential | Solar*Rewards | Trade Secret | 2026
20263-228838-01 | Xcel Energy | 85 | 13781 | IOU | 06097734 | 4.56 | Solar |  |  | Active Application | Trade Secret | Trade | ALD | ALD081 | Residential | Solar*Rewards | Trade Secret | 2025
20263-228838-01 | Xcel Energy | 85 | 13781 | IOU | 05746617 | 16.4 | Solar |  |  | Interconnected | Trade Secret | Trade | WEH | WEH021 | Residential | Solar*Rewards | Trade Secret | 2024 | 2024
20263-228838-01 | Xcel Energy | 85 | 13781 | IOU | 05437711 | 4.64 | Solar |  |  | Interconnected | Trade Secret | Trade | STY | STY065 | Residential |  | Trade Secret | 2023 | 2023
20263-228838-01 | Xcel Energy | 85 | 13781 | IOU | 03134855 | 4.32 | Solar |  |  | Interconnected | Trade Secret | Trade | MPK | MPK086 | Residential | Made in Minnesota | Trade Secret | 2016 | 2016
20263-228838-01 | Xcel Energy | 85 | 13781 | IOU | OID2559389 | 5 | Solar |  |  | Withdrawn | Trade Secret | Trade | MPK | MPK086 | Residential | Solar*Rewards | Trade Secret | 2016
20263-228838-01 | Xcel Energy | 85 | 13781 | IOU | OID3316572 | 11.39 | Solar |  |  | Withdrawn | Trade Secret | Trade | RRK | RRK063 | Commercial | Solar*Rewards | Trade Secret | 2018
20263-228838-01 | Xcel Energy | 85 | 13781 | IOU | 05831146 | 6.631 | Solar |  |  | Withdrawn | Trade Secret | Trade | BRP | BRP061 | Residential | Solar*Rewards | Trade Secret | 2024
20263-228838-01 | Xcel Energy | 85 | 13781 | IOU | 05831400 | 6.631 | Solar |  |  | Active Application | Trade Secret | Trade | BRP | BRP061 | Residential |  | Trade Secret | 2024
20263-228838-01 | Xcel Energy | 85 | 13781 | IOU | OID2020260 | 18 | Solar |  |  | Withdrawn | Trade Secret | Trade | MEL | MEL061 | Commercial | Solar*Rewards | Trade Secret | 2014
20263-228838-01 | Xcel Energy | 85 | 13781 | IOU | 04993318 | 139.9 | Solar |  |  | Interconnected | Trade Secret | Trade | MEL | MEL061 | Commercial |  | Trade Secret | 2022 | 2023
20263-228838-01 | Xcel Energy | 85 | 13781 | IOU | 03130698 | 1.12 | Solar |  |  | Interconnected | Trade Secret | Trade | WIL | WIL076 | Residential |  | Trade Secret | 2005 | 2004
20263-228838-01 | Xcel Energy | 85 | 13781 | IOU | 05869731 | 7.6 | Solar |  |  | Interconnected | Trade Secret | Trade | HSN | HSN311 | Residential | Solar*Rewards | Trade Secret | 2024 | 2024
20263-228838-01 | Xcel Energy | 85 | 13781 | IOU | 04917550 | 3.836 | Solar |  |  | Interconnected | Trade Secret | Trade | FSL | FSL312 | Residential | Solar*Rewards | Trade Secret | 2022 | 2022
20263-228838-01 | Xcel Energy | 85 | 13781 | IOU | 06114304 | 8.74 | Solar |  |  | Withdrawn | Trade Secret | Trade | HWW | HWW074 | Residential | Solar*Rewards | Trade Secret | 2025
20263-228838-01 | Xcel Energy | 85 | 13781 | IOU | 06321970 | 7.6 | Solar |  |  | Active Application | Trade Secret | Trade | HWW | HWW074 | Residential | Solar*Rewards | Trade Secret | 2026
20263-228838-01 | Xcel Energy | 85 | 13781 | IOU | 05149138 | 40 | Solar |  |  | Interconnected | Trade Secret | Trade | TER | TER071 | Commercial |  | Trade Secret | 2022 | 2023
20263-228838-01 | Xcel Energy | 85 | 13781 | IOU | 05724680 | 66.6 | Solar |  |  | Interconnected | Trade Secret | Trade | WDY | WDY312 | Commercial |  | Trade Secret | 2024 | 2024
20263-228838-01 | Xcel Energy | 85 | 13781 | IOU | 05343149 | 66.6 | Solar |  |  | Withdrawn | Trade Secret | Trade | WDY | WDY312 | Commercial |  | Trade Secret | 2023
20263-228838-01 | Xcel Energy | 85 | 13781 | IOU | 06205841 | 6.081 | Solar |  | X | Interconnected | Trade Secret | Trade | SOU | SOU087 | Residential | Solar*Rewards | Trade Secret | 2025 | 2026
20263-228838-01 | Xcel Energy | 85 | 13781 | IOU | 03133479 | 20 | Solar |  |  | Interconnected | Trade Secret | Trade | TWL | TWL065 | Commercial | Solar*Rewards | Trade Secret | 2011 | 2012
20263-228838-01 | Xcel Energy | 85 | 13781 | IOU | 05938165 | 9.109 | Solar |  |  | Interconnected | Trade Secret | Trade | MST | MST076 | Residential | Solar*Rewards | Trade Secret | 2024 | 2024
20263-228838-01 | Xcel Energy | 85 | 13781 | IOU | 05469387 | 43.2 | Solar |  |  | Interconnected | Trade Secret | Trade | TWL | TWL064 | Commercial |  | Trade Secret | 2023 | 2024
20263-228838-01 | Xcel Energy | 85 | 13781 | IOU | 06154301 | 6.097 | Solar |  |  | Withdrawn | Trade Secret | Trade | STY | STY062 | Residential | Solar*Rewards | Trade Secret | 2025
20263-228838-01 | Xcel Energy | 85 | 13781 | IOU | 05712105 | 10.44 | Solar |  |  | Withdrawn | Trade Secret | Trade | UPP | UPP066 | Residential | Solar*Rewards | Trade Secret | 2024
20263-228838-01 | Xcel Energy | 85 | 13781 | IOU | 05714625 | 11.6 | Solar |  |  | Interconnected | Trade Secret | Trade | UPP | UPP066 | Residential |  | Trade Secret | 2024 | 2024
20263-228838-01 | Xcel Energy | 85 | 13781 | IOU | 05808641 | 4.064 | Solar |  |  | Interconnected | Trade Secret | Trade | ALD | ALD082 | Residential |  | Trade Secret | 2024 | 2024
20263-228838-01 | Xcel Energy | 85 | 13781 | IOU | 03134528 | 8.64 | Solar |  |  | Interconnected | Trade Secret | Trade | YAM | YAM031 | Residential | Made in Minnesota | Trade Secret | 2015 | 2015
20263-228838-01 | Xcel Energy | 85 | 13781 | IOU | 05705874 | 4.064 | Solar |  |  | Interconnected | Trade Secret | Trade | WSG | WSG066 | Residential |  | Trade Secret | 2024 | 2024
20263-228838-01 | Xcel Energy | 85 | 13781 | IOU | 04944864 | 11.866 | Solar |  |  | Interconnected | Trade Secret | Trade | SLP | SLP077 | Residential | Solar*Rewards | Trade Secret | 2022 | 2023
20263-228838-01 | Xcel Energy | 85 | 13781 | IOU | 05961901 | 7.971 | Solar |  |  | Withdrawn | Trade Secret | Trade | JOR | JOR022 | Residential | Solar*Rewards | Trade Secret | 2024
20263-228838-01 | Xcel Energy | 85 | 13781 | IOU | 05947820 | 7.971 | Solar |  |  | Withdrawn | Trade Secret | Trade | JOR | JOR022 | Residential |  | Trade Secret | 2024
20263-228838-01 | Xcel Energy | 85 | 13781 | IOU | 04081998 | 5.5 | Solar |  |  | Interconnected | Trade Secret | Trade | RPO | RPO312 | Residential | Solar*Rewards | Trade Secret | 2020 | 2021
20263-228838-01 | Xcel Energy | 85 | 13781 | IOU | 03129983 | 4.8 | Solar |  |  | Interconnected | Trade Secret | Trade | LLK | LLK061 | Residential | Solar*Rewards | Trade Secret | 2018 | 2019
20263-228838-01 |  |  |  |  | 04328386 |  | Solar |  |  | Active Application | Trade Secret | Trade | NOF | NOF061 | Residential | Solar*Rewards |  | 2021
20263-228838-01 | Xcel Energy | 85 | 13781 | IOU | 04896030 | 10.121 | Solar |  |  | Interconnected | Trade Secret | Trade | LEX | LEX061 | Residential | Solar*Rewards | Trade Secret | 2022 | 2022
20263-228838-01 | Xcel Energy | 85 | 13781 | IOU | 05690674 | 22.848 | Solar |  |  | Withdrawn | Trade Secret | Trade | PAT | PAT312 | Commercial |  | Trade Secret | 2024
20263-228838-01 | Xcel Energy | 85 | 13781 | IOU | 05713475 | 4.645 | Solar |  |  | Interconnected | Trade Secret | Trade | SAV | SAV073 | Residential |  | Trade Secret | 2024 | 2024
20263-228838-01 | Xcel Energy | 85 | 13781 | IOU | 03132805 | 39.998 | Solar |  |  | Interconnected | Trade Secret | Trade | RAM | RAM073 | Commercial | Solar*Rewards | Trade Secret | 2018 | 2019
20263-228838-01 | Xcel Energy | 85 | 13781 | IOU | 05588851 | 17.3 | Solar |  |  | Interconnected | Trade Secret | Trade | HWW | HWW062 | Commercial |  | Trade Secret | 2023 | 2024
20263-228838-01 | Xcel Energy | 85 | 13781 | IOU | 03132982 | 6.72 | Solar |  |  | Interconnected | Trade Secret | Trade | MST | MST070 | Residential | Solar*Rewards | Trade Secret | 2018 | 2019
20263-228838-01 | Xcel Energy | 85 | 13781 | IOU | 05592259 | 7.6 | Solar |  |  | Interconnected | Trade Secret | Trade | HUG | HUG312 | Residential | Solar*Rewards | Trade Secret | 2023 | 2023
20263-228838-01 | Xcel Energy | 85 | 13781 | IOU | 04137384 | 21.384 | Solar |  |  | Interconnected | Trade Secret | Trade | GSL | GSL341 | Residential | Solar*Rewards | Trade Secret | 2020 | 2021
20263-228838-01 | Xcel Energy | 85 | 13781 | IOU | 05307859 | 10.24 | Solar |  |  | Interconnected | Trade Secret | Trade | LEX | LEX332 | Residential |  | Trade Secret | 2023 | 2022
20263-228838-01 | Xcel Energy | 85 | 13781 | IOU | 03134948 | 6.24 | Solar |  |  | Interconnected | Trade Secret | Trade | RMT | RMT321 | Residential | Made in Minnesota | Trade Secret | 2016 | 2017
20263-228838-01 | Xcel Energy | 85 | 13781 | IOU | 05853671 | 6.96 | Solar |  |  | Interconnected | Trade Secret | Trade | WRR | WRR064 | Residential | Solar*Rewards | Trade Secret | 2024 | 2024
20263-228838-01 | Xcel Energy | 85 | 13781 | IOU | 03130235 | 25.92 | Solar |  |  | Interconnected | Trade Secret | Trade | WWK | WWK321 | Residential | Solar*Rewards | Trade Secret | 2019 | 2019
20263-228838-01 | Xcel Energy | 85 | 13781 | IOU | 05233991 | 10.47 | Solar |  |  | Interconnected | Trade Secret | Trade | LOK | LOK093 | Residential |  | Trade Secret | 2022 | 2023
20263-228838-01 | Xcel Energy | 85 | 13781 | IOU | 04920554 | 6.576 | Solar |  |  | Interconnected | Trade Secret | Trade | FSL | FSL312 | Residential | Solar*Rewards | Trade Secret | 2022 | 2022
20263-228838-01 | Xcel Energy | 85 | 13781 | IOU | 03134520 | 18 | Solar |  |  | Interconnected | Trade Secret | Trade | SMT | SMT071 | Commercial | Solar*Rewards | Trade Secret | 2015 | 2016
20263-228838-01 | Xcel Energy | 85 | 13781 | IOU | 06202624 | 7.6 | Solar |  |  | Withdrawn | Trade Secret | Trade | HSN | HSN321 | Residential | Solar*Rewards | Trade Secret | 2025
20263-228838-01 | Xcel Energy | 85 | 13781 | IOU | 06225230 | 7.6 | Solar |  |  | Interconnected | Trade Secret | Trade | HSN | HSN321 | Residential |  | Trade Secret | 2025 | 2025
20263-228838-01 | Xcel Energy | 85 | 13781 | IOU | 05147744 | 7.83 | Solar |  |  | Interconnected | Trade Secret | Trade | RPO | RPO311 | Residential |  | Trade Secret | 2022 | 2023
20263-228838-01 | Xcel Energy | 85 | 13781 | IOU | 05556710 | 6.615 | Solar |  |  | Active Application | Trade Secret | Trade | RPO | RPO312 | Residential |  | Trade Secret | 2023
20263-228838-01 | Xcel Energy | 85 | 13781 | IOU | 06164871 | 4.188 | Solar |  |  | Interconnected | Trade Secret | Trade | AFT | AFT322 | Residential | Solar*Rewards | Trade Secret | 2025 | 2025
20263-228838-01 | Xcel Energy | 85 | 13781 | IOU | 05898852 | 3.28 | Solar |  |  | Withdrawn | Trade Secret | Trade | CTR | CTR031 | Residential | Solar*Rewards | Trade Secret | 2024
20263-228838-01 | Xcel Energy | 85 | 13781 | IOU | 04946474 | 9.9 | Solar |  |  | Interconnected | Trade Secret | Trade | CTR | CTR031 | Residential | Solar*Rewards | Trade Secret | 2022 | 2022
20263-228838-01 | Xcel Energy | 85 | 13781 | IOU | 06097271 | 3.28 | Solar |  |  | Interconnected | Trade Secret | Trade | CTR | CTR031 | Residential | Solar*Rewards | Trade Secret | 2025 | 2025
20263-228838-01 | Xcel Energy | 85 | 13781 | IOU | OID3361973 | 130.59 | Solar |  |  | Withdrawn | Trade Secret | Trade | WES | WES065 | Commercial |  | Trade Secret | 2018
20263-228838-01 | Xcel Energy | 85 | 13781 | IOU | 03129661 | 86.4 | Solar |  |  | Interconnected | Trade Secret | Trade | WES | WES065 | Commercial |  | Trade Secret | 2019 | 2019
20263-228838-01 | Xcel Energy | 85 | 13781 | IOU | OID3881753 | 3.747 | Solar |  |  | Withdrawn | Trade Secret | Trade | ECK | ECK321 | Residential | Solar*Rewards | Trade Secret | 2019
20263-228838-01 | Xcel Energy | 85 | 13781 | IOU | OID3991829 | 3.747 | Solar |  |  | Withdrawn | Trade Secret | Trade | ECK | ECK321 | Residential | Solar*Rewards | Trade Secret | 2019
20263-228838-01 | Xcel Energy | 85 | 13781 | IOU | 03518662 | 3.747 | Solar |  |  | Active Application | Trade Secret | Trade | ECK | ECK321 | Residential | Solar*Rewards | Trade Secret | 2020
20263-228838-01 | Xcel Energy | 85 | 13781 | IOU | 03405258 | 3.747 | Solar |  |  | Interconnected | Trade Secret | Trade | ECK | ECK321 | Residential | Solar*Rewards | Trade Secret | 2019 | 2020
20263-228838-01 | Xcel Energy | 85 | 13781 | IOU | 03518646 | 3.747 | Solar |  |  | Active Application | Trade Secret | Trade | ECK | ECK321 | Residential | Solar*Rewards | Trade Secret | 2020
20263-228838-01 | Xcel Energy | 85 | 13781 | IOU | 03139783 | 13.2 | Solar |  |  | Interconnected | Trade Secret | Trade | CGR | CGR063 | Residential | Solar*Rewards | Trade Secret | 2019 | 2020
20263-228838-01 | Xcel Energy | 85 | 13781 | IOU | 04497780 | 9.994 | Solar |  |  | Active Application | Trade Secret | Trade | AHI | AHI025 | Residential | Solar*Rewards | Trade Secret | 2021
20263-228838-01 | Xcel Energy | 85 | 13781 | IOU | 04808034 | 9.994 | Solar |  |  | Active Application | Trade Secret | Trade | AHI | AHI025 | Residential | Solar*Rewards | Trade Secret | 2022
20263-228838-01 | Xcel Energy | 85 | 13781 | IOU | 06030110 | 5.314 | Solar |  |  | Interconnected | Trade Secret | Trade | RMT | RMT321 | Residential |  | Trade Secret | 2024 | 2025
20263-228838-01 | Xcel Energy | 85 | 13781 | IOU | OID3731596 | 6 | Solar |  |  | Withdrawn | Trade Secret | Trade | CGR | CGR063 | Residential | Solar*Rewards | Trade Secret | 2019
20263-228838-01 | Xcel Energy | 85 | 13781 | IOU | 06174019 | 7.591 | Solar |  |  | Interconnected | Trade Secret | Trade | SLP | SLP082 | Residential | Solar*Rewards | Trade Secret | 2025 | 2025
20263-228838-01 | Xcel Energy | 85 | 13781 | IOU | 04059527 | 8.8 | Solar |  |  | Interconnected | Trade Secret | Trade | RPO | RPO311 | Residential |  | Trade Secret | 2020 | 2021
20263-228838-01 | Xcel Energy | 85 | 13781 | IOU | 03954926 | 7.54 | Solar |  |  | Interconnected | Trade Secret | Trade | WCR | WCR311 | Residential | Solar*Rewards | Trade Secret | 2020 | 2020
20263-228838-01 | Xcel Energy | 85 | 13781 | IOU | 06324701 | 2.6 | Solar |  |  | Active Application | Trade Secret | Trade | CHE | CHE076 | Residential | Solar*Rewards | Trade Secret | 2026
20263-228838-01 | Xcel Energy | 85 | 13781 | IOU | 06133746 | 4.175 | Solar |  |  | Interconnected | Trade Secret | Trade | CHE | CHE076 | Residential |  | Trade Secret | 2025 | 2025
20263-228838-01 | Xcel Energy | 85 | 13781 | IOU | 04947739 | 999 | Solar |  |  | Withdrawn | Trade Secret | Trade | LAK | LAK032 | Community Solar Garden | Solar*Rewards Community | Trade Secret | 2023
20263-228838-01 | Xcel Energy | 85 | 13781 | IOU | 06199911 | 2.323 | Solar |  |  | Interconnected | Trade Secret | Trade | CHE | CHE076 | Residential |  | Trade Secret | 2025 | 2025
20263-228838-01 | Xcel Energy | 85 | 13781 | IOU | 05678981 | 960 | Solar |  |  | Active Application | Trade Secret | Trade | FAP | FAP061 | LMI | Solar*Rewards Community | Trade Secret | 2024
20263-228838-01 | Xcel Energy | 85 | 13781 | IOU | 05844783 | 11.5 | Solar |  | X | Interconnected | Trade Secret | Trade | MPK | MPK071 | Residential |  | Trade Secret | 2024 | 2025
20263-228838-01 | Xcel Energy | 85 | 13781 | IOU | 06121545 | 11.766 | Solar |  |  | Active Application | Trade Secret | Trade | BRP | BRP072 | Residential | Solar*Rewards | Trade Secret | 2025
20263-228838-01 | Xcel Energy | 85 | 13781 | IOU | 06060193 | 12.483 | Solar |  |  | Interconnected | Trade Secret | Trade | BCR | BCR062 | Residential | Solar*Rewards | Trade Secret | 2025 | 2025
20263-228838-01 | Xcel Energy | 85 | 13781 | IOU | 05978848 | 4.86 | Solar |  |  | Interconnected | Trade Secret | Trade | OAD | OAD074 | Commercial | Solar*Rewards | Trade Secret | 2025 | 2025
20263-228838-01 | Xcel Energy | 85 | 13781 | IOU | 06075357 | 6.832 | Solar |  |  | Interconnected | Trade Secret | Trade | HWW | HWW074 | Residential | Solar*Rewards | Trade Secret | 2025 | 2025
20263-228838-01 | Xcel Energy | 85 | 13781 | IOU | 05800185 | 3000 | Solar |  |  | Active Application | Trade Secret | Trade | MAP | MAP061 | LMI | Solar*Rewards Community | Trade Secret | 2024
20263-228838-01 |  |  |  |  | 03137749 |  |  |  |  | Active Application | Trade Secret | Trade |  |  | Residential | Other |  | 2019
20263-228838-01 |  |  |  |  | 06226447 |  |  |  |  | Active Application | Trade Secret | Trade |  |  | Residential |  |  | 2025
20263-228838-01 | Xcel Energy | 85 | 13781 | IOU | SRC049071 | 1000 | Solar |  |  | Withdrawn | Trade Secret | Trade |  |  | Community Solar Garden | Solar*Rewards Community | Trade Secret | 2016
20263-228838-01 | Xcel Energy | 85 | 13781 | IOU | SRC039907 | 1000 | Solar |  |  | Withdrawn | Trade Secret | Trade |  |  | Community Solar Garden | Solar*Rewards Community | Trade Secret | 2015
20263-228838-01 |  |  |  |  | 06101955 |  |  |  |  | Active Application | Trade Secret | Trade |  |  | Residential |  |  | 2025
20263-228838-01 |  |  |  |  | 04354033 |  | Solar |  |  | Active Application | Trade Secret | Trade |  |  | Community Solar Garden | Solar*Rewards Community |  | 2021
20263-228838-01 |  |  |  |  | 05501668 |  | Solar |  |  | Active Application | Trade Secret | Trade |  |  | Community Solar Garden | Solar*Rewards Community |  | 2023
20263-228838-01 |  |  |  |  | OID2806639 |  | Solar |  |  | Withdrawn | Trade Secret | Trade | [5 empty] | 2014
20263-228838-01 |  |  |  |  | 04095651 |  |  |  |  | Active Application | Trade Secret | Trade |  |  | Residential |  |  | 2020
20263-228838-01 |  |  |  |  | 05262872 |  |  |  |  | Active Application | Trade Secret | Trade |  |  | Residential |  |  | 2022
20263-228838-01 |  |  |  |  | 04041266 |  |  |  |  | Active Application | Trade Secret | Trade |  |  | Residential |  |  | 2020
20263-228838-01 |  |  |  |  | 05793131 |  | Solar |  |  | Active Application | Trade Secret | Trade |  |  | Residential | Solar*Rewards |  | 2024
20263-228838-01 |  |  |  |  | 05588600 |  | Solar |  |  | Withdrawn | Trade Secret | Trade |  |  | Residential | Solar*Rewards |  | 2023
20263-228838-01 |  |  |  |  | 05152040 |  |  |  |  | Withdrawn | Trade Secret | Trade |  |  | Residential |  |  | 2022
20263-228838-01 |  |  |  |  | 05624866 |  |  |  |  | Withdrawn | Trade Secret | Trade |  |  | Residential |  |  | 2023
20263-228838-01 |  |  |  |  | 05678008 |  | Solar |  |  | Active Application | Trade Secret | Trade |  |  | Residential | Solar*Rewards |  | 2023
20263-228838-01 | Xcel Energy | 85 | 13781 | IOU | SRC038366 | 984 | Solar |  |  | Withdrawn | Trade Secret | Trade | WIN | WIN043 | Community Solar Garden | Solar*Rewards Community | Trade Secret | 2014
20263-228838-01 | Xcel Energy | 85 | 13781 | IOU | SRC041277 | 1000 | Solar |  |  | Withdrawn | Trade Secret | Trade | WWK | WWK321 | Community Solar Garden | Solar*Rewards Community | Trade Secret | 2015
20263-228838-01 | Xcel Energy | 85 | 13781 | IOU | SRC038708 | 1000 | Solar |  |  | Withdrawn | Trade Secret | Trade | FSL | FSL311 | Community Solar Garden | Solar*Rewards Community | Trade Secret | 2014
20263-228838-01 | Xcel Energy | 85 | 13781 | IOU | SRC040057 | 1000 | Solar |  |  | Withdrawn | Trade Secret | Trade | WIN | WIN043 | Community Solar Garden | Solar*Rewards Community | Trade Secret | 2015
20263-228838-01 | Xcel Energy | 85 | 13781 | IOU | 03126994 | 1000 | Solar |  |  | Interconnected | Clear Lake | Trade | SCL | SCL322 | Community Solar Garden | Solar*Rewards Community | Trade Secret | 2015 | 2018
20263-228838-01 | Xcel Energy | 85 | 13781 | IOU | 03128521 | 1000 | Solar |  |  | Interconnected | Northfield | Trade | DND | DND072 | Community Solar Garden | Solar*Rewards Community | Trade Secret | 2015 | 2018
20263-228838-01 | Xcel Energy | 85 | 13781 | IOU | 03128560 | 1000 | Solar |  |  | Interconnected | Richmond | Trade | RCH | RCH061 | Community Solar Garden | Solar*Rewards Community | Trade Secret | 2015 | 2017
20263-228838-01 |  |  |  |  | 04588473 |  | Solar |  |  | Active Application | Trade Secret | Trade |  |  | Residential | Solar*Rewards |  | 2021
20263-228838-01 | Xcel Energy | 85 | 13781 | IOU | SRC052730 | 1000 | Solar |  |  | Withdrawn | Trade Secret | Trade | HOW | HOW061 | Community Solar Garden | Solar*Rewards Community | Trade Secret | 2016
20263-228838-01 | Xcel Energy | 85 | 13781 | IOU | 03126742 | 1000 | Solar |  |  | Interconnected | Scandia | Trade | HUG | HUG321 | Community Solar Garden | Solar*Rewards Community | Trade Secret | 2015 | 2017
20263-228838-01 |  |  |  |  | SRO29469 |  | Solar |  |  | Withdrawn | Trade Secret | Trade |  |  |  | Other |  | 2013
20263-228838-01 | Xcel Energy | 85 | 13781 | IOU | 04596511 | 1000 | Solar |  |  | Active Application | Trade Secret | Trade | WAS | WAS092 | Community Solar Garden | Solar*Rewards Community | Trade Secret | 2021
20263-228838-01 | Xcel Energy | 85 | 13781 | IOU | SRC062817 | 1000 | Solar |  |  | Withdrawn | Trade Secret | Trade | LAP | LAP311 | Community Solar Garden | Solar*Rewards Community | Trade Secret | 2017
20263-228838-01 | Xcel Energy | 85 | 13781 | IOU | SRC039296 | 1000 | Solar |  |  | Withdrawn | Trade Secret | Trade |  |  | Community Solar Garden | Solar*Rewards Community | Trade Secret | 2015
20263-228838-01 | Xcel Energy | 85 | 13781 | IOU | SRC086830 | 970 | Solar |  |  | Withdrawn | Trade Secret | Trade | MOL | MOL062 | Community Solar Garden | Solar*Rewards Community | Trade Secret | 2022
20263-228838-01 | Xcel Energy | 85 | 13781 | IOU | SRC052293 | 1000 | Solar |  |  | Withdrawn | Trade Secret | Trade |  |  | Community Solar Garden | Solar*Rewards Community | Trade Secret | 2016
20263-228838-01 |  |  |  |  | SRO28885 |  | Solar |  |  | Withdrawn | Trade Secret | Trade |  |  |  | Other |  | 2013
20263-228838-01 |  |  |  |  | 05351019 |  |  |  |  | Active Application | Trade Secret | Trade |  |  | Residential |  |  | 2022
20263-228838-01 |  |  |  |  | 06066717 |  | Solar |  |  | Withdrawn | Trade Secret | Trade |  |  | Residential |  |  | 2025
20263-228838-01 |  |  |  |  | 05346162 |  |  |  |  | Active Application | Trade Secret | Trade |  |  | Residential |  |  | 2022
20263-228838-01 |  |  |  |  | 06217343 |  | Solar |  |  | Withdrawn | Trade Secret | Trade |  |  | Residential | Solar*Rewards |  | 2025
20263-228838-01 |  |  |  |  | 06300351 |  |  |  |  | Withdrawn | Trade Secret | Trade |  |  | Residential |  |  | 2025
20263-228838-01 | Xcel Energy | 85 | 13781 | IOU | 03126743 | 1000 | Solar |  |  | Interconnected | Frontenac | Trade | FRO | FRO021 | Community Solar Garden | Solar*Rewards Community | Trade Secret | 2015 | 2019
20263-228838-01 |  |  |  |  | 05466150 |  | Solar |  |  | Active Application | Trade Secret | Trade |  |  | Residential | Solar*Rewards |  | 2023
20263-228838-01 |  |  |  |  | 06085577 |  |  |  |  | Withdrawn | Trade Secret | Trade |  |  | Residential |  |  | 2025
20263-228838-01 | Xcel Energy | 85 | 13781 | IOU | SRC038714 | 1000 | Solar |  |  | Withdrawn | Trade Secret | Trade | CSR | CSR001 | Community Solar Garden | Solar*Rewards Community | Trade Secret | 2014
20263-228838-01 | Xcel Energy | 85 | 13781 | IOU | 03121439 | 1000 | Solar |  |  | Interconnected | Tracy | Trade | TSS | TSS061 | Community Solar Garden | Solar*Rewards Community | Trade Secret | 2015 | 2018
20263-228838-01 | Xcel Energy | 85 | 13781 | IOU | 05650652 | 400 | Solar |  |  | Withdrawn | Trade Secret | Trade |  |  | Residential | Other | Trade Secret | 2023
20263-228838-01 |  |  |  |  | 05943243 |  | Solar |  |  | Withdrawn | Trade Secret | Trade |  |  | Residential | Solar*Rewards |  | 2024
20263-228838-01 | Xcel Energy | 85 | 13781 | IOU | SRC041333 | 1000 | Solar |  |  | Withdrawn | Trade Secret | Trade | LSP | LSP021 | Community Solar Garden | Solar*Rewards Community | Trade Secret | 2015
20263-228838-01 | Xcel Energy | 85 | 13781 | IOU | 03126884 | 1000 | Solar |  |  | Interconnected | Norwood Young America | Trade | WWK | WWK321 | Community Solar Garden | Solar*Rewards Community | Trade Secret | 2015 | 2016
20263-228838-01 | Xcel Energy | 85 | 13781 | IOU | 03127074 | 1000 | Solar |  |  | Interconnected | Nicollet | Trade | SWN | SWN022 | Community Solar Garden | Solar*Rewards Community | Trade Secret | 2016 | 2019
20263-228838-01 | Xcel Energy | 85 | 13781 | IOU | 03127517 | 1000 | Solar |  |  | Interconnected | Brooten | Trade | BRO | BRO021 | Community Solar Garden | Solar*Rewards Community | Trade Secret | 2018 | 2019
20263-228838-01 | Xcel Energy | 85 | 13781 | IOU | 03128272 | 1000 | Solar |  |  | Interconnected | Courtland | Trade | SWN | SWN022 | Community Solar Garden | Solar*Rewards Community | Trade Secret | 2019 | 2023
20263-228838-01 | Xcel Energy | 85 | 13781 | IOU | SRC042284 | 1000 | Solar |  |  | Withdrawn | Trade Secret | Trade | WTN | WTN061 | Community Solar Garden | Solar*Rewards Community | Trade Secret | 2015
20263-228838-01 |  |  |  |  | 04266121 |  |  |  |  | Active Application | Trade Secret | Trade |  |  | Residential |  |  | 2020
20263-228838-01 |  |  |  |  | 04267308 |  |  |  |  | Active Application | Trade Secret | Trade |  |  | Residential |  |  | 2020
20263-228838-01 |  |  |  |  | 04472278 |  | Solar |  |  | Active Application | Trade Secret | Trade |  |  | Residential | Solar*Rewards |  | 2021
20263-228838-01 |  |  |  |  | 06229903 |  |  |  |  | Withdrawn | Trade Secret | Trade |  |  | Residential |  |  | 2025
20263-228838-01 |  |  |  |  | 04827252 |  | Solar |  |  | Active Application | Trade Secret | Trade |  |  | Residential | Solar*Rewards |  | 2022
20263-228838-01 | Xcel Energy | 85 | 13781 | IOU | 05526587 | 1000 | Solar |  |  | Withdrawn | Trade Secret | Trade | SCH | SCH211 | Community Solar Garden | Solar*Rewards Community | Trade Secret | 2023
20263-228838-01 | Xcel Energy | 85 | 13781 | IOU | SRC065912 | 1000 | Solar |  |  | Withdrawn | Trade Secret | Trade | HEC | HEC001 | Community Solar Garden | Solar*Rewards Community | Trade Secret | 2018
20263-228838-01 | Xcel Energy | 85 | 13781 | IOU | SRC041618 | 998 | Solar |  |  | Withdrawn | Trade Secret | Trade | ALB | ALB022 | Community Solar Garden | Solar*Rewards Community | Trade Secret | 2015
20263-228838-01 | Xcel Energy | 85 | 13781 | IOU | SRC052729 | 1000 | Solar |  |  | Withdrawn | Trade Secret | Trade | HAS | HAS021 | Community Solar Garden | Solar*Rewards Community | Trade Secret | 2016
20263-228838-01 | Xcel Energy | 85 | 13781 | IOU | 03128148 | 1000 | Solar |  |  | Interconnected | Big Lake | Trade | FSL | FSL311 | Community Solar Garden | Solar*Rewards Community | Trade Secret | 2014 | 2018
20263-228838-01 |  |  |  |  | OID2806591 |  | Other |  |  | Withdrawn | Trade Secret | Trade | [5 empty] | 2012
20263-228838-01 |  |  |  |  | 05847276 |  | Solar |  |  | Active Application | Trade Secret | Trade |  |  | Residential | Solar*Rewards |  | 2024
20263-228838-01 |  |  |  |  | 05787746 |  |  |  |  | Active Application | Trade Secret | Trade |  |  | Residential |  |  | 2024
20263-228838-01 | Xcel Energy | 85 | 13781 | IOU | 05476589 | 17.664 | Solar |  |  | Withdrawn | Trade Secret | Trade |  |  | Community Solar Garden | Solar*Rewards Community | Trade Secret | 2023
20263-228838-01 |  |  |  |  | 05826603 |  | Solar |  |  | Active Application | Trade Secret | Trade |  |  | Residential | Solar*Rewards |  | 2024
20263-228838-01 |  |  |  |  | 05714727 |  |  |  |  | Active Application | Trade Secret | Trade |  |  | Residential |  |  | 2024
20263-228838-01 |  |  |  |  | 04963760 |  |  |  |  | Active Application | Trade Secret | Trade |  |  | Residential |  |  | 2022
20263-228838-01 |  |  |  |  | 05405689 |  | Solar |  |  | Active Application | Trade Secret | Trade |  |  | Residential | Solar*Rewards |  | 2023
20263-228838-01 |  |  |  |  | 05520428 |  | Solar |  |  | Withdrawn | Trade Secret | Trade |  |  | Community Solar Garden | Solar*Rewards Community |  | 2023
20263-228838-01 | Xcel Energy | 85 | 13781 | IOU | SRC038718 | 1000 | Solar |  |  | Withdrawn | Trade Secret | Trade | LNS | LNS033 | Community Solar Garden | Solar*Rewards Community | Trade Secret | 2014
20263-228838-01 | Xcel Energy | 85 | 13781 | IOU | SRC038768 | 1000 | Solar |  |  | Withdrawn | Trade Secret | Trade | LNS | LNS033 | Community Solar Garden | Solar*Rewards Community | Trade Secret | 2014
20263-228838-01 | Xcel Energy | 85 | 13781 | IOU | 03127401 | 972 | Solar |  |  | Interconnected | Red Wing | Trade | REW | REW023 | Community Solar Garden | Solar*Rewards Community | Trade Secret | 2015 | 2017
20263-228838-01 | Xcel Energy | 85 | 13781 | IOU | 03126785 | 1000 | Solar |  |  | Interconnected | Frontenac | Trade | FRO | FRO021 | Community Solar Garden | Solar*Rewards Community | Trade Secret | 2015 | 2019
20263-228838-01 | Xcel Energy | 85 | 13781 | IOU | 03123417 | 1000 | Solar |  |  | Interconnected | Starbuck | Trade | LOW | LOW021 | Community Solar Garden | Solar*Rewards Community | Trade Secret | 2017 | 2019
20263-228838-01 | Xcel Energy | 85 | 13781 | IOU | SRC068973 | 1000 | Solar |  |  | Withdrawn | Trade Secret | Trade |  |  | Community Solar Garden | Solar*Rewards Community | Trade Secret | 2018
20263-228838-01 |  |  |  |  | 04259351 |  | Solar |  |  | Active Application | Trade Secret | Trade |  |  | Residential | Solar*Rewards |  | 2020
20263-228838-01 |  |  |  |  | 05233050 |  | Solar |  |  | Active Application | Trade Secret | Trade |  |  | Residential | Solar*Rewards |  | 2022
20263-228838-01 | Xcel Energy | 85 | 13781 | IOU | SRC040905 | 1000 | Solar |  |  | Withdrawn | Trade Secret | Trade |  |  | Community Solar Garden | Solar*Rewards Community | Trade Secret | 2015
20263-228838-01 | Xcel Energy | 85 | 13781 | IOU | SRC042514 | 950 | Solar |  |  | Withdrawn | Trade Secret | Trade | SCA | SCA021 | Community Solar Garden | Solar*Rewards Community | Trade Secret | 2015
20263-228838-01 | Xcel Energy | 85 | 13781 | IOU | SRC040736 | 1000 | Solar |  |  | Withdrawn | Trade Secret | Trade | LAP | LAP311 | Community Solar Garden | Solar*Rewards Community | Trade Secret | 2015
20263-228838-01 | Xcel Energy | 85 | 13781 | IOU | 03126011 | 396 | Solar |  |  | Interconnected | Watertown | Trade | WWK | WWK311 | Community Solar Garden | Solar*Rewards Community | Trade Secret | 2015 | 2017
20263-228838-01 | Xcel Energy | 85 | 13781 | IOU | 03804216 | 1000 | Solar |  |  | Interconnected | Goodhue | Trade | WEL | WEL021 | Community Solar Garden | Solar*Rewards Community | Trade Secret | 2021 | 2022
20263-228838-01 | Xcel Energy | 85 | 13781 | IOU | 03127964 | 1000 | Solar |  |  | Interconnected | Waverly | Trade | WAV | WAV021 | Community Solar Garden | Solar*Rewards Community | Trade Secret | 2014 | 2017
20263-228838-01 | Xcel Energy | 85 | 13781 | IOU | 03129869 | 14 | Solar |  |  | Withdrawn | Trade Secret | Trade | TSS | TSS061 | Residential | Solar*Rewards | Trade Secret | 2018
20263-228838-01 | Xcel Energy | 85 | 13781 | IOU | 05475148 | 1000 | Solar |  |  | Withdrawn | Trade Secret | Trade |  |  | Commercial | Other | Trade Secret | 2023
20263-228838-01 |  |  |  |  | 03997860 |  |  |  |  | Active Application | Trade Secret | Trade |  |  | Residential |  |  | 2020
20263-228838-01 |  |  |  |  | 03817551 |  | Solar |  |  | Active Application | Trade Secret | Trade |  |  | Residential | Solar*Rewards |  | 2020
20263-228838-01 |  |  |  |  | 05403959 |  | Solar |  |  | Withdrawn | Trade Secret | Trade |  |  | Residential | Solar*Rewards |  | 2023
20263-228838-01 |  |  |  |  | 05745807 |  |  |  |  | Active Application | Trade Secret | Trade |  |  | Residential |  |  | 2024
20263-228838-01 | Xcel Energy | 85 | 13781 | IOU | SRC038343 | 1000 | Solar |  |  | Withdrawn | Trade Secret | Trade | RMT | RMT311 | Community Solar Garden | Solar*Rewards Community | Trade Secret | 2014
20263-228838-01 | Xcel Energy | 85 | 13781 | IOU | SRC039913 | 1000 | Solar |  |  | Withdrawn | Trade Secret | Trade | BEL | BEL062 | Community Solar Garden | Solar*Rewards Community | Trade Secret | 2015
20263-228838-01 | Xcel Energy | 85 | 13781 | IOU | SRC038489 | 1000 | Solar |  |  | Withdrawn | Trade Secret | Trade | HSN | HSN321 | Community Solar Garden | Solar*Rewards Community | Trade Secret | 2014
20263-228838-01 | Xcel Energy | 85 | 13781 | IOU | 03127256 | 1000 | Solar |  |  | Interconnected | Annandale | Trade | ANN | ANN021 | Community Solar Garden | Solar*Rewards Community | Trade Secret | 2018 | 2020
20263-228838-01 | Xcel Energy | 85 | 13781 | IOU | 03615519 | 1000 | Solar |  |  | Active Application | Trade Secret | Trade | WAS | WAS091 | Community Solar Garden | Solar*Rewards Community | Trade Secret | 2020
20263-228838-01 | Xcel Energy | 85 | 13781 | IOU | 04827438 | 5700 | Hydro |  |  | Interconnected | Trade Secret | Trade | MHW | MHW312 | Commercial |  | Trade Secret | 2022 | 2014
20263-228838-01 | Xcel Energy | 85 | 13781 | IOU | 05682990 | 1000 | Solar |  |  | Active Application | Trade Secret | Trade |  |  | Community Solar Garden | Solar*Rewards Community | Trade Secret | 2023
20263-228838-01 | Xcel Energy | 85 | 13781 | IOU | 05602004 | 1000 | Solar |  |  | Active Application | Trade Secret | Trade |  |  | Community Solar Garden | Solar*Rewards Community | Trade Secret | 2023
20263-228838-01 |  |  |  |  | 05996709 |  |  |  |  | Withdrawn | Trade Secret | Trade |  |  | Residential |  |  | 2024
20263-228838-01 |  |  |  |  | 03509605 |  | Solar |  |  | Active Application | Trade Secret | Trade |  |  | Residential | Solar*Rewards |  | 2019
20263-228838-01 |  |  |  |  | 03794038 |  | Solar |  |  | Active Application | Trade Secret | Trade |  |  | Residential | Solar*Rewards |  | 2020
20263-228838-01 |  |  |  |  | 04164383 |  | Solar |  |  | Active Application | Trade Secret | Trade |  |  | Residential | Solar*Rewards |  | 2020
20263-228838-01 | Xcel Energy | 85 | 13781 | IOU | 03127721 | 1000 | Solar |  |  | Interconnected | Northfield | Trade | NOF | NOF071 | Community Solar Garden | Solar*Rewards Community | Trade Secret | 2014 | 2016
20263-228838-01 |  |  |  |  | SRO14803 |  | Solar |  |  | Withdrawn | Trade Secret | Trade |  |  |  | Solar*Rewards |  | 2010
20263-228838-01 | Xcel Energy | 85 | 13781 | IOU | 03126015 | 1000 | Solar |  |  | Interconnected | Saint Cloud | Trade | SCL | SCL322 | Community Solar Garden | Solar*Rewards Community | Trade Secret | 2015 | 2019
20263-228838-01 | Xcel Energy | 85 | 13781 | IOU | 03127071 | 1000 | Solar |  |  | Interconnected | Waseca | Trade | WAS | WAS092 | Community Solar Garden | Solar*Rewards Community | Trade Secret | 2018 | 2020
20263-228838-01 | Xcel Energy | 85 | 13781 | IOU | 03128433 | 1000 | Solar |  |  | Interconnected | Wyoming | Trade | WYO | WYO022 | Community Solar Garden | Solar*Rewards Community | Trade Secret | 2015 | 2018
20263-228838-01 |  |  |  |  | 05799555 |  |  |  |  | Active Application | Trade Secret | Trade |  |  | Residential |  |  | 2024
20263-228838-01 | Xcel Energy | 85 | 13781 | IOU | 03130320 | 2.962 | Solar |  |  | Withdrawn | Trade Secret | Trade |  |  | Residential |  | Trade Secret | 2019
20263-228838-01 | Xcel Energy | 85 | 13781 | IOU | SRC069889 | 1000 | Solar |  |  | Withdrawn | Trade Secret | Trade | MHW | MHW311 | Community Solar Garden | Solar*Rewards Community | Trade Secret | 2018
20263-228838-01 | Xcel Energy | 85 | 13781 | IOU | 03126073 | 250 | Solar |  |  | Interconnected | Hastings | Trade | CGR | CGR063 | Community Solar Garden | Solar*Rewards Community | Trade Secret | 2015 | 2018
20263-228838-01 | Xcel Energy | 85 | 13781 | IOU | 05756385 | 4990 | Solar |  |  | Withdrawn | Trade Secret | Trade |  |  | Commercial | Other | Trade Secret | 2024
20263-228838-01 | Xcel Energy | 85 | 13781 | IOU | SRC040637 | 950 | Solar |  |  | Withdrawn | Trade Secret | Trade |  |  | Community Solar Garden | Solar*Rewards Community | Trade Secret | 2015
20263-228838-01 | Xcel Energy | 85 | 13781 | IOU | 03127453 | 850 | Solar |  |  | Interconnected | Zumbro Falls | Trade | ZUF | ZUF021 | Community Solar Garden | Solar*Rewards Community | Trade Secret | 2015 | 2019
20263-228838-01 | Xcel Energy | 85 | 13781 | IOU | 03131062 | 2700 | Other |  |  | Interconnected | Trade Secret | Trade | HUG | HUG322 | Commercial |  | Trade Secret | 2004 | 2004
20263-228838-01 |  |  |  |  | 05791431 |  |  |  |  | Active Application | Trade Secret | Trade |  |  | Residential |  |  | 2024
20263-228838-01 |  |  |  |  | 04935664 |  | Solar |  |  | Active Application | Trade Secret | Trade |  |  | Residential | Solar*Rewards |  | 2022
20263-228838-01 |  |  |  |  | 05645721 |  | Solar |  |  | Active Application | Trade Secret | Trade |  |  | Residential | Solar*Rewards |  | 2023
20263-228838-01 | Xcel Energy | 85 | 13781 | IOU | SRC039456 | 1000 | Solar |  |  | Withdrawn | Trade Secret | Trade | EGL | EGL021 | Community Solar Garden | Solar*Rewards Community | Trade Secret | 2015
20263-228838-01 | Xcel Energy | 85 | 13781 | IOU | 03129311 | 39.998 | Solar |  |  | Withdrawn | Trade Secret | Trade | GLK | GLK071 | Residential | Solar*Rewards | Trade Secret | 2018
20263-228838-01 | Xcel Energy | 85 | 13781 | IOU | SRC052808 | 1000 | Solar |  |  | Withdrawn | Trade Secret | Trade | HUG | HUG321 | Community Solar Garden | Solar*Rewards Community | Trade Secret | 2017
20263-228838-01 | Xcel Energy | 85 | 13781 | IOU | 03302521 | 50 | Other |  |  | Active Application | Trade Secret | Trade |  |  | Residential |  | Trade Secret | 2019
20263-228838-01 | Xcel Energy | 85 | 13781 | IOU | 05498749 | 1000 | Solar |  |  | Withdrawn | Trade Secret | Trade | PAT | PAT312 | Community Solar Garden | Solar*Rewards Community | Trade Secret | 2023
20263-228838-01 |  |  |  |  | 05506870 |  | Solar |  |  | Active Application | Trade Secret | Trade |  |  | Residential | Solar*Rewards |  | 2023
20263-228838-01 | Xcel Energy | 85 | 13781 | IOU | SRC041295 | 1000 | Solar |  |  | Withdrawn | Trade Secret | Trade | WAK | WAK321 | Community Solar Garden | Solar*Rewards Community | Trade Secret | 2015
20263-228838-01 | Xcel Energy | 85 | 13781 | IOU | SRC064302 | 1000 | Solar |  |  | Withdrawn | Trade Secret | Trade |  |  | Community Solar Garden | Solar*Rewards Community | Trade Secret | 2018
20263-228838-01 | Xcel Energy | 85 | 13781 | IOU | 03366925 | 7.616 | Solar |  |  | Active Application | Trade Secret | Trade |  |  | Residential | Solar*Rewards | Trade Secret | 2019
20263-228838-01 |  |  |  |  | 05607826 |  | Solar |  |  | Withdrawn | Trade Secret | Trade |  |  | Residential | Solar*Rewards |  | 2023
20263-228838-01 | Xcel Energy | 85 | 13781 | IOU | SRC050651 | 210 | Solar |  |  | Withdrawn | Trade Secret | Trade | FRA | FRA001 | Community Solar Garden | Solar*Rewards Community | Trade Secret | 2016
20263-228838-01 | Xcel Energy | 85 | 13781 | IOU | SRC038506 | 1000 | Solar |  |  | Withdrawn | Trade Secret | Trade | HSN | HSN321 | Community Solar Garden | Solar*Rewards Community | Trade Secret | 2014
20263-228838-01 | Xcel Energy | 85 | 13781 | IOU | SRC042379 | 1000 | Solar |  |  | Withdrawn | Trade Secret | Trade | NOF | NOF061 | Community Solar Garden | Solar*Rewards Community | Trade Secret | 2015
20263-228838-01 | Xcel Energy | 85 | 13781 | IOU | 05689544 | 3300 | Solar |  |  | Active Application | Trade Secret | Trade |  |  | Community Solar Garden | Solar*Rewards Community | Trade Secret | 2024
20263-228838-01 | Xcel Energy | 85 | 13781 | IOU | 05520502 | 540 | Solar |  |  | Active Application | Trade Secret | Trade | WIL | WIL083 | LMI | Solar*Rewards Community | Trade Secret | 2023
20263-228838-01 |  |  |  |  | 05799554 |  |  |  |  | Active Application | Trade Secret | Trade |  |  | Residential |  |  | 2024
20263-228838-01 | Xcel Energy | 85 | 13781 | IOU | SRC038374 | 984 | Solar |  |  | Withdrawn | Trade Secret | Trade | KAN | KAN022 | Community Solar Garden | Solar*Rewards Community | Trade Secret | 2014
20263-228838-01 | Xcel Energy | 85 | 13781 | IOU | SRC042613 | 950 | Solar |  |  | Withdrawn | Trade Secret | Trade | HEC | HEC001 | Community Solar Garden | Solar*Rewards Community | Trade Secret | 2015
20263-228838-01 | Xcel Energy | 85 | 13781 | IOU | 03129014 | 5.22 | Solar |  |  | Withdrawn | Trade Secret | Trade | ALD | ALD085 | Residential | Solar*Rewards | Trade Secret | 2019
20263-228838-01 | Xcel Energy | 85 | 13781 | IOU | SRC038970 | 1000 | Solar |  |  | Withdrawn | Trade Secret | Trade | LAP | LAP311 | Community Solar Garden | Solar*Rewards Community | Trade Secret | 2015
20263-228838-01 | Xcel Energy | 85 | 13781 | IOU | SRC040909 | 1000 | Solar |  |  | Withdrawn | Trade Secret | Trade |  |  | Community Solar Garden | Solar*Rewards Community | Trade Secret | 2015
20263-228838-01 | Xcel Energy | 85 | 13781 | IOU | SRC038432 | 1000 | Solar |  |  | Withdrawn | Trade Secret | Trade | RMT | RMT311 | Community Solar Garden | Solar*Rewards Community | Trade Secret | 2014
20263-228838-01 | Xcel Energy | 85 | 13781 | IOU | SRC041226 | 1000 | Solar |  |  | Withdrawn | Trade Secret | Trade | WTN | WTN062 | Community Solar Garden | Solar*Rewards Community | Trade Secret | 2015
20263-228838-01 | Xcel Energy | 85 | 13781 | IOU | SRC052768 | 1000 | Solar |  |  | Withdrawn | Trade Secret | Trade | LSP | LSP021 | Community Solar Garden | Solar*Rewards Community | Trade Secret | 2017
20263-228838-01 | Xcel Energy | 85 | 13781 | IOU | 03124842 | 1000 | Solar |  |  | Interconnected | Sauk Rapids | Trade | MHW | MHW311 | Community Solar Garden | Solar*Rewards Community | Trade Secret | 2015 | 2017
20263-228838-01 | Xcel Energy | 85 | 13781 | IOU | SRC039056 | 36 | Solar |  |  | Withdrawn | Trade Secret | Trade |  |  | Community Solar Garden | Solar*Rewards Community | Trade Secret | 2015
20263-228838-01 | Xcel Energy | 85 | 13781 | IOU | SRC042636 | 950 | Solar |  |  | Withdrawn | Trade Secret | Trade | FRA | FRA001 | Community Solar Garden | Solar*Rewards Community | Trade Secret | 2015
20263-228838-01 | Xcel Energy | 85 | 13781 | IOU | SRC072579 | 1000 | Solar |  |  | Withdrawn | Trade Secret | Trade | LSP | LSP022 | Community Solar Garden | Solar*Rewards Community | Trade Secret | 2019
20263-228838-01 | Xcel Energy | 85 | 13781 | IOU | SRC041647 | 972 | Solar |  |  | Withdrawn | Trade Secret | Trade | SOH | SOH001 | Community Solar Garden | Solar*Rewards Community | Trade Secret | 2015
20263-228838-01 | Xcel Energy | 85 | 13781 | IOU | SRC038568 | 984 | Solar |  |  | Withdrawn | Trade Secret | Trade | RMT | RMT312 | Community Solar Garden | Solar*Rewards Community | Trade Secret | 2014
20263-228838-01 | Xcel Energy | 85 | 13781 | IOU | 03123450 | 998 | Solar |  |  | Interconnected | Lindstrom | Trade | SCA | SCA021 | Community Solar Garden | Solar*Rewards Community | Trade Secret | 2015 | 2019
20263-228838-01 |  |  |  |  | 04943095 |  |  |  |  | Active Application | Trade Secret | Trade |  |  | Residential |  |  | 2022
20263-228838-01 | Xcel Energy | 85 | 13781 | IOU | SRC042374 | 1000 | Solar |  |  | Withdrawn | Trade Secret | Trade | LIN | LIN022 | Community Solar Garden | Solar*Rewards Community | Trade Secret | 2015
20263-228838-01 | Xcel Energy | 85 | 13781 | IOU | 03121458 | 1000 | Solar |  |  | Interconnected | Tracy | Trade | TSS | TSS061 | Community Solar Garden | Solar*Rewards Community | Trade Secret | 2015 | 2018
20263-228838-01 | Xcel Energy | 85 | 13781 | IOU | SRC042794 | 950 | Solar |  |  | Withdrawn | Trade Secret | Trade | DOC | DOC031 | Community Solar Garden | Solar*Rewards Community | Trade Secret | 2015
20263-228838-01 | Xcel Energy | 85 | 13781 | IOU | SRC052844 | 1000 | Solar |  |  | Withdrawn | Trade Secret | Trade | SCA | SCA021 | Community Solar Garden | Solar*Rewards Community | Trade Secret | 2017
20263-228838-01 | Xcel Energy | 85 | 13781 | IOU | SRC068975 | 1000 | Solar |  |  | Withdrawn | Trade Secret | Trade |  |  | Community Solar Garden | Solar*Rewards Community | Trade Secret | 2018
20263-228838-01 | Xcel Energy | 85 | 13781 | IOU | 03127291 | 1000 | Solar |  |  | Interconnected | Center City | Trade | LIN | LIN022 | Community Solar Garden | Solar*Rewards Community | Trade Secret | 2015 | 2019
20263-228838-01 | Xcel Energy | 85 | 13781 | IOU | 03127075 | 1000 | Solar |  |  | Interconnected | Renville | Trade | RNV | RNV021 | Community Solar Garden | Solar*Rewards Community | Trade Secret | 2016 | 2018
20263-228838-01 | Xcel Energy | 85 | 13781 | IOU | SRC038748 | 950 | Solar |  |  | Withdrawn | Trade Secret | Trade |  |  | Community Solar Garden | Solar*Rewards Community | Trade Secret | 2014
20263-228838-01 | Xcel Energy | 85 | 13781 | IOU | 03127171 | 1000 | Solar |  |  | Interconnected | Courtland | Trade | SWN | SWN022 | Community Solar Garden | Solar*Rewards Community | Trade Secret | 2015 | 2017
20263-228838-01 | Xcel Energy | 85 | 13781 | IOU | 03131623 | 5 | Solar |  |  | Interconnected | Trade Secret | Trade | NOF | NOF061 | Residential | Solar*Rewards | Trade Secret | 2017 | 2017
20263-228838-01 |  |  |  |  | OID4039328 |  | Solar |  |  | Withdrawn | Trade Secret | Trade |  |  | Residential |  |  | 2019
20263-228838-01 | Xcel Energy | 85 | 13781 | IOU | 03131408 | 15.25 | Solar |  |  | Interconnected | Trade Secret | Trade | DPN | DPN073 | Residential | Solar*Rewards | Trade Secret | 2017 | 2017
20263-228838-01 | Xcel Energy | 85 | 13781 | IOU | 05607693 | 2.52 | Solar |  |  | Interconnected | Trade Secret | Trade | RPO | RPO311 | Residential |  | Trade Secret | 2023 | 2024
20263-228838-01 | Xcel Energy | 85 | 13781 | IOU | 05397518 | 5.12 | Solar |  |  | Interconnected | Trade Secret | Trade | HUG | HUG311 | Residential | Solar*Rewards | Trade Secret | 2023 | 2023
20263-228838-01 | Xcel Energy | 85 | 13781 | IOU | 03131724 | 5 | Solar |  |  | Interconnected | Trade Secret | Trade | MEL | MEL061 | Residential | Solar*Rewards | Trade Secret | 2017 | 2017
20263-228838-01 | Xcel Energy | 85 | 13781 | IOU | 03129664 | 7.63 | Solar |  |  | Interconnected | Trade Secret | Trade | BLC | BLC062 | Residential | Solar*Rewards | Trade Secret | 2019 | 2019
20263-228838-01 | Xcel Energy | 85 | 13781 | IOU | 04503412 | 6.576 | Solar |  |  | Interconnected | Trade Secret | Trade | RMT | RMT321 | Residential |  | Trade Secret | 2021 | 2021
20263-228838-01 | Xcel Energy | 85 | 13781 | IOU | 04128590 | 6.67 | Solar |  |  | Interconnected | Trade Secret | Trade | HOL | HOL071 | Residential | Solar*Rewards | Trade Secret | 2020 | 2021
20263-228838-01 | Xcel Energy | 85 | 13781 | IOU | 03133018 | 30.72 | Solar |  |  | Interconnected | Trade Secret | Trade | RLK | RLK079 | Commercial | Made in Minnesota | Trade Secret | 2018 | 2019
20263-228838-01 | Xcel Energy | 85 | 13781 | IOU | 03592367 | 219.999 | Solar |  |  | Interconnected | Trade Secret | Trade | PAT | PAT314 | Commercial |  | Trade Secret | 2020 | 2021
20263-228838-01 | Xcel Energy | 85 | 13781 | IOU | 03510219 | 439.998 | Solar |  |  | Active Application | Trade Secret | Trade | PAT | PAT314 | Commercial |  | Trade Secret | 2019
20263-228838-01 | Xcel Energy | 85 | 13781 | IOU | 04793499 | 9.994 | Solar |  |  | Interconnected | Trade Secret | Trade | ALK | ALK067 | Residential | Solar*Rewards | Trade Secret | 2022 | 2022
20263-228838-01 | Xcel Energy | 85 | 13781 | IOU | 04006843 | 11.39 | Solar |  |  | Interconnected | Trade Secret | Trade | LEX | LEX332 | Residential | Solar*Rewards | Trade Secret | 2020 | 2021
20263-228838-01 | Xcel Energy | 85 | 13781 | IOU | 05587929 | 11.52 | Solar |  |  | Withdrawn | Trade Secret | Trade | SAV | SAV063 | Residential | Solar*Rewards | Trade Secret | 2023
20263-228838-01 | Xcel Energy | 85 | 13781 | IOU | 03132637 | 7.625 | Solar |  |  | Interconnected | Trade Secret | Trade | ALK | ALK067 | Commercial | Solar*Rewards | Trade Secret | 2018 | 2019
20263-228838-01 | Xcel Energy | 85 | 13781 | IOU | 05532418 | 5.04 | Solar |  |  | Interconnected | Trade Secret | Trade | HUG | HUG322 | Residential | Solar*Rewards | Trade Secret | 2023 | 2023
20263-228838-01 | Xcel Energy | 85 | 13781 | IOU | 04123646 | 7.25 | Solar |  |  | Interconnected | Trade Secret | Trade | ALD | ALD083 | Residential | Solar*Rewards | Trade Secret | 2020 | 2021
20263-228838-01 | Xcel Energy | 85 | 13781 | IOU | 03133035 | 3.8 | Solar |  |  | Interconnected | Trade Secret | Trade | WES | WES074 | Residential | Solar*Rewards | Trade Secret | 2019 | 2019
20263-228838-01 | Xcel Energy | 85 | 13781 | IOU | OID3666833 | 7.63 | Solar |  |  | Withdrawn | Trade Secret | Trade | WES | WES074 | Residential | Solar*Rewards | Trade Secret | 2018
20263-228838-01 | Xcel Energy | 85 | 13781 | IOU | 05276233 | 16.4 | Storage |  |  | Interconnected | Trade Secret | Trade | WES | WES074 | Residential |  | Trade Secret | 2022 | 2023
20263-228838-01 | Xcel Energy | 85 | 13781 | IOU | 04395661 | 7.616 | Solar |  |  | Interconnected | Trade Secret | Trade | WES | WES074 | Residential | Solar*Rewards | Trade Secret | 2021 | 2021
20263-228838-01 | Xcel Energy | 85 | 13781 | IOU | 04827740 | 6.576 | Solar |  |  | Interconnected | Trade Secret | Trade | LOK | LOK093 | Residential | Solar*Rewards | Trade Secret | 2022 | 2022
20263-228838-01 | Xcel Energy | 85 | 13781 | IOU | 04041703 | 5.5 | Solar |  |  | Interconnected | Trade Secret | Trade | VMR | VMR061 | Residential | Solar*Rewards | Trade Secret | 2020 | 2021
20263-228838-01 | Xcel Energy | 85 | 13781 | IOU | 05867926 | 5.76 | Solar |  |  | Interconnected | Trade Secret | Trade | ECK | ECK322 | Residential | Solar*Rewards | Trade Secret | 2024 | 2025
20263-228838-01 | Xcel Energy | 85 | 13781 | IOU | 05433735 | 9.57 | Solar |  |  | Active Application | Trade Secret | Trade | HUG | HUG322 | Residential |  | Trade Secret | 2023
20263-228838-01 | Xcel Energy | 85 | 13781 | IOU | 03263991 | 6.96 | Solar |  |  | Interconnected | Trade Secret | Trade | SOU | SOU079 | Residential | Solar*Rewards | Trade Secret | 2019 | 2020
20263-228838-01 | Xcel Energy | 85 | 13781 | IOU | 05421424 | 5.12 | Solar |  |  | Withdrawn | Trade Secret | Trade | MHW | MHW311 | Residential | Solar*Rewards | Trade Secret | 2023
20263-228838-01 | Xcel Energy | 85 | 13781 | IOU | 06198857 | 9.074 | Solar |  |  | Withdrawn | Trade Secret | Trade | LAB | LAB312 | Residential | Solar*Rewards | Trade Secret | 2025
20263-228838-01 | Xcel Energy | 85 | 13781 | IOU | 06218342 | 9.074 | Solar |  |  | Interconnected | Trade Secret | Trade | LAB | LAB312 | Residential |  | Trade Secret | 2025 | 2025
20263-228838-01 | Xcel Energy | 85 | 13781 | IOU | 06189910 | 6.98 | Solar |  |  | Withdrawn | Trade Secret | Trade | LAB | LAB312 | Residential | Solar*Rewards | Trade Secret | 2025
20263-228838-01 | Xcel Energy | 85 | 13781 | IOU | 03498357 | 23.51 | Solar |  |  | Interconnected | Trade Secret | Trade | MPK | MPK062 | Commercial | Solar*Rewards | Trade Secret | 2019 | 2020
20263-228838-01 | Xcel Energy | 85 | 13781 | IOU | 04866117 | 6.576 | Solar |  |  | Interconnected | Trade Secret | Trade | HOL | HOL071 | Residential | Solar*Rewards | Trade Secret | 2022 | 2022
20263-228838-01 | Xcel Energy | 85 | 13781 | IOU | 04273951 | 10 | Storage |  |  | Interconnected | Trade Secret | Trade | MHW | MHW311 | Residential |  | Trade Secret | 2021 | 2022
20263-228838-01 | Xcel Energy | 85 | 13781 | IOU | 03716391 | 11.39 | Solar |  |  | Interconnected | Trade Secret | Trade | MHW | MHW311 | Residential | Solar*Rewards | Trade Secret | 2020 | 2021
20263-228838-01 | Xcel Energy | 85 | 13781 | IOU | 04794006 | 6.96 | Solar |  | X | Interconnected | Trade Secret | Trade | CGR | CGR071 | Residential | Solar*Rewards | Trade Secret | 2022 | 2022
20263-228838-01 | Xcel Energy | 85 | 13781 | IOU | 05980367 | 4.175 | Solar |  |  | Interconnected | Trade Secret | Trade | ECK | ECK322 | Residential |  | Trade Secret | 2024 | 2024
20263-228838-01 | Xcel Energy | 85 | 13781 | IOU | 03719182 | 10.47 | Solar |  |  | Interconnected | Trade Secret | Trade | AFT | AFT315 | Commercial |  | Trade Secret | 2020 | 2020
20263-228838-01 | Xcel Energy | 85 | 13781 | IOU | 03687629 | 66.6 | Solar |  |  | Interconnected | Trade Secret | Trade | SCL | SCL312 | Commercial |  | Trade Secret | 2020 | 2020
20263-228838-01 | Xcel Energy | 85 | 13781 | IOU | 05698018 | 4.935 | Solar |  |  | Interconnected | Trade Secret | Trade | BYT | BYT072 | Residential |  | Trade Secret | 2024 | 2024
20263-228838-01 | Xcel Energy | 85 | 13781 | IOU | 04410477 | 9.994 | Solar |  |  | Interconnected | Trade Secret | Trade | EXC | EXC061 | Residential | Solar*Rewards | Trade Secret | 2021 | 2022
20263-228838-01 | Xcel Energy | 85 | 13781 | IOU | 03503347 | 1000 | Solar |  |  | Interconnected | Cottonwood | Trade | YLM | YLM211 | Community Solar Garden | Solar*Rewards Community | Trade Secret | 2020 | 2022
20263-228838-01 | Xcel Energy | 85 | 13781 | IOU | 04880740 | 3.288 | Solar |  |  | Interconnected | Trade Secret | Trade | RMT | RMT321 | Residential | Solar*Rewards | Trade Secret | 2022 | 2022
20263-228838-01 | Xcel Energy | 85 | 13781 | IOU | 05567545 | 8.376 | Solar |  |  | Interconnected | Trade Secret | Trade | SLP | SLP085 | Residential |  | Trade Secret | 2023 | 2023
20263-228838-01 | Xcel Energy | 85 | 13781 | IOU | 04794779 | 12.564 | Solar |  |  | Interconnected | Trade Secret | Trade | SLP | SLP085 | Residential | Solar*Rewards | Trade Secret | 2022 | 2022
20263-228838-01 | Xcel Energy | 85 | 13781 | IOU | 05601725 | 7.04 | Solar |  |  | Interconnected | Trade Secret | Trade | HSN | HSN322 | Residential |  | Trade Secret | 2023 | 2023
20263-228838-01 | Xcel Energy | 85 | 13781 | IOU | 03426260 | 1000 | Solar |  |  | Interconnected | Zumbrota | Trade | ZUM | ZUM022 | Community Solar Garden | Solar*Rewards Community | Trade Secret | 2019 | 2021
20263-228838-01 | Xcel Energy | 85 | 13781 | IOU | 05869766 | 7.6 | Solar |  |  | Interconnected | Trade Secret | Trade | HSN | HSN321 | Residential | Solar*Rewards | Trade Secret | 2024 | 2024
20263-228838-01 | Xcel Energy | 85 | 13781 | IOU | 03526599 | 1000 | Solar |  |  | Interconnected | Taylors Falls | Trade | LCR | LCR311 | Community Solar Garden | Solar*Rewards Community | Trade Secret | 2020 | 2022
20263-228838-01 | Xcel Energy | 85 | 13781 | IOU | 06017032 | 9.6 | Solar |  |  | Interconnected | Trade Secret | Trade | CGR | CGR071 | Residential |  | Trade Secret | 2024 | 2025
20263-228838-01 | Xcel Energy | 85 | 13781 | IOU | 04722635 | 39.998 | Solar |  |  | Interconnected | Trade Secret | Trade | OAD | OAD075 | Commercial | Solar*Rewards | Trade Secret | 2021 | 2023
20263-228838-01 | Xcel Energy | 85 | 13781 | IOU | 06322007 | 7.838 | Solar |  |  | Active Application | Trade Secret | Trade | RPO | RPO311 | Residential | Solar*Rewards | Trade Secret | 2026
20263-228838-01 | Xcel Energy | 85 | 13781 | IOU | 04793650 | 11.39 | Solar |  |  | Interconnected | Trade Secret | Trade | BEL | BEL061 | Residential | Solar*Rewards | Trade Secret | 2022 | 2022
20263-228838-01 | Xcel Energy | 85 | 13781 | IOU | 05387680 | 5.76 | Solar |  |  | Interconnected | Trade Secret | Trade | RPO | RPO311 | Residential | Solar*Rewards | Trade Secret | 2023 | 2023
20263-228838-01 | Xcel Energy | 85 | 13781 | IOU | 05474430 | 11.02 | Solar |  |  | Interconnected | Trade Secret | Trade | LIN | LIN031 | Residential |  | Trade Secret | 2023 | 2024
20263-228838-01 | Xcel Energy | 85 | 13781 | IOU | 05938318 | 3.416 | Solar |  |  | Interconnected | Trade Secret | Trade | CGR | CGR062 | Residential |  | Trade Secret | 2024 | 2024
20263-228838-01 | Xcel Energy | 85 | 13781 | IOU | 04982760 | 7.616 | Solar |  |  | Interconnected | Trade Secret | Trade | HUG | HUG321 | Residential | Solar*Rewards | Trade Secret | 2022 | 2024
20263-228838-01 | Xcel Energy | 85 | 13781 | IOU | 03776964 | 1000 | Solar |  |  | Interconnected | Buffalo Lake | Trade | BFL | BFL021 | Community Solar Garden | Solar*Rewards Community | Trade Secret | 2022 | 2023
20263-228838-01 | Xcel Energy | 85 | 13781 | IOU | 05808128 | 4.886 | Solar |  |  | Interconnected | Trade Secret | Trade | HSN | HSN322 | Residential |  | Trade Secret | 2024 | 2024
20263-228838-01 | Xcel Energy | 85 | 13781 | IOU | 04871116 | 23.1 | Solar |  |  | Interconnected | Trade Secret | Trade | UPP | UPP085 | Residential | Solar*Rewards | Trade Secret | 2022 | 2023
20263-228838-01 | Xcel Energy | 85 | 13781 | IOU | 05805609 | 4.41 | Solar |  |  | Interconnected | Trade Secret | Trade | RMT | RMT321 | Residential |  | Trade Secret | 2024 | 2024
20263-228838-01 | Xcel Energy | 85 | 13781 | IOU | 06090742 | 9.994 | Solar |  |  | Interconnected | Trade Secret | Trade | HUG | HUG322 | Residential | Solar*Rewards | Trade Secret | 2025 | 2025
20263-228838-01 | Xcel Energy | 85 | 13781 | IOU | 05772413 | 5.693 | Solar |  |  | Interconnected | Trade Secret | Trade | HWW | HWW073 | Residential | Solar*Rewards | Trade Secret | 2024 | 2024
20263-228838-01 | Xcel Energy | 85 | 13781 | IOU | 05534867 | 4.64 | Solar |  |  | Interconnected | Trade Secret | Trade | GLD | GLD031 | Residential | Solar*Rewards | Trade Secret | 2023 | 2023
20263-228838-01 | Xcel Energy | 85 | 13781 | IOU | 05939932 | 4.55 | Solar |  |  | Interconnected | Trade Secret | Trade | RMT | RMT321 | Residential |  | Trade Secret | 2024 | 2025
20263-228838-01 | Xcel Energy | 85 | 13781 | IOU | 06196984 | 7.6 | Solar |  |  | Withdrawn | Trade Secret | Trade | HSN | HSN321 | Residential | Solar*Rewards | Trade Secret | 2025
20263-228838-01 | Xcel Energy | 85 | 13781 | IOU | 06221665 | 7.6 | Solar |  |  | Interconnected | Trade Secret | Trade | HSN | HSN321 | Residential |  | Trade Secret | 2025 | 2025
20263-228838-01 | Xcel Energy | 85 | 13781 | IOU | 05356742 | 23 | Solar |  |  | Interconnected | Trade Secret | Trade | SOU | SOU084 | Commercial | Solar*Rewards | Trade Secret | 2023 | 2024
20263-228838-01 | Xcel Energy | 85 | 13781 | IOU | 05607531 | 30.096 | Solar |  |  | Interconnected | Trade Secret | Trade | ORO | ORO061 | Residential |  | Trade Secret | 2023 | 2024
20263-228838-01 | Xcel Energy | 85 | 13781 | IOU | 05675363 | 51.08 | Solar |  | X | Interconnected | Trade Secret | Trade | EXC | EXC061 | Residential |  | Trade Secret | 2024 | 2024
20263-228838-01 | Xcel Energy | 85 | 13781 | IOU | 03859767 | 3.747 | Solar |  |  | Interconnected | Trade Secret | Trade | WES | WES061 | Residential | Solar*Rewards | Trade Secret | 2020 | 2021
20263-228838-01 | Xcel Energy | 85 | 13781 | IOU | 03130991 | 100 | Other |  |  | Interconnected | Trade Secret | Trade | MAP | MAP061 | Commercial |  | Trade Secret | 2009 | 2009
20263-228838-01 | Xcel Energy | 85 | 13781 | IOU | 04304502 | 5.054 | Solar |  |  | Interconnected | Trade Secret | Trade | HUG | HUG321 | Residential |  | Trade Secret | 2021 | 2021
20263-228838-01 | Xcel Energy | 85 | 13781 | IOU | 05204023 | 9.28 | Solar |  |  | Interconnected | Trade Secret | Trade | FSL | FSL312 | Residential |  | Trade Secret | 2022 | 2022
20263-228838-01 | Xcel Energy | 85 | 13781 | IOU | 04793917 | 5.22 | Solar |  |  | Interconnected | Trade Secret | Trade | BLC | BLC062 | Residential | Solar*Rewards | Trade Secret | 2022 | 2022
20263-228838-01 | Xcel Energy | 85 | 13781 | IOU | 04406406 | 3.77 | Solar |  |  | Interconnected | Trade Secret | Trade | ALD | ALD097 | Residential | Solar*Rewards | Trade Secret | 2021 | 2021
20263-228838-01 | Xcel Energy | 85 | 13781 | IOU | 06044725 | 11.766 | Solar |  |  | Interconnected | Trade Secret | Trade | DBL | DBL067 | Residential | Solar*Rewards | Trade Secret | 2024 | 2025
20263-228838-01 | Xcel Energy | 85 | 13781 | IOU | 05938861 | 7.616 | Solar |  |  | Interconnected | Trade Secret | Trade | RRK | RRK063 | Residential |  | Trade Secret | 2024 | 2025
20263-228838-01 |  |  |  |  | 05222290 |  | Solar |  |  | Active Application | Trade Secret | Trade | WCS | WCS064 | Residential | Solar*Rewards |  | 2022
20263-228838-01 | Xcel Energy | 85 | 13781 | IOU | 05222316 | 9.994 | Solar |  |  | Interconnected | Trade Secret | Trade | WCS | WCS064 | Residential |  | Trade Secret | 2022 | 2023
20263-228838-01 | Xcel Energy | 85 | 13781 | IOU | 05357172 | 8.12 | Solar |  |  | Interconnected | Trade Secret | Trade | BLC | BLC062 | Residential | Solar*Rewards | Trade Secret | 2023 | 2023
20263-228838-01 | Xcel Energy | 85 | 13781 | IOU | 06239198 | 11.168 | Solar |  |  | Active Application | Trade Secret | Trade | LOK | LOK081 | Residential |  | Trade Secret | 2025
20263-228838-01 | Xcel Energy | 85 | 13781 | IOU | 03130031 | 32.51 | Solar |  |  | Interconnected | Trade Secret | Trade | RAM | RAM071 | Commercial | Solar*Rewards | Trade Secret | 2018 | 2019
20263-228838-01 | Xcel Energy | 85 | 13781 | IOU | 05999035 | 4.064 | Solar |  |  | Interconnected | Trade Secret | Trade | APA | APA069 | Residential | Solar*Rewards | Trade Secret | 2024 | 2025
20263-228838-01 | Xcel Energy | 85 | 13781 | IOU | 05128067 | 298.152 | Solar |  |  | Interconnected | Trade Secret | Trade | STY | STY065 | Commercial |  | Trade Secret | 2022 | 2024
20263-228838-01 | Xcel Energy | 85 | 13781 | IOU | 04998881 | 49.692 | Solar |  |  | Active Application | Trade Secret | Trade | STY | STY065 | Commercial | Solar*Rewards | Trade Secret | 2022
20263-228838-01 | Xcel Energy | 85 | 13781 | IOU | SRO12977 | 50 | Solar |  |  | Withdrawn | Trade Secret | Trade |  |  | Residential | Solar*Rewards | Trade Secret | 2010
20263-228838-01 | Xcel Energy | 85 | 13781 | IOU | 03130301 | 6 | Solar |  |  | Interconnected | Trade Secret | Trade | HUG | HUG312 | Residential | Solar*Rewards | Trade Secret | 2019 | 2019
20263-228838-01 | Xcel Energy | 85 | 13781 | IOU | 06122547 | 6.56 | Solar |  |  | Interconnected | Trade Secret | Trade | LEX | LEX075 | Residential | Solar*Rewards | Trade Secret | 2025 | 2025
20263-228838-01 | Xcel Energy | 85 | 13781 | IOU | 05622914 | 6.09 | Solar |  |  | Interconnected | Trade Secret | Trade | TWL | TWL081 | Residential |  | Trade Secret | 2023 | 2024
20263-228838-01 | Xcel Energy | 85 | 13781 | IOU | 03130497 | 4.06 | Solar |  |  | Interconnected | Trade Secret | Trade | SOU | SOU086 | Residential | Solar*Rewards | Trade Secret | 2018 | 2019
20263-228838-01 | Xcel Energy | 85 | 13781 | IOU | 04459266 | 5 | Solar |  |  | Active Application | Trade Secret | Trade | RWD | RWD081 | Residential | Solar*Rewards | Trade Secret | 2021
20263-228838-01 | Xcel Energy | 85 | 13781 | IOU | 04514468 | 5.054 | Solar |  |  | Interconnected | Trade Secret | Trade | RWD | RWD081 | Residential |  | Trade Secret | 2021 | 2022
20263-228838-01 | Xcel Energy | 85 | 13781 | IOU | 03132609 | 6.16 | Solar |  |  | Interconnected | Trade Secret | Trade | MST | MST066 | Residential | Solar*Rewards | Trade Secret | 2018 | 2018
20263-228838-01 | Xcel Energy | 85 | 13781 | IOU | 03397983 | 15.232 | Solar |  |  | Interconnected | Trade Secret | Trade | RVA | RVA061 | Residential | Solar*Rewards | Trade Secret | 2019 | 2020
20263-228838-01 | Xcel Energy | 85 | 13781 | IOU | 05805708 | 4.935 | Solar |  |  | Interconnected | Trade Secret | Trade | GSL | GSL076 | Residential |  | Trade Secret | 2024 | 2024
20263-228838-01 | Xcel Energy | 85 | 13781 | IOU | 06208160 | 9.109 | Solar |  |  | Withdrawn | Trade Secret | Trade | UPP | UPP082 | Residential | Solar*Rewards | Trade Secret | 2025
20263-228838-01 | Xcel Energy | 85 | 13781 | IOU | 06248870 | 9.869 | Solar |  |  | Interconnected | Trade Secret | Trade | UPP | UPP082 | Residential |  | Trade Secret | 2025 | 2025
20263-228838-01 | Xcel Energy | 85 | 13781 | IOU | OID3084899 | 15.2 | Solar |  |  | Withdrawn | Trade Secret | Trade | LEX | LEX332 | Commercial | Solar*Rewards | Trade Secret | 2017
20263-228838-01 | Xcel Energy | 85 | 13781 | IOU | 04799127 | 4.886 | Solar |  |  | Withdrawn | Trade Secret | Trade | RIV | RIV063 | Residential | Solar*Rewards | Trade Secret | 2022
20263-228838-01 | Xcel Energy | 85 | 13781 | IOU | 05712498 | 3.936 | Solar |  |  | Active Application | Trade Secret | Trade | RIV | RIV063 | Residential | Solar*Rewards | Trade Secret | 2024
20263-228838-01 | Xcel Energy | 85 | 13781 | IOU | 04470045 | 39.998 | Solar |  |  | Interconnected | Trade Secret | Trade | WRR | WRR075 | Commercial |  | Trade Secret | 2021 | 2022
20263-228838-01 | Xcel Energy | 85 | 13781 | IOU | 04890554 | 5.052 | Solar |  |  | Interconnected | Trade Secret | Trade | TWL | TWL066 | Residential |  | Trade Secret | 2022 | 2022
20263-228838-01 | Xcel Energy | 85 | 13781 | IOU | SRO29724 | 3 | Solar |  |  | Withdrawn | Trade Secret | Trade | OSS | OSS077 | Residential | Solar*Rewards | Trade Secret | 2013
20263-228838-01 | Xcel Energy | 85 | 13781 | IOU | SRO24316 | 3 | Solar |  |  | Withdrawn | Trade Secret | Trade | OSS | OSS077 | Residential | Solar*Rewards | Trade Secret | 2012
20263-228838-01 | Xcel Energy | 85 | 13781 | IOU | 03134769 | 20 | Solar |  |  | Interconnected | Trade Secret | Trade | CHE | CHE063 | Commercial | Solar*Rewards | Trade Secret | 2016 | 2016
20263-228838-01 |  |  |  |  | OID3885891 |  | Solar |  |  | Withdrawn | Trade Secret | Trade | ORO | ORO062 | Residential | Solar*Rewards |  | 2019
20263-228838-01 | Xcel Energy | 85 | 13781 | IOU | 05711883 | 9.135 | Solar |  |  | Withdrawn | Trade Secret | Trade | VMR | VMR061 | Residential | Solar*Rewards | Trade Secret | 2024
20263-228838-01 | Xcel Energy | 85 | 13781 | IOU | 03133321 | 0.57 | Solar |  |  | Interconnected | Trade Secret | Trade | SOU | SOU065 | Residential | Solar*Rewards | Trade Secret | 2010 | 2011
20263-228838-01 | Xcel Energy | 85 | 13781 | IOU | 06012406 | 3.747 | Solar |  |  | Interconnected | Trade Secret | Trade | SOU | SOU065 | Residential |  | Trade Secret | 2024 | 2025
20263-228838-01 | Xcel Energy | 85 | 13781 | IOU | 04923742 | 4.537 | Solar |  |  | Interconnected | Trade Secret | Trade | SOU | SOU076 | Residential | Solar*Rewards | Trade Secret | 2022 | 2022
20263-228838-01 | Xcel Energy | 85 | 13781 | IOU | 03937818 | 5 | Solar |  |  | Interconnected | Trade Secret | Trade | SAR | SAR021 | Residential | Solar*Rewards | Trade Secret | 2020 | 2021
20263-228838-01 | Xcel Energy | 85 | 13781 | IOU | 05176357 | 66.6 | Solar |  |  | Interconnected | Trade Secret | Trade | MPK | MPK076 | Commercial |  | Trade Secret | 2022 | 2023
20263-228838-01 | Xcel Energy | 85 | 13781 | IOU | 05486217 | 6.93 | Solar |  |  | Interconnected | Trade Secret | Trade | ECK | ECK321 | Residential | Solar*Rewards | Trade Secret | 2023 | 2023
20263-228838-01 |  |  |  |  | 06298699 |  | Storage |  |  | Active Application | Trade Secret | Trade | ECK | ECK321 | Residential |  |  | 2025
20263-228838-01 | Xcel Energy | 85 | 13781 | IOU | 03131548 | 7.63 | Solar |  |  | Interconnected | Trade Secret | Trade | WES | WES074 | Residential | Made in Minnesota | Trade Secret | 2017 | 2017
20263-228838-01 | Xcel Energy | 85 | 13781 | IOU | 03989358 | 8.41 | Solar |  |  | Interconnected | Trade Secret | Trade | EDA | EDA084 | Residential | Solar*Rewards | Trade Secret | 2020 | 2020
20263-228838-01 |  |  |  |  | SRO19920 |  | Solar |  |  | Withdrawn | Trade Secret | Trade | NOF | NOF073 | Residential | Solar*Rewards |  | 2011
20263-228838-01 | Xcel Energy | 85 | 13781 | IOU | 03133539 | 7.2 | Solar |  |  | Interconnected | Trade Secret | Trade | NOF | NOF073 | Residential | Solar*Rewards | Trade Secret | 2011 | 2012
20263-228838-01 | Xcel Energy | 85 | 13781 | IOU | 05768734 | 6.144 | Solar |  |  | Interconnected | Trade Secret | Trade | FSL | FSL312 | Residential | Solar*Rewards | Trade Secret | 2024 | 2024
20263-228838-01 | Xcel Energy | 85 | 13781 | IOU | 03131341 | 19.999 | Solar |  |  | Interconnected | Trade Secret | Trade | ECK | ECK322 | Commercial | Solar*Rewards | Trade Secret | 2017 | 2017
20263-228838-01 | Xcel Energy | 85 | 13781 | IOU | 03132785 | 19.999 | Solar |  |  | Interconnected | Trade Secret | Trade | ECK | ECK322 | Commercial | Solar*Rewards | Trade Secret | 2018 | 2019
20263-228838-01 | Xcel Energy | 85 | 13781 | IOU | 06056606 | 99.9 | Solar |  |  | Interconnected | Trade Secret | Trade | ECK | ECK322 | Commercial |  | Trade Secret | 2025 | 2025
20263-228838-01 | Xcel Energy | 85 | 13781 | IOU | 03131807 | 39.998 | Solar |  |  | Interconnected | Trade Secret | Trade | ECK | ECK322 | Commercial | Made in Minnesota | Trade Secret | 2017 | 2017
20263-228838-01 | Xcel Energy | 85 | 13781 | IOU | OID3470310 | 19.999 | Solar |  |  | Withdrawn | Trade Secret | Trade | ECK | ECK322 | Commercial | Solar*Rewards | Trade Secret | 2018
20263-228838-01 | Xcel Energy | 85 | 13781 | IOU | 06093405 | 7.212 | Solar |  |  | Withdrawn | Trade Secret | Trade | SLP | SLP081 | Residential | Solar*Rewards | Trade Secret | 2025
20263-228838-01 | Xcel Energy | 85 | 13781 | IOU | 06095366 | 8.35 | Solar |  |  | Interconnected | Trade Secret | Trade | SLP | SLP081 | Residential |  | Trade Secret | 2025 | 2025
20263-228838-01 | Xcel Energy | 85 | 13781 | IOU | 05440493 | 80 | Solar |  |  | Interconnected | Trade Secret | Trade | SOU | SOU079 | Commercial |  | Trade Secret | 2023 | 2023
20263-228838-01 | Xcel Energy | 85 | 13781 | IOU | 03134340 | 5.5 | Solar |  |  | Interconnected | Trade Secret | Trade | WIN | WIN021 | Residential | Solar*Rewards | Trade Secret | 2015 | 2015
20263-228838-01 | Xcel Energy | 85 | 13781 | IOU | 04942104 | 7.15 | Solar |  |  | Interconnected | Trade Secret | Trade | WWK | WWK311 | Residential | Solar*Rewards | Trade Secret | 2022 | 2022
20263-228838-01 | Xcel Energy | 85 | 13781 | IOU | 03134401 | 5.76 | Solar |  |  | Interconnected | Trade Secret | Trade | RPL | RPL061 | Residential | Made in Minnesota | Trade Secret | 2015 | 2015
20263-228838-01 | Xcel Energy | 85 | 13781 | IOU | 05957232 | 7.616 | Solar |  |  | Interconnected | Trade Secret | Trade | OSS | OSS077 | Residential |  | Trade Secret | 2024 | 2025
20263-228838-01 | Xcel Energy | 85 | 13781 | IOU | 05356919 | 5.8 | Solar |  |  | Withdrawn | Trade Secret | Trade | IDA | IDA064 | Residential | Solar*Rewards | Trade Secret | 2023
20263-228838-01 | Xcel Energy | 85 | 13781 | IOU | 06321933 | 8.027 | Solar |  |  | Active Application | Trade Secret | Trade | ALD | ALD084 | Residential | Solar*Rewards | Trade Secret | 2026
20263-228838-01 | Xcel Energy | 85 | 13781 | IOU | 03135062 | 5 | Solar |  |  | Interconnected | Trade Secret | Trade | SCA | SCA021 | Residential | Solar*Rewards | Trade Secret | 2016 | 2016
20263-228838-01 | Xcel Energy | 85 | 13781 | IOU | 05331183 | 4.35 | Solar |  |  | Interconnected | Trade Secret | Trade | WES | WES074 | Residential |  | Trade Secret | 2022 | 2023
20263-228838-01 | Xcel Energy | 85 | 13781 | IOU | OID2882902 | 37.8 | Solar |  |  | Withdrawn | Trade Secret | Trade | WRR | WRR075 | Commercial | Made in Minnesota | Trade Secret | 2016
20263-228838-01 | Xcel Energy | 85 | 13781 | IOU | 05567805 | 4.41 | Solar |  |  | Interconnected | Trade Secret | Trade | SLP | SLP076 | Residential |  | Trade Secret | 2023 | 2023
20263-228838-01 | Xcel Energy | 85 | 13781 | IOU | 03130126 | 3.36 | Solar |  |  | Interconnected | Trade Secret | Trade | SLP | SLP092 | Residential | Solar*Rewards | Trade Secret | 2018 | 2019
20263-228838-01 | Xcel Energy | 85 | 13781 | IOU | 05396062 | 10.15 | Solar |  |  | Interconnected | Trade Secret | Trade | BCR | BCR082 | Residential |  | Trade Secret | 2023 | 2023
20263-228838-01 | Xcel Energy | 85 | 13781 | IOU | 05161842 | 7.25 | Solar |  |  | Interconnected | Trade Secret | Trade | CTR | CTR031 | Residential |  | Trade Secret | 2022 | 2023
20263-228838-01 | Xcel Energy | 85 | 13781 | IOU | 03131326 | 9.94 | Solar |  |  | Interconnected | Trade Secret | Trade | CDV | CDV063 | Residential | Made in Minnesota | Trade Secret | 2017 | 2017
20263-228838-01 | Xcel Energy | 85 | 13781 | IOU | 05820843 | 3.747 | Solar |  |  | Interconnected | Trade Secret | Trade | OAD | OAD073 | Residential |  | Trade Secret | 2024 | 2025
20263-228838-01 | Xcel Energy | 85 | 13781 | IOU | OID2898652 | 5.67 | Solar |  |  | Withdrawn | Trade Secret | Trade | RMT | RMT321 | Residential | Solar*Rewards | Trade Secret | 2017
20263-228838-01 | Xcel Energy | 85 | 13781 | IOU | 03131630 | 5.67 | Solar |  |  | Interconnected | Trade Secret | Trade | RMT | RMT321 | Residential | Made in Minnesota | Trade Secret | 2017 | 2017
20263-228838-01 | Xcel Energy | 85 | 13781 | IOU | 04806598 | 4.64 | Solar |  |  | Interconnected | Trade Secret | Trade | TWL | TWL063 | Residential |  | Trade Secret | 2022 | 2023
20263-228838-01 | Xcel Energy | 85 | 13781 | IOU | SRO30006 | 10 | Solar |  |  | Withdrawn | Trade Secret | Trade | DOC | DOC031 | Residential | Solar*Rewards | Trade Secret | 2013
20263-228838-01 | Xcel Energy | 85 | 13781 | IOU | 05821511 | 7.616 | Solar |  |  | Withdrawn | Trade Secret | Trade | WCR | WCR322 | Residential |  | Trade Secret | 2024
20263-228838-01 | Xcel Energy | 85 | 13781 | IOU | 05830966 | 13.824 | Solar |  |  | Interconnected | Trade Secret | Trade | WCR | WCR322 | Residential |  | Trade Secret | 2024 | 2024
20263-228838-01 | Xcel Energy | 85 | 13781 | IOU | 06087591 | 5.584 | Solar |  |  | Interconnected | Trade Secret | Trade | SIP | SIP061 | Residential | Solar*Rewards | Trade Secret | 2025 | 2025
20263-228838-01 | Xcel Energy | 85 | 13781 | IOU | 03131792 | 7.63 | Solar |  |  | Interconnected | Trade Secret | Trade | AFT | AFT322 | Residential | Made in Minnesota | Trade Secret | 2017 | 2017
20263-228838-01 | Xcel Energy | 85 | 13781 | IOU | 06102026 | 6.453 | Solar |  |  | Withdrawn | Trade Secret | Trade | TWL | TWL073 | Residential | Solar*Rewards | Trade Secret | 2025
20263-228838-01 | Xcel Energy | 85 | 13781 | IOU | 06104617 | 6.453 | Solar |  |  | Interconnected | Trade Secret | Trade | TWL | TWL073 | Residential |  | Trade Secret | 2025 | 2025
20263-228838-01 |  |  |  |  | 06308285 |  |  |  |  | Active Application | Trade Secret | Trade | GLK | GLK063 | Residential |  |  | 2025
20263-228838-01 |  |  |  |  | 06306672 |  |  |  |  | Active Application | Trade Secret | Trade | GLK | GLK063 | Residential |  |  | 2025
20263-228838-01 | Xcel Energy | 85 | 13781 | IOU | 06308303 | 11.5 | Solar |  |  | Active Application | Trade Secret | Trade | GLK | GLK063 | Residential |  | Trade Secret | 2025
20263-228838-01 | Xcel Energy | 85 | 13781 | IOU | 06105564 | 5.693 | Solar |  |  | Interconnected | Trade Secret | Trade | BCH | BCH311 | Residential | Solar*Rewards | Trade Secret | 2025 | 2025
20263-228838-01 | Xcel Energy | 85 | 13781 | IOU | 03134211 | 9 | Solar |  |  | Interconnected | Trade Secret | Trade | XRD | XRD062 | Residential | Made in Minnesota | Trade Secret | 2015 | 2015
20263-228838-01 | Xcel Energy | 85 | 13781 | IOU | 04842669 | 6.028 | Solar |  |  | Interconnected | Trade Secret | Trade | PKL | PKL085 | Residential | Solar*Rewards | Trade Secret | 2022 | 2022
20263-228838-01 | Xcel Energy | 85 | 13781 | IOU | OID3799679 | 4.14 | Solar |  |  | Withdrawn | Trade Secret | Trade | IDA | IDA064 | Residential | Solar*Rewards | Trade Secret | 2019
20263-228838-01 | Xcel Energy | 85 | 13781 | IOU | 05601523 | 6.3 | Solar |  |  | Active Application | Trade Secret | Trade | WIL | WIL074 | Residential | Solar*Rewards | Trade Secret | 2023
20263-228838-01 | Xcel Energy | 85 | 13781 | IOU | 05711957 | 6.93 | Solar |  |  | Interconnected | Trade Secret | Trade | WIL | WIL074 | Residential | Solar*Rewards | Trade Secret | 2024 | 2024
20263-228838-01 | Xcel Energy | 85 | 13781 | IOU | OID3877273 | 5.22 | Solar |  |  | Interconnected | Trade Secret | Trade | WCS | WCS072 | Residential | Solar*Rewards | Trade Secret | 2019 | 2020
20263-228838-01 | Xcel Energy | 85 | 13781 | IOU | OID3344368 | 6 | Solar |  |  | Withdrawn | Trade Secret | Trade | AFT | AFT314 | Residential | Solar*Rewards | Trade Secret | 2018
20263-228838-01 | Xcel Energy | 85 | 13781 | IOU | 03132661 | 11.39 | Solar |  |  | Interconnected | Trade Secret | Trade | AFT | AFT314 | Residential | Solar*Rewards | Trade Secret | 2018 | 2018
20263-228838-01 | Xcel Energy | 85 | 13781 | IOU | 06233102 | 5.584 | Solar |  |  | Interconnected | Trade Secret | Trade | EDA | EDA071 | Residential |  | Trade Secret | 2025 | 2025
20263-228838-01 | Xcel Energy | 85 | 13781 | IOU | SRO31583 | 5 | Solar |  |  | Interconnected | Trade Secret | Trade | WSG | WSG362 | Residential | Solar*Rewards | Trade Secret | 2013 | 2016
20263-228838-01 | Xcel Energy | 85 | 13781 | IOU | 03134706 | 5 | Solar |  |  | Interconnected | Trade Secret | Trade | WSG | WSG362 | Residential | Solar*Rewards | Trade Secret | 2015 | 2016
20263-228838-01 | Xcel Energy | 85 | 13781 | IOU | 05487977 | 10.15 | Solar |  |  | Interconnected | Trade Secret | Trade | SOU | SOU086 | Residential | Solar*Rewards | Trade Secret | 2023 | 2023
20263-228838-01 | Xcel Energy | 85 | 13781 | IOU | 03133375 | 5.32 | Solar |  |  | Interconnected | Trade Secret | Trade | GLK | GLK062 | Residential | Solar*Rewards | Trade Secret | 2011 | 2011
20263-228838-01 | Xcel Energy | 85 | 13781 | IOU | 04809083 | 4.4 | Solar |  |  | Interconnected | Trade Secret | Trade | ECK | ECK321 | Residential | Solar*Rewards | Trade Secret | 2022 | 2022
20263-228838-01 | Xcel Energy | 85 | 13781 | IOU | 05511894 | 3.84 | Solar |  |  | Withdrawn | Trade Secret | Trade | RVA | RVA061 | Residential | Solar*Rewards | Trade Secret | 2023
20263-228838-01 | Xcel Energy | 85 | 13781 | IOU | 05562535 | 3.84 | Solar |  |  | Interconnected | Trade Secret | Trade | RVA | RVA061 | Residential |  | Trade Secret | 2023 | 2024
20263-228838-01 | Xcel Energy | 85 | 13781 | IOU | 04809430 | 31.759 | Solar |  |  | Active Application | Trade Secret | Trade | RPO | RPO312 | Residential | Solar*Rewards | Trade Secret | 2022
20263-228838-01 | Xcel Energy | 85 | 13781 | IOU | OID3038792 | 11.241 | Solar |  |  | Withdrawn | Trade Secret | Trade | PRR | PRR063 | Commercial | Solar*Rewards | Trade Secret | 2017
20263-228838-01 | Xcel Energy | 85 | 13781 | IOU | 03229816 | 9.994 | Solar |  |  | Interconnected | Trade Secret | Trade | BYT | BYT061 | Residential | Solar*Rewards | Trade Secret | 2019 | 2020
20263-228838-01 | Xcel Energy | 85 | 13781 | IOU | 05954052 | 9.994 | Solar |  |  | Interconnected | Trade Secret | Trade | APA | APA075 | Residential |  | Trade Secret | 2024 | 2025
20263-228838-01 | Xcel Energy | 85 | 13781 | IOU | 03796507 | 2.962 | Solar |  |  | Interconnected | Trade Secret | Trade | UPP | UPP084 | Commercial | Solar*Rewards | Trade Secret | 2020 | 2020
20263-228838-01 | Xcel Energy | 85 | 13781 | IOU | OID3363749 | 11.39 | Solar |  |  | Withdrawn | Trade Secret | Trade | WIL | WIL082 | Residential | Solar*Rewards | Trade Secret | 2018
20263-228838-01 | Xcel Energy | 85 | 13781 | IOU | OID2382988 | 7.63 | Solar |  |  | Withdrawn | Trade Secret | Trade | WIL | WIL082 | Residential | Made in Minnesota | Trade Secret | 2015
20263-228838-01 | Xcel Energy | 85 | 13781 | IOU | 06152413 | 6.282 | Solar |  |  | Active Application | Trade Secret | Trade | WRR | WRR064 | Residential |  | Trade Secret | 2025
20263-228838-01 | Xcel Energy | 85 | 13781 | IOU | 04996166 | 26.522 | Solar |  |  | Active Application | Trade Secret | Trade | CHI | CHI311 | Residential |  | Trade Secret | 2022
20263-228838-01 | Xcel Energy | 85 | 13781 | IOU | 06214035 | 5.226 | Solar |  |  | Interconnected | Trade Secret | Trade | RAM | RAM073 | Residential |  | Trade Secret | 2025 | 2025
20263-228838-01 | Xcel Energy | 85 | 13781 | IOU | 04982444 | 4.35 | Solar |  |  | Interconnected | Trade Secret | Trade | WSG | WSG061 | Residential | Solar*Rewards | Trade Secret | 2022 | 2022
20263-228838-01 | Xcel Energy | 85 | 13781 | IOU | 03897384 | 3.747 | Solar |  |  | Interconnected | Trade Secret | Trade | PBE | PBE061 | Residential | Solar*Rewards | Trade Secret | 2020 | 2021
20263-228838-01 | Xcel Energy | 85 | 13781 | IOU | 06121819 | 5.76 | Solar |  |  | Interconnected | Trade Secret | Trade | WES | WES076 | Residential |  | Trade Secret | 2025 | 2025
20263-228838-01 | Xcel Energy | 85 | 13781 | IOU | 04654542 | 18.56 | Solar |  |  | Interconnected | Trade Secret | Trade | CHE | CHE064 | Commercial |  | Trade Secret | 2021 | 2022
20263-228838-01 | Xcel Energy | 85 | 13781 | IOU | 05984879 | 4.886 | Solar |  |  | Interconnected | Trade Secret | Trade | SOU | SOU073 | Residential | Solar*Rewards | Trade Secret | 2024 | 2025
20263-228838-01 | Xcel Energy | 85 | 13781 | IOU | 05122327 | 7.68 | Solar |  |  | Interconnected | Trade Secret | Trade | HUG | HUG312 | Residential |  | Trade Secret | 2022 | 2023
20263-228838-01 | Xcel Energy | 85 | 13781 | IOU | SRO30043 | 10.965 | Solar |  |  | Withdrawn | Trade Secret | Trade | LAK | LAK032 | Residential | Solar*Rewards | Trade Secret | 2013
20263-228838-01 | Xcel Energy | 85 | 13781 | IOU | 04430453 | 15.232 | Solar |  |  | Interconnected | Trade Secret | Trade | BYT | BYT061 | Residential | Solar*Rewards | Trade Secret | 2021 | 2021
20263-228838-01 | Xcel Energy | 85 | 13781 | IOU | 05951781 | 4.93 | Solar |  |  | Interconnected | Trade Secret | Trade | IDA | IDA073 | Residential | Solar*Rewards | Trade Secret | 2024 | 2024
20263-228838-01 | Xcel Energy | 85 | 13781 | IOU | 03133404 | 35 | Solar |  |  | Interconnected | Trade Secret | Trade | MPK | MPK068 | Commercial | Solar*Rewards | Trade Secret | 2011 | 2012
20263-228838-01 | Xcel Energy | 85 | 13781 | IOU | 04089371 | 11.39 | Solar |  |  | Interconnected | Trade Secret | Trade | BYT | BYT072 | Residential |  | Trade Secret | 2020 | 2021
20263-228838-01 | Xcel Energy | 85 | 13781 | IOU | OID3958127 | 6.38 | Solar |  |  | Interconnected | Trade Secret | Trade | CEL | CEL064 | Residential | Solar*Rewards | Trade Secret | 2019 | 2020
20263-228838-01 | Xcel Energy | 85 | 13781 | IOU | 06184943 | 2.903 | Solar |  |  | Interconnected | Trade Secret | Trade | CRL | CRL065 | Residential | Solar*Rewards | Trade Secret | 2025 | 2025
20263-228838-01 | Xcel Energy | 85 | 13781 | IOU | 06227335 | 4.17 | Solar |  |  | Interconnected | Trade Secret | Trade | BCH | BCH311 | Residential |  | Trade Secret | 2025 | 2025
20263-228838-01 | Xcel Energy | 85 | 13781 | IOU | 06213508 | 4.17 | Solar |  |  | Withdrawn | Trade Secret | Trade | BCH | BCH311 | Residential | Solar*Rewards | Trade Secret | 2025
20263-228838-01 | Xcel Energy | 85 | 13781 | IOU | 05383779 | 13.824 | Solar |  |  | Interconnected | Trade Secret | Trade | GSL | GSL074 | Residential | Solar*Rewards | Trade Secret | 2023 | 2023
20263-228838-01 | Xcel Energy | 85 | 13781 | IOU | 03134738 | 36 | Solar |  |  | Interconnected | Trade Secret | Trade | TER | TER062 | Commercial | Made in Minnesota | Trade Secret | 2015 | 2016
20263-228838-01 | Xcel Energy | 85 | 13781 | IOU | 03132906 | 2.64 | Solar |  |  | Interconnected | Trade Secret | Trade | FRM | FRM062 | Residential | Solar*Rewards | Trade Secret | 2018 | 2019
20263-228838-01 | Xcel Energy | 85 | 13781 | IOU | 06039052 | 12.25 | Solar |  |  | Interconnected | Trade Secret | Trade | OSS | OSS065 | Residential | Solar*Rewards | Trade Secret | 2025 | 2025
20263-228838-01 | Xcel Energy | 85 | 13781 | IOU | 03129882 | 8.7 | Solar |  | X | Interconnected | Trade Secret | Trade | HSN | HSN321 | Residential | Solar*Rewards | Trade Secret | 2018 | 2019
20263-228838-01 | Xcel Energy | 85 | 13781 | IOU | 05966622 | 3.84 | Solar |  |  | Interconnected | Trade Secret | Trade | REW | REW023 | Residential | Solar*Rewards | Trade Secret | 2024 | 2025
20263-228838-01 | Xcel Energy | 85 | 13781 | IOU | 05278390 | 7 | Solar |  |  | Withdrawn | Trade Secret | Trade | GLD | GLD021 | Residential |  | Trade Secret | 2022
20263-228838-01 | Xcel Energy | 85 | 13781 | IOU | 05626031 | 150 | Solar |  |  | Interconnected | Trade Secret | Trade | ECK | ECK321 | Commercial |  | Trade Secret | 2023 | 2024
20263-228838-01 | Xcel Energy | 85 | 13781 | IOU | 04362496 | 5.054 | Solar |  |  | Interconnected | Trade Secret | Trade | LEX | LEX061 | Residential |  | Trade Secret | 2021 | 2021
20263-228838-01 | Xcel Energy | 85 | 13781 | IOU | 03134567 | 3.36 | Solar |  |  | Interconnected | Trade Secret | Trade | SLP | SLP092 | Commercial | Made in Minnesota | Trade Secret | 2015 | 2016
20263-228838-01 | Xcel Energy | 85 | 13781 | IOU | 03135106 | 6 | Solar |  |  | Interconnected | Trade Secret | Trade | MPK | MPK074 | Residential | Solar*Rewards | Trade Secret | 2016 | 2017
20263-228838-01 | Xcel Energy | 85 | 13781 | IOU | 05598134 | 3.75 | Solar |  |  | Active Application | Trade Secret | Trade | WAV | WAV021 | Residential |  | Trade Secret | 2023
20263-228838-01 | Xcel Energy | 85 | 13781 | IOU | 06261410 | 7.6 | Solar |  |  | Interconnected | Trade Secret | Trade | APA | APA077 | Residential |  | Trade Secret | 2025 | 2025
20263-228838-01 | Xcel Energy | 85 | 13781 | IOU | 03509738 | 3.84 | Solar |  |  | Interconnected | Trade Secret | Trade | WES | WES074 | Residential | Solar*Rewards | Trade Secret | 2019 | 2020
20263-228838-01 | Xcel Energy | 85 | 13781 | IOU | 05836818 | 5.052 | Solar |  |  | Interconnected | Trade Secret | Trade | LOK | LOK082 | Residential |  | Trade Secret | 2024 | 2025
20263-228838-01 | Xcel Energy | 85 | 13781 | IOU | 04475644 | 5.48 | Solar |  |  | Interconnected | Trade Secret | Trade | SOU | SOU064 | Residential |  | Trade Secret | 2021 | 2021
20263-228838-01 | Xcel Energy | 85 | 13781 | IOU | OID2329141 | 9 | Solar |  |  | Withdrawn | Trade Secret | Trade | WYO | WYO022 | Residential | Made in Minnesota | Trade Secret | 2015
20263-228838-01 | Xcel Energy | 85 | 13781 | IOU | 04689674 | 7.616 | Solar |  |  | Interconnected | Trade Secret | Trade | RRK | RRK064 | Residential |  | Trade Secret | 2021 | 2022
20263-228838-01 | Xcel Energy | 85 | 13781 | IOU | 03129897 | 6.38 | Solar |  |  | Interconnected | Trade Secret | Trade | MPK | MPK085 | Residential | Solar*Rewards | Trade Secret | 2018 | 2019
20263-228838-01 | Xcel Energy | 85 | 13781 | IOU | 05956340 | 3.796 | Solar |  |  | Active Application | Trade Secret | Trade | TWL | TWL074 | Residential |  | Trade Secret | 2024
20263-228838-01 | Xcel Energy | 85 | 13781 | IOU | 03132088 | 19.999 | Solar |  |  | Interconnected | Trade Secret | Trade | ORO | ORO062 | Commercial | Solar*Rewards | Trade Secret | 2017 | 2018
20263-228838-01 | Xcel Energy | 85 | 13781 | IOU | 03130385 | 39.998 | Solar |  |  | Interconnected | Trade Secret | Trade | ORO | ORO062 | Commercial | Made in Minnesota | Trade Secret | 2017 | 2018
20263-228838-01 | Xcel Energy | 85 | 13781 | IOU | 03134607 | 6.72 | Solar |  |  | Interconnected | Trade Secret | Trade | SHP | SHP072 | Residential | Made in Minnesota | Trade Secret | 2015 | 2015
20263-228838-01 | Xcel Energy | 85 | 13781 | IOU | 06103947 | 3.49 | Solar |  | X | Interconnected | Trade Secret | Trade | IDA | IDA061 | Residential | Solar*Rewards | Trade Secret | 2025 | 2025
20263-228838-01 | Xcel Energy | 85 | 13781 | IOU | 04672069 | 4.06 | Solar |  |  | Interconnected | Trade Secret | Trade | IDA | IDA061 | Residential |  | Trade Secret | 2021 | 2023
20263-228838-01 | Xcel Energy | 85 | 13781 | IOU | 04745471 | 4.64 | Solar |  |  | Interconnected | Trade Secret | Trade | IDA | IDA061 | Residential |  | Trade Secret | 2021 | 2022
20263-228838-01 | Xcel Energy | 85 | 13781 | IOU | 05356893 | 4.06 | Solar |  |  | Active Application | Trade Secret | Trade | DBL | DBL073 | Residential | Solar*Rewards | Trade Secret | 2023
20263-228838-01 | Xcel Energy | 85 | 13781 | IOU | 03512532 | 7.616 | Solar |  |  | Withdrawn | Trade Secret | Trade | MPK | MPK087 | Residential | Solar*Rewards | Trade Secret | 2019
20263-228838-01 | Xcel Energy | 85 | 13781 | IOU | 05864173 | 4.608 | Solar |  |  | Active Application | Trade Secret | Trade | WCR | WCR321 | Residential | Solar*Rewards | Trade Secret | 2024
20263-228838-01 | Xcel Energy | 85 | 13781 | IOU | 05500945 | 12.672 | Solar |  |  | Interconnected | Trade Secret | Trade | GRC | GRC312 | Residential |  | Trade Secret | 2023 | 2024
20263-228838-01 | Xcel Energy | 85 | 13781 | IOU | 05262415 | 9.28 | Solar |  |  | Interconnected | Trade Secret | Trade | LLK | LLK061 | Residential |  | Trade Secret | 2022 | 2023
20263-228838-01 | Xcel Energy | 85 | 13781 | IOU | 04024165 | 3.747 | Solar |  |  | Interconnected | Trade Secret | Trade | TLK | TLK066 | Residential | Solar*Rewards | Trade Secret | 2020 | 2021
20263-228838-01 | Xcel Energy | 85 | 13781 | IOU | 03132740 | 8.12 | Solar |  |  | Interconnected | Trade Secret | Trade | SHP | SHP072 | Residential | Solar*Rewards | Trade Secret | 2018 | 2019
20263-228838-01 | Xcel Energy | 85 | 13781 | IOU | 04793546 | 3.77 | Solar |  |  | Interconnected | Trade Secret | Trade | ALD | ALD088 | Residential | Solar*Rewards | Trade Secret | 2022 | 2022
20263-228838-01 | Xcel Energy | 85 | 13781 | IOU | 04445778 | 3.77 | Solar |  |  | Active Application | Trade Secret | Trade | ALD | ALD088 | Residential | Solar*Rewards | Trade Secret | 2021
20263-228838-01 | Xcel Energy | 85 | 13781 | IOU | 05989361 | 5.76 | Solar |  |  | Active Application | Trade Secret | Trade | WCR | WCR063 | Residential | Solar*Rewards | Trade Secret | 2024
20263-228838-01 | Xcel Energy | 85 | 13781 | IOU | 06014752 | 8.73 | Solar |  |  | Interconnected | Trade Secret | Trade | WCR | WCR063 | Residential | Solar*Rewards | Trade Secret | 2024 | 2025
20263-228838-01 | Xcel Energy | 85 | 13781 | IOU | 06213238 | 9.109 | Solar |  | X | Active Application | Trade Secret | Trade | CGR | CGR063 | Residential |  | Trade Secret | 2025
20263-228838-01 | Xcel Energy | 85 | 13781 | IOU | 05981164 | 6.046 | Solar |  |  | Interconnected | Trade Secret | Trade | SLP | SLP092 | Residential |  | Trade Secret | 2024 | 2025
20263-228838-01 | Xcel Energy | 85 | 13781 | IOU | 06239187 | 6.631 | Solar |  |  | Interconnected | Trade Secret | Trade | LOK | LOK062 | Residential |  | Trade Secret | 2025 | 2025
20263-228838-01 | Xcel Energy | 85 | 13781 | IOU | 05295642 | 11.6 | Solar |  |  | Interconnected | Trade Secret | Trade | WCR | WCR322 | Residential |  | Trade Secret | 2022 | 2023
20263-228838-01 | Xcel Energy | 85 | 13781 | IOU | 06197600 | 9.628 | Solar |  |  | Interconnected | Trade Secret | Trade | GRC | GRC313 | Residential |  | Trade Secret | 2025 | 2026
20263-228838-01 | Xcel Energy | 85 | 13781 | IOU | 03133672 | 3.225 | Solar |  |  | Interconnected | Trade Secret | Trade | HWW | HWW072 | Residential | Solar*Rewards | Trade Secret | 2012 | 2012
20263-228838-01 | Xcel Energy | 85 | 13781 | IOU | 05980109 | 5.314 | Solar |  |  | Interconnected | Trade Secret | Trade | BLC | BLC062 | Residential | Solar*Rewards | Trade Secret | 2024 | 2025
20263-228838-01 | Xcel Energy | 85 | 13781 | IOU | 05790267 | 4.175 | Solar |  |  | Interconnected | Trade Secret | Trade | SHP | SHP062 | Residential | Solar*Rewards | Trade Secret | 2024 | 2024
20263-228838-01 | Xcel Energy | 85 | 13781 | IOU | 05995519 | 8.02 | Storage |  |  | Active Application | Trade Secret | Trade | SHP | SHP062 | Residential |  | Trade Secret | 2024
20263-228838-01 | Xcel Energy | 85 | 13781 | IOU | 03133934 | 3.5 | Solar |  |  | Interconnected | Trade Secret | Trade | MEL | MEL061 | Residential | Made in Minnesota | Trade Secret | 2014 | 2014
20263-228838-01 | Xcel Energy | 85 | 13781 | IOU | 05250091 | 10.44 | Solar |  |  | Interconnected | Trade Secret | Trade | ECK | ECK342 | Residential |  | Trade Secret | 2023 | 2023
20263-228838-01 | Xcel Energy | 85 | 13781 | IOU | 03132649 | 6.16 | Solar |  |  | Interconnected | Trade Secret | Trade | RAM | RAM071 | Residential | Solar*Rewards | Trade Secret | 2018 | 2018
20263-228838-01 | Xcel Energy | 85 | 13781 | IOU | 05804045 | 3.484 | Solar |  |  | Interconnected | Trade Secret | Trade | CTR | CTR031 | Residential |  | Trade Secret | 2024 | 2024
20263-228838-01 | Xcel Energy | 85 | 13781 | IOU | 04793927 | 11.39 | Solar |  |  | Interconnected | Trade Secret | Trade | MOL | MOL079 | Residential | Solar*Rewards | Trade Secret | 2022 | 2022
20263-228838-01 | Xcel Energy | 85 | 13781 | IOU | 06230204 | 6.631 | Solar |  |  | Interconnected | Trade Secret | Trade | WSG | WSG076 | Residential |  | Trade Secret | 2025 | 2025
20263-228838-01 | Xcel Energy | 85 | 13781 | IOU | 03130073 | 13.616 | Solar |  |  | Interconnected | Trade Secret | Trade | MAZ | MAZ021 | Residential | Solar*Rewards | Trade Secret | 2018 | 2019
20263-228838-01 | Xcel Energy | 85 | 13781 | IOU | 04863114 | 5.052 | Solar |  |  | Interconnected | Trade Secret | Trade | SAV | SAV069 | Residential |  | Trade Secret | 2022 | 2023
20263-228838-01 | Xcel Energy | 85 | 13781 | IOU | 04022634 | 14.5 | Solar |  |  | Interconnected | Trade Secret | Trade | RLK | RLK073 | Residential |  | Trade Secret | 2020 | 2021
20263-228838-01 | Xcel Energy | 85 | 13781 | IOU | 03133858 | 36 | Solar |  |  | Interconnected | Trade Secret | Trade | MOL | MOL078 | Commercial | Made in Minnesota | Trade Secret | 2014 | 2014
20263-228838-01 | Xcel Energy | 85 | 13781 | IOU | SRO29445 | 27 | Solar |  |  | Interconnected | Trade Secret | Trade | RWD | RWD082 | Commercial | Solar*Rewards | Trade Secret | 2013 | 2015
20263-228838-01 | Xcel Energy | 85 | 13781 | IOU | 03134025 | 17.5 | Solar |  |  | Interconnected | Trade Secret | Trade | RWD | RWD082 | Commercial | Solar*Rewards | Trade Secret | 2014 | 2015
20263-228838-01 | Xcel Energy | 85 | 13781 | IOU | 03133153 | 4.18 | Solar |  |  | Interconnected | Trade Secret | Trade | ALT | ALT021 | Residential | Solar*Rewards | Trade Secret | 2010 | 2010
20263-228838-01 | Xcel Energy | 85 | 13781 | IOU | 05848964 | 12.146 | Solar |  |  | Interconnected | Trade Secret | Trade | OPK | OPK073 | Residential | Solar*Rewards | Trade Secret | 2024 | 2024
20263-228838-01 | Xcel Energy | 85 | 13781 | IOU | 03506128 | 32 | Solar |  | X | Active Application | Trade Secret | Trade | MTR | MTR021 | Residential | Solar*Rewards | Trade Secret | 2019
20263-228838-01 |  |  |  |  | OID3997091 |  | Solar |  |  | Withdrawn | Trade Secret | Trade | MTR | MTR021 | Residential | Solar*Rewards |  | 2019
20263-228838-01 | Xcel Energy | 85 | 13781 | IOU | 04710502 | 39.444 | Solar |  | X | Withdrawn | Trade Secret | Trade | MTR | MTR021 | Residential |  | Trade Secret | 2021
20263-228838-01 | Xcel Energy | 85 | 13781 | IOU | 03134945 | 9.94 | Solar |  |  | Interconnected | Trade Secret | Trade | LOK | LOK062 | Commercial | Made in Minnesota | Trade Secret | 2016 | 2016
20263-228838-01 | Xcel Energy | 85 | 13781 | IOU | 06018244 | 25 | Storage |  |  | Interconnected | Trade Secret | Trade | LOK | LOK062 | Commercial |  | Trade Secret | 2024 | 2025
20263-228838-01 | Xcel Energy | 85 | 13781 | IOU | 05268666 | 20 | Storage |  |  | Interconnected | Trade Secret | Trade | LOK | LOK062 | Commercial |  | Trade Secret | 2022 | 2022
20263-228838-01 | Xcel Energy | 85 | 13781 | IOU | 05236300 | 5.22 | Solar |  |  | Interconnected | Trade Secret | Trade | HWW | HWW074 | Residential |  | Trade Secret | 2022 | 2023
20263-228838-01 | Xcel Energy | 85 | 13781 | IOU | 03929534 | 4.06 | Solar |  |  | Interconnected | Trade Secret | Trade | SLP | SLP082 | Residential | Solar*Rewards | Trade Secret | 2020 | 2021
20263-228838-01 | Xcel Energy | 85 | 13781 | IOU | 03242057 | 9.86 | Solar |  |  | Interconnected | Trade Secret | Trade | WDY | WDY322 | Residential | Solar*Rewards | Trade Secret | 2019 | 2019
20263-228838-01 | Xcel Energy | 85 | 13781 | IOU | 04269166 | 6.38 | Solar |  |  | Interconnected | Trade Secret | Trade | SLP | SLP097 | Commercial | Solar*Rewards | Trade Secret | 2021 | 2022
20263-228838-01 | Xcel Energy | 85 | 13781 | IOU | 04794183 | 6 | Solar |  |  | Interconnected | Trade Secret | Trade | UPP | UPP063 | Residential | Solar*Rewards | Trade Secret | 2022 | 2022
20263-228838-01 | Xcel Energy | 85 | 13781 | IOU | 03131226 | 840 | Other |  |  | Interconnected | Trade Secret | Trade | MEL | MEL088 | Commercial |  | Trade Secret | 2015 | 2016
20263-228838-01 | Xcel Energy | 85 | 13781 | IOU | 05363115 | 9.423 | Solar |  |  | Withdrawn | Trade Secret | Trade | FRM | FRM062 | Residential | Solar*Rewards | Trade Secret | 2023
20263-228838-01 | Xcel Energy | 85 | 13781 | IOU | 06212008 | 11.322 | Solar |  |  | Interconnected | Trade Secret | Trade | RLK | RLK066 | Residential |  | Trade Secret | 2025 | 2025
20263-228838-01 | Xcel Energy | 85 | 13781 | IOU | 06228460 | 5.933 | Solar |  |  | Interconnected | Trade Secret | Trade | APA | APA071 | Residential |  | Trade Secret | 2025 | 2026
20263-228838-01 | Xcel Energy | 85 | 13781 | IOU | OID2700942 | 39.76 | Solar |  |  | Withdrawn | Trade Secret | Trade | SLP | SLP081 | Commercial | Made in Minnesota | Trade Secret | 2016
20263-228838-01 |  |  |  |  | OID3949821 |  | Solar |  |  | Withdrawn | Trade Secret | Trade | SLP | SLP072 | Residential | Solar*Rewards |  | 2019
20263-228838-01 | Xcel Energy | 85 | 13781 | IOU | 06208662 | 5.052 | Solar |  |  | Interconnected | Trade Secret | Trade | SLP | SLP072 | Residential | Solar*Rewards | Trade Secret | 2025 | 2025
20263-228838-01 | Xcel Energy | 85 | 13781 | IOU | 03320153 | 9.994 | Solar |  |  | Interconnected | Trade Secret | Trade | SLP | SLP072 | Residential | Solar*Rewards | Trade Secret | 2019 | 2020
20263-228838-01 | Xcel Energy | 85 | 13781 | IOU | 05535752 | 30 | Storage |  |  | Interconnected | Trade Secret | Trade | AHI | AHI024 | Commercial |  | Trade Secret | 2023 | 2023
20263-228838-01 | Xcel Energy | 85 | 13781 | IOU | 05279470 | 240 | Solar |  |  | Interconnected | Trade Secret | Trade | AHI | AHI024 | Commercial |  | Trade Secret | 2022 | 2023
20263-228838-01 | Xcel Energy | 85 | 13781 | IOU | 05765631 | 10.121 | Solar |  |  | Interconnected | Trade Secret | Trade | HUG | HUG311 | Residential | Solar*Rewards | Trade Secret | 2024 | 2024
20263-228838-01 | Xcel Energy | 85 | 13781 | IOU | 03358502 | 5 | Solar |  |  | Interconnected | Trade Secret | Trade | SOU | SOU075 | Residential | Solar*Rewards | Trade Secret | 2019 | 2020
20263-228838-01 | Xcel Energy | 85 | 13781 | IOU | 04239978 | 5.054 | Solar |  |  | Interconnected | Trade Secret | Trade | STY | STY065 | Residential | Solar*Rewards | Trade Secret | 2021 | 2021
20263-228838-01 | Xcel Energy | 85 | 13781 | IOU | 05901693 | 4.875 | Solar |  |  | Interconnected | Trade Secret | Trade | APA | APA073 | Residential |  | Trade Secret | 2024 | 2024
20263-228838-01 | Xcel Energy | 85 | 13781 | IOU | 05227004 | 5.235 | Solar |  |  | Active Application | Trade Secret | Trade | LEX | LEX071 | Residential |  | Trade Secret | 2022
20263-228838-01 | Xcel Energy | 85 | 13781 | IOU | 06202906 | 6.98 | Solar |  |  | Interconnected | Trade Secret | Trade | GNL | GNL063 | Residential | Solar*Rewards | Trade Secret | 2025 | 2025
20263-228838-01 | Xcel Energy | 85 | 13781 | IOU | 05315304 | 5.22 | Solar |  |  | Interconnected | Trade Secret | Trade | RPL | RPL063 | Residential |  | Trade Secret | 2022 | 2023
20263-228838-01 | Xcel Energy | 85 | 13781 | IOU | 05671007 | 7.56 | Solar |  |  | Interconnected | Trade Secret | Trade | APA | APA076 | Residential |  | Trade Secret | 2023 | 2024
20263-228838-01 | Xcel Energy | 85 | 13781 | IOU | 06018008 | 17.56 | Storage |  |  | Interconnected | Trade Secret | Trade | APA | APA076 | Residential |  | Trade Secret | 2024 | 2025
20263-228838-01 | Xcel Energy | 85 | 13781 | IOU | 05377684 | 7.83 | Solar |  |  | Interconnected | Trade Secret | Trade | WDY | WDY321 | Residential |  | Trade Secret | 2023 | 2023
20263-228838-01 | Xcel Energy | 85 | 13781 | IOU | 05142352 | 4.932 | Solar |  |  | Interconnected | Trade Secret | Trade | ALK | ALK063 | Residential |  | Trade Secret | 2022 | 2022
20263-228838-01 | Xcel Energy | 85 | 13781 | IOU | 03129787 | 9.99 | Solar |  |  | Interconnected | Trade Secret | Trade | ESW | ESW071 | Commercial |  | Trade Secret | 2015 | 2016
20263-228838-01 | Xcel Energy | 85 | 13781 | IOU | OID3862531 | 19.999 | Solar |  |  | Withdrawn | Trade Secret | Trade | APA | APA072 | Commercial | Solar*Rewards | Trade Secret | 2019
20263-228838-01 | Xcel Energy | 85 | 13781 | IOU | OID3950646 | 19.999 | Solar |  |  | Withdrawn | Trade Secret | Trade | APA | APA072 | Commercial | Solar*Rewards | Trade Secret | 2019
20263-228838-01 | Xcel Energy | 85 | 13781 | IOU | OID3470295 | 19.999 | Solar |  |  | Withdrawn | Trade Secret | Trade | APA | APA072 | Commercial | Solar*Rewards | Trade Secret | 2018
20263-228838-01 | Xcel Energy | 85 | 13781 | IOU | 03131834 | 19.999 | Solar |  |  | Interconnected | Trade Secret | Trade | APA | APA072 | Commercial | Solar*Rewards | Trade Secret | 2017 | 2018
20263-228838-01 | Xcel Energy | 85 | 13781 | IOU | 03593973 | 19.999 | Solar |  |  | Interconnected | Trade Secret | Trade | APA | APA072 | Commercial | Solar*Rewards | Trade Secret | 2020 | 2020
20263-228838-01 | Xcel Energy | 85 | 13781 | IOU | 03132112 | 39.998 | Solar |  |  | Interconnected | Trade Secret | Trade | APA | APA072 | Commercial | Made in Minnesota | Trade Secret | 2017 | 2018
20263-228838-01 | Xcel Energy | 85 | 13781 | IOU | 05239524 | 5.248 | Solar |  |  | Interconnected | Trade Secret | Trade | FSL | FSL312 | Residential |  | Trade Secret | 2022 | 2023
20263-228838-01 | Xcel Energy | 85 | 13781 | IOU | 05846430 | 12.288 | Solar |  |  | Active Application | Trade Secret | Trade | UPP | UPP085 | Residential |  | Trade Secret | 2024
20263-228838-01 | Xcel Energy | 85 | 13781 | IOU | 05931122 | 9.869 | Solar |  |  | Interconnected | Trade Secret | Trade | UPP | UPP085 | Residential | Solar*Rewards | Trade Secret | 2024 | 2024
20263-228838-01 | Xcel Energy | 85 | 13781 | IOU | 03131803 | 5 | Solar |  |  | Interconnected | Trade Secret | Trade | MEL | MEL073 | Residential | Made in Minnesota | Trade Secret | 2017 | 2017
20263-228838-01 | Xcel Energy | 85 | 13781 | IOU | 05828363 | 3.141 | Solar |  |  | Interconnected | Trade Secret | Trade | MEL | MEL073 | Residential | Solar*Rewards | Trade Secret | 2024 | 2024
20263-228838-01 | Xcel Energy | 85 | 13781 | IOU | 04441650 | 19.988 | Solar |  |  | Interconnected | Trade Secret | Trade | RED | RED091 | Residential | Solar*Rewards | Trade Secret | 2021 | 2022
20263-228838-01 | Xcel Energy | 85 | 13781 | IOU | 06226153 | 10 | Storage |  |  | Interconnected | Trade Secret | Trade | MND | MND072 | Residential |  | Trade Secret | 2025 | 2026
20263-228838-01 | Xcel Energy | 85 | 13781 | IOU | 05394576 | 5.85 | Solar |  |  | Interconnected | Trade Secret | Trade | MND | MND072 | Residential |  | Trade Secret | 2023 | 2023
20263-228838-01 | Xcel Energy | 85 | 13781 | IOU | 05488515 | 6.5 | Solar |  |  | Interconnected | Trade Secret | Trade | MND | MND072 | Residential |  | Trade Secret | 2023 | 2023
20263-228838-01 | Xcel Energy | 85 | 13781 | IOU | 03133871 | 8.5 | Solar |  |  | Interconnected | Trade Secret | Trade | NOF | NOF061 | Residential | Made in Minnesota | Trade Secret | 2014 | 2014
20263-228838-01 | Xcel Energy | 85 | 13781 | IOU | SRO29552 | 5 | Solar |  |  | Withdrawn | Trade Secret | Trade | APA | APA075 | Residential | Solar*Rewards | Trade Secret | 2013
20263-228838-01 | Xcel Energy | 85 | 13781 | IOU | 03134523 | 2.4 | Solar |  |  | Interconnected | Trade Secret | Trade | APA | APA075 | Residential | Solar*Rewards | Trade Secret | 2015 | 2015
20263-228838-01 | Xcel Energy | 85 | 13781 | IOU | 04794110 | 5.8 | Solar |  |  | Interconnected | Trade Secret | Trade | ALD | ALD072 | Residential | Solar*Rewards | Trade Secret | 2022 | 2022
20263-228838-01 | Xcel Energy | 85 | 13781 | IOU | 04793873 | 4.188 | Solar |  |  | Interconnected | Trade Secret | Trade | ALD | ALD084 | Residential | Solar*Rewards | Trade Secret | 2022 | 2022
20263-228838-01 | Xcel Energy | 85 | 13781 | IOU | 03697167 | 19.88 | Solar |  |  | Active Application | Trade Secret | Trade | CEL | CEL064 | Commercial | Solar*Rewards | Trade Secret | 2020
20263-228838-01 | Xcel Energy | 85 | 13781 | IOU | 06139821 | 6.144 | Solar |  |  | Interconnected | Trade Secret | Trade | APA | APA061 | Residential | Solar*Rewards | Trade Secret | 2025 | 2025
20263-228838-01 | Xcel Energy | 85 | 13781 | IOU | 05601563 | 6.046 | Solar |  |  | Interconnected | Trade Secret | Trade | LEX | LEX333 | Residential | Solar*Rewards | Trade Secret | 2023 | 2024
20263-228838-01 | Xcel Energy | 85 | 13781 | IOU | 03132683 | 3.08 | Solar |  |  | Interconnected | Trade Secret | Trade | SOU | SOU065 | Residential | Solar*Rewards | Trade Secret | 2018 | 2019
20263-228838-01 | Xcel Energy | 85 | 13781 | IOU | 03134262 | 10.5 | Solar |  |  | Interconnected | Trade Secret | Trade | BRP | BRP071 | Residential | Made in Minnesota | Trade Secret | 2015 | 2012
20263-228838-01 | Xcel Energy | 85 | 13781 | IOU | 03133623 | 3.6 | Solar |  |  | Interconnected | Trade Secret | Trade | BRP | BRP071 | Residential | Solar*Rewards | Trade Secret | 2012 | 2015
20263-228838-01 | Xcel Energy | 85 | 13781 | IOU | 05959756 | 5.76 | Solar |  |  | Withdrawn | Trade Secret | Trade | CTR | CTR021 | Residential | Solar*Rewards | Trade Secret | 2024
20263-228838-01 | Xcel Energy | 85 | 13781 | IOU | 04943853 | 6.98 | Solar |  |  | Interconnected | Trade Secret | Trade | MOL | MOL068 | Residential | Solar*Rewards | Trade Secret | 2022 | 2022
20263-228838-01 | Xcel Energy | 85 | 13781 | IOU | 05943249 | 4.875 | Solar |  |  | Interconnected | Trade Secret | Trade | HWW | HWW062 | Residential |  | Trade Secret | 2024 | 2024
20263-228838-01 | Xcel Energy | 85 | 13781 | IOU | 06039190 | 5.052 | Solar |  |  | Active Application | Trade Secret | Trade | RIV | RIV076 | Residential |  | Trade Secret | 2024
20263-228838-01 | Xcel Energy | 85 | 13781 | IOU | 05876173 | 5.2 | Solar |  |  | Interconnected | Trade Secret | Trade | ALK | ALK072 | Residential |  | Trade Secret | 2024 | 2024
20263-228838-01 |  |  |  |  | 06204863 |  |  |  |  | Withdrawn | Trade Secret | Trade | RLK | RLK066 | Residential |  |  | 2025
20263-228838-01 | Xcel Energy | 85 | 13781 | IOU | 06124156 | 14.044 | Solar |  |  | Interconnected | Trade Secret | Trade | RLK | RLK066 | Residential | Solar*Rewards | Trade Secret | 2025 | 2025
20263-228838-01 | Xcel Energy | 85 | 13781 | IOU | 04108490 | 5 | Solar |  |  | Interconnected | Trade Secret | Trade | ATW | ATW062 | Residential | Solar*Rewards | Trade Secret | 2020 | 2021
20263-228838-01 | Xcel Energy | 85 | 13781 | IOU | 04249499 | 4.64 | Solar |  |  | Interconnected | Trade Secret | Trade | NOF | NOF072 | Residential | Solar*Rewards | Trade Secret | 2021 | 2021
20263-228838-01 | Xcel Energy | 85 | 13781 | IOU | OID3470300 | 39.998 | Solar |  |  | Withdrawn | Trade Secret | Trade | HWW | HWW071 | Commercial | Solar*Rewards | Trade Secret | 2018
20263-228838-01 | Xcel Energy | 85 | 13781 | IOU | OID3470294 | 39.998 | Solar |  |  | Withdrawn | Trade Secret | Trade | HWW | HWW071 | Commercial | Solar*Rewards | Trade Secret | 2018
20263-228838-01 | Xcel Energy | 85 | 13781 | IOU | OID3285009 | 19.999 | Solar |  |  | Withdrawn | Trade Secret | Trade | HWW | HWW071 | Commercial | Solar*Rewards | Trade Secret | 2018
20263-228838-01 | Xcel Energy | 85 | 13781 | IOU | 04886603 | 2.792 | Solar |  |  | Interconnected | Trade Secret | Trade | WES | WES063 | Residential | Solar*Rewards | Trade Secret | 2022 | 2022
20263-228838-01 | Xcel Energy | 85 | 13781 | IOU | 04794159 | 12 | Solar |  |  | Interconnected | Trade Secret | Trade | HWW | HWW073 | Residential | Solar*Rewards | Trade Secret | 2022 | 2022
20263-228838-01 | Xcel Energy | 85 | 13781 | IOU | 06118345 | 11.904 | Solar |  |  | Interconnected | Trade Secret | Trade | SOU | SOU078 | Residential |  | Trade Secret | 2025 | 2025
20263-228838-01 | Xcel Energy | 85 | 13781 | IOU | 06205322 | 2.323 | Solar |  |  | Active Application | Trade Secret | Trade | CGR | CGR061 | Residential |  | Trade Secret | 2025
20263-228838-01 | Xcel Energy | 85 | 13781 | IOU | 05761319 | 14.592 | Solar |  |  | Withdrawn | Trade Secret | Trade | RIV | RIV073 | Residential | Solar*Rewards | Trade Secret | 2024
20263-228838-01 | Xcel Energy | 85 | 13781 | IOU | 06322387 | 4.886 | Solar |  |  | Active Application | Trade Secret | Trade | MPK | MPK064 | Residential | Solar*Rewards | Trade Secret | 2026
20263-228838-01 |  |  |  |  | 05410169 |  |  |  |  | Active Application | Trade Secret | Trade | MPK | MPK064 | Commercial |  |  | 2023
20263-228838-01 | Xcel Energy | 85 | 13781 | IOU | 03129712 | 39.998 | Solar |  |  | Interconnected | Trade Secret | Trade | GLK | GLK064 | Commercial | Solar*Rewards | Trade Secret | 2018 | 2019
20263-228838-01 | Xcel Energy | 85 | 13781 | IOU | 03132917 | 3.77 | Solar |  |  | Interconnected | Trade Secret | Trade | ECK | ECK062 | Residential | Solar*Rewards | Trade Secret | 2018 | 2018
20263-228838-01 | Xcel Energy | 85 | 13781 | IOU | 05719750 | 5.67 | Solar |  |  | Interconnected | Trade Secret | Trade | HWW | HWW062 | Residential | Solar*Rewards | Trade Secret | 2024 | 2024
20263-228838-01 | Xcel Energy | 85 | 13781 | IOU | 05952791 | 6.387 | Solar |  |  | Interconnected | Trade Secret | Trade | RIV | RIV076 | Residential | Solar*Rewards | Trade Secret | 2024 | 2024
20263-228838-01 | Xcel Energy | 85 | 13781 | IOU | 05776570 | 4.175 | Solar |  |  | Interconnected | Trade Secret | Trade | ALD | ALD095 | Residential | Solar*Rewards | Trade Secret | 2024 | 2024
20263-228838-01 | Xcel Energy | 85 | 13781 | IOU | OID2244210 | 18 | Solar |  |  | Withdrawn | Trade Secret | Trade | ECK | ECK342 | Commercial | Solar*Rewards | Trade Secret | 2015
20263-228838-01 | Xcel Energy | 85 | 13781 | IOU | 03131597 | 39.998 | Solar |  |  | Interconnected | Trade Secret | Trade | ECK | ECK342 | Commercial | Made in Minnesota | Trade Secret | 2017 | 2017
20263-228838-01 | Xcel Energy | 85 | 13781 | IOU | 03131385 | 19.999 | Solar |  |  | Interconnected | Trade Secret | Trade | ECK | ECK342 | Commercial | Solar*Rewards | Trade Secret | 2017 | 2017
20263-228838-01 | Xcel Energy | 85 | 13781 | IOU | 03132794 | 19.999 | Solar |  |  | Interconnected | Trade Secret | Trade | ECK | ECK342 | Commercial | Solar*Rewards | Trade Secret | 2018 | 2019
20263-228838-01 | Xcel Energy | 85 | 13781 | IOU | 05487208 | 3.792 | Solar |  |  | Interconnected | Trade Secret | Trade | MOL | MOL068 | Residential |  | Trade Secret | 2023 | 2023
20263-228838-01 | Xcel Energy | 85 | 13781 | IOU | 05270341 | 4 | Solar |  |  | Interconnected | Trade Secret | Trade | GLK | GLK071 | Residential |  | Trade Secret | 2022 | 2023
20263-228838-01 | Xcel Energy | 85 | 13781 | IOU | OID2019220 | 7.63 | Solar |  |  | Withdrawn | Trade Secret | Trade | ALT | ALT021 | Residential | Solar*Rewards | Trade Secret | 2014
20263-228838-01 | Xcel Energy | 85 | 13781 | IOU | 04794270 | 7.83 | Solar |  |  | Withdrawn | Trade Secret | Trade | MPK | MPK085 | Residential | Solar*Rewards | Trade Secret | 2022
20263-228838-01 | Xcel Energy | 85 | 13781 | IOU | 06045536 | 3.747 | Solar |  |  | Interconnected | Trade Secret | Trade | PRR | PRR062 | Residential |  | Trade Secret | 2024 | 2025
20263-228838-01 | Xcel Energy | 85 | 13781 | IOU | 05423636 | 6.175 | Solar |  | X | Active Application | Trade Secret | Trade | PRR | PRR062 | Residential | Solar*Rewards | Trade Secret | 2023
20263-228838-01 | Xcel Energy | 85 | 13781 | IOU | 03131007 | 2.5 | Solar |  |  | Interconnected | Trade Secret | Trade | LLK | LLK072 | Residential |  | Trade Secret | 2010 | 2010
20263-228838-01 | Xcel Energy | 85 | 13781 | IOU | 03132887 | 6.67 | Solar |  |  | Interconnected | Trade Secret | Trade | BCR | BCR083 | Residential | Solar*Rewards | Trade Secret | 2018 | 2019
20263-228838-01 | Xcel Energy | 85 | 13781 | IOU | 04422229 | 3.839 | Solar |  |  | Interconnected | Trade Secret | Trade | HYL | HYL062 | Residential | Solar*Rewards | Trade Secret | 2021 | 2021
20263-228838-01 | Xcel Energy | 85 | 13781 | IOU | 04590396 | 8.41 | Solar |  |  | Interconnected | Trade Secret | Trade | HWW | HWW073 | Commercial |  | Trade Secret | 2021 | 2021
20263-228838-01 | Xcel Energy | 85 | 13781 | IOU | 03133630 | 5 | Solar |  |  | Interconnected | Trade Secret | Trade | HWW | HWW073 | Commercial | Solar*Rewards | Trade Secret | 2012 | 2013
20263-228838-01 | Xcel Energy | 85 | 13781 | IOU | 04922252 | 4.95 | Solar |  |  | Interconnected | Trade Secret | Trade | FSL | FSL312 | Residential | Solar*Rewards | Trade Secret | 2022 | 2022
20263-228838-01 | Xcel Energy | 85 | 13781 | IOU | 05809196 | 9.216 | Solar |  |  | Active Application | Trade Secret | Trade | WCR | WCR322 | Residential | Solar*Rewards | Trade Secret | 2024
20263-228838-01 | Xcel Energy | 85 | 13781 | IOU | 05784337 | 9.216 | Solar |  |  | Active Application | Trade Secret | Trade | WCR | WCR322 | Residential | Solar*Rewards | Trade Secret | 2024
20263-228838-01 | Xcel Energy | 85 | 13781 | IOU | 06119115 | 9.184 | Solar |  |  | Interconnected | Trade Secret | Trade | AFT | AFT321 | Residential | Solar*Rewards | Trade Secret | 2025 | 2025
20263-228838-01 | Xcel Energy | 85 | 13781 | IOU | 03134028 | 18 | Solar |  |  | Interconnected | Trade Secret | Trade | GSL | GSL342 | Commercial | Solar*Rewards | Trade Secret | 2014 | 2015
20263-228838-01 | Xcel Energy | 85 | 13781 | IOU | 04408085 | 8.98 | Solar |  |  | Active Application | Trade Secret | Trade | CHE | CHE065 | Residential | Solar*Rewards | Trade Secret | 2021
20263-228838-01 | Xcel Energy | 85 | 13781 | IOU | 04537042 | 8.98 | Solar |  |  | Interconnected | Trade Secret | Trade | CHE | CHE065 | Residential |  | Trade Secret | 2021 | 2021
20263-228838-01 | Xcel Energy | 85 | 13781 | IOU | 05860125 | 3.747 | Solar |  |  | Active Application | Trade Secret | Trade | WES | WES064 | Residential |  | Trade Secret | 2024
20263-228838-01 | Xcel Energy | 85 | 13781 | IOU | 05259905 | 6.67 | Solar |  |  | Interconnected | Trade Secret | Trade | APA | APA069 | Residential |  | Trade Secret | 2022 | 2023
20263-228838-01 |  |  |  |  | OID3577982 |  | Solar |  |  | Withdrawn | Trade Secret | Trade | WAS | WAS092 | Commercial | Solar*Rewards |  | 2018
20263-228838-01 | Xcel Energy | 85 | 13781 | IOU | OID2044538 | 18 | Solar |  |  | Withdrawn | Trade Secret | Trade | EDA | EDA068 | Commercial | Solar*Rewards | Trade Secret | 2014
20263-228838-01 | Xcel Energy | 85 | 13781 | IOU | 05959334 | 5.052 | Solar |  |  | Active Application | Trade Secret | Trade | AFT | AFT322 | Residential |  | Trade Secret | 2024
20263-228838-01 | Xcel Energy | 85 | 13781 | IOU | 03768067 | 9.57 | Solar |  |  | Interconnected | Trade Secret | Trade | SOU | SOU063 | Residential | Solar*Rewards | Trade Secret | 2020 | 2020
20263-228838-01 | Xcel Energy | 85 | 13781 | IOU | 03133518 | 3.44 | Solar |  |  | Interconnected | Trade Secret | Trade | GVW | GVW021 | Residential | Solar*Rewards | Trade Secret | 2011 | 2010
20263-228838-01 | Xcel Energy | 85 | 13781 | IOU | 03133162 | 4.18 | Solar |  |  | Interconnected | Trade Secret | Trade | GVW | GVW021 | Residential | Solar*Rewards | Trade Secret | 2010 | 2010
20263-228838-01 | Xcel Energy | 85 | 13781 | IOU | SRO19553 | 3.01 | Solar |  |  | Withdrawn | Trade Secret | Trade | GVW | GVW021 | Residential | Solar*Rewards | Trade Secret | 2011
20263-228838-01 | Xcel Energy | 85 | 13781 | IOU | 04389878 | 2.46 | Solar |  |  | Active Application | Trade Secret | Trade | GVW | GVW021 | Residential | Solar*Rewards | Trade Secret | 2021
20263-228838-01 | Xcel Energy | 85 | 13781 | IOU | 06229398 | 7.6 | Solar |  |  | Interconnected | Trade Secret | Trade | EKO | EKO021 | Residential |  | Trade Secret | 2025 | 2025
20263-228838-01 | Xcel Energy | 85 | 13781 | IOU | 05966534 | 5.052 | Solar |  |  | Interconnected | Trade Secret | Trade | FSL | FSL312 | Residential |  | Trade Secret | 2024 | 2025
20263-228838-01 | Xcel Energy | 85 | 13781 | IOU | OID2608491 | 7.63 | Solar |  |  | Withdrawn | Trade Secret | Trade | SLP | SLP086 | Residential | Made in Minnesota | Trade Secret | 2016
20263-228838-01 | Xcel Energy | 85 | 13781 | IOU | 06219590 | 4.886 | Solar |  |  | Interconnected | Trade Secret | Trade | WWK | WWK311 | Residential |  | Trade Secret | 2025 | 2025
20263-228838-01 | Xcel Energy | 85 | 13781 | IOU | 04123140 | 7.616 | Solar |  |  | Active Application | Trade Secret | Trade | HUG | HUG322 | Residential | Solar*Rewards | Trade Secret | 2020
20263-228838-01 | Xcel Energy | 85 | 13781 | IOU | 06310240 | 99.6 | Solar |  |  | Active Application | Trade Secret | Trade | FRM | FRM071 | Commercial |  | Trade Secret | 2026
20263-228838-01 | Xcel Energy | 85 | 13781 | IOU | OID2518177 | 5 | Solar |  |  | Withdrawn | Trade Secret | Trade | RLK | RLK069 | Residential | Solar*Rewards | Trade Secret | 2016
20263-228838-01 | Xcel Energy | 85 | 13781 | IOU | 03134854 | 3.8 | Solar |  |  | Interconnected | Trade Secret | Trade | RLK | RLK069 | Residential | Made in Minnesota | Trade Secret | 2016 | 2016
20263-228838-01 | Xcel Energy | 85 | 13781 | IOU | 05202213 | 20.244 | Solar |  | X | Interconnected | Trade Secret | Trade | OPK | OPK073 | Residential |  | Trade Secret | 2022 | 2022
20263-228838-01 | Xcel Energy | 85 | 13781 | IOU | 06171787 | 11.52 | Solar |  |  | Active Application | Trade Secret | Trade | GVW | GVW023 | Residential | Solar*Rewards | Trade Secret | 2025
20263-228838-01 | Xcel Energy | 85 | 13781 | IOU | 06056707 | 3.416 | Solar |  |  | Interconnected | Trade Secret | Trade | SLP | SLP322 | Residential |  | Trade Secret | 2025 | 2025
20263-228838-01 | Xcel Energy | 85 | 13781 | IOU | 05867400 | 5.052 | Solar |  |  | Interconnected | Trade Secret | Trade | MOL | MOL071 | Residential |  | Trade Secret | 2024 | 2024
20263-228838-01 | Xcel Energy | 85 | 13781 | IOU | 06241726 | 6.528 | Solar |  |  | Active Application | Trade Secret | Trade | BRP | BRP063 | Residential |  | Trade Secret | 2026
20263-228838-01 | Xcel Energy | 85 | 13781 | IOU | 05682505 | 3.15 | Solar |  |  | Interconnected | Trade Secret | Trade | TLK | TLK073 | Residential |  | Trade Secret | 2024 | 2024
20263-228838-01 | Xcel Energy | 85 | 13781 | IOU | 04438422 | 6.631 | Solar |  |  | Active Application | Trade Secret | Trade | ZUM | ZUM022 | Residential | Solar*Rewards | Trade Secret | 2021
20263-228838-01 | Xcel Energy | 85 | 13781 | IOU | 05973491 | 7.6 | Solar |  |  | Interconnected | Trade Secret | Trade | DHL | DHL061 | Residential | Solar*Rewards | Trade Secret | 2025 | 2025
20263-228838-01 | Xcel Energy | 85 | 13781 | IOU | 03134263 | 10.5 | Solar |  |  | Interconnected | Trade Secret | Trade | ALK | ALK072 | Residential | Made in Minnesota | Trade Secret | 2015 | 2015
20263-228838-01 | Xcel Energy | 85 | 13781 | IOU | 06270143 | 6.98 | Solar |  |  | Active Application | Trade Secret | Trade | UPP | UPP082 | Residential |  | Trade Secret | 2025
20263-228838-01 | Xcel Energy | 85 | 13781 | IOU | 06201939 | 12.526 | Solar |  |  | Interconnected | Trade Secret | Trade | SOU | SOU064 | Residential |  | Trade Secret | 2025 | 2025
20263-228838-01 | Xcel Energy | 85 | 13781 | IOU | SRO20248 | 21.285 | Solar |  |  | Withdrawn | Trade Secret | Trade | PIL | PIL021 | Commercial | Solar*Rewards | Trade Secret | 2011
20263-228838-01 | Xcel Energy | 85 | 13781 | IOU | 03133821 | 20.64 | Solar |  |  | Interconnected | Trade Secret | Trade | PIL | PIL021 | Commercial | Solar*Rewards | Trade Secret | 2013 | 2013
20263-228838-01 | Xcel Energy | 85 | 13781 | IOU | 05693609 | 15.12 | Solar |  |  | Interconnected | Trade Secret | Trade | DOC | DOC021 | Residential |  | Trade Secret | 2024 | 2024
20263-228838-01 | Xcel Energy | 85 | 13781 | IOU | 04829156 | 4.384 | Solar |  |  | Interconnected | Trade Secret | Trade | OSS | OSS065 | Residential | Solar*Rewards | Trade Secret | 2022 | 2022
20263-228838-01 | Xcel Energy | 85 | 13781 | IOU | 06167995 | 7.616 | Solar |  |  | Withdrawn | Trade Secret | Trade | UPP | UPP085 | Residential |  | Trade Secret | 2025
20263-228838-01 | Xcel Energy | 85 | 13781 | IOU | 03132397 | 3.8 | Solar |  |  | Interconnected | Trade Secret | Trade | SOU | SOU065 | Residential | Solar*Rewards | Trade Secret | 2018 | 2018
20263-228838-01 | Xcel Energy | 85 | 13781 | IOU | 06245957 | 4.188 | Solar |  |  | Active Application | Trade Secret | Trade | APA | APA071 | Residential |  | Trade Secret | 2025
20263-228838-01 | Xcel Energy | 85 | 13781 | IOU | 03133867 | 7 | Solar |  |  | Interconnected | Trade Secret | Trade | LAP | LAP311 | Residential | Made in Minnesota | Trade Secret | 2014 | 2014
20263-228838-01 | Xcel Energy | 85 | 13781 | IOU | OID2250567 | 13.5 | Solar |  |  | Withdrawn | Trade Secret | Trade | WAB | WAB031 | Residential | Solar*Rewards | Trade Secret | 2015
20263-228838-01 | Xcel Energy | 85 | 13781 | IOU | 03135035 | 8 | Solar |  |  | Interconnected | Trade Secret | Trade | WAB | WAB031 | Residential | Made in Minnesota | Trade Secret | 2016 | 2017
20263-228838-01 | Xcel Energy | 85 | 13781 | IOU | 04849183 | 6.631 | Solar |  |  | Interconnected | Trade Secret | Trade | SOU | SOU077 | Commercial |  | Trade Secret | 2022 | 2022
20263-228838-01 | Xcel Energy | 85 | 13781 | IOU | 05424394 | 5.052 | Solar |  |  | Interconnected | Trade Secret | Trade | SOU | SOU063 | Residential | Solar*Rewards | Trade Secret | 2023 | 2023
20263-228838-01 | Xcel Energy | 85 | 13781 | IOU | 05267103 | 7.04 | Solar |  |  | Interconnected | Trade Secret | Trade | WDY | WDY311 | Residential |  | Trade Secret | 2022 | 2023
20263-228838-01 | Xcel Energy | 85 | 13781 | IOU | 03135116 | 2.5 | Solar |  |  | Interconnected | Trade Secret | Trade | GVW | GVW032 | Residential | Solar*Rewards | Trade Secret | 2016 | 2017
20263-228838-01 | Xcel Energy | 85 | 13781 | IOU | 05936817 | 3.747 | Solar |  |  | Interconnected | Trade Secret | Trade | MOL | MOL061 | Residential |  | Trade Secret | 2024 | 2025
20263-228838-01 | Xcel Energy | 85 | 13781 | IOU | 06234684 | 6.08 | Solar |  |  | Active Application | Trade Secret | Trade | RAM | RAM073 | Residential |  | Trade Secret | 2025
20263-228838-01 | Xcel Energy | 85 | 13781 | IOU | 05901822 | 9.489 | Solar |  |  | Interconnected | Trade Secret | Trade | GLK | GLK062 | Residential | Solar*Rewards | Trade Secret | 2024 | 2024
20263-228838-01 | Xcel Energy | 85 | 13781 | IOU | 05163263 | 5.76 | Solar |  |  | Interconnected | Trade Secret | Trade | WCR | WCR322 | Residential |  | Trade Secret | 2022 | 2022
20263-228838-01 | Xcel Energy | 85 | 13781 | IOU | 05232209 | 7.83 | Solar |  |  | Interconnected | Trade Secret | Trade | HWW | HWW062 | Residential |  | Trade Secret | 2022 | 2023
20263-228838-01 | Xcel Energy | 85 | 13781 | IOU | 04967825 | 4.06 | Solar |  |  | Interconnected | Trade Secret | Trade | RMT | RMT321 | Residential |  | Trade Secret | 2022 | 2022
20263-228838-01 | Xcel Energy | 85 | 13781 | IOU | 05570926 | 9.984 | Solar |  |  | Interconnected | Trade Secret | Trade | AFT | AFT315 | Residential |  | Trade Secret | 2023 | 2024
20263-228838-01 | Xcel Energy | 85 | 13781 | IOU | 06195911 | 4.064 | Solar |  |  | Active Application | Trade Secret | Trade | RLK | RLK073 | Residential | Solar*Rewards | Trade Secret | 2025
20263-228838-01 |  |  |  |  | OID2806583 |  | Solar |  |  | Withdrawn | Trade Secret | Trade | RIV | RIV065 | Commercial |  |  | 2013
20263-228838-01 | Xcel Energy | 85 | 13781 | IOU | 04423308 | 6.282 | Solar |  |  | Interconnected | Trade Secret | Trade | LEX | LEX061 | Residential | Solar*Rewards | Trade Secret | 2021 | 2021
20263-228838-01 | Xcel Energy | 85 | 13781 | IOU | 04353477 | 3.747 | Solar |  |  | Interconnected | Trade Secret | Trade | MOL | MOL073 | Residential |  | Trade Secret | 2021 | 2021
20263-228838-01 | Xcel Energy | 85 | 13781 | IOU | 03132722 | 4.06 | Solar |  |  | Interconnected | Trade Secret | Trade | MPK | MPK076 | Residential | Solar*Rewards | Trade Secret | 2018 | 2018
20263-228838-01 | Xcel Energy | 85 | 13781 | IOU | 03507608 | 9.28 | Solar |  |  | Interconnected | Trade Secret | Trade | WSG | WSG071 | Residential | Solar*Rewards | Trade Secret | 2019 | 2020
20263-228838-01 | Xcel Energy | 85 | 13781 | IOU | 04611239 | 2.962 | Solar |  |  | Interconnected | Trade Secret | Trade | HYL | HYL074 | Residential |  | Trade Secret | 2021 | 2021
20263-228838-01 | Xcel Energy | 85 | 13781 | IOU | 05933431 | 6.046 | Solar |  |  | Active Application | Trade Secret | Trade | GRC | GRC313 | Residential |  | Trade Secret | 2024
20263-228838-01 | Xcel Energy | 85 | 13781 | IOU | 03134375 | 3.8 | Solar |  |  | Interconnected | Trade Secret | Trade | TER | TER071 | Residential | Made in Minnesota | Trade Secret | 2015 | 2015
20263-228838-01 | Xcel Energy | 85 | 13781 | IOU | 03244072 | 3.77 | Solar |  |  | Interconnected | Trade Secret | Trade | EBL | EBL084 | Residential | Solar*Rewards | Trade Secret | 2019 | 2019
20263-228838-01 | Xcel Energy | 85 | 13781 | IOU | 04229189 | 3.48 | Solar |  |  | Interconnected | Trade Secret | Trade | APA | APA076 | Residential | Solar*Rewards | Trade Secret | 2021 | 2021
20263-228838-01 | Xcel Energy | 85 | 13781 | IOU | 03133847 | 3.5 | Solar |  |  | Interconnected | Trade Secret | Trade | NER | NER021 | Residential | Made in Minnesota | Trade Secret | 2014 | 2015
20263-228838-01 | Xcel Energy | 85 | 13781 | IOU | 05746097 | 5.67 | Solar |  |  | Interconnected | Trade Secret | Trade | HYL | HYL064 | Residential | Solar*Rewards | Trade Secret | 2024 | 2024
20263-228838-01 | Xcel Energy | 85 | 13781 | IOU | 05800087 | 5.904 | Solar |  |  | Interconnected | Trade Secret | Trade | CRL | CRL031 | Residential | Solar*Rewards | Trade Secret | 2024 | 2024
20263-228838-01 | Xcel Energy | 85 | 13781 | IOU | 05988487 | 5.76 | Solar |  |  | Interconnected | Trade Secret | Trade | WCS | WCS064 | Residential | Solar*Rewards | Trade Secret | 2024 | 2025
20263-228838-01 | Xcel Energy | 85 | 13781 | IOU | 05979443 | 6.046 | Solar |  |  | Interconnected | Trade Secret | Trade | FAP | FAP061 | Residential |  | Trade Secret | 2024 | 2025
20263-228838-01 | Xcel Energy | 85 | 13781 | IOU | 03135013 | 3.8 | Solar |  |  | Interconnected | Trade Secret | Trade | MPK | MPK071 | Residential | Made in Minnesota | Trade Secret | 2016 | 2016
20263-228838-01 | Xcel Energy | 85 | 13781 | IOU | 03820565 | 15.232 | Solar |  |  | Interconnected | Trade Secret | Trade | WEF | WEF071 | Residential | Solar*Rewards | Trade Secret | 2020 | 2021
20263-228838-01 | Xcel Energy | 85 | 13781 | IOU | 04214726 | 4.35 | Solar |  |  | Active Application | Trade Secret | Trade | SOU | SOU063 | Residential | Solar*Rewards | Trade Secret | 2020
20263-228838-01 | Xcel Energy | 85 | 13781 | IOU | 05210779 | 7.329 | Solar |  |  | Interconnected | Trade Secret | Trade | MPK | MPK074 | Residential |  | Trade Secret | 2022 | 2022
20263-228838-01 | Xcel Energy | 85 | 13781 | IOU | 03131948 | 17.57 | Solar |  |  | Interconnected | Trade Secret | Trade | DPN | DPN072 | Residential | Solar*Rewards | Trade Secret | 2017 | 2017
20263-228838-01 | Xcel Energy | 85 | 13781 | IOU | 05850955 | 5.314 | Solar |  |  | Interconnected | Trade Secret | Trade | RAM | RAM072 | Residential | Solar*Rewards | Trade Secret | 2024 | 2024
20263-228838-01 | Xcel Energy | 85 | 13781 | IOU | 04445808 | 9.28 | Solar |  |  | Interconnected | Trade Secret | Trade | ALK | ALK072 | Residential | Solar*Rewards | Trade Secret | 2022 | 2022
20263-228838-01 | Xcel Energy | 85 | 13781 | IOU | 03130163 | 5.22 | Solar |  |  | Interconnected | Trade Secret | Trade | MEL | MEL073 | Residential | Solar*Rewards | Trade Secret | 2019 | 2019
20263-228838-01 | Xcel Energy | 85 | 13781 | IOU | 05503553 | 3.16 | Solar |  |  | Interconnected | Trade Secret | Trade | SOU | SOU060 | Residential | Solar*Rewards | Trade Secret | 2023 | 2023
20263-228838-01 | Xcel Energy | 85 | 13781 | IOU | 05171203 | 7.25 | Solar |  |  | Interconnected | Trade Secret | Trade | FSL | FSL312 | Residential |  | Trade Secret | 2022 | 2022
20263-228838-01 | Xcel Energy | 85 | 13781 | IOU | 03131946 | 39.998 | Solar |  |  | Interconnected | Trade Secret | Trade | WES | WES063 | Commercial | Made in Minnesota | Trade Secret | 2017 | 2017
20263-228838-01 | Xcel Energy | 85 | 13781 | IOU | OID2019188 | 18 | Solar |  |  | Withdrawn | Trade Secret | Trade | WES | WES063 | Commercial | Solar*Rewards | Trade Secret | 2014
20263-228838-01 | Xcel Energy | 85 | 13781 | IOU | OID2019157 | 18 | Solar |  |  | Withdrawn | Trade Secret | Trade | WES | WES063 | Commercial | Solar*Rewards | Trade Secret | 2014
20263-228838-01 | Xcel Energy | 85 | 13781 | IOU | 05598755 | 9.6 | Solar |  |  | Interconnected | Trade Secret | Trade | HWW | HWW073 | Residential |  | Trade Secret | 2023 | 2024
20263-228838-01 | Xcel Energy | 85 | 13781 | IOU | 05271163 | 5.22 | Solar |  |  | Interconnected | Trade Secret | Trade | OPK | OPK073 | Residential |  | Trade Secret | 2022 | 2023
20263-228838-01 | Xcel Energy | 85 | 13781 | IOU | 03152109 | 8.2 | Solar |  |  | Interconnected | Trade Secret | Trade | VES | VES021 | Residential | Solar*Rewards | Trade Secret | 2019 | 2019
20263-228838-01 | Xcel Energy | 85 | 13781 | IOU | OID3812563 | 8.2 | Solar |  |  | Withdrawn | Trade Secret | Trade | VES | VES021 | Residential | Solar*Rewards | Trade Secret | 2019
20263-228838-01 | Xcel Energy | 85 | 13781 | IOU | 05945982 | 11.393 | Solar |  |  | Interconnected | Trade Secret | Trade | WIL | WIL078 | Residential |  | Trade Secret | 2024 | 2025
20263-228838-01 | Xcel Energy | 85 | 13781 | IOU | 05961607 | 4.592 | Solar |  |  | Interconnected | Trade Secret | Trade | LEX | LEX071 | Residential | Solar*Rewards | Trade Secret | 2024 | 2024
20263-228838-01 | Xcel Energy | 85 | 13781 | IOU | 03134571 | 9 | Solar |  |  | Interconnected | Trade Secret | Trade | PAT | PAT313 | Commercial | Solar*Rewards | Trade Secret | 2015 | 2016
20263-228838-01 | Xcel Energy | 85 | 13781 | IOU | OID2088117 | 9.12 | Solar |  |  | Withdrawn | Trade Secret | Trade | MPK | MPK074 | Residential | Solar*Rewards | Trade Secret | 2014
20263-228838-01 | Xcel Energy | 85 | 13781 | IOU | 03134371 | 4.8 | Solar |  |  | Interconnected | Trade Secret | Trade | MPK | MPK074 | Residential | Made in Minnesota | Trade Secret | 2015 | 2015
20263-228838-01 | Xcel Energy | 85 | 13781 | IOU | OID3842156 | 6.38 | Solar |  |  | Interconnected | Trade Secret | Trade | TER | TER062 | Residential | Solar*Rewards | Trade Secret | 2019 | 2019
20263-228838-01 | Xcel Energy | 85 | 13781 | IOU | OID2269453 | 5 | Solar |  |  | Withdrawn | Trade Secret | Trade | SOU | SOU081 | Residential | Made in Minnesota | Trade Secret | 2015
20263-228838-01 | Xcel Energy | 85 | 13781 | IOU | 03134301 | 5 | Solar |  |  | Interconnected | Trade Secret | Trade | SOU | SOU081 | Residential | Made in Minnesota | Trade Secret | 2015 | 2015
20263-228838-01 | Xcel Energy | 85 | 13781 | IOU | 05844712 | 5.052 | Solar |  |  | Interconnected | Trade Secret | Trade | STY | STY072 | Residential |  | Trade Secret | 2024 | 2025
20263-228838-01 | Xcel Energy | 85 | 13781 | IOU | 03767492 | 7.616 | Solar |  |  | Interconnected | Trade Secret | Trade | MEL | MEL061 | Residential | Solar*Rewards | Trade Secret | 2020 | 2020
20263-228838-01 | Xcel Energy | 85 | 13781 | IOU | 03132104 | 36 | Solar |  |  | Interconnected | Trade Secret | Trade | LEX | LEX333 | Commercial | Made in Minnesota | Trade Secret | 2017 | 2017
20263-228838-01 | Xcel Energy | 85 | 13781 | IOU | OID3138880 | 36 | Solar |  |  | Withdrawn | Trade Secret | Trade | LEX | LEX333 | Commercial | Made in Minnesota | Trade Secret | 2017
20263-228838-01 | Xcel Energy | 85 | 13781 | IOU | 03133221 | 7.98 | Solar |  |  | Interconnected | Trade Secret | Trade | KEN | KEN021 | Residential | Solar*Rewards | Trade Secret | 2010 | 2010
20263-228838-01 | Xcel Energy | 85 | 13781 | IOU | 05409488 | 11.6 | Solar |  |  | Interconnected | Trade Secret | Trade | FSL | FSL312 | Residential |  | Trade Secret | 2023 | 2023
20263-228838-01 | Xcel Energy | 85 | 13781 | IOU | 06069664 | 4.555 | Solar |  |  | Interconnected | Trade Secret | Trade | SOU | SOU061 | Residential | Solar*Rewards | Trade Secret | 2025 | 2025
20263-228838-01 | Xcel Energy | 85 | 13781 | IOU | 03134533 | 7.63 | Solar |  |  | Interconnected | Trade Secret | Trade | HOL | HOL072 | Residential | Solar*Rewards | Trade Secret | 2015 | 2016
20263-228838-01 | Xcel Energy | 85 | 13781 | IOU | 05532299 | 8.32 | Solar |  |  | Interconnected | Trade Secret | Trade | SLP | SLP097 | Residential | Solar*Rewards | Trade Secret | 2023 | 2023
20263-228838-01 | Xcel Energy | 85 | 13781 | IOU | 05827323 | 19.82 | Storage |  |  | Active Application | Trade Secret | Trade | SLP | SLP097 | Residential |  | Trade Secret | 2024
20263-228838-01 | Xcel Energy | 85 | 13781 | IOU | 05867159 | 5.052 | Solar |  |  | Interconnected | Trade Secret | Trade | TWL | TWL065 | Residential |  | Trade Secret | 2024 | 2024
20263-228838-01 | Xcel Energy | 85 | 13781 | IOU | 04834304 | 11.508 | Solar |  |  | Interconnected | Trade Secret | Trade | BEL | BEL061 | Residential |  | Trade Secret | 2022 | 2022
20263-228838-01 | Xcel Energy | 85 | 13781 | IOU | 06201265 | 50 | Solar |  |  | Active Application | Trade Secret | Trade | MPK | MPK087 | Commercial |  | Trade Secret | 2025
20263-228838-01 | Xcel Energy | 85 | 13781 | IOU | 06264161 | 7.212 | Solar |  |  | Active Application | Trade Secret | Trade | LLK | LLK072 | Residential |  | Trade Secret | 2025
20263-228838-01 | Xcel Energy | 85 | 13781 | IOU | 03133353 | 7 | Solar |  |  | Interconnected | Trade Secret | Trade | MTW | MTW021 | Residential | Solar*Rewards | Trade Secret | 2011 | 2011
20263-228838-01 | Xcel Energy | 85 | 13781 | IOU | 06103677 | 120 | Solar |  |  | Active Application | Trade Secret | Trade | SAK | SAK321 | Commercial |  | Trade Secret | 2025
20263-228838-01 | Xcel Energy | 85 | 13781 | IOU | 04850403 | 3.141 | Solar |  |  | Interconnected | Trade Secret | Trade | MDT | MDT067 | Residential | Solar*Rewards | Trade Secret | 2022 | 2023
20263-228838-01 | Xcel Energy | 85 | 13781 | IOU | 05158545 | 29.316 | Solar |  | X | Interconnected | Trade Secret | Trade | CTF | CTF021 | Residential |  | Trade Secret | 2022 | 2023
20263-228838-01 | Xcel Energy | 85 | 13781 | IOU | 05828732 | 5.052 | Solar |  |  | Interconnected | Trade Secret | Trade | TWL | TWL067 | Residential |  | Trade Secret | 2024 | 2024
20263-228838-01 | Xcel Energy | 85 | 13781 | IOU | 03131381 | 33.4 | Solar |  |  | Interconnected | Trade Secret | Trade | RIV | RIV073 | Commercial | Made in Minnesota | Trade Secret | 2017 | 2017
20263-228838-01 | Xcel Energy | 85 | 13781 | IOU | OID2019243 | 20 | Solar |  |  | Withdrawn | Trade Secret | Trade | RIV | RIV073 | Commercial | Solar*Rewards | Trade Secret | 2014
20263-228838-01 | Xcel Energy | 85 | 13781 | IOU | 04748251 | 8.12 | Solar |  |  | Active Application | Trade Secret | Trade | LCR | LCR311 | Residential |  | Trade Secret | 2021
20263-228838-01 | Xcel Energy | 85 | 13781 | IOU | 03131888 | 11.39 | Solar |  |  | Interconnected | Trade Secret | Trade | SLP | SLP084 | Residential | Solar*Rewards | Trade Secret | 2017 | 2017
20263-228838-01 | Xcel Energy | 85 | 13781 | IOU | 06199274 | 2.613 | Solar |  |  | Active Application | Trade Secret | Trade | APA | APA075 | Residential |  | Trade Secret | 2025
20263-228838-01 | Xcel Energy | 85 | 13781 | IOU | 06202517 | 2.613 | Solar |  |  | Interconnected | Trade Secret | Trade | APA | APA075 | Residential | Solar*Rewards | Trade Secret | 2025 | 2025
20263-228838-01 | Xcel Energy | 85 | 13781 | IOU | 06143276 | 7.616 | Solar |  |  | Interconnected | Trade Secret | Trade | WES | WES073 | Residential | Solar*Rewards | Trade Secret | 2025 | 2026
20263-228838-01 | Xcel Energy | 85 | 13781 | IOU | 04428324 | 2.32 | Solar |  |  | Interconnected | Trade Secret | Trade | MPK | MPK071 | Residential | Solar*Rewards | Trade Secret | 2021 | 2021
20263-228838-01 | Xcel Energy | 85 | 13781 | IOU | 06322059 | 3.84 | Solar |  |  | Active Application | Trade Secret | Trade | HWW | HWW061 | Residential | Solar*Rewards | Trade Secret | 2026
20263-228838-01 | Xcel Energy | 85 | 13781 | IOU | 06307713 | 3.84 |  |  |  | Active Application | Trade Secret | Trade | HWW | HWW061 | Residential |  | Trade Secret | 2025
20263-228838-01 | Xcel Energy | 85 | 13781 | IOU | 06126258 | 6.073 | Solar |  |  | Interconnected | Trade Secret | Trade | APA | APA075 | Residential | Solar*Rewards | Trade Secret | 2025 | 2025
20263-228838-01 | Xcel Energy | 85 | 13781 | IOU | 06086476 | 6.073 | Solar |  |  | Active Application | Trade Secret | Trade | APA | APA075 | Residential | Solar*Rewards | Trade Secret | 2025
20263-228838-01 | Xcel Energy | 85 | 13781 | IOU | 03132486 | 5 | Solar |  |  | Interconnected | Trade Secret | Trade | WES | WES074 | Residential | Solar*Rewards | Trade Secret | 2018 | 2018
20263-228838-01 | Xcel Energy | 85 | 13781 | IOU | 03505116 | 8.12 | Solar |  |  | Interconnected | Trade Secret | Trade | HYL | HYL061 | Residential | Solar*Rewards | Trade Secret | 2019 | 2020
20263-228838-01 | Xcel Energy | 85 | 13781 | IOU | 04670749 | 6.4 | Storage |  |  | Interconnected | Trade Secret | Trade | HYL | HYL061 | Residential |  | Trade Secret | 2021 | 2021
20263-228838-01 | Xcel Energy | 85 | 13781 | IOU | 03320227 | 6 | Solar |  |  | Interconnected | Trade Secret | Trade | RAM | RAM063 | Residential | Solar*Rewards | Trade Secret | 2019 | 2020
20263-228838-01 | Xcel Energy | 85 | 13781 | IOU | 04127675 | 5 | Solar |  |  | Interconnected | Trade Secret | Trade | APA | APA077 | Residential | Solar*Rewards | Trade Secret | 2020 | 2021
20263-228838-01 | Xcel Energy | 85 | 13781 | IOU | 06162571 | 6.98 | Solar |  |  | Interconnected | Trade Secret | Trade | SLP | SLP092 | Residential |  | Trade Secret | 2025 | 2025
20263-228838-01 | Xcel Energy | 85 | 13781 | IOU | 04135493 | 2.962 | Solar |  |  | Interconnected | Trade Secret | Trade | HWW | HWW073 | Residential | Solar*Rewards | Trade Secret | 2020 | 2021
20263-228838-01 | Xcel Energy | 85 | 13781 | IOU | 03129996 | 5.52 | Solar |  |  | Interconnected | Trade Secret | Trade | CGR | CGR072 | Residential | Solar*Rewards | Trade Secret | 2018 | 2019
20263-228838-01 | Xcel Energy | 85 | 13781 | IOU | OID3832488 | 6 | Solar |  |  | Withdrawn | Trade Secret | Trade | HUG | HUG321 | Residential | Solar*Rewards | Trade Secret | 2019
20263-228838-01 | Xcel Energy | 85 | 13781 | IOU | OID3835626 | 6.96 | Solar |  |  | Withdrawn | Trade Secret | Trade | HUG | HUG321 | Residential | Solar*Rewards | Trade Secret | 2019
20263-228838-01 | Xcel Energy | 85 | 13781 | IOU | OID2024649 | 18 | Solar |  |  | Withdrawn | Trade Secret | Trade | NMC | NMC092 | Commercial | Solar*Rewards | Trade Secret | 2014
20263-228838-01 | Xcel Energy | 85 | 13781 | IOU | 05803011 | 5.693 | Solar |  |  | Interconnected | Trade Secret | Trade | SLP | SLP092 | Residential |  | Trade Secret | 2024 | 2024
20263-228838-01 | Xcel Energy | 85 | 13781 | IOU | 05641505 | 5.5 | Solar |  |  | Interconnected | Trade Secret | Trade | CTR | CTR031 | Residential |  | Trade Secret | 2023 | 2024
20263-228838-01 | Xcel Energy | 85 | 13781 | IOU | 05278873 | 6.96 | Solar |  |  | Interconnected | Trade Secret | Trade | AFT | AFT315 | Residential |  | Trade Secret | 2022 | 2023
20263-228838-01 | Xcel Energy | 85 | 13781 | IOU | 05597361 | 7.56 | Solar |  |  | Interconnected | Trade Secret | Trade | SLP | SLP081 | Residential | Solar*Rewards | Trade Secret | 2023 | 2024
20263-228838-01 | Xcel Energy | 85 | 13781 | IOU | 05981067 | 6.832 | Solar |  |  | Interconnected | Trade Secret | Trade | ECK | ECK062 | Residential | Solar*Rewards | Trade Secret | 2024 | 2025
20263-228838-01 | Xcel Energy | 85 | 13781 | IOU | OID2294221 | 2.88 | Solar |  |  | Withdrawn | Trade Secret | Trade | DBL | DBL065 | Residential | Made in Minnesota | Trade Secret | 2015
20263-228838-01 | Xcel Energy | 85 | 13781 | IOU | 03133592 | 5.59 | Solar |  |  | Interconnected | Trade Secret | Trade | DBL | DBL065 | Residential | Solar*Rewards | Trade Secret | 2011 | 2016
20263-228838-01 | Xcel Energy | 85 | 13781 | IOU | 03134331 | 2.88 | Solar |  |  | Interconnected | Trade Secret | Trade | DBL | DBL065 | Residential | Made in Minnesota | Trade Secret | 2015 | 2013
20263-228838-01 | Xcel Energy | 85 | 13781 | IOU | 05535463 | 7.04 | Solar |  |  | Interconnected | Trade Secret | Trade | HSN | HSN321 | Residential | Solar*Rewards | Trade Secret | 2023 | 2024
20263-228838-01 | Xcel Energy | 85 | 13781 | IOU | 05342829 | 11.72 | Storage |  |  | Interconnected | Trade Secret | Trade | AFT | AFT315 | Residential |  | Trade Secret | 2023 | 2023
20263-228838-01 | Xcel Energy | 85 | 13781 | IOU | 03134885 | 6.72 | Solar |  |  | Interconnected | Trade Secret | Trade | AFT | AFT315 | Residential | Solar*Rewards | Trade Secret | 2016 | 2016
20263-228838-01 | Xcel Energy | 85 | 13781 | IOU | 06211886 | 8.129 | Solar |  |  | Interconnected | Trade Secret | Trade | RLK | RLK079 | Residential |  | Trade Secret | 2025 | 2025
20263-228838-01 | Xcel Energy | 85 | 13781 | IOU | 05256486 | 5.22 | Solar |  |  | Interconnected | Trade Secret | Trade | STY | STY062 | Residential |  | Trade Secret | 2022 | 2023
20263-228838-01 | Xcel Energy | 85 | 13781 | IOU | 03833197 | 4.188 | Solar |  |  | Interconnected | Trade Secret | Trade | MPK | MPK068 | Residential | Solar*Rewards | Trade Secret | 2020 | 2020
20263-228838-01 | Xcel Energy | 85 | 13781 | IOU | 05957469 | 3.49 | Solar |  |  | Interconnected | Trade Secret | Trade | SOU | SOU087 | Residential | Solar*Rewards | Trade Secret | 2024 | 2024
20263-228838-01 | Xcel Energy | 85 | 13781 | IOU | 03970638 | 11.995 | Solar |  |  | Active Application | Trade Secret | Trade | PLA | PLA022 | Residential | Solar*Rewards | Trade Secret | 2020
20263-228838-01 | Xcel Energy | 85 | 13781 | IOU | 06106155 | 6.56 | Solar |  |  | Interconnected | Trade Secret | Trade | SHP | SHP061 | Residential | Solar*Rewards | Trade Secret | 2025 | 2025
20263-228838-01 | Xcel Energy | 85 | 13781 | IOU | 05831890 | 6.98 | Solar |  |  | Active Application | Trade Secret | Trade | WCR | WCR322 | Residential |  | Trade Secret | 2024
20263-228838-01 |  |  |  |  | 05209492 |  | Solar |  |  | Active Application | Trade Secret | Trade | DBL | DBL067 | Residential | Solar*Rewards |  | 2022
20263-228838-01 | Xcel Energy | 85 | 13781 | IOU | 03134216 | 9 | Solar |  |  | Interconnected | Trade Secret | Trade | CHE | CHE076 | Residential | Made in Minnesota | Trade Secret | 2015 | 2014
20263-228838-01 | Xcel Energy | 85 | 13781 | IOU | 05999868 | 4.555 | Solar |  |  | Active Application | Trade Secret | Trade | BLC | BLC062 | Residential | Solar*Rewards | Trade Secret | 2024
20263-228838-01 | Xcel Energy | 85 | 13781 | IOU | 05935213 | 9.994 | Solar |  |  | Active Application | Trade Secret | Trade | SOU | SOU065 | Residential |  | Trade Secret | 2024
20263-228838-01 | Xcel Energy | 85 | 13781 | IOU | 05967611 | 6.5 | Solar |  |  | Interconnected | Trade Secret | Trade | PKL | PKL066 | Residential | Solar*Rewards | Trade Secret | 2024 | 2024
20263-228838-01 | Xcel Energy | 85 | 13781 | IOU | 05346046 | 7.25 | Solar |  |  | Withdrawn | Trade Secret | Trade | AFT | AFT315 | Residential |  | Trade Secret | 2022
20263-228838-01 | Xcel Energy | 85 | 13781 | IOU | 06163132 | 7.6 | Solar |  |  | Interconnected | Trade Secret | Trade | ALK | ALK063 | Residential | Solar*Rewards | Trade Secret | 2025 | 2025
20263-228838-01 | Xcel Energy | 85 | 13781 | IOU | 04407229 | 6 | Solar |  |  | Interconnected | Trade Secret | Trade | WIL | WIL063 | Residential |  | Trade Secret | 2021 | 2022
20263-228838-01 | Xcel Energy | 85 | 13781 | IOU | 05367286 | 3.84 | Solar |  |  | Interconnected | Trade Secret | Trade | HUG | HUG311 | Residential | Solar*Rewards | Trade Secret | 2023 | 2023
20263-228838-01 | Xcel Energy | 85 | 13781 | IOU | 03131594 | 7.625 | Solar |  |  | Interconnected | Trade Secret | Trade | WDY | WDY312 | Residential | Made in Minnesota | Trade Secret | 2017 | 2017
20263-228838-01 | Xcel Energy | 85 | 13781 | IOU | 05804687 | 3.193 | Solar |  |  | Interconnected | Trade Secret | Trade | WES | WES061 | Residential |  | Trade Secret | 2024 | 2024
20263-228838-01 | Xcel Energy | 85 | 13781 | IOU | 04619846 | 5.054 | Solar |  |  | Interconnected | Trade Secret | Trade | WIL | WIL082 | Residential |  | Trade Secret | 2021 | 2022
20263-228838-01 | Xcel Energy | 85 | 13781 | IOU | 04206391 | 5.51 | Solar |  |  | Interconnected | Trade Secret | Trade | SOU | SOU076 | Residential | Solar*Rewards | Trade Secret | 2020 | 2021
20263-228838-01 | Xcel Energy | 85 | 13781 | IOU | 04682355 | 4.384 | Solar |  |  | Interconnected | Trade Secret | Trade | RVA | RVA061 | Residential |  | Trade Secret | 2021 | 2022
20263-228838-01 | Xcel Energy | 85 | 13781 | IOU | 06209999 | 3.839 | Solar |  |  | Interconnected | Trade Secret | Trade | EDA | EDA071 | Residential | Solar*Rewards | Trade Secret | 2025 | 2025
20263-228838-01 | Xcel Energy | 85 | 13781 | IOU | 03621987 | 3.77 | Solar |  |  | Interconnected | Trade Secret | Trade | HWW | HWW074 | Residential | Solar*Rewards | Trade Secret | 2020 | 2021
20263-228838-01 | Xcel Energy | 85 | 13781 | IOU | 03621968 | 6.96 | Solar |  |  | Active Application | Trade Secret | Trade | HWW | HWW074 | Residential | Solar*Rewards | Trade Secret | 2020
20263-228838-01 |  |  |  |  | OID3914760 |  | Solar |  |  | Withdrawn | Trade Secret | Trade | WCR | WCR311 | Residential | Solar*Rewards |  | 2019
20263-228838-01 | Xcel Energy | 85 | 13781 | IOU | OID3914761 | 11.39 | Solar |  |  | Withdrawn | Trade Secret | Trade | WCR | WCR311 | Residential | Solar*Rewards | Trade Secret | 2019
20263-228838-01 | Xcel Energy | 85 | 13781 | IOU | 04793785 | 6.631 | Solar |  |  | Interconnected | Trade Secret | Trade | RLK | RLK069 | Residential | Solar*Rewards | Trade Secret | 2022 | 2022
20263-228838-01 | Xcel Energy | 85 | 13781 | IOU | 03132832 | 5 | Solar |  |  | Interconnected | Trade Secret | Trade | WEB | WEB021 | Residential | Solar*Rewards | Trade Secret | 2018 | 2018
20263-228838-01 | Xcel Energy | 85 | 13781 | IOU | 04141391 | 3.747 | Solar |  |  | Interconnected | Trade Secret | Trade | SOU | SOU079 | Residential | Solar*Rewards | Trade Secret | 2020 | 2021
20263-228838-01 | Xcel Energy | 85 | 13781 | IOU | OID3666611 | 39.998 | Solar |  |  | Withdrawn | Trade Secret | Trade | OSS | OSS064 | Commercial | Solar*Rewards | Trade Secret | 2018
20263-228838-01 | Xcel Energy | 85 | 13781 | IOU | 03131164 | 350 | Other |  |  | Interconnected | Trade Secret | Trade | OSS | OSS064 | Commercial |  | Trade Secret | 2013 | 2013
20263-228838-01 | Xcel Energy | 85 | 13781 | IOU | 04380566 | 7.616 | Solar |  |  | Interconnected | Trade Secret | Trade | CGR | CGR064 | Residential | Solar*Rewards | Trade Secret | 2021 | 2021
20263-228838-01 | Xcel Energy | 85 | 13781 | IOU | OID2019289 | 12 | Solar |  |  | Withdrawn | Trade Secret | Trade | TER | TER071 | Commercial | Solar*Rewards | Trade Secret | 2014
20263-228838-01 |  |  |  |  | 04494123 |  | Solar |  |  | Active Application | Trade Secret | Trade | WSG | WSG065 | Residential | Solar*Rewards |  | 2021
20263-228838-01 | Xcel Energy | 85 | 13781 | IOU | 06083700 | 17.28 | Solar |  |  | Active Application | Trade Secret | Trade | AFT | AFT315 | Residential | Solar*Rewards | Trade Secret | 2025
20263-228838-01 | Xcel Energy | 85 | 13781 | IOU | 05713231 | 7.258 | Solar |  |  | Interconnected | Trade Secret | Trade | ALK | ALK072 | Residential | Solar*Rewards | Trade Secret | 2024 | 2024
20263-228838-01 | Xcel Energy | 85 | 13781 | IOU | 05865973 | 9.8 | Solar |  |  | Interconnected | Trade Secret | Trade | BCR | BCR083 | Residential |  | Trade Secret | 2024 | 2024
20263-228838-01 | Xcel Energy | 85 | 13781 | IOU | 06059112 | 3.037 | Solar |  |  | Interconnected | Trade Secret | Trade | MPK | MPK074 | Residential | Solar*Rewards | Trade Secret | 2025 | 2025
20263-228838-01 | Xcel Energy | 85 | 13781 | IOU | 06031616 | 3.037 | Solar |  |  | Withdrawn | Trade Secret | Trade | MPK | MPK074 | Residential | Solar*Rewards | Trade Secret | 2024
20263-228838-01 | Xcel Energy | 85 | 13781 | IOU | 05736006 | 7.15 | Solar |  |  | Withdrawn | Trade Secret | Trade | CGR | CGR063 | Residential |  | Trade Secret | 2024
20263-228838-01 | Xcel Energy | 85 | 13781 | IOU | 03133501 | 12.04 | Solar |  |  | Interconnected | Trade Secret | Trade | MST | MST076 | Residential | Solar*Rewards | Trade Secret | 2011 | 2012
20263-228838-01 | Xcel Energy | 85 | 13781 | IOU | 06228910 | 4.188 | Solar |  |  | Active Application | Trade Secret | Trade | SOU | SOU087 | Residential |  | Trade Secret | 2025
20263-228838-01 | Xcel Energy | 85 | 13781 | IOU | 06110943 | 5.248 | Solar |  |  | Interconnected | Trade Secret | Trade | TLK | TLK062 | Residential | Solar*Rewards | Trade Secret | 2025 | 2025
20263-228838-01 | Xcel Energy | 85 | 13781 | IOU | 03129848 | 18 | Solar |  |  | Interconnected | Trade Secret | Trade | WAT | WAT021 | Commercial | Solar*Rewards | Trade Secret | 2018 | 2019
20263-228838-01 | Xcel Energy | 85 | 13781 | IOU | 03132647 | 17.556 | Solar |  |  | Interconnected | Trade Secret | Trade | BYT | BYT072 | Residential | Solar*Rewards | Trade Secret | 2018 | 2018
20263-228838-01 | Xcel Energy | 85 | 13781 | IOU | 05670049 | 3.193 | Solar |  |  | Interconnected | Trade Secret | Trade | GLK | GLK061 | Residential |  | Trade Secret | 2023 | 2024
20263-228838-01 | Xcel Energy | 85 | 13781 | IOU | 03824819 | 6 | Solar |  |  | Active Application | Trade Secret | Trade | CLC | CLC221 | Residential | Solar*Rewards | Trade Secret | 2020
20263-228838-01 | Xcel Energy | 85 | 13781 | IOU | 03826150 | 6 | Solar |  |  | Active Application | Trade Secret | Trade | CLC | CLC221 | Residential | Solar*Rewards | Trade Secret | 2020
20263-228838-01 | Xcel Energy | 85 | 13781 | IOU | OID2250760 | 19.5 | Solar |  |  | Withdrawn | Trade Secret | Trade | WAB | WAB021 | Residential | Solar*Rewards | Trade Secret | 2015
20263-228838-01 | Xcel Energy | 85 | 13781 | IOU | SRO19043 | 7 | Solar |  |  | Withdrawn | Trade Secret | Trade | YLM | YLM212 | Residential | Solar*Rewards | Trade Secret | 2011
20263-228838-01 | Xcel Energy | 85 | 13781 | IOU | 04238653 | 6.38 | Solar |  |  | Interconnected | Trade Secret | Trade | MPK | MPK063 | Residential | Solar*Rewards | Trade Secret | 2021 | 2021
20263-228838-01 | Xcel Energy | 85 | 13781 | IOU | SRO29712 | 4.945 | Solar |  |  | Withdrawn | Trade Secret | Trade | GNL | GNL072 | Residential | Solar*Rewards | Trade Secret | 2013
20263-228838-01 | Xcel Energy | 85 | 13781 | IOU | SRO23763 | 6.45 | Solar |  |  | Withdrawn | Trade Secret | Trade | GNL | GNL072 | Residential | Solar*Rewards | Trade Secret | 2012
20263-228838-01 | Xcel Energy | 85 | 13781 | IOU | 03134109 | 8.5 | Solar |  |  | Interconnected | Trade Secret | Trade | GNL | GNL072 | Residential | Made in Minnesota | Trade Secret | 2014 | 2014
20263-228838-01 | Xcel Energy | 85 | 13781 | IOU | 06086482 | 3.747 | Solar |  |  | Active Application | Trade Secret | Trade | SLP | SLP071 | Residential | Solar*Rewards | Trade Secret | 2025
20263-228838-01 | Xcel Energy | 85 | 13781 | IOU | 06321822 | 2.9 | Solar |  |  | Active Application | Trade Secret | Trade | SLP | SLP071 | Residential | Solar*Rewards | Trade Secret | 2026
20263-228838-01 | Xcel Energy | 85 | 13781 | IOU | 06025970 | 5.516 | Solar |  |  | Active Application | Trade Secret | Trade | JOR | JOR022 | Residential | Solar*Rewards | Trade Secret | 2024
20263-228838-01 | Xcel Energy | 85 | 13781 | IOU | 05576207 | 5.04 | Solar |  |  | Interconnected | Trade Secret | Trade | TER | TER061 | Residential | Solar*Rewards | Trade Secret | 2023 | 2024
20263-228838-01 | Xcel Energy | 85 | 13781 | IOU | 06322131 | 3.04 | Solar |  |  | Active Application | Trade Secret | Trade | WRR | WRR075 | Residential | Solar*Rewards | Trade Secret | 2026
20263-228838-01 | Xcel Energy | 85 | 13781 | IOU | 06090839 | 3.04 | Solar |  |  | Active Application | Trade Secret | Trade | WRR | WRR075 | Residential | Solar*Rewards | Trade Secret | 2025
20263-228838-01 | Xcel Energy | 85 | 13781 | IOU | 04612853 | 5.054 | Solar |  |  | Withdrawn | Trade Secret | Trade | MPK | MPK073 | Residential |  | Trade Secret | 2021
20263-228838-01 | Xcel Energy | 85 | 13781 | IOU | 03131378 | 12 | Solar |  |  | Interconnected | Trade Secret | Trade | WAS | WAS092 | Commercial | Solar*Rewards | Trade Secret | 2017 | 2017
20263-228838-01 | Xcel Energy | 85 | 13781 | IOU | 03129957 | 7.54 | Solar |  |  | Interconnected | Trade Secret | Trade | GLK | GLK064 | Residential | Solar*Rewards | Trade Secret | 2018 | 2019
20263-228838-01 | Xcel Energy | 85 | 13781 | IOU | 04850464 | 3.141 | Solar |  |  | Interconnected | Trade Secret | Trade | MDT | MDT067 | Residential | Solar*Rewards | Trade Secret | 2022 | 2023
20263-228838-01 | Xcel Energy | 85 | 13781 | IOU | 03133664 | 4.3 | Solar |  |  | Interconnected | Trade Secret | Trade | SLP | SLP082 | Residential | Solar*Rewards | Trade Secret | 2012 | 2012
20263-228838-01 | Xcel Energy | 85 | 13781 | IOU | 05942416 | 3.747 | Solar |  |  | Interconnected | Trade Secret | Trade | RPO | RPO311 | Residential |  | Trade Secret | 2024 | 2025
20263-228838-01 | Xcel Energy | 85 | 13781 | IOU | 04151981 | 7.616 | Solar |  |  | Interconnected | Trade Secret | Trade | DHL | DHL061 | Residential | Solar*Rewards | Trade Secret | 2020 | 2021
20263-228838-01 | Xcel Energy | 85 | 13781 | IOU | 04592684 | 4.06 | Solar |  |  | Interconnected | Trade Secret | Trade | WIL | WIL063 | Residential |  | Trade Secret | 2021 | 2021
20263-228838-01 | Xcel Energy | 85 | 13781 | IOU | 06254554 | 29.184 | Solar |  | X | Active Application | Trade Secret | Trade | SMT | SMT072 | Residential |  | Trade Secret | 2025
20263-228838-01 | Xcel Energy | 85 | 13781 | IOU | OID3284850 | 19.999 | Solar |  |  | Withdrawn | Trade Secret | Trade | MDT | MDT062 | Commercial | Solar*Rewards | Trade Secret | 2018
20263-228838-01 | Xcel Energy | 85 | 13781 | IOU | 04166949 | 5.52 | Solar |  |  | Interconnected | Trade Secret | Trade | MDT | MDT073 | Residential | Solar*Rewards | Trade Secret | 2020 | 2021
20263-228838-01 | Xcel Energy | 85 | 13781 | IOU | 06219349 | 7.616 | Solar |  |  | Interconnected | Trade Secret | Trade | MST | MST075 | Residential |  | Trade Secret | 2025 | 2025
20263-228838-01 | Xcel Energy | 85 | 13781 | IOU | 04400991 | 7.616 | Solar |  |  | Interconnected | Trade Secret | Trade | STY | STY061 | Residential | Solar*Rewards | Trade Secret | 2021 | 2022
20263-228838-01 | Xcel Energy | 85 | 13781 | IOU | 04759763 | 6 | Solar |  |  | Interconnected | Trade Secret | Trade | HYL | HYL073 | Residential |  | Trade Secret | 2021 | 2022
20263-228838-01 | Xcel Energy | 85 | 13781 | IOU | 04682856 | 149.999 | Solar |  |  | Interconnected | Trade Secret | Trade | AHI | AHI024 | Commercial |  | Trade Secret | 2021 | 2023
20263-228838-01 | Xcel Energy | 85 | 13781 | IOU | 05989877 | 7.6 | Solar |  |  | Interconnected | Trade Secret | Trade | GRC | GRC312 | Residential | Solar*Rewards | Trade Secret | 2024 | 2025
20263-228838-01 | Xcel Energy | 85 | 13781 | IOU | 04570739 | 3.19 | Solar |  |  | Interconnected | Trade Secret | Trade | WSG | WSG362 | Residential | Solar*Rewards | Trade Secret | 2021 | 2021
20263-228838-01 | Xcel Energy | 85 | 13781 | IOU | OID3796275 | 7.616 | Solar |  |  | Withdrawn | Trade Secret | Trade | OPK | OPK077 | Residential | Solar*Rewards | Trade Secret | 2019
20263-228838-01 | Xcel Energy | 85 | 13781 | IOU | OID3810186 | 5.924 | Solar |  |  | Withdrawn | Trade Secret | Trade | OPK | OPK077 | Residential | Solar*Rewards | Trade Secret | 2019
20263-228838-01 | Xcel Energy | 85 | 13781 | IOU | OID3851265 | 33.3 | Solar |  |  | Withdrawn | Trade Secret | Trade | OPK | OPK077 | Residential | Solar*Rewards | Trade Secret | 2019
20263-228838-01 |  |  |  |  | OID3856007 |  | Solar |  |  | Withdrawn | Trade Secret | Trade | OPK | OPK077 | Residential | Solar*Rewards |  | 2019
20263-228838-01 |  |  |  |  | OID3856008 |  | Solar |  |  | Withdrawn | Trade Secret | Trade | OPK | OPK077 | Residential | Solar*Rewards |  | 2019
20263-228838-01 | Xcel Energy | 85 | 13781 | IOU | OID3856009 | 29.982 | Solar |  |  | Withdrawn | Trade Secret | Trade | OPK | OPK077 | Residential | Solar*Rewards | Trade Secret | 2019
20263-228838-01 | Xcel Energy | 85 | 13781 | IOU | 03191944 | 15.232 | Solar |  |  | Interconnected | Trade Secret | Trade | OPK | OPK077 | Residential | Solar*Rewards | Trade Secret | 2019 | 2019
20263-228838-01 | Xcel Energy | 85 | 13781 | IOU | 03134935 | 7.63 | Solar |  |  | Interconnected | Trade Secret | Trade | SIP | SIP072 | Residential | Solar*Rewards | Trade Secret | 2016 | 2016
20263-228838-01 | Xcel Energy | 85 | 13781 | IOU | 04793790 | 9.84 | Solar |  |  | Interconnected | Trade Secret | Trade | FSL | FSL312 | Residential | Solar*Rewards | Trade Secret | 2022 | 2022
20263-228838-01 | Xcel Energy | 85 | 13781 | IOU | 04943766 | 6.98 | Solar |  |  | Interconnected | Trade Secret | Trade | BYT | BYT061 | Residential | Solar*Rewards | Trade Secret | 2022 | 2022
20263-228838-01 | Xcel Energy | 85 | 13781 | IOU | 06310119 | 960 | Solar |  |  | Active Application | Trade Secret | Trade | RPL | RPL073 | Commercial |  | Trade Secret | 2025
20263-228838-01 | Xcel Energy | 85 | 13781 | IOU | 04980994 | 9.28 | Solar |  |  | Withdrawn | Trade Secret | Trade | DBL | DBL060 | Residential | Solar*Rewards | Trade Secret | 2022
20263-228838-01 | Xcel Energy | 85 | 13781 | IOU | 04192909 | 7.616 | Solar |  |  | Interconnected | Trade Secret | Trade | VMR | VMR062 | Residential | Solar*Rewards | Trade Secret | 2020 | 2021
20263-228838-01 | Xcel Energy | 85 | 13781 | IOU | 06105125 | 3.936 | Solar |  |  | Interconnected | Trade Secret | Trade | SOU | SOU064 | Residential | Solar*Rewards | Trade Secret | 2025 | 2025
20263-228838-01 | Xcel Energy | 85 | 13781 | IOU | 05356486 | 9.994 | Solar |  |  | Interconnected | Trade Secret | Trade | WSG | WSG076 | Residential | Solar*Rewards | Trade Secret | 2023 | 2023
20263-228838-01 | Xcel Energy | 85 | 13781 | IOU | 06228502 | 9.109 | Solar |  |  | Interconnected | Trade Secret | Trade | OPK | OPK065 | Residential |  | Trade Secret | 2025 | 2026
20263-228838-01 | Xcel Energy | 85 | 13781 | IOU | 03134826 | 2.4 | Solar |  |  | Interconnected | Trade Secret | Trade | WES | WES064 | Residential | Made in Minnesota | Trade Secret | 2016 | 2016
20263-228838-01 | Xcel Energy | 85 | 13781 | IOU | OID2360047 | 2.4 | Solar |  |  | Withdrawn | Trade Secret | Trade | WES | WES064 | Residential | Solar*Rewards | Trade Secret | 2015
20263-228838-01 | Xcel Energy | 85 | 13781 | IOU | 05954401 | 5.85 | Solar |  |  | Active Application | Trade Secret | Trade | NOF | NOF061 | Residential |  | Trade Secret | 2024
20263-228838-01 | Xcel Energy | 85 | 13781 | IOU | 06052146 | 6.832 | Solar |  |  | Active Application | Trade Secret | Trade | NOF | NOF061 | Residential | Solar*Rewards | Trade Secret | 2025
20263-228838-01 | Xcel Energy | 85 | 13781 | IOU | 06260468 | 6.912 | Solar |  |  | Active Application | Trade Secret | Trade | RPO | RPO311 | Residential |  | Trade Secret | 2025
20263-228838-01 | Xcel Energy | 85 | 13781 | IOU | 03134713 | 6.72 | Solar |  |  | Interconnected | Trade Secret | Trade | EXC | EXC062 | Residential | Solar*Rewards | Trade Secret | 2015 | 2016
20263-228838-01 | Xcel Energy | 85 | 13781 | IOU | OID2405431 | 6.72 | Solar |  |  | Withdrawn | Trade Secret | Trade | EXC | EXC062 | Residential | Solar*Rewards | Trade Secret | 2015
20263-228838-01 |  |  |  |  | SRO17995 |  | Solar |  |  | Withdrawn | Trade Secret | Trade | SLP | SLP322 | Commercial | Solar*Rewards |  | 2011
20263-228838-01 | Xcel Energy | 85 | 13781 | IOU | SRO18194 | 11.4 | Solar |  |  | Withdrawn | Trade Secret | Trade | SLP | SLP322 | Commercial | Solar*Rewards | Trade Secret | 2011
20263-228838-01 | Xcel Energy | 85 | 13781 | IOU | 05225067 | 6.282 | Solar |  |  | Interconnected | Trade Secret | Trade | TER | TER075 | Residential |  | Trade Secret | 2022 | 2022
20263-228838-01 | Xcel Energy | 85 | 13781 | IOU | 06244181 | 7.6 | Solar |  |  | Active Application | Trade Secret | Trade | HSN | HSN321 | Residential |  | Trade Secret | 2025
20263-228838-01 | Xcel Energy | 85 | 13781 | IOU | 04377341 | 6.09 | Solar |  |  | Withdrawn | Trade Secret | Trade | UPP | UPP063 | Residential | Solar*Rewards | Trade Secret | 2021
20263-228838-01 | Xcel Energy | 85 | 13781 | IOU | 04190913 | 5.8 | Solar |  |  | Interconnected | Trade Secret | Trade | UPP | UPP063 | Residential | Solar*Rewards | Trade Secret | 2021 | 2021
20263-228838-01 | Xcel Energy | 85 | 13781 | IOU | 06045471 | 5.904 | Solar |  |  | Interconnected | Trade Secret | Trade | AFT | AFT314 | Residential | Solar*Rewards | Trade Secret | 2025 | 2025
20263-228838-01 | Xcel Energy | 85 | 13781 | IOU | 04745542 | 4.188 | Solar |  |  | Interconnected | Trade Secret | Trade | MPK | MPK086 | Residential |  | Trade Secret | 2021 | 2022
20263-228838-01 | Xcel Energy | 85 | 13781 | IOU | 03319335 | 5 | Solar |  |  | Interconnected | Trade Secret | Trade | HWW | HWW074 | Residential | Solar*Rewards | Trade Secret | 2019 | 2020
20263-228838-01 | Xcel Energy | 85 | 13781 | IOU | 03133365 | 7.8 | Solar |  |  | Interconnected | Trade Secret | Trade | MND | MND062 | Residential | Solar*Rewards | Trade Secret | 2011 | 2011
20263-228838-01 | Xcel Energy | 85 | 13781 | IOU | 04763539 | 3.747 | Solar |  |  | Interconnected | Trade Secret | Trade | WAK | WAK321 | Residential |  | Trade Secret | 2022 | 2022
20263-228838-01 | Xcel Energy | 85 | 13781 | IOU | 03663435 | 2.4 | Solar |  |  | Interconnected | Trade Secret | Trade | SOU | SOU078 | Residential | Solar*Rewards | Trade Secret | 2020 | 2020
20263-228838-01 | Xcel Energy | 85 | 13781 | IOU | 06247299 | 8.528 | Solar |  |  | Interconnected | Trade Secret | Trade | OSS | OSS073 | Residential |  | Trade Secret | 2025 | 2025
20263-228838-01 | Xcel Energy | 85 | 13781 | IOU | 03132222 | 6 | Solar |  |  | Interconnected | Trade Secret | Trade | LCR | LCR311 | Residential | Solar*Rewards | Trade Secret | 2018 | 2018
20263-228838-01 | Xcel Energy | 85 | 13781 | IOU | 04637612 | 4.64 | Solar |  |  | Interconnected | Trade Secret | Trade | WRR | WRR064 | Residential |  | Trade Secret | 2021 | 2022
20263-228838-01 | Xcel Energy | 85 | 13781 | IOU | 03130636 | 40 | Solar |  |  | Interconnected | Trade Secret | Trade | RLK | RLK065 | Commercial | Made in Minnesota | Trade Secret | 2016 | 2016
20263-228838-01 | Xcel Energy | 85 | 13781 | IOU | 03134843 | 20 | Solar |  |  | Interconnected | Trade Secret | Trade | RLK | RLK065 | Commercial | Solar*Rewards | Trade Secret | 2016 | 2016
20263-228838-01 | Xcel Energy | 85 | 13781 | IOU | 03775618 | 7.25 | Solar |  | X | Interconnected | Trade Secret | Trade | RAM | RAM071 | Residential | Solar*Rewards | Trade Secret | 2020 | 2020
20263-228838-01 | Xcel Energy | 85 | 13781 | IOU | 05304396 | 5 | Storage |  |  | Active Application | Trade Secret | Trade | RAM | RAM071 | Residential |  | Trade Secret | 2022
20263-228838-01 | Xcel Energy | 85 | 13781 | IOU | 05775715 | 7.329 | Solar |  |  | Interconnected | Trade Secret | Trade | MEL | MEL069 | Residential | Solar*Rewards | Trade Secret | 2024 | 2024
20263-228838-01 | Xcel Energy | 85 | 13781 | IOU | 05740528 | 6.144 | Solar |  |  | Interconnected | Trade Secret | Trade | RLK | RLK071 | Residential |  | Trade Secret | 2024 | 2024
20263-228838-01 | Xcel Energy | 85 | 13781 | IOU | 05968310 | 5.248 | Solar |  |  | Interconnected | Trade Secret | Trade | HYL | HYL061 | Residential | Solar*Rewards | Trade Secret | 2024 | 2024
20263-228838-01 | Xcel Energy | 85 | 13781 | IOU | 06322045 | 7.601 | Solar |  |  | Active Application | Trade Secret | Trade | TWL | TWL076 | Residential | Solar*Rewards | Trade Secret | 2026
20263-228838-01 | Xcel Energy | 85 | 13781 | IOU | 06074756 | 7.6 | Solar |  |  | Active Application | Trade Secret | Trade | TWL | TWL076 | Residential | Solar*Rewards | Trade Secret | 2025
20263-228838-01 | Xcel Energy | 85 | 13781 | IOU | 06027132 | 3.936 | Solar |  |  | Interconnected | Trade Secret | Trade | DBL | DBL073 | Residential | Solar*Rewards | Trade Secret | 2025 | 2025
20263-228838-01 | Xcel Energy | 85 | 13781 | IOU | OID2020657 | 16 | Solar |  |  | Withdrawn | Trade Secret | Trade | MEL | MEL061 | Commercial | Solar*Rewards | Trade Secret | 2014
20263-228838-01 | Xcel Energy | 85 | 13781 | IOU | 04146602 | 4.06 | Solar |  |  | Interconnected | Trade Secret | Trade | MOL | MOL078 | Residential | Solar*Rewards | Trade Secret | 2020 | 2021
20263-228838-01 | Xcel Energy | 85 | 13781 | IOU | SRO22453 | 30 | Solar |  |  | Withdrawn | Trade Secret | Trade | NMC | NMC092 | Commercial | Solar*Rewards | Trade Secret | 2012
20263-228838-01 |  |  |  |  | OID2634388 |  | Solar |  |  | Withdrawn | Trade Secret | Trade | SOU | SOU084 | Commercial | Solar*Rewards |  | 2016
20263-228838-01 | Xcel Energy | 85 | 13781 | IOU | 03135064 | 9.94 | Solar |  |  | Interconnected | Trade Secret | Trade | SOU | SOU084 | Commercial | Made in Minnesota | Trade Secret | 2016 | 2016
20263-228838-01 | Xcel Energy | 85 | 13781 | IOU | 05671191 | 15.232 | Solar |  |  | Interconnected | Trade Secret | Trade | MEL | MEL078 | Residential |  | Trade Secret | 2023 | 2024
20263-228838-01 | Xcel Energy | 85 | 13781 | IOU | 03133834 | 9.5 | Solar |  |  | Decommissioned | Trade Secret | Trade | MEL | MEL078 | Residential | Made in Minnesota | Trade Secret | 2014 | 2014
20263-228838-01 | Xcel Energy | 85 | 13781 | IOU | 03130348 | 7.616 | Solar |  |  | Interconnected | Trade Secret | Trade | HUG | HUG311 | Residential | Solar*Rewards | Trade Secret | 2019 | 2019
20263-228838-01 | Xcel Energy | 85 | 13781 | IOU | 06258458 | 6.723 | Solar |  |  | Interconnected | Trade Secret | Trade | BRP | BRP071 | Residential |  | Trade Secret | 2025 | 2026
20263-228838-01 | Xcel Energy | 85 | 13781 | IOU | 05012514 | 7.616 | Solar |  |  | Interconnected | Trade Secret | Trade | TLK | TLK062 | Residential |  | Trade Secret | 2022 | 2022
20263-228838-01 | Xcel Energy | 85 | 13781 | IOU | 03132577 | 8.2 | Solar |  |  | Interconnected | Trade Secret | Trade | DOC | DOC031 | Residential | Solar*Rewards | Trade Secret | 2018 | 2018
20263-228838-01 | Xcel Energy | 85 | 13781 | IOU | 03132602 | 3.8 | Solar |  |  | Interconnected | Trade Secret | Trade | DOC | DOC031 | Residential |  | Trade Secret | 2018 | 2018
20263-228838-01 | Xcel Energy | 85 | 13781 | IOU | 03569571 | 3.77 | Solar |  |  | Interconnected | Trade Secret | Trade | MPK | MPK082 | Residential | Solar*Rewards | Trade Secret | 2020 | 2020
20263-228838-01 | Xcel Energy | 85 | 13781 | IOU | 03800255 | 3.747 | Solar |  |  | Interconnected | Trade Secret | Trade | HWW | HWW074 | Residential | Solar*Rewards | Trade Secret | 2020 | 2020
20263-228838-01 | Xcel Energy | 85 | 13781 | IOU | 03133202 | 0.84 | Solar |  |  | Interconnected | Trade Secret | Trade | MPK | MPK074 | Residential | Solar*Rewards | Trade Secret | 2010 | 2010
20263-228838-01 | Xcel Energy | 85 | 13781 | IOU | OID2304687 | 17.495 | Solar |  |  | Withdrawn | Trade Secret | Trade | SAK | SAK312 | Commercial | Solar*Rewards | Trade Secret | 2015
20263-228838-01 | Xcel Energy | 85 | 13781 | IOU | 05603160 | 8.505 | Solar |  |  | Interconnected | Trade Secret | Trade | RAM | RAM062 | Residential |  | Trade Secret | 2023 | 2024
20263-228838-01 | Xcel Energy | 85 | 13781 | IOU | 05356830 | 3.072 | Solar |  |  | Interconnected | Trade Secret | Trade | WSG | WSG061 | Residential | Solar*Rewards | Trade Secret | 2023 | 2023
20263-228838-01 | Xcel Energy | 85 | 13781 | IOU | 05978062 | 6.046 | Solar |  |  | Interconnected | Trade Secret | Trade | DND | DND071 | Residential |  | Trade Secret | 2024 | 2025
20263-228838-01 | Xcel Energy | 85 | 13781 | IOU | 05356811 | 5.8 | Solar |  |  | Interconnected | Trade Secret | Trade | TER | TER062 | Residential | Solar*Rewards | Trade Secret | 2023 | 2023
20263-228838-01 | Xcel Energy | 85 | 13781 | IOU | 06168779 | 4.645 | Solar |  |  | Active Application | Trade Secret | Trade | CGR | CGR064 | Residential |  | Trade Secret | 2025
20263-228838-01 | Xcel Energy | 85 | 13781 | IOU | 05020284 | 5.5 | Solar |  |  | Interconnected | Trade Secret | Trade | WIL | WIL071 | Residential |  | Trade Secret | 2022 | 2022
20263-228838-01 | Xcel Energy | 85 | 13781 | IOU | 03132532 | 12 | Solar |  |  | Interconnected | Trade Secret | Trade | MGN | MGN211 | Residential | Solar*Rewards | Trade Secret | 2018 | 2018
20263-228838-01 | Xcel Energy | 85 | 13781 | IOU | 03902319 | 6.24 | Solar |  |  | Interconnected | Trade Secret | Trade | TWL | TWL078 | Residential | Solar*Rewards | Trade Secret | 2020 | 2021
20263-228838-01 | Xcel Energy | 85 | 13781 | IOU | 03129881 | 166.6 | Solar |  |  | Interconnected | Trade Secret | Trade | SAK | SAK311 | Commercial |  | Trade Secret | 2018 | 2019
20263-228838-01 |  |  |  |  | 05508572 |  |  |  |  | Active Application | Trade Secret | Trade | HUG | HUG311 | Residential |  |  | 2023
20263-228838-01 | Xcel Energy | 85 | 13781 | IOU | 05508700 | 4.35 | Solar |  |  | Interconnected | Trade Secret | Trade | HUG | HUG311 | Residential |  | Trade Secret | 2023 | 2023
20263-228838-01 | Xcel Energy | 85 | 13781 | IOU | 03465906 | 10.08 | Solar |  |  | Interconnected | Trade Secret | Trade | SLP | SLP073 | Commercial | Solar*Rewards | Trade Secret | 2019 | 2020
20263-228838-01 | Xcel Energy | 85 | 13781 | IOU | 06101989 | 7.329 | Solar |  |  | Interconnected | Trade Secret | Trade | TLK | TLK077 | Residential |  | Trade Secret | 2025 | 2025
20263-228838-01 | Xcel Energy | 85 | 13781 | IOU | 03989795 | 7.92 | Solar |  |  | Interconnected | Trade Secret | Trade | HUG | HUG321 | Residential | Solar*Rewards | Trade Secret | 2020 | 2020
20263-228838-01 | Xcel Energy | 85 | 13781 | IOU | 03134256 | 3.6 | Solar |  |  | Interconnected | Trade Secret | Trade | HYL | HYL073 | Residential | Made in Minnesota | Trade Secret | 2015 | 2015
20263-228838-01 | Xcel Energy | 85 | 13781 | IOU | 05706040 | 14.432 | Solar |  |  | Interconnected | Trade Secret | Trade | CHE | CHE064 | Residential |  | Trade Secret | 2024 | 2024
20263-228838-01 | Xcel Energy | 85 | 13781 | IOU | 04923263 | 5.8 | Solar |  |  | Interconnected | Trade Secret | Trade | SOU | SOU072 | Residential | Solar*Rewards | Trade Secret | 2022 | 2022
20263-228838-01 | Xcel Energy | 85 | 13781 | IOU | 03249370 | 7.68 | Solar |  |  | Interconnected | Trade Secret | Trade | WCR | WCR062 | Residential | Solar*Rewards | Trade Secret | 2019 | 2020
20263-228838-01 | Xcel Energy | 85 | 13781 | IOU | 05803985 | 2.903 | Solar |  |  | Interconnected | Trade Secret | Trade | PKL | PKL065 | Residential |  | Trade Secret | 2024 | 2024
20263-228838-01 | Xcel Energy | 85 | 13781 | IOU | 06178606 | 15.2 | Solar |  |  | Withdrawn | Trade Secret | Trade | WIL | WIL071 | Residential | Solar*Rewards | Trade Secret | 2025
20263-228838-01 | Xcel Energy | 85 | 13781 | IOU | 06225278 | 15.2 | Solar |  |  | Active Application | Trade Secret | Trade | WIL | WIL071 | Residential |  | Trade Secret | 2025
20263-228838-01 | Xcel Energy | 85 | 13781 | IOU | 05467559 | 8.32 | Solar |  |  | Interconnected | Trade Secret | Trade | CHE | CHE064 | Residential | Solar*Rewards | Trade Secret | 2023 | 2023
20263-228838-01 | Xcel Energy | 85 | 13781 | IOU | 03131056 | 150 | Other |  |  | Interconnected | Trade Secret | Trade | APA | APA065 | Residential |  | Trade Secret | 2011 | 2011
20263-228838-01 | Xcel Energy | 85 | 13781 | IOU | 03131813 | 9.5 | Solar |  |  | Interconnected | Trade Secret | Trade | LAC | LAC062 | Residential | Made in Minnesota | Trade Secret | 2017 | 2017
20263-228838-01 | Xcel Energy | 85 | 13781 | IOU | 06253349 | 4.592 | Solar |  |  | Interconnected | Trade Secret | Trade | SOU | SOU064 | Residential |  | Trade Secret | 2025 | 2025
20263-228838-01 | Xcel Energy | 85 | 13781 | IOU | 05588843 | 17.64 | Solar |  |  | Interconnected | Trade Secret | Trade | HUG | HUG321 | Residential | Solar*Rewards | Trade Secret | 2023 | 2024
20263-228838-01 | Xcel Energy | 85 | 13781 | IOU | 03132725 | 4.08 | Solar |  |  | Interconnected | Trade Secret | Trade | RPL | RPL061 | Residential | Solar*Rewards | Trade Secret | 2018 | 2019
20263-228838-01 | Xcel Energy | 85 | 13781 | IOU | 03130027 | 15.84 | Solar |  |  | Interconnected | Trade Secret | Trade | EKO | EKO021 | Residential | Solar*Rewards | Trade Secret | 2018 | 2019
20263-228838-01 | Xcel Energy | 85 | 13781 | IOU | 06202948 | 7.68 | Solar |  | X | Interconnected | Trade Secret | Trade | SLP | SLP321 | Residential |  | Trade Secret | 2025 | 2025
20263-228838-01 | Xcel Energy | 85 | 13781 | IOU | 04526518 | 80 | Solar |  |  | Interconnected | Trade Secret | Trade | TLK | TLK071 | Commercial |  | Trade Secret | 2021 | 2022
20263-228838-01 | Xcel Energy | 85 | 13781 | IOU | 03745881 | 166.6 | Solar |  |  | Withdrawn | Trade Secret | Trade | HAS | HAS032 | Commercial |  | Trade Secret | 2020
20263-228838-01 | Xcel Energy | 85 | 13781 | IOU | 05335653 | 200 | Solar |  |  | Active Application | Trade Secret | Trade | HAS | HAS032 | Commercial |  | Trade Secret | 2023
20263-228838-01 | Xcel Energy | 85 | 13781 | IOU | 06147295 | 10.368 | Solar |  |  | Active Application | Trade Secret | Trade | WSG | WSG063 | Residential |  | Trade Secret | 2025
20263-228838-01 | Xcel Energy | 85 | 13781 | IOU | 04406418 | 4.35 | Solar |  |  | Interconnected | Trade Secret | Trade | WES | WES074 | Residential | Solar*Rewards | Trade Secret | 2021 | 2021
20263-228838-01 | Xcel Energy | 85 | 13781 | IOU | 06235189 | 36 | Solar |  |  | Active Application | Trade Secret | Trade | HOL | HOL073 | Commercial |  | Trade Secret | 2025
20263-228838-01 | Xcel Energy | 85 | 13781 | IOU | 05551193 | 4.095 | Solar |  |  | Interconnected | Trade Secret | Trade | HOL | HOL072 | Residential | Solar*Rewards | Trade Secret | 2023 | 2023
20263-228838-01 | Xcel Energy | 85 | 13781 | IOU | 04806754 | 5.8 | Solar |  |  | Interconnected | Trade Secret | Trade | WIL | WIL063 | Residential | Solar*Rewards | Trade Secret | 2022 | 2022
20263-228838-01 | Xcel Energy | 85 | 13781 | IOU | 06065664 | 16.128 | Solar |  |  | Withdrawn | Trade Secret | Trade | RWD | RWD063 | Residential | Solar*Rewards | Trade Secret | 2025
20263-228838-01 | Xcel Energy | 85 | 13781 | IOU | 05857174 | 3.747 | Solar |  |  | Active Application | Trade Secret | Trade | STY | STY062 | Residential |  | Trade Secret | 2024
20263-228838-01 | Xcel Energy | 85 | 13781 | IOU | 05868080 | 3.747 | Solar |  |  | Interconnected | Trade Secret | Trade | STY | STY062 | Residential |  | Trade Secret | 2024 | 2025
20263-228838-01 | Xcel Energy | 85 | 13781 | IOU | 05712191 | 3.78 | Solar |  |  | Interconnected | Trade Secret | Trade | WES | WES074 | Residential | Solar*Rewards | Trade Secret | 2024 | 2025
20263-228838-01 | Xcel Energy | 85 | 13781 | IOU | 03129668 | 4.83 | Solar |  |  | Interconnected | Trade Secret | Trade | WCR | WCR311 | Residential | Solar*Rewards | Trade Secret | 2019 | 2020
20263-228838-01 | Xcel Energy | 85 | 13781 | IOU | 06258507 | 5.763 | Solar |  |  | Active Application | Trade Secret | Trade | TWL | TWL066 | Residential |  | Trade Secret | 2025
20263-228838-01 | Xcel Energy | 85 | 13781 | IOU | 05993345 | 8.399 | Solar |  |  | Interconnected | Trade Secret | Trade | DBL | DBL065 | Residential |  | Trade Secret | 2025 | 2025
20263-228838-01 | Xcel Energy | 85 | 13781 | IOU | 03129811 | 6 | Solar |  |  | Interconnected | Trade Secret | Trade | RAM | RAM073 | Residential | Solar*Rewards | Trade Secret | 2017 | 2018
20263-228838-01 | Xcel Energy | 85 | 13781 | IOU | 04268594 | 14.995 | Solar |  |  | Interconnected | Trade Secret | Trade | KAN | KAN022 | Commercial | Solar*Rewards | Trade Secret | 2021 | 2022
20263-228838-01 | Xcel Energy | 85 | 13781 | IOU | OID2030330 | 18 | Solar |  |  | Withdrawn | Trade Secret | Trade | GLK | GLK071 | Commercial | Solar*Rewards | Trade Secret | 2014
20263-228838-01 | Xcel Energy | 85 | 13781 | IOU | 03130109 | 15.232 | Solar |  |  | Interconnected | Trade Secret | Trade | GRC | GRC313 | Commercial | Solar*Rewards | Trade Secret | 2018 | 2019
20263-228838-01 | Xcel Energy | 85 | 13781 | IOU | 03131679 | 9.94 | Solar |  |  | Interconnected | Trade Secret | Trade | MDT | MDT071 | Residential | Made in Minnesota | Trade Secret | 2017 | 2018
20263-228838-01 | Xcel Energy | 85 | 13781 | IOU | 04517480 | 5.22 | Solar |  |  | Interconnected | Trade Secret | Trade | WES | WES074 | Residential |  | Trade Secret | 2021 | 2021
20263-228838-01 | Xcel Energy | 85 | 13781 | IOU | 03130350 | 3.747 | Solar |  |  | Interconnected | Trade Secret | Trade | CHE | CHE064 | Residential | Solar*Rewards | Trade Secret | 2019 | 2020
20263-228838-01 | Xcel Energy | 85 | 13781 | IOU | 06139988 | 7.6 | Solar |  |  | Active Application | Trade Secret | Trade | SCA | SCA021 | Residential | Solar*Rewards | Trade Secret | 2025
20263-228838-01 |  |  |  |  | OID2806757 |  | Solar |  |  | Withdrawn | Trade Secret | Trade |  |  | Commercial |  |  | 2015
20263-228838-01 |  |  |  |  | 03129791 |  | Solar |  |  | Active Application | Trade Secret | Trade | MPK | MPK075 | Commercial |  |  | 2015
20263-228838-01 | Xcel Energy | 85 | 13781 | IOU | 03684989 | 3.36 | Solar |  |  | Interconnected | Trade Secret | Trade | WSG | WSG064 | Residential | Solar*Rewards | Trade Secret | 2020 | 2020
20263-228838-01 | Xcel Energy | 85 | 13781 | IOU | 03130446 | 6.96 | Solar |  |  | Interconnected | Trade Secret | Trade | HUG | HUG321 | Residential | Solar*Rewards | Trade Secret | 2018 | 2019
20263-228838-01 | Xcel Energy | 85 | 13781 | IOU | 06153084 | 7.591 | Solar |  | X | Active Application | Trade Secret | Trade | HUG | HUG321 | Residential | Solar*Rewards | Trade Secret | 2025
20263-228838-01 | Xcel Energy | 85 | 13781 | IOU | 04393965 | 8.376 | Solar |  |  | Interconnected | Trade Secret | Trade | CGR | CGR061 | Residential | Solar*Rewards | Trade Secret | 2021 | 2021
20263-228838-01 | Xcel Energy | 85 | 13781 | IOU | 03132366 | 0.003 | Solar |  |  | Interconnected | Trade Secret | Trade | SOU | SOU069 | Residential | Solar*Rewards | Trade Secret | 2018 | 2018
20263-228838-01 | Xcel Energy | 85 | 13781 | IOU | 06138444 | 4.555 | Solar |  |  | Interconnected | Trade Secret | Trade | ALD | ALD095 | Residential |  | Trade Secret | 2025 | 2025
20263-228838-01 | Xcel Energy | 85 | 13781 | IOU | 05266181 | 4.188 | Solar |  |  | Interconnected | Trade Secret | Trade | ALD | ALD095 | Residential |  | Trade Secret | 2022 | 2023
20263-228838-01 | Xcel Energy | 85 | 13781 | IOU | 04653704 | 7.54 | Solar |  |  | Interconnected | Trade Secret | Trade | WIL | WIL063 | Residential |  | Trade Secret | 2021 | 2021
20263-228838-01 | Xcel Energy | 85 | 13781 | IOU | 06056779 | 8.74 | Solar |  |  | Interconnected | Trade Secret | Trade | BRP | BRP073 | Residential | Solar*Rewards | Trade Secret | 2025 | 2025
20263-228838-01 | Xcel Energy | 85 | 13781 | IOU | 05506036 | 11.517 | Solar |  |  | Withdrawn | Trade Secret | Trade | LAC | LAC062 | Residential | Solar*Rewards | Trade Secret | 2023
20263-228838-01 | Xcel Energy | 85 | 13781 | IOU | 06205850 | 6.98 | Solar |  |  | Active Application | Trade Secret | Trade | WIL | WIL063 | Residential | Solar*Rewards | Trade Secret | 2025
20263-228838-01 | Xcel Energy | 85 | 13781 | IOU | 06057227 | 8.36 | Solar |  |  | Active Application | Trade Secret | Trade | TWL | TWL076 | Residential | Solar*Rewards | Trade Secret | 2025
20263-228838-01 | Xcel Energy | 85 | 13781 | IOU | 04219426 | 8.12 | Solar |  |  | Interconnected | Trade Secret | Trade | AHI | AHI063 | Residential | Solar*Rewards | Trade Secret | 2021 | 2021
20263-228838-01 | Xcel Energy | 85 | 13781 | IOU | 04973178 | 9.28 | Solar |  |  | Interconnected | Trade Secret | Trade | NOF | NOF072 | Residential | Solar*Rewards | Trade Secret | 2022 | 2023
20263-228838-01 | Xcel Energy | 85 | 13781 | IOU | 05469135 | 13.12 | Storage |  |  | Interconnected | Trade Secret | Trade | NOF | NOF072 | Residential |  | Trade Secret | 2023 | 2023
20263-228838-01 | Xcel Energy | 85 | 13781 | IOU | 03131931 | 1.5 | Wind |  |  | Interconnected | Trade Secret | Trade | RAM | RAM062 | Residential |  | Trade Secret | 2017 | 2018
20263-228838-01 | Xcel Energy | 85 | 13781 | IOU | 06218061 | 4.645 | Solar |  |  | Interconnected | Trade Secret | Trade | RAM | RAM064 | Residential |  | Trade Secret | 2025 | 2025
20263-228838-01 | Xcel Energy | 85 | 13781 | IOU | 03154902 | 5 | Solar |  |  | Interconnected | Trade Secret | Trade | WCR | WCR322 | Residential | Solar*Rewards | Trade Secret | 2019 | 2019
20263-228838-01 | Xcel Energy | 85 | 13781 | IOU | 05960335 | 1.518 | Solar |  |  | Withdrawn | Trade Secret | Trade | WCR | WCR322 | Residential | Solar*Rewards | Trade Secret | 2024
20263-228838-01 | Xcel Energy | 85 | 13781 | IOU | 06018295 | 28 | Storage |  |  | Interconnected | Trade Secret | Trade | WCR | WCR322 | Residential |  | Trade Secret | 2024 | 2025
20263-228838-01 | Xcel Energy | 85 | 13781 | IOU | 03132829 | 5 | Solar |  |  | Interconnected | Trade Secret | Trade | CTR | CTR021 | Residential | Solar*Rewards | Trade Secret | 2018 | 2018
20263-228838-01 | Xcel Energy | 85 | 13781 | IOU | 04445673 | 4.64 | Solar |  |  | Interconnected | Trade Secret | Trade | GNL | GNL071 | Residential | Solar*Rewards | Trade Secret | 2021 | 2022
20263-228838-01 | Xcel Energy | 85 | 13781 | IOU | OID2882863 | 4.32 | Solar |  |  | Withdrawn | Trade Secret | Trade |  |  | Residential | Solar*Rewards | Trade Secret | 2016
20263-228838-01 | Xcel Energy | 85 | 13781 | IOU | 04174885 | 13.05 | Solar |  |  | Interconnected | Trade Secret | Trade | ALD | ALD082 | Commercial | Solar*Rewards | Trade Secret | 2021 | 2024
20263-228838-01 | Xcel Energy | 85 | 13781 | IOU | 04182959 | 5.22 | Solar |  | X | Interconnected | Trade Secret | Trade | ALD | ALD082 | Commercial |  | Trade Secret | 2021 | 2023
20263-228838-01 | Xcel Energy | 85 | 13781 | IOU | 04182977 | 2.9 | Solar |  | X | Withdrawn | Trade Secret | Trade | ALD | ALD082 | Commercial |  | Trade Secret | 2021
20263-228838-01 | Xcel Energy | 85 | 13781 | IOU | 03130138 | 9.994 | Solar |  |  | Interconnected | Trade Secret | Trade | WES | WES073 | Commercial | Solar*Rewards | Trade Secret | 2018 | 2020
20263-228838-01 | Xcel Energy | 85 | 13781 | IOU | 03134926 | 7.63 | Solar |  |  | Interconnected | Trade Secret | Trade | RPO | RPO312 | Residential | Solar*Rewards | Trade Secret | 2016 | 2016
20263-228838-01 | Xcel Energy | 85 | 13781 | IOU | 03135051 | 9.94 | Solar |  |  | Interconnected | Trade Secret | Trade | TLK | TLK073 | Residential | Solar*Rewards | Trade Secret | 2016 | 2016
20263-228838-01 | Xcel Energy | 85 | 13781 | IOU | 05443659 | 4.35 | Solar |  |  | Withdrawn | Trade Secret | Trade | STY | STY062 | Residential |  | Trade Secret | 2023
20263-228838-01 | Xcel Energy | 85 | 13781 | IOU | 03133313 | 15 | Solar |  |  | Interconnected | Trade Secret | Trade | VMR | VMR063 | Commercial | Solar*Rewards | Trade Secret | 2010 | 2012
20263-228838-01 | Xcel Energy | 85 | 13781 | IOU | 05353964 | 3.19 | Solar |  |  | Interconnected | Trade Secret | Trade | SOU | SOU079 | Residential |  | Trade Secret | 2023 | 2023
20263-228838-01 | Xcel Energy | 85 | 13781 | IOU | 06079254 | 8.832 | Solar |  |  | Withdrawn | Trade Secret | Trade | HUG | HUG321 | Residential | Solar*Rewards | Trade Secret | 2025
20263-228838-01 | Xcel Energy | 85 | 13781 | IOU | 05394377 | 7.04 | Solar |  |  | Interconnected | Trade Secret | Trade | EDA | EDA067 | Residential |  | Trade Secret | 2023 | 2023
20263-228838-01 | Xcel Energy | 85 | 13781 | IOU | 03970154 | 6.96 | Solar |  |  | Interconnected | Trade Secret | Trade | DBL | DBL068 | Residential | Solar*Rewards | Trade Secret | 2020 | 2020
20263-228838-01 | Xcel Energy | 85 | 13781 | IOU | 03130574 | 11.39 | Solar |  |  | Interconnected | Trade Secret | Trade | FAP | FAP061 | Commercial | Solar*Rewards | Trade Secret | 2016 | 2017
20263-228838-01 | Xcel Energy | 85 | 13781 | IOU | OID2262218 | 15.26 | Solar |  |  | Withdrawn | Trade Secret | Trade | FAP | FAP061 | Commercial | Solar*Rewards | Trade Secret | 2015
20263-228838-01 |  |  |  |  | OID2655473 |  | Solar |  |  | Withdrawn | Trade Secret | Trade | FAP | FAP061 | Commercial | Solar*Rewards |  | 2016
20263-228838-01 | Xcel Energy | 85 | 13781 | IOU | 03908008 | 10.44 | Solar |  |  | Interconnected | Trade Secret | Trade | NOF | NOF061 | Residential | Solar*Rewards | Trade Secret | 2020 | 2021
20263-228838-01 | Xcel Energy | 85 | 13781 | IOU | 04420841 | 39.998 | Solar |  |  | Interconnected | Trade Secret | Trade | LAC | LAC062 | Commercial | Solar*Rewards | Trade Secret | 2021 | 2022
20263-228838-01 | Xcel Energy | 85 | 13781 | IOU | 05440644 | 6.93 | Solar |  |  | Interconnected | Trade Secret | Trade | APA | APA069 | Residential | Solar*Rewards | Trade Secret | 2023 | 2023
20263-228838-01 | Xcel Energy | 85 | 13781 | IOU | 04481752 | 6.96 | Solar |  |  | Interconnected | Trade Secret | Trade | SLP | SLP082 | Residential |  | Trade Secret | 2021 | 2021
20263-228838-01 | Xcel Energy | 85 | 13781 | IOU | 03697206 | 19.88 | Solar |  |  | Active Application | Trade Secret | Trade | CEL | CEL064 | Commercial | Solar*Rewards | Trade Secret | 2020
20263-228838-01 | Xcel Energy | 85 | 13781 | IOU | 03848139 | 5 | Storage |  |  | Interconnected | Trade Secret | Trade | UPP | UPP084 | Residential |  | Trade Secret | 2020 | 2020
20263-228838-01 | Xcel Energy | 85 | 13781 | IOU | 03341198 | 6 | Solar |  |  | Interconnected | Trade Secret | Trade | UPP | UPP084 | Residential | Solar*Rewards | Trade Secret | 2019 | 2020
20263-228838-01 | Xcel Energy | 85 | 13781 | IOU | SRO26150 | 8.64 | Solar |  |  | Withdrawn | Trade Secret | Trade | RAM | RAM073 | Residential | Solar*Rewards | Trade Secret | 2012
20263-228838-01 | Xcel Energy | 85 | 13781 | IOU | 03133812 | 7.74 | Solar |  |  | Interconnected | Trade Secret | Trade | RAM | RAM073 | Residential | Solar*Rewards | Trade Secret | 2013 | 2013
20263-228838-01 | Xcel Energy | 85 | 13781 | IOU | 04983343 | 5.052 | Solar |  |  | Interconnected | Trade Secret | Trade | WIL | WIL077 | Residential |  | Trade Secret | 2022 | 2022
20263-228838-01 | Xcel Energy | 85 | 13781 | IOU | 04794211 | 4.932 | Solar |  |  | Interconnected | Trade Secret | Trade | WES | WES062 | Residential | Solar*Rewards | Trade Secret | 2022 | 2022
20263-228838-01 |  |  |  |  | OID3909398 |  | Solar |  |  | Withdrawn | Trade Secret | Trade | MND | MND062 | Residential | Solar*Rewards |  | 2019
20263-228838-01 | Xcel Energy | 85 | 13781 | IOU | OID3909405 | 19.988 | Solar |  |  | Interconnected | Trade Secret | Trade | MND | MND062 | Residential | Solar*Rewards | Trade Secret | 2019 | 2020
20263-228838-01 | Xcel Energy | 85 | 13781 | IOU | 05535039 | 7.875 | Solar |  |  | Interconnected | Trade Secret | Trade | RMT | RMT321 | Residential |  | Trade Secret | 2023 | 2023
20263-228838-01 | Xcel Energy | 85 | 13781 | IOU | 04509189 | 9.994 | Solar |  |  | Interconnected | Trade Secret | Trade | SLP | SLP075 | Residential |  | Trade Secret | 2021 | 2022
20263-228838-01 | Xcel Energy | 85 | 13781 | IOU | 04488554 | 9.994 | Solar |  |  | Active Application | Trade Secret | Trade | SLP | SLP075 | Residential | Solar*Rewards | Trade Secret | 2021
20263-228838-01 | Xcel Energy | 85 | 13781 | IOU | 03134041 | 16.2 | Solar |  |  | Interconnected | Trade Secret | Trade | OPK | OPK073 | Commercial | Solar*Rewards | Trade Secret | 2014 | 2015
20263-228838-01 | Xcel Energy | 85 | 13781 | IOU | 04420155 | 3.77 | Solar |  |  | Interconnected | Trade Secret | Trade | MPK | MPK068 | Residential | Solar*Rewards | Trade Secret | 2021 | 2021
20263-228838-01 | Xcel Energy | 85 | 13781 | IOU | 03859071 | 3.48 | Solar |  |  | Interconnected | Trade Secret | Trade | RRK | RRK082 | Residential | Solar*Rewards | Trade Secret | 2020 | 2021
20263-228838-01 | Xcel Energy | 85 | 13781 | IOU | 05181814 | 3.84 | Solar |  |  | Interconnected | Trade Secret | Trade | ECK | ECK063 | Residential |  | Trade Secret | 2022 | 2022
20263-228838-01 | Xcel Energy | 85 | 13781 | IOU | 03132474 | 5 | Solar |  |  | Interconnected | Trade Secret | Trade | AFT | AFT314 | Residential | Solar*Rewards | Trade Secret | 2018 | 2018
20263-228838-01 | Xcel Energy | 85 | 13781 | IOU | OID3333534 | 5 | Solar |  |  | Withdrawn | Trade Secret | Trade | AFT | AFT314 | Residential | Solar*Rewards | Trade Secret | 2018
20263-228838-01 | Xcel Energy | 85 | 13781 | IOU | 05959656 | 12.905 | Solar |  |  | Interconnected | Trade Secret | Trade | RPO | RPO311 | Residential | Solar*Rewards | Trade Secret | 2024 | 2024
20263-228838-01 |  |  |  |  | OID3739041 |  | Solar |  |  | Withdrawn | Trade Secret | Trade | MGN | MGN211 | Residential | Solar*Rewards |  | 2019
20263-228838-01 |  |  |  |  | OID3739047 |  | Solar |  |  | Withdrawn | Trade Secret | Trade | MGN | MGN211 | Residential | Solar*Rewards |  | 2019
20263-228838-01 | Xcel Energy | 85 | 13781 | IOU | 04849153 | 23.034 | Solar |  |  | Interconnected | Trade Secret | Trade | SOU | SOU083 | Commercial |  | Trade Secret | 2022 | 2023
20263-228838-01 | Xcel Energy | 85 | 13781 | IOU | 06278003 | 11.5 | Solar |  | X | Interconnected | Trade Secret | Trade | RMT | RMT321 | Residential |  | Trade Secret | 2025 | 2026
20263-228838-01 | Xcel Energy | 85 | 13781 | IOU | OID3924257 | 6.96 | Solar |  |  | Interconnected | Trade Secret | Trade | ECK | ECK321 | Residential | Solar*Rewards | Trade Secret | 2019 | 2020
20263-228838-01 | Xcel Energy | 85 | 13781 | IOU | 06219282 | 7.258 | Solar |  |  | Interconnected | Trade Secret | Trade | AFT | AFT322 | Residential |  | Trade Secret | 2025 | 2026
20263-228838-01 | Xcel Energy | 85 | 13781 | IOU | 05600774 | 8.505 | Solar |  |  | Interconnected | Trade Secret | Trade | WCR | WCR322 | Residential |  | Trade Secret | 2023 | 2024
20263-228838-01 | Xcel Energy | 85 | 13781 | IOU | 03131608 | 7.63 | Solar |  |  | Interconnected | Trade Secret | Trade | MPK | MPK082 | Residential | Made in Minnesota | Trade Secret | 2017 | 2017
20263-228838-01 | Xcel Energy | 85 | 13781 | IOU | 06226500 | 6.56 | Solar |  |  | Interconnected | Trade Secret | Trade | CGR | CGR072 | Residential |  | Trade Secret | 2025 | 2026
20263-228838-01 | Xcel Energy | 85 | 13781 | IOU | 03134447 | 10.01 | Solar |  |  | Interconnected | Trade Secret | Trade | HUG | HUG311 | Residential | Solar*Rewards | Trade Secret | 2015 | 2015
20263-228838-01 | Xcel Energy | 85 | 13781 | IOU | 03134421 | 3.8 | Solar |  |  | Interconnected | Trade Secret | Trade | WES | WES076 | Residential | Solar*Rewards | Trade Secret | 2015 | 2015
20263-228838-01 | Xcel Energy | 85 | 13781 | IOU | OID2300700 | 3.8 | Solar |  |  | Withdrawn | Trade Secret | Trade | WES | WES076 | Residential | Made in Minnesota | Trade Secret | 2015
20263-228838-01 | Xcel Energy | 85 | 13781 | IOU | OID2284186 | 3.8 | Solar |  |  | Withdrawn | Trade Secret | Trade | WES | WES076 | Residential | Solar*Rewards | Trade Secret | 2015
20263-228838-01 | Xcel Energy | 85 | 13781 | IOU | 03134419 | 7.2 | Solar |  |  | Interconnected | Trade Secret | Trade | BCR | BCR063 | Residential | Made in Minnesota | Trade Secret | 2015 | 2015
20263-228838-01 | Xcel Energy | 85 | 13781 | IOU | 06324670 | 8.36 | Solar |  |  | Active Application | Trade Secret | Trade | KOL | KOL073 | Residential | Solar*Rewards | Trade Secret | 2026
20263-228838-01 | Xcel Energy | 85 | 13781 | IOU | 03133955 | 7.63 | Solar |  |  | Interconnected | Trade Secret | Trade | NOF | NOF071 | Residential | Solar*Rewards | Trade Secret | 2014 | 2014
20263-228838-01 | Xcel Energy | 85 | 13781 | IOU | 05597918 | 4.886 | Solar |  |  | Interconnected | Trade Secret | Trade | BEL | BEL062 | Residential |  | Trade Secret | 2023 | 2024
20263-228838-01 | Xcel Energy | 85 | 13781 | IOU | 06077660 | 4.592 | Solar |  |  | Interconnected | Trade Secret | Trade | CRL | CRL065 | Residential | Solar*Rewards | Trade Secret | 2025 | 2025
20263-228838-01 | Xcel Energy | 85 | 13781 | IOU | 05711339 | 2.323 | Solar |  |  | Interconnected | Trade Secret | Trade | HYL | HYL065 | Residential |  | Trade Secret | 2024 | 2024
20263-228838-01 | Xcel Energy | 85 | 13781 | IOU | 06086198 | 2.66 | Solar |  |  | Active Application | Trade Secret | Trade | OAD | OAD063 | Residential | Solar*Rewards | Trade Secret | 2025
20263-228838-01 | Xcel Energy | 85 | 13781 | IOU | 06322062 | 2.443 | Solar |  |  | Active Application | Trade Secret | Trade | OAD | OAD063 | Residential | Solar*Rewards | Trade Secret | 2026
20263-228838-01 | Xcel Energy | 85 | 13781 | IOU | 03134760 | 3 | Solar |  |  | Interconnected | Trade Secret | Trade | MPK | MPK068 | Residential | Solar*Rewards | Trade Secret | 2016 | 2016
20263-228838-01 | Xcel Energy | 85 | 13781 | IOU | 06026338 | 9.994 | Solar |  |  | Interconnected | Trade Secret | Trade | WDY | WDY312 | Residential | Solar*Rewards | Trade Secret | 2024 | 2025
20263-228838-01 | Xcel Energy | 85 | 13781 | IOU | 05999010 | 2.903 | Solar |  |  | Interconnected | Trade Secret | Trade | RIV | RIV061 | Residential | Solar*Rewards | Trade Secret | 2024 | 2025
20263-228838-01 | Xcel Energy | 85 | 13781 | IOU | 04438784 | 4.64 | Solar |  |  | Interconnected | Trade Secret | Trade | SOU | SOU063 | Residential | Solar*Rewards | Trade Secret | 2021 | 2021
20263-228838-01 | Xcel Energy | 85 | 13781 | IOU | 05641348 | 3.78 | Solar |  |  | Interconnected | Trade Secret | Trade | SOU | SOU063 | Residential |  | Trade Secret | 2023 | 2024
20263-228838-01 | Xcel Energy | 85 | 13781 | IOU | 05566926 | 3.78 | Solar |  |  | Withdrawn | Trade Secret | Trade | SOU | SOU063 | Residential | Solar*Rewards | Trade Secret | 2023
20263-228838-01 | Xcel Energy | 85 | 13781 | IOU | 05857487 | 5.052 | Solar |  |  | Interconnected | Trade Secret | Trade | OAD | OAD061 | Residential |  | Trade Secret | 2024 | 2025
20263-228838-01 | Xcel Energy | 85 | 13781 | IOU | 03131895 | 7.63 | Solar |  |  | Interconnected | Trade Secret | Trade | LAC | LAC063 | Residential | Made in Minnesota | Trade Secret | 2017 | 2017
20263-228838-01 | Xcel Energy | 85 | 13781 | IOU | 03133725 | 11.4 | Solar |  |  | Interconnected | Trade Secret | Trade | RIV | RIV076 | Commercial | Solar*Rewards | Trade Secret | 2013 | 2013
20263-228838-01 | Xcel Energy | 85 | 13781 | IOU | 03134285 | 3.36 | Solar |  |  | Interconnected | Trade Secret | Trade | MPK | MPK065 | Residential | Made in Minnesota | Trade Secret | 2015 | 2015
20263-228838-01 | Xcel Energy | 85 | 13781 | IOU | 03131337 | 6 | Solar |  |  | Interconnected | Trade Secret | Trade | SOU | SOU079 | Residential | Made in Minnesota | Trade Secret | 2017 | 2017
20263-228838-01 | Xcel Energy | 85 | 13781 | IOU | 04063425 | 6.67 | Solar |  |  | Interconnected | Trade Secret | Trade | MND | MND071 | Residential | Solar*Rewards | Trade Secret | 2020 | 2021
20263-228838-01 | Xcel Energy | 85 | 13781 | IOU | 06023281 | 5.76 | Solar |  |  | Active Application | Trade Secret | Trade | CLC | CLC022 | Commercial |  | Trade Secret | 2024
20263-228838-01 | Xcel Energy | 85 | 13781 | IOU | 05786541 | 571.48 | Solar |  |  | Active Application | Trade Secret | Trade | MOL | MOL076 | Commercial |  | Trade Secret | 2024
20263-228838-01 | Xcel Energy | 85 | 13781 | IOU | 06268995 | 10.752 | Solar |  |  | Active Application | Trade Secret | Trade | GLK | GLK065 | Residential |  | Trade Secret | 2025
20263-228838-01 | Xcel Energy | 85 | 13781 | IOU | 05295676 | 3.19 | Solar |  |  | Withdrawn | Trade Secret | Trade | FSL | FSL311 | Residential |  | Trade Secret | 2022
20263-228838-01 | Xcel Energy | 85 | 13781 | IOU | 03130664 | 6 | Solar |  |  | Interconnected | Trade Secret | Trade | MPK | MPK084 | Residential | Solar*Rewards | Trade Secret | 2016 | 2017
20263-228838-01 | Xcel Energy | 85 | 13781 | IOU | 03206422 | 11.39 | Solar |  |  | Interconnected | Trade Secret | Trade | PKL | PKL075 | Residential | Solar*Rewards | Trade Secret | 2019 | 2020
20263-228838-01 | Xcel Energy | 85 | 13781 | IOU | 03131987 | 5 | Solar |  |  | Interconnected | Trade Secret | Trade | MPK | MPK068 | Residential | Solar*Rewards | Trade Secret | 2017 | 2018
20263-228838-01 | Xcel Energy | 85 | 13781 | IOU | 04623058 | 9.074 | Solar |  |  | Interconnected | Trade Secret | Trade | SLP | SLP075 | Residential |  | Trade Secret | 2021 | 2021
20263-228838-01 | Xcel Energy | 85 | 13781 | IOU | 03130727 | 2700 | Other |  |  | Interconnected | Trade Secret | Trade | HUG | HUG322 | Commercial |  | Trade Secret | 2004 | 2004
20263-228838-01 | Xcel Energy | 85 | 13781 | IOU | SRO18571 | 40 | Solar |  |  | Interconnected | Trade Secret | Trade | WIN | WIN043 | Commercial | Solar*Rewards | Trade Secret | 2011 | 2012
20263-228838-01 | Xcel Energy | 85 | 13781 | IOU | 03133453 | 29.985 | Solar |  |  | Interconnected | Trade Secret | Trade | WIN | WIN043 | Commercial | Solar*Rewards | Trade Secret | 2011 | 2012
20263-228838-01 | Xcel Energy | 85 | 13781 | IOU | 05006878 | 5.22 | Solar |  |  | Interconnected | Trade Secret | Trade | APA | APA075 | Residential | Solar*Rewards | Trade Secret | 2022 | 2022
20263-228838-01 | Xcel Energy | 85 | 13781 | IOU | 05376940 | 8.376 | Solar |  |  | Interconnected | Trade Secret | Trade | RPL | RPL064 | Residential |  | Trade Secret | 2023 | 2023
20263-228838-01 |  |  |  |  | OID3743712 |  | Solar |  |  | Withdrawn | Trade Secret | Trade | WRR | WRR005 | Commercial | Solar*Rewards |  | 2019
20263-228838-01 | Xcel Energy | 85 | 13781 | IOU | 06248108 | 7.6 | Solar |  |  | Active Application | Trade Secret | Trade | LAP | LAP311 | Residential |  | Trade Secret | 2025
20263-228838-01 | Xcel Energy | 85 | 13781 | IOU | 05386138 | 6.4 | Solar |  |  | Interconnected | Trade Secret | Trade | STY | STY071 | Residential | Solar*Rewards | Trade Secret | 2023 | 2023
20263-228838-01 | Xcel Energy | 85 | 13781 | IOU | 03947317 | 12.47 | Solar |  |  | Interconnected | Trade Secret | Trade | WCR | WCR063 | Residential | Solar*Rewards | Trade Secret | 2020 | 2020
20263-228838-01 | Xcel Energy | 85 | 13781 | IOU | 04983083 | 8.7 | Solar |  |  | Interconnected | Trade Secret | Trade | WCS | WCS072 | Residential |  | Trade Secret | 2022 | 2022
20263-228838-01 | Xcel Energy | 85 | 13781 | IOU | 05340103 | 11.89 | Solar |  |  | Interconnected | Trade Secret | Trade | ECK | ECK063 | Residential |  | Trade Secret | 2023 | 2023
20263-228838-01 | Xcel Energy | 85 | 13781 | IOU | 05854911 | 3.747 | Solar |  |  | Active Application | Trade Secret | Trade | UPP | UPP085 | Residential |  | Trade Secret | 2024
20263-228838-01 | Xcel Energy | 85 | 13781 | IOU | 06151878 | 5.76 | Solar |  |  | Interconnected | Trade Secret | Trade | UPP | UPP085 | Residential |  | Trade Secret | 2025 | 2025
20263-228838-01 | Xcel Energy | 85 | 13781 | IOU | 06143743 | 3.416 | Solar |  |  | Withdrawn | Trade Secret | Trade | UPP | UPP085 | Residential | Solar*Rewards | Trade Secret | 2025
20263-228838-01 | Xcel Energy | 85 | 13781 | IOU | 06227065 | 5.806 | Solar |  |  | Interconnected | Trade Secret | Trade | HUG | HUG322 | Residential |  | Trade Secret | 2025 | 2025
20263-228838-01 | Xcel Energy | 85 | 13781 | IOU | 04509037 | 3.747 | Solar |  |  | Withdrawn | Trade Secret | Trade | RPL | RPL064 | Residential |  | Trade Secret | 2021
20263-228838-01 | Xcel Energy | 85 | 13781 | IOU | 04489001 | 3.8 | Solar |  |  | Active Application | Trade Secret | Trade | RPL | RPL064 | Residential | Solar*Rewards | Trade Secret | 2021
20263-228838-01 | Xcel Energy | 85 | 13781 | IOU | 03133757 | 40 | Solar |  |  | Interconnected | Trade Secret | Trade | SOU | SOU082 | Commercial | Solar*Rewards | Trade Secret | 2013 | 2013
20263-228838-01 | Xcel Energy | 85 | 13781 | IOU | SRO24398 | 34.2 | Solar |  |  | Withdrawn | Trade Secret | Trade | SOU | SOU082 | Commercial | Solar*Rewards | Trade Secret | 2012
20263-228838-01 |  |  |  |  | 04431848 |  | Solar |  |  | Active Application | Trade Secret | Trade | OPK | OPK077 | Residential | Solar*Rewards |  | 2021
20263-228838-01 | Xcel Energy | 85 | 13781 | IOU | 06170034 | 7.616 | Solar |  |  | Withdrawn | Trade Secret | Trade | OPK | OPK077 | Residential |  | Trade Secret | 2025
20263-228838-01 | Xcel Energy | 85 | 13781 | IOU | 06170086 | 7.616 | Solar |  |  | Interconnected | Trade Secret | Trade | OPK | OPK077 | Residential | Solar*Rewards | Trade Secret | 2025 | 2025
20263-228838-01 | Xcel Energy | 85 | 13781 | IOU | 05371429 | 3.84 | Solar |  |  | Interconnected | Trade Secret | Trade | HYL | HYL075 | Residential | Solar*Rewards | Trade Secret | 2023 | 2023
20263-228838-01 | Xcel Energy | 85 | 13781 | IOU | 05357063 | 4.725 | Solar |  |  | Interconnected | Trade Secret | Trade | MPK | MPK063 | Residential | Solar*Rewards | Trade Secret | 2023 | 2023
20263-228838-01 | Xcel Energy | 85 | 13781 | IOU | 03132164 | 33.3 | Solar |  |  | Interconnected | Trade Secret | Trade | GRC | GRC062 | Commercial |  | Trade Secret | 2017 | 2017
20263-228838-01 | Xcel Energy | 85 | 13781 | IOU | OID3165454 | 33.3 | Solar |  |  | Withdrawn | Trade Secret | Trade | GRC | GRC062 | Commercial |  | Trade Secret | 2017
20263-228838-01 | Xcel Energy | 85 | 13781 | IOU | 04715653 | 8.7 | Solar |  |  | Interconnected | Trade Secret | Trade | SHP | SHP072 | Residential |  | Trade Secret | 2021 | 2021
20263-228838-01 | Xcel Energy | 85 | 13781 | IOU | 03134878 | 16.4 | Solar |  |  | Interconnected | Trade Secret | Trade | MST | MST069 | Commercial | Solar*Rewards | Trade Secret | 2016 | 2016
20263-228838-01 | Xcel Energy | 85 | 13781 | IOU | 05403769 | 37.43 | Solar |  |  | Interconnected | Trade Secret | Trade | NOF | NOF071 | Residential |  | Trade Secret | 2023 | 2023
20263-228838-01 | Xcel Energy | 85 | 13781 | IOU | 03131956 | 9.94 | Solar |  |  | Interconnected | Trade Secret | Trade | LCR | LCR311 | Residential | Made in Minnesota | Trade Secret | 2017 | 2018
20263-228838-01 |  |  |  |  | OID2631010 |  | Solar |  |  | Withdrawn | Trade Secret | Trade | BUR | BUR032 | Residential | Solar*Rewards |  | 2016
20263-228838-01 | Xcel Energy | 85 | 13781 | IOU | 03881240 | 19.988 | Solar |  |  | Interconnected | Trade Secret | Trade | HWW | HWW073 | Commercial | Solar*Rewards | Trade Secret | 2020 | 2020
20263-228838-01 | Xcel Energy | 85 | 13781 | IOU | 05358382 | 9.994 | Solar |  |  | Interconnected | Trade Secret | Trade | MPK | MPK087 | Residential | Solar*Rewards | Trade Secret | 2023 | 2023
20263-228838-01 | Xcel Energy | 85 | 13781 | IOU | 06194452 | 6.98 | Solar |  |  | Interconnected | Trade Secret | Trade | APA | APA077 | Residential | Solar*Rewards | Trade Secret | 2025 | 2025
20263-228838-01 | Xcel Energy | 85 | 13781 | IOU | 06209394 | 5.235 | Solar |  |  | Interconnected | Trade Secret | Trade | SLP | SLP082 | Residential | Solar*Rewards | Trade Secret | 2025 | 2025
20263-228838-01 | Xcel Energy | 85 | 13781 | IOU | 05162630 | 6.96 | Solar |  |  | Interconnected | Trade Secret | Trade | WIN | WIN032 | Residential |  | Trade Secret | 2022 | 2022
20263-228838-01 | Xcel Energy | 85 | 13781 | IOU | 03131176 | 1.72 | Solar |  |  | Interconnected | Trade Secret | Trade | WIN | WIN042 | Residential |  | Trade Secret | 2009 | 2009
20263-228838-01 | Xcel Energy | 85 | 13781 | IOU | 03130976 | 2.08 | Solar |  |  | Interconnected | Trade Secret | Trade | WIN | WIN042 | Residential |  | Trade Secret | 2009 | 2009
20263-228838-01 | Xcel Energy | 85 | 13781 | IOU | 03132182 | 9 | Solar |  |  | Interconnected | Trade Secret | Trade | DND | DND061 | Commercial | Solar*Rewards | Trade Secret | 2018 | 2018
20263-228838-01 |  |  |  |  | OID3280647 |  | Solar |  |  | Withdrawn | Trade Secret | Trade |  |  | Commercial | Solar*Rewards |  | 2018
20263-228838-01 | Xcel Energy | 85 | 13781 | IOU | 04127161 | 19.006 | Solar |  |  | Interconnected | Trade Secret | Trade | EDA | EDA081 | Residential | Solar*Rewards | Trade Secret | 2020 | 2021
20263-228838-01 | Xcel Energy | 85 | 13781 | IOU | 03131246 | 4.56 | Solar |  |  | Interconnected | Trade Secret | Trade | WES | WES063 | Residential | Made in Minnesota | Trade Secret | 2016 | 2017
20263-228838-01 | Xcel Energy | 85 | 13781 | IOU | OID2559445 | 4.56 | Solar |  |  | Withdrawn | Trade Secret | Trade | WES | WES063 | Residential | Solar*Rewards | Trade Secret | 2016
20263-228838-01 | Xcel Energy | 85 | 13781 | IOU | 05490550 | 2.528 | Solar |  |  | Interconnected | Trade Secret | Trade | MPK | MPK085 | Residential | Solar*Rewards | Trade Secret | 2023 | 2023
20263-228838-01 | Xcel Energy | 85 | 13781 | IOU | 03134595 | 4 | Solar |  |  | Interconnected | Trade Secret | Trade | VMR | VMR061 | Residential | Made in Minnesota | Trade Secret | 2015 | 2016
20263-228838-01 | Xcel Energy | 85 | 13781 | IOU | 05227440 | 9.994 | Solar |  |  | Interconnected | Trade Secret | Trade | TLK | TLK067 | Residential |  | Trade Secret | 2022 | 2021
20263-228838-01 | Xcel Energy | 85 | 13781 | IOU | 03137702 | 5 | Solar |  |  | Interconnected | Trade Secret | Trade | EXC | EXC061 | Residential | Solar*Rewards | Trade Secret | 2015 | 2016
20263-228838-01 | Xcel Energy | 85 | 13781 | IOU | OID2028924 | 15.91 | Solar |  |  | Withdrawn | Trade Secret | Trade | WCS | WCS072 | Commercial | Solar*Rewards | Trade Secret | 2014
20263-228838-01 | Xcel Energy | 85 | 13781 | IOU | 05513943 | 10.24 | Solar |  |  | Interconnected | Trade Secret | Trade | VMR | VMR062 | Residential | Solar*Rewards | Trade Secret | 2023 | 2023
20263-228838-01 | Xcel Energy | 85 | 13781 | IOU | 06038192 | 14.592 | Solar |  |  | Interconnected | Trade Secret | Trade | HUG | HUG322 | Residential |  | Trade Secret | 2024 | 2025
20263-228838-01 | Xcel Energy | 85 | 13781 | IOU | 05975890 | 5.693 | Solar |  |  | Interconnected | Trade Secret | Trade | RMT | RMT321 | Residential |  | Trade Secret | 2024 | 2024
20263-228838-01 | Xcel Energy | 85 | 13781 | IOU | 04612809 | 8.99 | Solar |  |  | Interconnected | Trade Secret | Trade | RAM | RAM073 | Residential | Solar*Rewards | Trade Secret | 2021 | 2021
20263-228838-01 | Xcel Energy | 85 | 13781 | IOU | 03132362 | 7.625 | Solar |  |  | Interconnected | Trade Secret | Trade | MPK | MPK078 | Residential | Solar*Rewards | Trade Secret | 2018 | 2018
20263-228838-01 | Xcel Energy | 85 | 13781 | IOU | 03181138 | 7.616 | Solar |  |  | Interconnected | Trade Secret | Trade | SLP | SLP084 | Residential | Solar*Rewards | Trade Secret | 2019 | 2019
20263-228838-01 | Xcel Energy | 85 | 13781 | IOU | OID3830796 | 7.616 | Solar |  |  | Withdrawn | Trade Secret | Trade | SLP | SLP084 | Residential | Solar*Rewards | Trade Secret | 2019
20263-228838-01 | Xcel Energy | 85 | 13781 | IOU | 03135141 | 9.94 | Solar |  |  | Interconnected | Trade Secret | Trade | OPK | OPK077 | Residential | Solar*Rewards | Trade Secret | 2016 | 2016
20263-228838-01 | Xcel Energy | 85 | 13781 | IOU | OID2019308 | 20 | Solar |  |  | Withdrawn | Trade Secret | Trade | RLK | RLK072 | Commercial | Solar*Rewards | Trade Secret | 2014
20263-228838-01 | Xcel Energy | 85 | 13781 | IOU | OID2019256 | 20 | Solar |  |  | Withdrawn | Trade Secret | Trade | RLK | RLK072 | Commercial | Solar*Rewards | Trade Secret | 2014
20263-228838-01 | Xcel Energy | 85 | 13781 | IOU | 05305548 | 21.6 | Solar |  | X | Interconnected | Trade Secret | Trade | OPK | OPK077 | Residential |  | Trade Secret | 2023 | 2023
20263-228838-01 | Xcel Energy | 85 | 13781 | IOU | 05937060 | 5.76 | Solar |  |  | Interconnected | Trade Secret | Trade | RPO | RPO312 | Residential | Solar*Rewards | Trade Secret | 2024 | 2025
20263-228838-01 | Xcel Energy | 85 | 13781 | IOU | 06226889 | 10.121 | Solar |  |  | Interconnected | Trade Secret | Trade | GSL | GSL341 | Residential |  | Trade Secret | 2025 | 2025
20263-228838-01 | Xcel Energy | 85 | 13781 | IOU | 05464440 | 8.19 | Solar |  |  | Interconnected | Trade Secret | Trade | AFT | AFT322 | Residential | Solar*Rewards | Trade Secret | 2023 | 2023
20263-228838-01 | Xcel Energy | 85 | 13781 | IOU | 06005167 | 5.76 | Solar |  |  | Interconnected | Trade Secret | Trade | CHE | CHE065 | Residential | Solar*Rewards | Trade Secret | 2024 | 2025
20263-228838-01 | Xcel Energy | 85 | 13781 | IOU | OID2256264 | 24 | Solar |  |  | Withdrawn | Trade Secret | Trade | MST | MST071 | Commercial | Made in Minnesota | Trade Secret | 2015
20263-228838-01 | Xcel Energy | 85 | 13781 | IOU | 03134787 | 9.94 | Solar |  |  | Interconnected | Trade Secret | Trade | HWW | HWW072 | Residential | Made in Minnesota | Trade Secret | 2016 | 2016
20263-228838-01 | Xcel Energy | 85 | 13781 | IOU | 04491561 | 13.92 | Solar |  |  | Interconnected | Trade Secret | Trade | GSL | GSL341 | Residential |  | Trade Secret | 2021 | 2021
20263-228838-01 | Xcel Energy | 85 | 13781 | IOU | 05446198 | 17.01 | Solar |  |  | Interconnected | Trade Secret | Trade | WDY | WDY312 | Residential | Solar*Rewards | Trade Secret | 2023 | 2023
20263-228838-01 | Xcel Energy | 85 | 13781 | IOU | 05127406 | 12.16 | Solar |  |  | Interconnected | Trade Secret | Trade | CTR | CTR031 | Residential |  | Trade Secret | 2022 | 2022
20263-228838-01 | Xcel Energy | 85 | 13781 | IOU | 05958305 | 11.375 | Solar |  |  | Interconnected | Trade Secret | Trade | SLP | SLP072 | Residential | Solar*Rewards | Trade Secret | 2024 | 2024
20263-228838-01 | Xcel Energy | 85 | 13781 | IOU | 05578018 | 3.84 | Solar |  |  | Withdrawn | Trade Secret | Trade | NOF | NOF072 | Residential | Solar*Rewards | Trade Secret | 2023
20263-228838-01 | Xcel Energy | 85 | 13781 | IOU | 05635985 | 3.84 | Solar |  |  | Withdrawn | Trade Secret | Trade | NOF | NOF072 | Residential |  | Trade Secret | 2023
20263-228838-01 | Xcel Energy | 85 | 13781 | IOU | 05982853 | 15.096 | Solar |  |  | Interconnected | Trade Secret | Trade | BLC | BLC062 | Residential |  | Trade Secret | 2024 | 2025
20263-228838-01 | Xcel Energy | 85 | 13781 | IOU | 03134169 | 600 | Solar |  |  | Interconnected | Trade Secret | Trade | HWW | HWW063 | Commercial | Made in Minnesota | Trade Secret | 2014 | 2015
20263-228838-01 | Xcel Energy | 85 | 13781 | IOU | OID3667896 | 3.92 | Solar |  |  | Withdrawn | Trade Secret | Trade | RAP | RAP081 | Residential | Solar*Rewards | Trade Secret | 2018
20263-228838-01 | Xcel Energy | 85 | 13781 | IOU | OID3803911 | 3.92 | Solar |  |  | Withdrawn | Trade Secret | Trade | RAP | RAP081 | Residential | Solar*Rewards | Trade Secret | 2019
20263-228838-01 | Xcel Energy | 85 | 13781 | IOU | 03200585 | 3.92 | Solar |  |  | Interconnected | Trade Secret | Trade | RAP | RAP081 | Residential | Solar*Rewards | Trade Secret | 2019 | 2020
20263-228838-01 |  |  |  |  | OID2686148 |  | Solar |  |  | Withdrawn | Trade Secret | Trade | ALD | ALD092 | Commercial | Solar*Rewards |  | 2016
20263-228838-01 | Xcel Energy | 85 | 13781 | IOU | 03135148 | 18 | Solar |  |  | Interconnected | Trade Secret | Trade | ALD | ALD092 | Commercial | Made in Minnesota | Trade Secret | 2016 | 2017
20263-228838-01 | Xcel Energy | 85 | 13781 | IOU | 05138279 | 6.576 | Solar |  |  | Interconnected | Trade Secret | Trade | WCS | WCS062 | Residential |  | Trade Secret | 2022 | 2022
20263-228838-01 | Xcel Energy | 85 | 13781 | IOU | 03134524 | 9.93 | Solar |  |  | Interconnected | Trade Secret | Trade | RPO | RPO312 | Residential | Solar*Rewards | Trade Secret | 2015 | 2016
20263-228838-01 | Xcel Energy | 85 | 13781 | IOU | OID2304299 | 10.01 | Solar |  |  | Withdrawn | Trade Secret | Trade | RPO | RPO312 | Residential | Solar*Rewards | Trade Secret | 2015
20263-228838-01 | Xcel Energy | 85 | 13781 | IOU | 05771419 | 17.6 | Solar |  |  | Interconnected | Trade Secret | Trade | RED | RED091 | Residential | Solar*Rewards | Trade Secret | 2024 | 2024
20263-228838-01 | Xcel Energy | 85 | 13781 | IOU | 03954742 | 4.4 | Solar |  |  | Interconnected | Trade Secret | Trade | VMR | VMR062 | Residential | Solar*Rewards | Trade Secret | 2020 | 2021
20263-228838-01 | Xcel Energy | 85 | 13781 | IOU | 06079754 | 7.216 | Solar |  |  | Interconnected | Trade Secret | Trade | AFT | AFT321 | Residential | Solar*Rewards | Trade Secret | 2025 | 2025
20263-228838-01 | Xcel Energy | 85 | 13781 | IOU | 06293131 | 11.168 | Solar |  |  | Active Application | Trade Secret | Trade | CGR | CGR063 | Residential |  | Trade Secret | 2025
20263-228838-01 | Xcel Energy | 85 | 13781 | IOU | 05242562 | 5.76 | Solar |  |  | Interconnected | Trade Secret | Trade | RPO | RPO311 | Residential |  | Trade Secret | 2022 | 2023
20263-228838-01 | Xcel Energy | 85 | 13781 | IOU | 05331292 | 8.12 | Solar |  |  | Interconnected | Trade Secret | Trade | OPK | OPK077 | Residential |  | Trade Secret | 2022 | 2023
20263-228838-01 | Xcel Energy | 85 | 13781 | IOU | 04149462 | 4.64 | Solar |  |  | Interconnected | Trade Secret | Trade | LOK | LOK093 | Residential | Solar*Rewards | Trade Secret | 2020 | 2021
20263-228838-01 | Xcel Energy | 85 | 13781 | IOU | 06094397 | 5.314 | Solar |  |  | Interconnected | Trade Secret | Trade | ECK | ECK322 | Residential | Solar*Rewards | Trade Secret | 2025 | 2025
20263-228838-01 | Xcel Energy | 85 | 13781 | IOU | 06129649 | 7.544 | Solar |  |  | Active Application | Trade Secret | Trade | GRC | GRC312 | Residential | Solar*Rewards | Trade Secret | 2025
20263-228838-01 | Xcel Energy | 85 | 13781 | IOU | 05357003 | 8.376 | Solar |  |  | Interconnected | Trade Secret | Trade | HSN | HSN321 | Residential | Solar*Rewards | Trade Secret | 2023 | 2023
20263-228838-01 | Xcel Energy | 85 | 13781 | IOU | 06124604 | 8.376 | Solar |  |  | Withdrawn | Trade Secret | Trade | HSN | HSN321 | Residential | Solar*Rewards | Trade Secret | 2025
20263-228838-01 | Xcel Energy | 85 | 13781 | IOU | 05307552 | 38.012 | Solar |  |  | Active Application | Trade Secret | Trade | ALT | ALT021 | Commercial |  | Trade Secret | 2023
20263-228838-01 | Xcel Energy | 85 | 13781 | IOU | 06169242 | 7.6 | Solar |  |  | Interconnected | Trade Secret | Trade | VMR | VMR061 | Residential | Solar*Rewards | Trade Secret | 2025 | 2025
20263-228838-01 | Xcel Energy | 85 | 13781 | IOU | 05949405 | 2.657 |  |  |  | Withdrawn | Trade Secret | Trade | RMT | RMT321 | Residential |  | Trade Secret | 2024
20263-228838-01 | Xcel Energy | 85 | 13781 | IOU | 05957129 | 2.657 | Solar |  |  | Interconnected | Trade Secret | Trade | RMT | RMT321 | Residential |  | Trade Secret | 2024 | 2024
20263-228838-01 | Xcel Energy | 85 | 13781 | IOU | 05780775 | 7.971 | Solar |  |  | Interconnected | Trade Secret | Trade | RLK | RLK069 | Residential | Solar*Rewards | Trade Secret | 2024 | 2025
20263-228838-01 | Xcel Energy | 85 | 13781 | IOU | 05992311 | 9.109 | Solar |  |  | Interconnected | Trade Secret | Trade | MPK | MPK063 | Residential | Solar*Rewards | Trade Secret | 2025 | 2025
20263-228838-01 | Xcel Energy | 85 | 13781 | IOU | 06183372 | 6.387 | Solar |  |  | Interconnected | Trade Secret | Trade | UPP | UPP066 | Commercial | Solar*Rewards | Trade Secret | 2025 | 2026
20263-228838-01 | Xcel Energy | 85 | 13781 | IOU | 06211618 | 7.68 | Solar |  | X | Active Application | Trade Secret | Trade | SLP | SLP092 | Residential |  | Trade Secret | 2025
20263-228838-01 | Xcel Energy | 85 | 13781 | IOU | 05978857 | 4.86 | Solar |  |  | Active Application | Trade Secret | Trade | OAD | OAD074 | Commercial | Solar*Rewards | Trade Secret | 2025
20263-228838-01 | Xcel Energy | 85 | 13781 | IOU | 05978872 | 9.674 | Solar |  |  | Interconnected | Trade Secret | Trade | OAD | OAD074 | Commercial | Solar*Rewards | Trade Secret | 2025 | 2026
20263-228838-01 | Xcel Energy | 85 | 13781 | IOU | 03867105 | 1000 | Solar |  |  | Active Application | Trade Secret | Trade | MHW | MHW311 | LMI | Solar*Rewards Community | Trade Secret | 2020
20263-228838-01 | Xcel Energy | 85 | 13781 | IOU | 05256124 | 999 | Solar |  |  | Active Application | Trade Secret | Trade |  |  | Community Solar Garden | Solar*Rewards Community | Trade Secret | 2022
20263-228838-01 |  |  |  |  | 06235552 |  |  |  |  | Active Application | Trade Secret | Trade |  |  | Residential |  |  | 2025
20263-228838-01 |  |  |  |  | 06225525 |  |  |  |  | Active Application | Trade Secret | Trade |  |  | Residential |  |  | 2025
20263-228838-01 |  |  |  |  | 06227219 |  |  |  |  | Active Application | Trade Secret | Trade |  |  | Residential |  |  | 2025
20263-228838-01 | Xcel Energy | 85 | 13781 | IOU | 03684818 | 1000 | Solar |  |  | Interconnected | Danube | Trade | DAN | DAN021 | Community Solar Garden | Solar*Rewards Community | Trade Secret | 2021 | 2022
20263-228838-01 |  |  |  |  | 05014536 |  | Solar |  |  | Active Application | Trade Secret | Trade |  |  | Residential | Solar*Rewards |  | 2022
20263-228838-01 | Xcel Energy | 85 | 13781 | IOU | SRC042487 | 950 | Solar |  |  | Withdrawn | Trade Secret | Trade | SDX | SDX311 | Community Solar Garden | Solar*Rewards Community | Trade Secret | 2015
20263-228838-01 | Xcel Energy | 85 | 13781 | IOU | SRC040848 | 950 | Solar |  |  | Withdrawn | Trade Secret | Trade | WAS | WAS092 | Community Solar Garden | Solar*Rewards Community | Trade Secret | 2015
20263-228838-01 | Xcel Energy | 85 | 13781 | IOU | SRC042470 | 1000 | Solar |  |  | Withdrawn | Trade Secret | Trade | WCS | WCS064 | Community Solar Garden | Solar*Rewards Community | Trade Secret | 2015
20263-228838-01 | Xcel Energy | 85 | 13781 | IOU | SRC040796 | 1000 | Solar |  |  | Withdrawn | Trade Secret | Trade | HUG | HUG321 | Community Solar Garden | Solar*Rewards Community | Trade Secret | 2015
20263-228838-01 | Xcel Energy | 85 | 13781 | IOU | SRC039880 | 1000 | Solar |  |  | Withdrawn | Trade Secret | Trade | SMT | SMT072 | Community Solar Garden | Solar*Rewards Community | Trade Secret | 2015
20263-228838-01 | Xcel Energy | 85 | 13781 | IOU | 03128513 | 1000 | Solar |  |  | Interconnected | Faribault | Trade | WEF | WEF071 | Community Solar Garden | Solar*Rewards Community | Trade Secret | 2015 | 2020
20263-228838-01 |  |  |  |  | 05797317 |  |  |  |  | Active Application | Trade Secret | Trade |  |  | Residential |  |  | 2024
20263-228838-01 |  |  |  |  | 04408851 |  | Solar |  |  | Active Application | Trade Secret | Trade |  |  | Residential | Solar*Rewards |  | 2021
20263-228838-01 |  |  |  |  | 05973244 |  | Solar |  |  | Active Application | Trade Secret | Trade |  |  | Residential | Solar*Rewards |  | 2024
20263-228838-01 |  |  |  |  | 04820737 |  | Solar |  |  | Active Application | Trade Secret | Trade |  |  | Residential | Solar*Rewards |  | 2022
20263-228838-01 |  |  |  |  | 04850727 |  | Solar |  |  | Active Application | Trade Secret | Trade |  |  | Residential | Solar*Rewards |  | 2022
20263-228838-01 |  |  |  |  | 04398625 |  | Solar |  |  | Active Application | Trade Secret | Trade |  |  | Residential | Solar*Rewards |  | 2021
20263-228838-01 |  |  |  |  | 05601093 |  | Solar |  |  | Withdrawn | Trade Secret | Trade |  |  | Residential | Solar*Rewards |  | 2023
20263-228838-01 |  |  |  |  | 05267114 |  |  |  |  | Active Application | Trade Secret | Trade |  |  | Residential |  |  | 2022
20263-228838-01 | Xcel Energy | 85 | 13781 | IOU | SRC038534 | 1000 | Solar |  |  | Withdrawn | Trade Secret | Trade | WAV | WAV021 | Community Solar Garden | Solar*Rewards Community | Trade Secret | 2014
20263-228838-01 | Xcel Energy | 85 | 13781 | IOU | 03128559 | 1000 | Solar |  |  | Interconnected | Richmond | Trade | RCH | RCH061 | Community Solar Garden | Solar*Rewards Community | Trade Secret | 2015 | 2017
20263-228838-01 | Xcel Energy | 85 | 13781 | IOU | 05799777 | 3125 | Solar |  |  | Active Application | Trade Secret | Trade |  |  | Commercial |  | Trade Secret | 2024
20263-228838-01 | Xcel Energy | 85 | 13781 | IOU | SRC039999 | 1000 | Solar |  |  | Withdrawn | Trade Secret | Trade | WAK | WAK321 | Community Solar Garden | Solar*Rewards Community | Trade Secret | 2015
20263-228838-01 | Xcel Energy | 85 | 13781 | IOU | SRC072360 | 1000 | Solar |  |  | Withdrawn | Trade Secret | Trade | VES | VES021 | Community Solar Garden | Solar*Rewards Community | Trade Secret | 2019
20263-228838-01 | Xcel Energy | 85 | 13781 | IOU | SRC038405 | 1000 | Solar |  |  | Withdrawn | Trade Secret | Trade | LAP | LAP311 | Community Solar Garden | Solar*Rewards Community | Trade Secret | 2014
20263-228838-01 | Xcel Energy | 85 | 13781 | IOU | SRC038317 | 1000 | Solar |  |  | Withdrawn | Trade Secret | Trade | LCR | LCR311 | Community Solar Garden | Solar*Rewards Community | Trade Secret | 2014
20263-228838-01 | Xcel Energy | 85 | 13781 | IOU | SRC038686 | 1000 | Solar |  |  | Withdrawn | Trade Secret | Trade | LNS | LNS033 | Community Solar Garden | Solar*Rewards Community | Trade Secret | 2014
20263-228838-01 | Xcel Energy | 85 | 13781 | IOU | SRC042290 | 1000 | Solar |  |  | Withdrawn | Trade Secret | Trade | GRC | GRC312 | Community Solar Garden | Solar*Rewards Community | Trade Secret | 2015
20263-228838-01 | Xcel Energy | 85 | 13781 | IOU | SRC041393 | 1000 | Solar |  |  | Withdrawn | Trade Secret | Trade | WCS | WCS064 | Community Solar Garden | Solar*Rewards Community | Trade Secret | 2015
20263-228838-01 |  |  |  |  | 03615472 |  |  |  |  | Active Application | Trade Secret | Trade |  |  | Residential |  |  | 2020
20263-228838-01 | Xcel Energy | 85 | 13781 | IOU | 04194083 | 1000 | Solar |  |  | Withdrawn | Trade Secret | Trade | CHI | CHI311 | Community Solar Garden | Solar*Rewards Community | Trade Secret | 2021
20263-228838-01 | Xcel Energy | 85 | 13781 | IOU | 04319236 | 1000 | Solar |  |  | Active Application | Trade Secret | Trade | MHW | MHW311 | Community Solar Garden | Solar*Rewards Community | Trade Secret | 2021
20263-228838-01 | Xcel Energy | 85 | 13781 | IOU | 04224459 | 1000 | Solar |  |  | Active Application | Trade Secret | Trade | MHW | MHW311 | Community Solar Garden | Solar*Rewards Community | Trade Secret | 2021
20263-228838-01 | Xcel Energy | 85 | 13781 | IOU | 04124056 | 1000 | Solar |  |  | Withdrawn | Trade Secret | Trade | MAZ | MAZ021 | Community Solar Garden | Solar*Rewards Community | Trade Secret | 2020
20263-228838-01 | Xcel Energy | 85 | 13781 | IOU | 04074313 | 1000 | Solar |  |  | Withdrawn | Trade Secret | Trade | RED | RED091 | Community Solar Garden | Solar*Rewards Community | Trade Secret | 2021
20263-228838-01 | Xcel Energy | 85 | 13781 | IOU | SRC044945 | 240 | Solar |  |  | Withdrawn | Trade Secret | Trade |  |  | Community Solar Garden | Solar*Rewards Community | Trade Secret | 2016
20263-228838-01 |  |  |  |  | 05938840 |  |  |  |  | Active Application | Trade Secret | Trade |  |  | Residential |  |  | 2024
20263-228838-01 |  |  |  |  | 05956528 |  |  |  |  | Active Application | Trade Secret | Trade |  |  | Residential |  |  | 2024
20263-228838-01 |  |  |  |  | 04419228 |  | Solar |  |  | Active Application | Trade Secret | Trade |  |  | Residential | Solar*Rewards |  | 2021
20263-228838-01 | Xcel Energy | 85 | 13781 | IOU | SRC040106 | 1000 | Solar |  |  | Withdrawn | Trade Secret | Trade | PAT | PAT312 | Community Solar Garden | Solar*Rewards Community | Trade Secret | 2015
20263-228838-01 | Xcel Energy | 85 | 13781 | IOU | 03127834 | 1000 | Solar |  |  | Interconnected | Paynesville | Trade | PAT | PAT313 | Community Solar Garden | Solar*Rewards Community | Trade Secret | 2014 | 2016
20263-228838-01 | Xcel Energy | 85 | 13781 | IOU | 05520810 | 150 | Solar |  |  | Withdrawn | Trade Secret | Trade | RPL | RPL074 | Community Solar Garden | Solar*Rewards Community | Trade Secret | 2023
20263-228838-01 |  |  |  |  | 04276443 |  | Solar |  |  | Active Application | Trade Secret | Trade |  |  | Residential | Solar*Rewards |  | 2020
20263-228838-01 |  |  |  |  | 06162290 |  | Solar |  |  | Withdrawn | Trade Secret | Trade |  |  | Residential | Solar*Rewards |  | 2025
20263-228838-01 | Xcel Energy | 85 | 13781 | IOU | 03128495 | 972 | Solar |  |  | Interconnected | Norwood Young America | Trade | YAM | YAM021 | Community Solar Garden | Solar*Rewards Community | Trade Secret | 2015 | 2017
20263-228838-01 | Xcel Energy | 85 | 13781 | IOU | 05866154 | 2500 | Solar |  |  | Withdrawn | Trade Secret | Trade |  |  | Commercial |  | Trade Secret | 2024
20263-228838-01 | Xcel Energy | 85 | 13781 | IOU | 03127501 | 1000 | Solar |  |  | Interconnected | Cologne | Trade | WCS | WCS064 | Community Solar Garden | Solar*Rewards Community | Trade Secret | 2017 | 2019
20263-228838-01 | Xcel Energy | 85 | 13781 | IOU | 03129634 | 3.6 | Solar |  |  | Withdrawn | Trade Secret | Trade | MPK | MPK083 | Residential | Solar*Rewards | Trade Secret | 2018
20263-228838-01 | Xcel Energy | 85 | 13781 | IOU | 05526561 | 1000 | Solar |  |  | Withdrawn | Trade Secret | Trade | MGN | MGN211 | Community Solar Garden | Solar*Rewards Community | Trade Secret | 2023
20263-228838-01 | Xcel Energy | 85 | 13781 | IOU | 05605597 | 1000 | Solar |  |  | Withdrawn | Trade Secret | Trade | RNV | RNV021 | Community Solar Garden | Solar*Rewards Community | Trade Secret | 2023
20263-228838-01 | Xcel Energy | 85 | 13781 | IOU | 05612240 | 1000 | Solar |  |  | Withdrawn | Trade Secret | Trade | SRD | SRD211 | Community Solar Garden | Solar*Rewards Community | Trade Secret | 2023
20263-228838-01 | Xcel Energy | 85 | 13781 | IOU | SRC040850 | 950 | Solar |  |  | Withdrawn | Trade Secret | Trade | WAS | WAS092 | Community Solar Garden | Solar*Rewards Community | Trade Secret | 2015
20263-228838-01 | Xcel Energy | 85 | 13781 | IOU | 03127004 | 1000 | Solar |  |  | Interconnected | Corcoran | Trade | GFD | GFD021 | Community Solar Garden | Solar*Rewards Community | Trade Secret | 2015 | 2019
20263-228838-01 |  |  |  |  | 05760093 |  |  |  |  | Withdrawn | Trade Secret | Trade |  |  | Residential |  |  | 2024
20263-228838-01 |  |  |  |  | 06092652 |  |  |  |  | Withdrawn | Trade Secret | Trade |  |  | Residential |  |  | 2025
20263-228838-01 |  |  |  |  | 05800312 |  |  |  |  | Active Application | Trade Secret | Trade |  |  | Residential |  |  | 2024
20263-228838-01 |  |  |  |  | 06021438 |  | Solar |  |  | Active Application | Trade Secret | Trade |  |  | Residential | Solar*Rewards |  | 2024
20263-228838-01 |  |  |  |  | 04819610 |  |  |  |  | Active Application | Trade Secret | Trade |  |  | Residential |  |  | 2022
20263-228838-01 |  |  |  |  | 05741902 |  |  |  |  | Withdrawn | Trade Secret | Trade |  |  | Residential |  |  | 2024
20263-228838-01 | Xcel Energy | 85 | 13781 | IOU | SRC052780 | 450 | Solar |  |  | Withdrawn | Trade Secret | Trade |  |  | Community Solar Garden | Solar*Rewards Community | Trade Secret | 2017
20263-228838-01 | Xcel Energy | 85 | 13781 | IOU | 03127688 | 1000 | Solar |  |  | Interconnected | Kasota | Trade | SMT | SMT072 | Community Solar Garden | Solar*Rewards Community | Trade Secret | 2015 | 2018
20263-228838-01 | Xcel Energy | 85 | 13781 | IOU | 05790812 | 1010 | Solar |  |  | Withdrawn | Trade Secret | Trade |  |  | Commercial | Other | Trade Secret | 2024
20263-228838-01 |  |  |  |  | 06198468 |  | Solar |  |  | Active Application | Trade Secret | Trade |  |  | Residential | Solar*Rewards |  | 2025
20263-228838-01 | Xcel Energy | 85 | 13781 | IOU | SRC042550 | 950 | Solar |  |  | Withdrawn | Trade Secret | Trade | PIL | PIL021 | Community Solar Garden | Solar*Rewards Community | Trade Secret | 2015
20263-228838-01 |  |  |  |  | 05115986 |  |  |  |  | Active Application | Trade Secret | Trade |  |  | Residential |  |  | 2022
20263-228838-01 |  |  |  |  | OID2806423 |  | Wind |  |  | Withdrawn | Trade Secret | Trade | [5 empty] | 2010
20263-228838-01 |  |  |  |  | 05321540 |  | Solar |  |  | Withdrawn | Trade Secret | Trade |  |  | Community Solar Garden | Solar*Rewards Community |  | 2022
20263-228838-01 |  |  |  |  | 04481731 |  |  |  |  | Active Application | Trade Secret | Trade |  |  | Residential |  |  | 2021
20263-228838-01 | Xcel Energy | 85 | 13781 | IOU | 03126870 | 1000 | Solar |  |  | Interconnected | Watertown | Trade | WTN | WTN061 | Community Solar Garden | Solar*Rewards Community | Trade Secret | 2015 | 2017
20263-228838-01 | Xcel Energy | 85 | 13781 | IOU | 03126917 | 1000 | Solar |  |  | Interconnected | Zumbrota | Trade | ZUM | ZUM022 | Community Solar Garden | Solar*Rewards Community | Trade Secret | 2016 | 2020
20263-228838-01 | Xcel Energy | 85 | 13781 | IOU | 03129310 | 39.998 | Solar |  |  | Withdrawn | Trade Secret | Trade | GLK | GLK074 | Residential | Solar*Rewards | Trade Secret | 2018
20263-228838-01 | Xcel Energy | 85 | 13781 | IOU | SRC069872 | 1000 | Solar |  |  | Withdrawn | Trade Secret | Trade | LIN | LIN031 | Community Solar Garden | Solar*Rewards Community | Trade Secret | 2018
20263-228838-01 | Xcel Energy | 85 | 13781 | IOU | SRC042262 | 1000 | Solar |  |  | Withdrawn | Trade Secret | Trade | MTR | MTR021 | Community Solar Garden | Solar*Rewards Community | Trade Secret | 2015
20263-228838-01 | Xcel Energy | 85 | 13781 | IOU | 03123385 | 1000 | Solar |  |  | Interconnected | Mapleton | Trade | MPN | MPN081 | Community Solar Garden | Solar*Rewards Community | Trade Secret | 2015 | 2017
20263-228838-01 | Xcel Energy | 85 | 13781 | IOU | 05433086 | 1000 | Solar |  |  | Withdrawn | Trade Secret | Trade | SOH | SOH001 | Community Solar Garden | Solar*Rewards Community | Trade Secret | 2023
20263-228838-01 | Xcel Energy | 85 | 13781 | IOU | SRC041392 | 1000 | Solar |  |  | Withdrawn | Trade Secret | Trade | WCS | WCS064 | Community Solar Garden | Solar*Rewards Community | Trade Secret | 2015
20263-228838-01 | Xcel Energy | 85 | 13781 | IOU | SRC044939 | 1000 | Solar |  |  | Withdrawn | Trade Secret | Trade | MND | MND063 | Community Solar Garden | Solar*Rewards Community | Trade Secret | 2016
20263-228838-01 | Xcel Energy | 85 | 13781 | IOU | SRC038362 | 1000 | Solar |  |  | Withdrawn | Trade Secret | Trade | RMT | RMT311 | Community Solar Garden | Solar*Rewards Community | Trade Secret | 2014
20263-228838-01 | Xcel Energy | 85 | 13781 | IOU | 03128353 | 1000 | Solar |  |  | Interconnected | Monticello | Trade | LAP | LAP311 | Community Solar Garden | Solar*Rewards Community | Trade Secret | 2015 | 2019
20263-228838-01 |  |  |  |  | OID2806230 |  | Solar |  |  | Withdrawn | Trade Secret | Trade | [5 empty] | 2007
20263-228838-01 | Xcel Energy | 85 | 13781 | IOU | 05516073 | 4600 | Solar |  |  | Active Application | Trade Secret | Trade |  |  | Community Solar Garden | Solar*Rewards Community | Trade Secret | 2023
20263-228838-01 | Xcel Energy | 85 | 13781 | IOU | 03289447 | 10 | Solar |  |  | Active Application | Trade Secret | Trade | GSL | GSL074 | Residential | Solar*Rewards | Trade Secret | 2019
20263-228838-01 |  |  |  |  | 05948934 |  | Solar |  |  | Active Application | Trade Secret | Trade |  |  | Residential | Solar*Rewards |  | 2024
20263-228838-01 | Xcel Energy | 85 | 13781 | IOU | 03170545 | 5.22 | Solar |  |  | Interconnected | Trade Secret | Trade | RLK | RLK069 | Residential | Solar*Rewards | Trade Secret | 2019 | 2020
20263-228838-01 |  |  |  |  | 03746354 |  | Solar |  |  | Active Application | Trade Secret | Trade |  |  | Residential | Solar*Rewards |  | 2020
20263-228838-01 | Xcel Energy | 85 | 13781 | IOU | 06189599 | 2.56 | Solar |  |  | Active Application | Trade Secret | Trade |  |  | Residential | Solar*Rewards | Trade Secret | 2025
20263-228838-01 | Xcel Energy | 85 | 13781 | IOU | OID3633238 | 11.39 | Solar |  |  | Withdrawn | Trade Secret | Trade |  |  |  | Solar*Rewards | Trade Secret | 2018
20263-228838-01 | Xcel Energy | 85 | 13781 | IOU | 05677961 | 4995 | Solar |  |  | Withdrawn | Trade Secret | Trade |  |  | Commercial | Other | Trade Secret | 2023
20263-228838-01 | Xcel Energy | 85 | 13781 | IOU | SRC039766 | 1000 | Solar |  |  | Withdrawn | Trade Secret | Trade | WEF | WEF071 | Community Solar Garden | Solar*Rewards Community | Trade Secret | 2015
20263-228838-01 | Xcel Energy | 85 | 13781 | IOU | SRC041222 | 1000 | Solar |  |  | Withdrawn | Trade Secret | Trade | WTN | WTN062 | Community Solar Garden | Solar*Rewards Community | Trade Secret | 2015
20263-228838-01 | Xcel Energy | 85 | 13781 | IOU | SRC042553 | 950 | Solar |  |  | Withdrawn | Trade Secret | Trade | PIL | PIL021 | Community Solar Garden | Solar*Rewards Community | Trade Secret | 2015
20263-228838-01 | Xcel Energy | 85 | 13781 | IOU | 03127569 | 1000 | Solar |  |  | Interconnected | Rosemount | Trade | RMT | RMT311 | Community Solar Garden | Solar*Rewards Community | Trade Secret | 2014 | 2016
20263-228838-01 |  |  |  |  | SRO29461 |  | Solar |  |  | Withdrawn | Trade Secret | Trade |  |  |  | Other |  | 2013
20263-228838-01 |  |  |  |  | OID2806723 |  | Solar |  |  | Withdrawn | Trade Secret | Trade | [5 empty] | 2015
20263-228838-01 |  |  |  |  | 05676563 |  | Solar |  |  | Active Application | Trade Secret | Trade |  |  | Residential | Solar*Rewards |  | 2023
20263-228838-01 | Xcel Energy | 85 | 13781 | IOU | SRC069879 | 1000 | Solar |  |  | Withdrawn | Trade Secret | Trade | LIN | LIN031 | Community Solar Garden | Solar*Rewards Community | Trade Secret | 2018
20263-228838-01 | Xcel Energy | 85 | 13781 | IOU | 03123442 | 1000 | Solar |  |  | Interconnected | Kasson | Trade | KAN | KAN022 | Community Solar Garden | Solar*Rewards Community | Trade Secret | 2015 | 2017
20263-228838-01 |  |  |  |  | 06337399 |  | Solar |  |  | Active Application | Trade Secret | Trade |  |  | Residential | Solar*Rewards |  | 2026
20263-228838-01 |  |  |  |  | 05835572 |  |  |  |  | Active Application | Trade Secret | Trade |  |  | Residential |  |  | 2024
20263-228838-01 | Xcel Energy | 85 | 13781 | IOU | SRC042172 | 1000 | Solar |  |  | Withdrawn | Trade Secret | Trade |  |  | Community Solar Garden | Solar*Rewards Community | Trade Secret | 2015
20263-228838-01 | Xcel Energy | 85 | 13781 | IOU | SRC042409 | 1000 | Solar |  |  | Withdrawn | Trade Secret | Trade | MTV | MTV021 | Community Solar Garden | Solar*Rewards Community | Trade Secret | 2015
20263-228838-01 | Xcel Energy | 85 | 13781 | IOU | 03126003 | 997 | Solar |  |  | Interconnected | Jordan | Trade | JOR | JOR022 | Community Solar Garden | Solar*Rewards Community | Trade Secret | 2015 | 2017
20263-228838-01 | Xcel Energy | 85 | 13781 | IOU | SRC038724 | 1000 | Solar |  |  | Withdrawn | Trade Secret | Trade | SCL | SCL322 | Community Solar Garden | Solar*Rewards Community | Trade Secret | 2014
20263-228838-01 | Xcel Energy | 85 | 13781 | IOU | 03126745 | 1000 | Solar |  |  | Interconnected | Frontenac | Trade | FRO | FRO021 | Community Solar Garden | Solar*Rewards Community | Trade Secret | 2015 | 2019
20263-228838-01 | Xcel Energy | 85 | 13781 | IOU | 05520720 | 690 | Solar |  |  | Active Application | Trade Secret | Trade | PKL | PKL072 | Community Solar Garden | Solar*Rewards Community | Trade Secret | 2023
20263-228838-01 | Xcel Energy | 85 | 13781 | IOU | 05766632 | 4990 | Solar |  |  | Active Application | Trade Secret | Trade |  |  | Commercial |  | Trade Secret | 2024
20263-228838-01 | Xcel Energy | 85 | 13781 | IOU | SRC040928 | 998 | Solar |  |  | Withdrawn | Trade Secret | Trade | LSP | LSP021 | Community Solar Garden | Solar*Rewards Community | Trade Secret | 2015
20263-228838-01 | Xcel Energy | 85 | 13781 | IOU | 03126913 | 1000 | Solar |  |  | Interconnected | Osakis | Trade | DGC | DGC061 | Community Solar Garden | Solar*Rewards Community | Trade Secret | 2016 | 2019
20263-228838-01 | Xcel Energy | 85 | 13781 | IOU | 03126054 | 250 | Solar |  |  | Interconnected | Mayer | Trade | WCS | WCS064 | Community Solar Garden | Solar*Rewards Community | Trade Secret | 2015 | 2018
20263-228838-01 |  |  |  |  | 04862202 |  | Solar |  |  | Active Application | Trade Secret | Trade |  |  | Residential | Solar*Rewards |  | 2022
20263-228838-01 | Xcel Energy | 85 | 13781 | IOU | 05945921 | 5000 | Solar |  |  | Withdrawn | Trade Secret | Trade |  |  | Commercial | Other | Trade Secret | 2024
20263-228838-01 | Xcel Energy | 85 | 13781 | IOU | SRC068970 | 1000 | Solar |  |  | Withdrawn | Trade Secret | Trade |  |  | Community Solar Garden | Solar*Rewards Community | Trade Secret | 2018
20263-228838-01 |  |  |  |  | SRO18524 |  | Solar |  |  | Withdrawn | Trade Secret | Trade |  |  |  | Other |  | 2011
20263-228838-01 |  |  |  |  | 04509279 |  | Solar |  |  | Active Application | Trade Secret | Trade |  |  | Residential | Solar*Rewards |  | 2021
20263-228838-01 |  |  |  |  | 04193215 |  | Solar |  |  | Active Application | Trade Secret | Trade |  |  | Residential | Solar*Rewards |  | 2020
20263-228838-01 |  |  |  |  | 06138757 |  | Solar |  |  | Withdrawn | Trade Secret | Trade |  |  | Residential | Solar*Rewards |  | 2025
20263-228838-01 | Xcel Energy | 85 | 13781 | IOU | SRC040030 | 1000 | Solar |  |  | Withdrawn | Trade Secret | Trade |  |  | Community Solar Garden | Solar*Rewards Community | Trade Secret | 2015
20263-228838-01 | Xcel Energy | 85 | 13781 | IOU | SRC043883 | 745.2 | Solar |  |  | Withdrawn | Trade Secret | Trade |  |  | Community Solar Garden | Solar*Rewards Community | Trade Secret | 2015
20263-228838-01 | Xcel Energy | 85 | 13781 | IOU | SRC038683 | 1000 | Solar |  |  | Withdrawn | Trade Secret | Trade | SCL | SCL322 | Community Solar Garden | Solar*Rewards Community | Trade Secret | 2014
20263-228838-01 | Xcel Energy | 85 | 13781 | IOU | SRC038677 | 1000 | Solar |  |  | Withdrawn | Trade Secret | Trade | FSL | FSL311 | Community Solar Garden | Solar*Rewards Community | Trade Secret | 2014
20263-228838-01 | Xcel Energy | 85 | 13781 | IOU | SRC038773 | 1000 | Solar |  |  | Withdrawn | Trade Secret | Trade | LNS | LNS033 | Community Solar Garden | Solar*Rewards Community | Trade Secret | 2014
20263-228838-01 | Xcel Energy | 85 | 13781 | IOU | 03127542 | 1000 | Solar |  |  | Interconnected | Farmington | Trade | FRM | FRM062 | Community Solar Garden | Solar*Rewards Community | Trade Secret | 2015 | 2016
20263-228838-01 | Xcel Energy | 85 | 13781 | IOU | 03341513 | 0.24 | Solar |  |  | Active Application | Trade Secret | Trade | WIL | WIL082 | Residential | Solar*Rewards | Trade Secret | 2019
20263-228838-01 |  |  |  |  | 03252584 |  | Solar |  |  | Withdrawn | Trade Secret | Trade |  |  | Residential | Solar*Rewards |  | 2019
20263-228838-01 | Xcel Energy | 85 | 13781 | IOU | 03503773 | 1000 | Solar |  |  | Active Application | Trade Secret | Trade | AVR | AVR081 | LMI | Solar*Rewards Community | Trade Secret | 2024
20263-228838-01 |  |  |  |  | 04394596 |  | Solar |  |  | Active Application | Trade Secret | Trade |  |  | Residential | Solar*Rewards |  | 2021
20263-228838-01 | Xcel Energy | 85 | 13781 | IOU | 03123403 | 1000 | Solar |  |  | Interconnected | Sacred Heart | Trade | SCH | SCH211 | Community Solar Garden | Solar*Rewards Community | Trade Secret | 2016 | 2019
20263-228838-01 | Xcel Energy | 85 | 13781 | IOU | SRC049075 | 1000 | Solar |  |  | Withdrawn | Trade Secret | Trade |  |  | Community Solar Garden | Solar*Rewards Community | Trade Secret | 2016
20263-228838-01 | Xcel Energy | 85 | 13781 | IOU | SRC042343 | 1000 | Solar |  |  | Withdrawn | Trade Secret | Trade | ALT | ALT021 | Community Solar Garden | Solar*Rewards Community | Trade Secret | 2015
20263-228838-01 | Xcel Energy | 85 | 13781 | IOU | SRC069438 | 1000 | Solar |  |  | Withdrawn | Trade Secret | Trade | ANN | ANN021 | Community Solar Garden | Solar*Rewards Community | Trade Secret | 2018
20263-228838-01 |  |  |  |  | 05276150 |  |  |  |  | Active Application | Trade Secret | Trade |  |  | Residential |  |  | 2022
20263-228838-01 |  |  |  |  | 05340123 |  |  |  |  | Active Application | Trade Secret | Trade |  |  | Residential |  |  | 2022
20263-228838-01 | Xcel Energy | 85 | 13781 | IOU | SRC040939 | 1000 | Solar |  |  | Withdrawn | Trade Secret | Trade | BEK | BEK311 | Community Solar Garden | Solar*Rewards Community | Trade Secret | 2015
20263-228838-01 | Xcel Energy | 85 | 13781 | IOU | 03742895 | 1000 | Solar |  |  | Withdrawn | Trade Secret | Trade | WAT | WAT081 | Community Solar Garden | Solar*Rewards Community | Trade Secret | 2020
20263-228838-01 | Xcel Energy | 85 | 13781 | IOU | SRC041689 | 972 | Solar |  |  | Withdrawn | Trade Secret | Trade | WTB | WTB021 | Community Solar Garden | Solar*Rewards Community | Trade Secret | 2015
20263-228838-01 | Xcel Energy | 85 | 13781 | IOU | SRC040621 | 950 | Solar |  |  | Withdrawn | Trade Secret | Trade |  |  | Community Solar Garden | Solar*Rewards Community | Trade Secret | 2015
20263-228838-01 | Xcel Energy | 85 | 13781 | IOU | SRC040422 | 984 | Solar |  |  | Withdrawn | Trade Secret | Trade | GIB | GIB021 | Community Solar Garden | Solar*Rewards Community | Trade Secret | 2015
20263-228838-01 |  |  |  |  | SRO28796 |  | Solar |  |  | Withdrawn | Trade Secret | Trade |  |  |  | Other |  | 2013
20263-228838-01 |  |  |  |  | SRO29250 |  | Solar |  |  | Withdrawn | Trade Secret | Trade |  |  |  | Other |  | 2013
20263-228838-01 | Xcel Energy | 85 | 13781 | IOU | 05513157 | 1000 | Solar |  |  | Withdrawn | Trade Secret | Trade | AFT | AFT314 | Community Solar Garden | Solar*Rewards Community | Trade Secret | 2023
20263-228838-01 |  |  |  |  | 06170113 |  | Solar |  |  | Active Application | Trade Secret | Trade |  |  | Residential | Solar*Rewards |  | 2025
20263-228838-01 | Xcel Energy | 85 | 13781 | IOU | SRC042229 | 1000 | Solar |  |  | Withdrawn | Trade Secret | Trade | MGN | MGN211 | Community Solar Garden | Solar*Rewards Community | Trade Secret | 2015
20263-228838-01 | Xcel Energy | 85 | 13781 | IOU | 03127963 | 1000 | Solar |  |  | Interconnected | Clear Lake | Trade | SDX | SDX311 | Community Solar Garden | Solar*Rewards Community | Trade Secret | 2014 | 2018
20263-228838-01 | Xcel Energy | 85 | 13781 | IOU | SRC040881 | 400 | Solar |  |  | Withdrawn | Trade Secret | Trade |  |  | Community Solar Garden | Solar*Rewards Community | Trade Secret | 2015
20263-228838-01 | Xcel Energy | 85 | 13781 | IOU | SRC038411 | 1000 | Solar |  |  | Withdrawn | Trade Secret | Trade | NOF | NOF071 | Community Solar Garden | Solar*Rewards Community | Trade Secret | 2014
20263-228838-01 | Xcel Energy | 85 | 13781 | IOU | 03123292 | 1000 | Solar |  |  | Interconnected | Osakis | Trade | DGC | DGC061 | Community Solar Garden | Solar*Rewards Community | Trade Secret | 2017 | 2019
20263-228838-01 | Xcel Energy | 85 | 13781 | IOU | 04342247 | 8.801 | Solar |  |  | Withdrawn | Trade Secret | Trade | RPO | RPO312 | Residential | Solar*Rewards | Trade Secret | 2021
20263-228838-01 | Xcel Energy | 85 | 13781 | IOU | 05552328 | 10.104 | Solar |  |  | Interconnected | Trade Secret | Trade | RPO | RPO312 | Residential |  | Trade Secret | 2023 | 2023
20263-228838-01 | Xcel Energy | 85 | 13781 | IOU | 03132514 | 39.06 | Solar |  |  | Interconnected | Trade Secret | Trade | LEX | LEX073 | Commercial |  | Trade Secret | 2018 | 2018
20263-228838-01 | Xcel Energy | 85 | 13781 | IOU | OID3369823 | 39.06 | Solar |  |  | Withdrawn | Trade Secret | Trade | LEX | LEX073 | Commercial | Solar*Rewards | Trade Secret | 2018
20263-228838-01 | Xcel Energy | 85 | 13781 | IOU | 04293858 | 3.747 | Solar |  |  | Active Application | Trade Secret | Trade | EDA | EDA063 | Residential | Solar*Rewards | Trade Secret | 2021
20263-228838-01 | Xcel Energy | 85 | 13781 | IOU | 05194396 | 9.994 | Solar |  |  | Interconnected | Trade Secret | Trade | UPP | UPP063 | Residential |  | Trade Secret | 2022 | 2022
20263-228838-01 | Xcel Energy | 85 | 13781 | IOU | 05005339 | 11.39 | Solar |  |  | Interconnected | Trade Secret | Trade | ECK | ECK322 | Residential | Solar*Rewards | Trade Secret | 2022 | 2022
20263-228838-01 | Xcel Energy | 85 | 13781 | IOU | 03131368 | 7.2 | Solar |  |  | Interconnected | Trade Secret | Trade | MPK | MPK065 | Residential | Made in Minnesota | Trade Secret | 2017 | 2017
20263-228838-01 | Xcel Energy | 85 | 13781 | IOU | 03131415 | 3.747 | Solar |  |  | Interconnected | Trade Secret | Trade | MEL | MEL061 | Residential | Solar*Rewards | Trade Secret | 2017 | 2018
20263-228838-01 | Xcel Energy | 85 | 13781 | IOU | 05973399 | 5.76 | Solar |  |  | Interconnected | Trade Secret | Trade | ESW | ESW081 | Residential | Solar*Rewards | Trade Secret | 2024 | 2025
20263-228838-01 | Xcel Energy | 85 | 13781 | IOU | 05452492 | 8.96 | Solar |  |  | Interconnected | Trade Secret | Trade | HSN | HSN322 | Residential | Solar*Rewards | Trade Secret | 2023 | 2023
20263-228838-01 | Xcel Energy | 85 | 13781 | IOU | 05396728 | 360 |  |  |  | Active Application | Trade Secret | Trade | AHI | AHI025 | Commercial |  | Trade Secret | 2023
20263-228838-01 | Xcel Energy | 85 | 13781 | IOU | 05498938 | 360 | Solar |  |  | Interconnected | Trade Secret | Trade | AHI | AHI025 | Commercial |  | Trade Secret | 2023 | 2024
20263-228838-01 | Xcel Energy | 85 | 13781 | IOU | 05397060 | 360 | Solar |  |  | Withdrawn | Trade Secret | Trade | AHI | AHI025 | Commercial |  | Trade Secret | 2023
20263-228838-01 | Xcel Energy | 85 | 13781 | IOU | 03132888 | 36 | Solar |  |  | Interconnected | Trade Secret | Trade | CGR | CGR074 | Commercial | Made in Minnesota | Trade Secret | 2018 | 2019
20263-228838-01 | Xcel Energy | 85 | 13781 | IOU | 03130399 | 660 | Solar |  |  | Interconnected | Trade Secret | Trade | WIL | WIL096 | Commercial |  | Trade Secret | 2018 | 2020
20263-228838-01 | Xcel Energy | 85 | 13781 | IOU | OID3368803 | 9.94 | Solar |  |  | Withdrawn | Trade Secret | Trade | ALK | ALK067 | Residential | Solar*Rewards | Trade Secret | 2018
20263-228838-01 | Xcel Energy | 85 | 13781 | IOU | OID3368818 | 9.94 | Solar |  |  | Withdrawn | Trade Secret | Trade | ALK | ALK067 | Residential | Solar*Rewards | Trade Secret | 2018
20263-228838-01 | Xcel Energy | 85 | 13781 | IOU | OID3876168 | 11.6 | Solar |  |  | Withdrawn | Trade Secret | Trade | LOK | LOK062 | Residential | Solar*Rewards | Trade Secret | 2019
20263-228838-01 | Xcel Energy | 85 | 13781 | IOU | 06119365 | 99.9 | Solar |  |  | Interconnected | Trade Secret | Trade | AFT | AFT321 | Commercial |  | Trade Secret | 2025 | 2025
20263-228838-01 | Xcel Energy | 85 | 13781 | IOU | 04041207 | 6.6 | Solar |  |  | Interconnected | Trade Secret | Trade | LAB | LAB311 | Residential |  | Trade Secret | 2020 | 2021
20263-228838-01 | Xcel Energy | 85 | 13781 | IOU | 03132581 | 5 | Solar |  |  | Interconnected | Trade Secret | Trade | SLP | SLP084 | Residential | Made in Minnesota | Trade Secret | 2018 | 2018
20263-228838-01 | Xcel Energy | 85 | 13781 | IOU | OID3640318 | 14.51 | Solar |  |  | Withdrawn | Trade Secret | Trade | ALD | ALD072 | Commercial | Solar*Rewards | Trade Secret | 2018
20263-228838-01 | Xcel Energy | 85 | 13781 | IOU | 05617969 | 4.06 | Solar |  |  | Active Application | Trade Secret | Trade | ECK | ECK322 | Residential |  | Trade Secret | 2023
20263-228838-01 |  |  |  |  | OID3865776 |  | Solar |  |  | Withdrawn | Trade Secret | Trade | YAM | YAM021 | Commercial | Solar*Rewards |  | 2019
20263-228838-01 | Xcel Energy | 85 | 13781 | IOU | 05536109 | 6.09 | Solar |  |  | Interconnected | Trade Secret | Trade | HSN | HSN321 | Residential |  | Trade Secret | 2023 | 2023
20263-228838-01 | Xcel Energy | 85 | 13781 | IOU | 03130538 | 11.39 | Solar |  |  | Interconnected | Trade Secret | Trade | RAM | RAM077 | Commercial |  | Trade Secret | 2018 | 2019
20263-228838-01 | Xcel Energy | 85 | 13781 | IOU | OID3583261 | 11.39 | Solar |  |  | Withdrawn | Trade Secret | Trade | RAM | RAM077 | Commercial | Solar*Rewards | Trade Secret | 2018
20263-228838-01 | Xcel Energy | 85 | 13781 | IOU | OID3583956 | 11.39 | Solar |  |  | Withdrawn | Trade Secret | Trade | RAM | RAM077 | Commercial | Solar*Rewards | Trade Secret | 2018
20263-228838-01 | Xcel Energy | 85 | 13781 | IOU | 03744780 | 6.96 | Solar |  |  | Interconnected | Trade Secret | Trade | MPK | MPK068 | Residential | Solar*Rewards | Trade Secret | 2020 | 2020
20263-228838-01 | Xcel Energy | 85 | 13781 | IOU | 04438572 | 6.96 | Solar |  |  | Interconnected | Trade Secret | Trade | HUG | HUG311 | Residential | Solar*Rewards | Trade Secret | 2021 | 2021
20263-228838-01 | Xcel Energy | 85 | 13781 | IOU | OID3835258 | 6 | Solar |  |  | Withdrawn | Trade Secret | Trade | HUG | HUG311 | Residential | Solar*Rewards | Trade Secret | 2019
20263-228838-01 | Xcel Energy | 85 | 13781 | IOU | 05535733 | 4.35 | Solar |  |  | Interconnected | Trade Secret | Trade | TWL | TWL073 | Residential |  | Trade Secret | 2023 | 2023
20263-228838-01 | Xcel Energy | 85 | 13781 | IOU | 03776788 | 6 | Solar |  |  | Active Application | Trade Secret | Trade | LAP | LAP311 | Residential | Solar*Rewards | Trade Secret | 2020
20263-228838-01 | Xcel Energy | 85 | 13781 | IOU | 04050167 | 7.15 | Solar |  |  | Interconnected | Trade Secret | Trade | LOK | LOK093 | Residential | Solar*Rewards | Trade Secret | 2021 | 2021
20263-228838-01 | Xcel Energy | 85 | 13781 | IOU | 05266072 | 4.886 | Solar |  |  | Interconnected | Trade Secret | Trade | ALK | ALK072 | Residential |  | Trade Secret | 2022 | 2023
20263-228838-01 | Xcel Energy | 85 | 13781 | IOU | 04763434 | 266.4 | Solar |  |  | Interconnected | Trade Secret | Trade | WIL | WIL088 | Commercial |  | Trade Secret | 2021 | 2022
20263-228838-01 | Xcel Energy | 85 | 13781 | IOU | 05570111 | 5.67 | Solar |  |  | Interconnected | Trade Secret | Trade | RPO | RPO311 | Residential |  | Trade Secret | 2023 | 2023
20263-228838-01 | Xcel Energy | 85 | 13781 | IOU | 05351860 | 4.64 | Solar |  |  | Withdrawn | Trade Secret | Trade | SAV | SAV063 | Residential |  | Trade Secret | 2022
20263-228838-01 | Xcel Energy | 85 | 13781 | IOU | 05295643 | 4.64 | Solar |  |  | Interconnected | Trade Secret | Trade | SAV | SAV063 | Residential |  | Trade Secret | 2022 | 2023
20263-228838-01 | Xcel Energy | 85 | 13781 | IOU | 04620915 | 7.616 | Solar |  |  | Interconnected | Trade Secret | Trade | HSN | HSN322 | Residential |  | Trade Secret | 2021 | 2021
20263-228838-01 | Xcel Energy | 85 | 13781 | IOU | 04793589 | 6.282 | Solar |  |  | Interconnected | Trade Secret | Trade | WWK | WWK321 | Residential | Solar*Rewards | Trade Secret | 2022 | 2022
20263-228838-01 | Xcel Energy | 85 | 13781 | IOU | 05514998 | 3.476 | Solar |  |  | Interconnected | Trade Secret | Trade | HSN | HSN322 | Residential |  | Trade Secret | 2023 | 2023
20263-228838-01 | Xcel Energy | 85 | 13781 | IOU | 04530252 | 7.616 | Solar |  |  | Interconnected | Trade Secret | Trade | ALK | ALK067 | Residential |  | Trade Secret | 2021 | 2022
20263-228838-01 | Xcel Energy | 85 | 13781 | IOU | 06204327 | 4.802 | Solar |  |  | Interconnected | Trade Secret | Trade | RPO | RPO311 | Residential |  | Trade Secret | 2025 | 2025
20263-228838-01 | Xcel Energy | 85 | 13781 | IOU | 05592547 | 7.245 | Solar |  |  | Interconnected | Trade Secret | Trade | ECK | ECK321 | Residential | Solar*Rewards | Trade Secret | 2023 | 2024
20263-228838-01 | Xcel Energy | 85 | 13781 | IOU | 06302192 | 8.448 | Solar |  |  | Active Application | Trade Secret | Trade | WIL | WIL073 | Residential |  | Trade Secret | 2026
20263-228838-01 | Xcel Energy | 85 | 13781 | IOU | 06101013 | 39.75 | Solar |  |  | Interconnected | Trade Secret | Trade | DPN | DPN073 | Commercial |  | Trade Secret | 2025 | 2025
20263-228838-01 | Xcel Energy | 85 | 13781 | IOU | 06132120 | 15.36 | Solar |  |  | Interconnected | Trade Secret | Trade | CGR | CGR071 | Residential | Solar*Rewards | Trade Secret | 2025 | 2025
20263-228838-01 | Xcel Energy | 85 | 13781 | IOU | 05198046 | 5.22 | Solar |  |  | Interconnected | Trade Secret | Trade | CGR | CGR072 | Residential |  | Trade Secret | 2022 | 2022
20263-228838-01 | Xcel Energy | 85 | 13781 | IOU | 05562557 | 2.32 | Solar |  |  | Interconnected | Trade Secret | Trade | CGR | CGR072 | Residential |  | Trade Secret | 2023 | 2023
20263-228838-01 | Xcel Energy | 85 | 13781 | IOU | 05484706 | 3.78 | Solar |  |  | Interconnected | Trade Secret | Trade | ALD | ALD083 | Residential | Solar*Rewards | Trade Secret | 2023 | 2023
20263-228838-01 | Xcel Energy | 85 | 13781 | IOU | 05935823 | 7.6 | Solar |  |  | Interconnected | Trade Secret | Trade | RPO | RPO311 | Residential | Solar*Rewards | Trade Secret | 2024 | 2025
20263-228838-01 | Xcel Energy | 85 | 13781 | IOU | 05711726 | 12.215 | Solar |  |  | Interconnected | Trade Secret | Trade | AFT | AFT314 | Residential | Solar*Rewards | Trade Secret | 2024 | 2024
20263-228838-01 | Xcel Energy | 85 | 13781 | IOU | 05617570 | 61.875 |  |  |  | Active Application | Trade Secret | Trade | AFT | AFT314 | Residential |  | Trade Secret | 2023
20263-228838-01 | Xcel Energy | 85 | 13781 | IOU | 05212669 | 60 | Solar |  |  | Active Application | Trade Secret | Trade | NOF | NOF072 | Commercial |  | Trade Secret | 2022
20263-228838-01 | Xcel Energy | 85 | 13781 | IOU | 05007534 | 7.25 | Solar |  |  | Interconnected | Trade Secret | Trade | WRR | WRR064 | Residential | Solar*Rewards | Trade Secret | 2022 | 2023
20263-228838-01 | Xcel Energy | 85 | 13781 | IOU | 04806947 | 4.64 | Solar |  |  | Interconnected | Trade Secret | Trade | LLK | LLK071 | Residential | Solar*Rewards | Trade Secret | 2022 | 2023
20263-228838-01 | Xcel Energy | 85 | 13781 | IOU | 05288352 | 3.747 | Solar |  |  | Interconnected | Trade Secret | Trade | SLP | SLP075 | Residential |  | Trade Secret | 2023 | 2023
20263-228838-01 | Xcel Energy | 85 | 13781 | IOU | 05774059 | 5.67 | Solar |  |  | Interconnected | Trade Secret | Trade | LOK | LOK093 | Residential |  | Trade Secret | 2024 | 2024
20263-228838-01 | Xcel Energy | 85 | 13781 | IOU | 05468340 | 2.9 | Solar |  |  | Withdrawn | Trade Secret | Trade | HSN | HSN311 | Residential |  | Trade Secret | 2023
20263-228838-01 | Xcel Energy | 85 | 13781 | IOU | 05535914 | 250 | Solar |  |  | Active Application | Trade Secret | Trade | RIV | RIV066 | Commercial |  | Trade Secret | 2023
20263-228838-01 | Xcel Energy | 85 | 13781 | IOU | 05463251 | 2.962 | Solar |  |  | Interconnected | Trade Secret | Trade | MPK | MPK071 | Residential | Solar*Rewards | Trade Secret | 2023 | 2024
20263-228838-01 | Xcel Energy | 85 | 13781 | IOU | 05754819 | 38.8 | Solar |  |  | Active Application | Trade Secret | Trade | OPK | OPK073 | Residential | Solar*Rewards | Trade Secret | 2024
20263-228838-01 | Xcel Energy | 85 | 13781 | IOU | 05752994 | 38.8 | Solar |  |  | Withdrawn | Trade Secret | Trade | OPK | OPK073 | Residential |  | Trade Secret | 2024
20263-228838-01 | Xcel Energy | 85 | 13781 | IOU | 05005024 | 7.25 | Solar |  |  | Interconnected | Trade Secret | Trade | HWW | HWW072 | Residential | Solar*Rewards | Trade Secret | 2022 | 2023
20263-228838-01 | Xcel Energy | 85 | 13781 | IOU | 05817449 | 11.52 | Solar |  |  | Active Application | Trade Secret | Trade | SCA | SCA021 | Residential | Solar*Rewards | Trade Secret | 2024
20263-228838-01 | Xcel Energy | 85 | 13781 | IOU | 05834626 | 27.648 | Solar |  |  | Active Application | Trade Secret | Trade | SCA | SCA021 | Residential | Solar*Rewards | Trade Secret | 2024
20263-228838-01 | Xcel Energy | 85 | 13781 | IOU | 05360997 | 13.48 | Solar |  | X | Interconnected | Trade Secret | Trade | SHP | SHP061 | Residential | Solar*Rewards | Trade Secret | 2023 | 2023
20263-228838-01 | Xcel Energy | 85 | 13781 | IOU | 04185793 | 1000 | Solar |  |  | Interconnected | Lake Wilson | Trade | HAD | HAD021 | LMI | Solar*Rewards Community | Trade Secret | 2022 | 2025
20263-228838-01 | Xcel Energy | 85 | 13781 | IOU | 06195491 | 13.611 | Solar |  |  | Withdrawn | Trade Secret | Trade | BCR | BCR063 | Residential | Solar*Rewards | Trade Secret | 2025
20263-228838-01 | Xcel Energy | 85 | 13781 | IOU | 06201295 | 15.007 | Solar |  |  | Interconnected | Trade Secret | Trade | BCR | BCR063 | Residential |  | Trade Secret | 2025 | 2025
20263-228838-01 | Xcel Energy | 85 | 13781 | IOU | 06118311 | 9.109 | Solar |  | X | Interconnected | Trade Secret | Trade | HUG | HUG311 | Residential | Solar*Rewards | Trade Secret | 2025 | 2025
20263-228838-01 | Xcel Energy | 85 | 13781 | IOU | 05957642 | 7.6 | Solar |  |  | Interconnected | Trade Secret | Trade | HUG | HUG311 | Residential | Solar*Rewards | Trade Secret | 2024 | 2025
20263-228838-01 | Xcel Energy | 85 | 13781 | IOU | 05708638 | 375 | Solar |  |  | Interconnected | Trade Secret | Trade | ECK | ECK342 | Commercial |  | Trade Secret | 2024 | 2025
20263-228838-01 | Xcel Energy | 85 | 13781 | IOU | 05450953 | 7.56 | Solar |  | X | Interconnected | Trade Secret | Trade | OPK | OPK073 | Commercial |  | Trade Secret | 2023 | 2024
20263-228838-01 | Xcel Energy | 85 | 13781 | IOU | 05594052 | 35.75 | Solar |  | X | Active Application | Trade Secret | Trade | OPK | OPK073 | Commercial |  | Trade Secret | 2023
20263-228838-01 | Xcel Energy | 85 | 13781 | IOU | 05379970 | 9.86 | Solar |  |  | Interconnected | Trade Secret | Trade | GRC | GRC312 | Residential |  | Trade Secret | 2023 | 2023
20263-228838-01 | Xcel Energy | 85 | 13781 | IOU | 03706093 | 2.64 | Solar |  |  | Interconnected | Trade Secret | Trade | RIV | RIV063 | Residential | Solar*Rewards | Trade Secret | 2020 | 2020
20263-228838-01 | Xcel Energy | 85 | 13781 | IOU | OID3792471 | 2.962 | Solar |  |  | Withdrawn | Trade Secret | Trade | RIV | RIV063 | Residential | Solar*Rewards | Trade Secret | 2019
20263-228838-01 | Xcel Energy | 85 | 13781 | IOU | 06261261 | 6.677 | Solar |  |  | Active Application | Trade Secret | Trade | WIL | WIL089 | Residential |  | Trade Secret | 2025
20263-228838-01 | Xcel Energy | 85 | 13781 | IOU | 06017858 | 17.433 | Solar |  | X | Interconnected | Trade Secret | Trade | ALD | ALD084 | Residential | Solar*Rewards | Trade Secret | 2024 | 2025
20263-228838-01 | Xcel Energy | 85 | 13781 | IOU | 05847623 | 24.779 | Solar |  |  | Withdrawn | Trade Secret | Trade | WIN | WIN033 | Commercial |  | Trade Secret | 2024
20263-228838-01 | Xcel Energy | 85 | 13781 | IOU | 03134731 | 8.2 | Solar |  |  | Interconnected | Trade Secret | Trade | NOF | NOF061 | Residential | Solar*Rewards | Trade Secret | 2015 | 2016
20263-228838-01 | Xcel Energy | 85 | 13781 | IOU | 03130854 | 40 | Wind |  |  | Interconnected | Trade Secret | Trade | NOF | NOF061 | Residential |  | Trade Secret | 1999 | 2013
20263-228838-01 | Xcel Energy | 85 | 13781 | IOU | OID2454456 | 11.39 | Solar |  |  | Withdrawn | Trade Secret | Trade | NOF | NOF061 | Residential | Solar*Rewards | Trade Secret | 2015
20263-228838-01 |  |  |  |  | OID2469399 |  | Solar |  |  | Withdrawn | Trade Secret | Trade | NOF | NOF061 | Residential | Solar*Rewards |  | 2015
20263-228838-01 | Xcel Energy | 85 | 13781 | IOU | 04617799 | 7.83 | Solar |  |  | Interconnected | Trade Secret | Trade | SLP | SLP075 | Residential |  | Trade Secret | 2021 | 2021
20263-228838-01 | Xcel Energy | 85 | 13781 | IOU | 06018553 | 19.33 | Storage |  |  | Interconnected | Trade Secret | Trade | SLP | SLP075 | Residential |  | Trade Secret | 2024 | 2025
20263-228838-01 | Xcel Energy | 85 | 13781 | IOU | 05356891 | 2.61 | Solar |  |  | Active Application | Trade Secret | Trade | MPK | MPK086 | Residential | Solar*Rewards | Trade Secret | 2023
20263-228838-01 | Xcel Energy | 85 | 13781 | IOU | 03132185 | 12.04 | Solar |  |  | Interconnected | Trade Secret | Trade | AFT | AFT314 | Residential | Solar*Rewards | Trade Secret | 2018 | 2018
20263-228838-01 | Xcel Energy | 85 | 13781 | IOU | 03135079 | 8 | Solar |  |  | Interconnected | Trade Secret | Trade | LAC | LAC062 | Residential | Made in Minnesota | Trade Secret | 2016 | 2016
20263-228838-01 | Xcel Energy | 85 | 13781 | IOU | 05535151 | 5.04 | Solar |  |  | Interconnected | Trade Secret | Trade | HOL | HOL071 | Residential |  | Trade Secret | 2023 | 2023
20263-228838-01 | Xcel Energy | 85 | 13781 | IOU | 05522903 | 12.6 | Storage |  |  | Interconnected | Trade Secret | Trade | CEL | CEL066 | Residential |  | Trade Secret | 2023 | 2023
20263-228838-01 | Xcel Energy | 85 | 13781 | IOU | 03131799 | 7.625 | Solar |  |  | Interconnected | Trade Secret | Trade | CEL | CEL066 | Residential | Solar*Rewards | Trade Secret | 2017 | 2017
20263-228838-01 | Xcel Energy | 85 | 13781 | IOU | 05941921 | 15.232 | Solar |  |  | Active Application | Trade Secret | Trade | WEH | WEH021 | Residential |  | Trade Secret | 2024
20263-228838-01 | Xcel Energy | 85 | 13781 | IOU | 03895472 | 8.12 | Solar |  |  | Interconnected | Trade Secret | Trade | MEL | MEL073 | Residential | Solar*Rewards | Trade Secret | 2020 | 2020
20263-228838-01 | Xcel Energy | 85 | 13781 | IOU | 03682809 | 6.09 | Solar |  |  | Interconnected | Trade Secret | Trade | HYL | HYL074 | Residential | Solar*Rewards | Trade Secret | 2020 | 2020
20263-228838-01 | Xcel Energy | 85 | 13781 | IOU | 04793952 | 4.64 | Solar |  |  | Interconnected | Trade Secret | Trade | BCR | BCR063 | Residential | Solar*Rewards | Trade Secret | 2022 | 2022
20263-228838-01 | Xcel Energy | 85 | 13781 | IOU | 04421261 | 7.616 | Solar |  |  | Interconnected | Trade Secret | Trade | RAM | RAM062 | Residential | Solar*Rewards | Trade Secret | 2021 | 2021
20263-228838-01 | Xcel Energy | 85 | 13781 | IOU | 06007179 | 9.184 | Solar |  |  | Interconnected | Trade Secret | Trade | VMR | VMR062 | Residential | Solar*Rewards | Trade Secret | 2025 | 2025
20263-228838-01 | Xcel Energy | 85 | 13781 | IOU | 06297406 | 9.772 | Solar |  |  | Active Application | Trade Secret | Trade | ALD | ALD076 | Residential |  | Trade Secret | 2025
20263-228838-01 | Xcel Energy | 85 | 13781 | IOU | 03130913 | 3 | Solar |  |  | Interconnected | Trade Secret | Trade | CSR | CSR001 | Commercial |  | Trade Secret | 2009 | 2009
20263-228838-01 | Xcel Energy | 85 | 13781 | IOU | 05957526 | 6.631 | Solar |  |  | Interconnected | Trade Secret | Trade | LEX | LEX063 | Residential | Solar*Rewards | Trade Secret | 2024 | 2025
20263-228838-01 | Xcel Energy | 85 | 13781 | IOU | 03134726 | 37.8 | Solar |  |  | Interconnected | Trade Secret | Trade | SOU | SOU064 | Commercial | Made in Minnesota | Trade Secret | 2015 | 2017
20263-228838-01 | Xcel Energy | 85 | 13781 | IOU | 03134074 | 3.5 | Solar |  |  | Interconnected | Trade Secret | Trade | MHW | MHW311 | Residential | Made in Minnesota | Trade Secret | 2014 | 2014
20263-228838-01 | Xcel Energy | 85 | 13781 | IOU | 04793971 | 4.06 | Solar |  |  | Interconnected | Trade Secret | Trade | SOU | SOU076 | Residential | Solar*Rewards | Trade Secret | 2022 | 2022
20263-228838-01 | Xcel Energy | 85 | 13781 | IOU | OID2600685 | 18 | Solar |  |  | Withdrawn | Trade Secret | Trade | UPP | UPP083 | Commercial | Made in Minnesota | Trade Secret | 2016
20263-228838-01 | Xcel Energy | 85 | 13781 | IOU | 03134864 | 18 | Solar |  |  | Interconnected | Trade Secret | Trade | UPP | UPP083 | Commercial | Made in Minnesota | Trade Secret | 2016 | 2016
20263-228838-01 | Xcel Energy | 85 | 13781 | IOU | 05356829 | 12.668 | Solar |  |  | Interconnected | Trade Secret | Trade | AFT | AFT315 | Residential | Solar*Rewards | Trade Secret | 2023 | 2023
20263-228838-01 | Xcel Energy | 85 | 13781 | IOU | 03133509 | 30 | Solar |  |  | Interconnected | Trade Secret | Trade | SOU | SOU086 | Commercial | Solar*Rewards | Trade Secret | 2011 | 2012
20263-228838-01 | Xcel Energy | 85 | 13781 | IOU | SRO18985 | 25 | Solar |  |  | Withdrawn | Trade Secret | Trade | SOU | SOU086 | Commercial | Solar*Rewards | Trade Secret | 2011
20263-228838-01 | Xcel Energy | 85 | 13781 | IOU | 03518513 | 3.77 | Solar |  |  | Interconnected | Trade Secret | Trade | WSG | WSG352 | Residential | Solar*Rewards | Trade Secret | 2020 | 2020
20263-228838-01 | Xcel Energy | 85 | 13781 | IOU | 03130170 | 3.747 | Solar |  |  | Interconnected | Trade Secret | Trade | HUG | HUG312 | Residential | Solar*Rewards | Trade Secret | 2019 | 2019
20263-228838-01 | Xcel Energy | 85 | 13781 | IOU | 03134774 | 20 | Solar |  |  | Interconnected | Trade Secret | Trade | APA | APA067 | Commercial | Solar*Rewards | Trade Secret | 2016 | 2017
20263-228838-01 | Xcel Energy | 85 | 13781 | IOU | 06169125 | 3.774 | Solar |  |  | Interconnected | Trade Secret | Trade | WDY | WDY311 | Residential | Solar*Rewards | Trade Secret | 2025 | 2025
20263-228838-01 | Xcel Energy | 85 | 13781 | IOU | OID3519170 | 7.54 | Solar |  |  | Withdrawn | Trade Secret | Trade | WES | WES062 | Residential | Solar*Rewards | Trade Secret | 2018
20263-228838-01 | Xcel Energy | 85 | 13781 | IOU | 04525568 | 5.054 | Solar |  |  | Active Application | Trade Secret | Trade | DBL | DBL068 | Residential |  | Trade Secret | 2022
20263-228838-01 | Xcel Energy | 85 | 13781 | IOU | 06002597 | 12.146 | Solar |  |  | Interconnected | Trade Secret | Trade | AFT | AFT314 | Residential | Solar*Rewards | Trade Secret | 2024 | 2025
20263-228838-01 |  |  |  |  | OID2045153 |  | Solar |  |  | Withdrawn | Trade Secret | Trade | MTV | MTV021 | Residential | Solar*Rewards |  | 2014
20263-228838-01 | Xcel Energy | 85 | 13781 | IOU | SRO29464 | 17 | Solar |  |  | Withdrawn | Trade Secret | Trade | MTV | MTV021 | Residential | Solar*Rewards | Trade Secret | 2013
20263-228838-01 | Xcel Energy | 85 | 13781 | IOU | 03134089 | 20.02 | Solar |  |  | Interconnected | Trade Secret | Trade | MTV | MTV021 | Residential | Solar*Rewards | Trade Secret | 2014 | 2015
20263-228838-01 | Xcel Energy | 85 | 13781 | IOU | 03132866 | 9.994 | Solar |  |  | Interconnected | Trade Secret | Trade | MPK | MPK086 | Residential | Made in Minnesota | Trade Secret | 2018 | 2018
20263-228838-01 | Xcel Energy | 85 | 13781 | IOU | OID2768251 | 19.88 | Solar |  |  | Withdrawn | Trade Secret | Trade | SMT | SMT082 | Residential | Solar*Rewards | Trade Secret | 2016
20263-228838-01 | Xcel Energy | 85 | 13781 | IOU | 03132604 | 19.88 | Solar |  |  | Interconnected | Trade Secret | Trade | SMT | SMT082 | Residential | Solar*Rewards | Trade Secret | 2018 | 2018
20263-228838-01 | Xcel Energy | 85 | 13781 | IOU | 03134605 | 5.52 | Solar |  |  | Interconnected | Trade Secret | Trade | NOF | NOF061 | Residential | Made in Minnesota | Trade Secret | 2015 | 2016
20263-228838-01 | Xcel Energy | 85 | 13781 | IOU | 03131239 | 39.98 | Solar |  |  | Interconnected | Trade Secret | Trade | MDT | MDT071 | Commercial | Made in Minnesota | Trade Secret | 2016 | 2017
20263-228838-01 | Xcel Energy | 85 | 13781 | IOU | SRO22386 | 12.6 | Solar |  |  | Withdrawn | Trade Secret | Trade | WDY | WDY312 | Commercial | Solar*Rewards | Trade Secret | 2012
20263-228838-01 | Xcel Energy | 85 | 13781 | IOU | 05492828 | 2 | Solar |  |  | Withdrawn | Trade Secret | Trade | SOU | SOU087 | Residential |  | Trade Secret | 2023
20263-228838-01 | Xcel Energy | 85 | 13781 | IOU | 05582230 | 2 | Solar |  |  | Withdrawn | Trade Secret | Trade | SOU | SOU087 | Residential |  | Trade Secret | 2023
20263-228838-01 | Xcel Energy | 85 | 13781 | IOU | OID3284670 | 3 | Solar |  |  | Withdrawn | Trade Secret | Trade | ALD | ALD085 | Residential | Solar*Rewards | Trade Secret | 2018
20263-228838-01 | Xcel Energy | 85 | 13781 | IOU | 04967222 | 9.316 | Solar |  |  | Active Application | Trade Secret | Trade | KAN | KAN031 | Residential | Solar*Rewards | Trade Secret | 2022
20263-228838-01 | Xcel Energy | 85 | 13781 | IOU | OID3284574 | 19.88 | Solar |  |  | Withdrawn | Trade Secret | Trade | LAC | LAC063 | Commercial | Solar*Rewards | Trade Secret | 2018
20263-228838-01 | Xcel Energy | 85 | 13781 | IOU | 03130074 | 19.88 | Solar |  |  | Interconnected | Trade Secret | Trade | LAC | LAC063 | Commercial | Solar*Rewards | Trade Secret | 2018 | 2019
20263-228838-01 | Xcel Energy | 85 | 13781 | IOU | 03133965 | 10.01 | Solar |  |  | Interconnected | Trade Secret | Trade | PIL | PIL022 | Residential | Solar*Rewards | Trade Secret | 2014 | 2014
20263-228838-01 | Xcel Energy | 85 | 13781 | IOU | 04810735 | 4.35 | Solar |  | X | Interconnected | Trade Secret | Trade | DPN | DPN063 | Residential | Solar*Rewards | Trade Secret | 2022 | 2022
20263-228838-01 | Xcel Energy | 85 | 13781 | IOU | OID3642310 | 3.747 | Solar |  |  | Withdrawn | Trade Secret | Trade | SOU | SOU087 | Residential | Solar*Rewards | Trade Secret | 2018
20263-228838-01 | Xcel Energy | 85 | 13781 | IOU | 05980030 | 3.839 | Solar |  |  | Interconnected | Trade Secret | Trade | ALD | ALD073 | Residential | Solar*Rewards | Trade Secret | 2024 | 2024
20263-228838-01 | Xcel Energy | 85 | 13781 | IOU | 04337493 | 11.866 | Solar |  |  | Interconnected | Trade Secret | Trade | WSG | WSG063 | Residential | Solar*Rewards | Trade Secret | 2021 | 2021
20263-228838-01 | Xcel Energy | 85 | 13781 | IOU | 04794173 | 3.48 | Solar |  | X | Interconnected | Trade Secret | Trade | HUG | HUG311 | Residential | Solar*Rewards | Trade Secret | 2022 | 2022
20263-228838-01 | Xcel Energy | 85 | 13781 | IOU | 05663949 | 2.52 | Solar |  |  | Interconnected | Trade Secret | Trade | TER | TER062 | Residential |  | Trade Secret | 2023 | 2024
20263-228838-01 | Xcel Energy | 85 | 13781 | IOU | 05283459 | 6.38 | Solar |  |  | Interconnected | Trade Secret | Trade | CHE | CHE076 | Residential |  | Trade Secret | 2022 | 2023
20263-228838-01 | Xcel Energy | 85 | 13781 | IOU | 03129223 | 7.616 | Solar |  |  | Interconnected | Trade Secret | Trade | DBL | DBL068 | Commercial | Solar*Rewards | Trade Secret | 2018 | 2019
20263-228838-01 | Xcel Energy | 85 | 13781 | IOU | OID4025467 | 3.747 | Solar |  |  | Withdrawn | Trade Secret | Trade | SOU | SOU064 | Residential | Solar*Rewards | Trade Secret | 2019
20263-228838-01 | Xcel Energy | 85 | 13781 | IOU | 03509284 | 3.747 | Solar |  |  | Interconnected | Trade Secret | Trade | SOU | SOU064 | Residential | Solar*Rewards | Trade Secret | 2019 | 2020
20263-228838-01 | Xcel Energy | 85 | 13781 | IOU | OID2155094 | 18 | Solar |  |  | Withdrawn | Trade Secret | Trade | CDV | CDV061 | Commercial | Solar*Rewards | Trade Secret | 2014
20263-228838-01 | Xcel Energy | 85 | 13781 | IOU | 04445477 | 9.86 | Solar |  |  | Interconnected | Trade Secret | Trade | AFT | AFT315 | Residential | Solar*Rewards | Trade Secret | 2021 | 2022
20263-228838-01 | Xcel Energy | 85 | 13781 | IOU | 03134230 | 18 | Solar |  |  | Interconnected | Trade Secret | Trade | WES | WES065 | Commercial | Solar*Rewards | Trade Secret | 2015 | 2016
20263-228838-01 | Xcel Energy | 85 | 13781 | IOU | 05790297 | 7.212 | Solar |  |  | Interconnected | Trade Secret | Trade | EBL | EBL084 | Residential | Solar*Rewards | Trade Secret | 2024 | 2024
20263-228838-01 | Xcel Energy | 85 | 13781 | IOU | 03130091 | 4.93 | Solar |  |  | Interconnected | Trade Secret | Trade | SOU | SOU079 | Residential | Solar*Rewards | Trade Secret | 2018 | 2019
20263-228838-01 | Xcel Energy | 85 | 13781 | IOU | 04303986 | 5.8 | Solar |  |  | Interconnected | Trade Secret | Trade | UPP | UPP085 | Residential | Solar*Rewards | Trade Secret | 2021 | 2021
20263-228838-01 | Xcel Energy | 85 | 13781 | IOU | 05990181 | 7.591 | Solar |  |  | Interconnected | Trade Secret | Trade | AFT | AFT321 | Residential |  | Trade Secret | 2024 | 2025
20263-228838-01 | Xcel Energy | 85 | 13781 | IOU | 05978334 | 4.555 | Solar |  |  | Withdrawn | Trade Secret | Trade | AFT | AFT321 | Residential | Solar*Rewards | Trade Secret | 2024
20263-228838-01 | Xcel Energy | 85 | 13781 | IOU | 03134832 | 3 | Solar |  |  | Interconnected | Trade Secret | Trade | WES | WES073 | Residential | Made in Minnesota | Trade Secret | 2016 | 2016
20263-228838-01 | Xcel Energy | 85 | 13781 | IOU | 05866107 | 3.84 | Solar |  |  | Interconnected | Trade Secret | Trade | BRP | BRP071 | Residential |  | Trade Secret | 2024 | 2024
20263-228838-01 | Xcel Energy | 85 | 13781 | IOU | 05860133 | 7.6 | Solar |  |  | Withdrawn | Trade Secret | Trade | BRP | BRP071 | Residential | Solar*Rewards | Trade Secret | 2024
20263-228838-01 | Xcel Energy | 85 | 13781 | IOU | 04387001 | 4.886 | Solar |  |  | Interconnected | Trade Secret | Trade | NOF | NOF071 | Residential | Solar*Rewards | Trade Secret | 2021 | 2021
20263-228838-01 | Xcel Energy | 85 | 13781 | IOU | 04282701 | 437.5 | Solar |  |  | Interconnected | Trade Secret | Trade | CHE | CHE064 | Commercial |  | Trade Secret | 2021 | 2022
20263-228838-01 | Xcel Energy | 85 | 13781 | IOU | 05275046 | 5.22 | Solar |  |  | Interconnected | Trade Secret | Trade | WES | WES074 | Residential |  | Trade Secret | 2022 | 2023
20263-228838-01 | Xcel Energy | 85 | 13781 | IOU | 03134033 | 18 | Solar |  |  | Interconnected | Trade Secret | Trade | STY | STY063 | Commercial | Solar*Rewards | Trade Secret | 2014 | 2015
20263-228838-01 | Xcel Energy | 85 | 13781 | IOU | 04393810 | 7.678 | Solar |  |  | Interconnected | Trade Secret | Trade | AHI | AHI063 | Residential | Solar*Rewards | Trade Secret | 2021 | 2021
20263-228838-01 | Xcel Energy | 85 | 13781 | IOU | 03132597 | 3.747 | Solar |  |  | Interconnected | Trade Secret | Trade | MPK | MPK083 | Residential | Solar*Rewards | Trade Secret | 2018 | 2018
20263-228838-01 | Xcel Energy | 85 | 13781 | IOU | 04118505 | 9.57 | Solar |  | X | Interconnected | Trade Secret | Trade | LAB | LAB312 | Residential | Solar*Rewards | Trade Secret | 2020 | 2021
20263-228838-01 | Xcel Energy | 85 | 13781 | IOU | 06228401 | 7.329 | Solar |  |  | Interconnected | Trade Secret | Trade | HWW | HWW073 | Residential |  | Trade Secret | 2025 | 2025
20263-228838-01 | Xcel Energy | 85 | 13781 | IOU | 05315861 | 7.25 | Solar |  |  | Interconnected | Trade Secret | Trade | GLK | GLK074 | Residential |  | Trade Secret | 2022 | 2023
20263-228838-01 | Xcel Energy | 85 | 13781 | IOU | 06170091 | 4.355 | Solar |  |  | Interconnected | Trade Secret | Trade | CGR | CGR071 | Residential | Solar*Rewards | Trade Secret | 2025 | 2025
20263-228838-01 | Xcel Energy | 85 | 13781 | IOU | 03131180 | 5.1 | Solar |  |  | Interconnected | Trade Secret | Trade | BEL | BEL061 | Residential |  | Trade Secret | 2013 | 2013
20263-228838-01 |  |  |  |  | OID3458443 |  | Solar |  |  | Withdrawn | Trade Secret | Trade | SCL | SCL322 | Residential | Solar*Rewards |  | 2018
20263-228838-01 | Xcel Energy | 85 | 13781 | IOU | OID3475896 | 5 | Solar |  |  | Withdrawn | Trade Secret | Trade | SCL | SCL322 | Residential | Solar*Rewards | Trade Secret | 2018
20263-228838-01 | Xcel Energy | 85 | 13781 | IOU | OID3475929 | 5.05 | Solar |  |  | Withdrawn | Trade Secret | Trade | SCL | SCL322 | Residential | Solar*Rewards | Trade Secret | 2018
20263-228838-01 | Xcel Energy | 85 | 13781 | IOU | 03130437 | 5.05 | Solar |  |  | Interconnected | Trade Secret | Trade | SCL | SCL322 | Residential |  | Trade Secret | 2018 | 2019
20263-228838-01 | Xcel Energy | 85 | 13781 | IOU | 03133970 | 11.39 | Solar |  |  | Interconnected | Trade Secret | Trade | LAK | LAK032 | Residential | Solar*Rewards | Trade Secret | 2014 | 2014
20263-228838-01 | Xcel Energy | 85 | 13781 | IOU | 04978709 | 22.33 | Solar |  |  | Withdrawn | Trade Secret | Trade | SCL | SCL322 | Residential |  | Trade Secret | 2022
20263-228838-01 | Xcel Energy | 85 | 13781 | IOU | 06322357 | 15.007 | Solar |  |  | Active Application | Trade Secret | Trade | HUG | HUG321 | Residential | Solar*Rewards | Trade Secret | 2026
20263-228838-01 | Xcel Energy | 85 | 13781 | IOU | 03132325 | 9.94 | Solar |  |  | Interconnected | Trade Secret | Trade | LAP | LAP311 | Residential | Solar*Rewards | Trade Secret | 2018 | 2018
20263-228838-01 | Xcel Energy | 85 | 13781 | IOU | 05835685 | 11.612 | Solar |  |  | Interconnected | Trade Secret | Trade | NOF | NOF071 | Residential | Solar*Rewards | Trade Secret | 2024 | 2024
20263-228838-01 | Xcel Energy | 85 | 13781 | IOU | 05957499 | 6.832 | Solar |  |  | Interconnected | Trade Secret | Trade | WSG | WSG076 | Residential | Solar*Rewards | Trade Secret | 2024 | 2024
20263-228838-01 | Xcel Energy | 85 | 13781 | IOU | 03132896 | 3.747 | Solar |  |  | Interconnected | Trade Secret | Trade | ALD | ALD083 | Residential | Solar*Rewards | Trade Secret | 2018 | 2018
20263-228838-01 | Xcel Energy | 85 | 13781 | IOU | 03134196 | 36 | Solar |  |  | Interconnected | Trade Secret | Trade | ANN | ANN021 | Commercial | Made in Minnesota | Trade Secret | 2015 | 2015
20263-228838-01 | Xcel Energy | 85 | 13781 | IOU | OID2025815 | 18 | Solar |  |  | Withdrawn | Trade Secret | Trade | HWW | HWW075 | Commercial | Solar*Rewards | Trade Secret | 2014
20263-228838-01 | Xcel Energy | 85 | 13781 | IOU | 06280842 | 23.04 | Solar |  |  | Active Application | Trade Secret | Trade | HSN | HSN321 | Residential |  | Trade Secret | 2026
20263-228838-01 | Xcel Energy | 85 | 13781 | IOU | OID3916450 | 29.02 | Solar |  |  | Withdrawn | Trade Secret | Trade | UPP | UPP085 | Commercial | Solar*Rewards | Trade Secret | 2019
20263-228838-01 | Xcel Energy | 85 | 13781 | IOU | 03892674 | 23.51 | Solar |  |  | Interconnected | Trade Secret | Trade | UPP | UPP085 | Commercial | Solar*Rewards | Trade Secret | 2021 | 2021
20263-228838-01 | Xcel Energy | 85 | 13781 | IOU | 05862235 | 5.052 | Solar |  |  | Withdrawn | Trade Secret | Trade | MOL | MOL072 | Residential |  | Trade Secret | 2024
20263-228838-01 | Xcel Energy | 85 | 13781 | IOU | 05854539 | 7.616 | Solar |  |  | Interconnected | Trade Secret | Trade | WES | WES075 | Residential |  | Trade Secret | 2024 | 2025
20263-228838-01 | Xcel Energy | 85 | 13781 | IOU | OID3284588 | 19.999 | Solar |  |  | Withdrawn | Trade Secret | Trade | TWL | TWL082 | Commercial | Solar*Rewards | Trade Secret | 2018
20263-228838-01 | Xcel Energy | 85 | 13781 | IOU | 06226833 | 9.772 | Solar |  |  | Interconnected | Trade Secret | Trade | MEL | MEL073 | Residential |  | Trade Secret | 2025 | 2026
20263-228838-01 | Xcel Energy | 85 | 13781 | IOU | 03133383 | 21.07 | Solar |  |  | Interconnected | Trade Secret | Trade | MPK | MPK087 | Commercial | Solar*Rewards | Trade Secret | 2011 | 2012
20263-228838-01 | Xcel Energy | 85 | 13781 | IOU | 03133348 | 4.2 | Solar |  |  | Interconnected | Trade Secret | Trade | EXC | EXC062 | Residential | Solar*Rewards | Trade Secret | 2011 | 2011
20263-228838-01 | Xcel Energy | 85 | 13781 | IOU | 03133476 | 12.73 | Solar |  |  | Interconnected | Trade Secret | Trade | LOK | LOK061 | Residential | Solar*Rewards | Trade Secret | 2011 | 2012
20263-228838-01 | Xcel Energy | 85 | 13781 | IOU | 03132484 | 3.36 | Solar |  |  | Interconnected | Trade Secret | Trade | APA | APA075 | Residential | Solar*Rewards | Trade Secret | 2018 | 2018
20263-228838-01 | Xcel Energy | 85 | 13781 | IOU | 03134783 | 7.63 | Solar |  |  | Interconnected | Trade Secret | Trade | REW | REW033 | Residential | Solar*Rewards | Trade Secret | 2016 | 2016
20263-228838-01 | Xcel Energy | 85 | 13781 | IOU | 03132273 | 5 | Solar |  |  | Interconnected | Trade Secret | Trade | SLP | SLP092 | Residential | Solar*Rewards | Trade Secret | 2018 | 2018
20263-228838-01 | Xcel Energy | 85 | 13781 | IOU | 03599413 | 10.71 | Solar |  |  | Interconnected | Trade Secret | Trade | LOK | LOK062 | Residential | Solar*Rewards | Trade Secret | 2020 | 2020
20263-228838-01 | Xcel Energy | 85 | 13781 | IOU | 04296678 | 8.12 | Solar |  |  | Active Application | Trade Secret | Trade | LOK | LOK062 | Residential | Solar*Rewards | Trade Secret | 2021
20263-228838-01 | Xcel Energy | 85 | 13781 | IOU | 06098754 | 5.248 | Solar |  |  | Interconnected | Trade Secret | Trade | SOU | SOU061 | Residential | Solar*Rewards | Trade Secret | 2025 | 2025
20263-228838-01 | Xcel Energy | 85 | 13781 | IOU | 06195969 | 4.935 | Solar |  |  | Interconnected | Trade Secret | Trade | CHE | CHE064 | Residential | Solar*Rewards | Trade Secret | 2025 | 2025
20263-228838-01 | Xcel Energy | 85 | 13781 | IOU | 03509609 | 149.999 | Solar |  |  | Withdrawn | Trade Secret | Trade | SDX | SDX312 | Commercial |  | Trade Secret | 2019
20263-228838-01 | Xcel Energy | 85 | 13781 | IOU | 04686983 | 219.999 | Solar |  |  | Interconnected | Trade Secret | Trade | SDX | SDX312 | Commercial |  | Trade Secret | 2021 | 2023
20263-228838-01 | Xcel Energy | 85 | 13781 | IOU | 05567776 | 5.67 | Solar |  |  | Interconnected | Trade Secret | Trade | RAM | RAM071 | Residential |  | Trade Secret | 2023 | 2024
20263-228838-01 | Xcel Energy | 85 | 13781 | IOU | 05390053 | 6.38 | Solar |  |  | Interconnected | Trade Secret | Trade | OSS | OSS065 | Residential |  | Trade Secret | 2023 | 2023
20263-228838-01 |  |  |  |  | OID3002099 |  | Solar |  |  | Withdrawn | Trade Secret | Trade | RED | RED091 | Residential | Solar*Rewards |  | 2017
20263-228838-01 | Xcel Energy | 85 | 13781 | IOU | OID2989402 | 11.39 | Solar |  |  | Withdrawn | Trade Secret | Trade | RED | RED091 | Residential | Solar*Rewards | Trade Secret | 2017
20263-228838-01 | Xcel Energy | 85 | 13781 | IOU | 04793972 | 5.8 | Solar |  |  | Interconnected | Trade Secret | Trade | LEX | LEX071 | Residential | Solar*Rewards | Trade Secret | 2022 | 2022
20263-228838-01 | Xcel Energy | 85 | 13781 | IOU | OID2923699 | 19.999 | Solar |  |  | Withdrawn | Trade Secret | Trade |  |  | Residential | Solar*Rewards | Trade Secret | 2017
20263-228838-01 |  |  |  |  | 05936956 |  | Solar |  |  | Active Application | Trade Secret | Trade | BRP | BRP061 | Residential | Solar*Rewards |  | 2024
20263-228838-01 | Xcel Energy | 85 | 13781 | IOU | 05937133 | 5.8 | Solar |  |  | Interconnected | Trade Secret | Trade | SOU | SOU077 | Residential | Solar*Rewards | Trade Secret | 2024 | 2024
20263-228838-01 | Xcel Energy | 85 | 13781 | IOU | 05866275 | 120 | Solar |  |  | Interconnected | Trade Secret | Trade | MDT | MDT071 | Commercial |  | Trade Secret | 2024 | 2025
20263-228838-01 | Xcel Energy | 85 | 13781 | IOU | 05864872 | 39.75 | Solar |  |  | Interconnected | Trade Secret | Trade | MDT | MDT071 | Commercial | Solar*Rewards | Trade Secret | 2024 | 2025
20263-228838-01 | Xcel Energy | 85 | 13781 | IOU | OID3643482 | 33.3 | Solar |  |  | Withdrawn | Trade Secret | Trade | MDT | MDT071 | Commercial | Solar*Rewards | Trade Secret | 2018
20263-228838-01 | Xcel Energy | 85 | 13781 | IOU | 03519897 | 33.3 | Solar |  |  | Active Application | Trade Secret | Trade | MDT | MDT071 | Commercial | Solar*Rewards | Trade Secret | 2020
20263-228838-01 | Xcel Energy | 85 | 13781 | IOU | 05360411 | 7.56 | Solar |  |  | Interconnected | Trade Secret | Trade | WSG | WSG066 | Residential | Solar*Rewards | Trade Secret | 2023 | 2023
20263-228838-01 | Xcel Energy | 85 | 13781 | IOU | 04426548 | 4.35 | Solar |  |  | Interconnected | Trade Secret | Trade | PAT | PAT313 | Residential | Solar*Rewards | Trade Secret | 2021 | 2022
20263-228838-01 | Xcel Energy | 85 | 13781 | IOU | 05222683 | 19.14 | Solar |  | X | Interconnected | Trade Secret | Trade | DPN | DPN072 | Residential |  | Trade Secret | 2022 | 2023
20263-228838-01 | Xcel Energy | 85 | 13781 | IOU | 05356473 | 6.046 | Solar |  |  | Interconnected | Trade Secret | Trade | UPP | UPP084 | Residential | Solar*Rewards | Trade Secret | 2023 | 2023
20263-228838-01 | Xcel Energy | 85 | 13781 | IOU | 05275145 | 7.54 | Solar |  |  | Interconnected | Trade Secret | Trade | MPK | MPK074 | Residential |  | Trade Secret | 2022 | 2023
20263-228838-01 | Xcel Energy | 85 | 13781 | IOU | 04609572 | 7.616 | Solar |  |  | Interconnected | Trade Secret | Trade | MPK | MPK074 | Residential |  | Trade Secret | 2021 | 2023
20263-228838-01 | Xcel Energy | 85 | 13781 | IOU | 05240109 | 8.96 | Solar |  |  | Interconnected | Trade Secret | Trade | FSL | FSL311 | Residential |  | Trade Secret | 2022 | 2023
20263-228838-01 | Xcel Energy | 85 | 13781 | IOU | 06152294 | 11.904 | Solar |  |  | Interconnected | Trade Secret | Trade | EDA | EDA071 | Residential |  | Trade Secret | 2025 | 2025
20263-228838-01 | Xcel Energy | 85 | 13781 | IOU | 06152291 | 11.904 | Solar |  |  | Withdrawn | Trade Secret | Trade | EDA | EDA071 | Residential | Solar*Rewards | Trade Secret | 2025
20263-228838-01 | Xcel Energy | 85 | 13781 | IOU | 03134584 | 6 | Solar |  |  | Interconnected | Trade Secret | Trade | PKL | PKL085 | Residential | Solar*Rewards | Trade Secret | 2015 | 2015
20263-228838-01 | Xcel Energy | 85 | 13781 | IOU | 04614455 | 4.64 | Solar |  |  | Interconnected | Trade Secret | Trade | SOU | SOU060 | Residential |  | Trade Secret | 2021 | 2021
20263-228838-01 | Xcel Energy | 85 | 13781 | IOU | 05216102 | 8.027 | Solar |  |  | Interconnected | Trade Secret | Trade | GLK | GLK073 | Residential |  | Trade Secret | 2022 | 2022
20263-228838-01 | Xcel Energy | 85 | 13781 | IOU | 03131994 | 7.63 | Solar |  |  | Interconnected | Trade Secret | Trade | BUR | BUR032 | Residential | Solar*Rewards | Trade Secret | 2017 | 2018
20263-228838-01 | Xcel Energy | 85 | 13781 | IOU | 04794276 | 2.61 | Solar |  |  | Interconnected | Trade Secret | Trade | GPH | GPH061 | Residential | Solar*Rewards | Trade Secret | 2022 | 2022
20263-228838-01 | Xcel Energy | 85 | 13781 | IOU | 03131382 | 14.51 | Solar |  |  | Interconnected | Trade Secret | Trade | ALB | ALB021 | Commercial | Solar*Rewards | Trade Secret | 2017 | 2017
20263-228838-01 | Xcel Energy | 85 | 13781 | IOU | 03131407 | 18 | Solar |  |  | Interconnected | Trade Secret | Trade | ALB | ALB021 | Commercial |  | Trade Secret | 2017 | 2017
20263-228838-01 | Xcel Energy | 85 | 13781 | IOU | 04880672 | 11.39 | Solar |  |  | Interconnected | Trade Secret | Trade | BCR | BCR083 | Residential | Solar*Rewards | Trade Secret | 2022 | 2022
20263-228838-01 | Xcel Energy | 85 | 13781 | IOU | 03133877 | 36 | Solar |  |  | Interconnected | Trade Secret | Trade | SOU | SOU063 | Commercial | Made in Minnesota | Trade Secret | 2014 | 2014
20263-228838-01 | Xcel Energy | 85 | 13781 | IOU | 06154624 | 15.356 | Solar |  |  | Interconnected | Trade Secret | Trade | HUG | HUG312 | Residential |  | Trade Secret | 2025 | 2025
20263-228838-01 | Xcel Energy | 85 | 13781 | IOU | OID3565539 | 36 | Solar |  |  | Withdrawn | Trade Secret | Trade | LIL | LIL021 | Commercial | Solar*Rewards | Trade Secret | 2018
20263-228838-01 | Xcel Energy | 85 | 13781 | IOU | 04043881 | 4.93 | Solar |  |  | Interconnected | Trade Secret | Trade | SCA | SCA021 | Residential | Solar*Rewards | Trade Secret | 2020 | 2021
20263-228838-01 | Xcel Energy | 85 | 13781 | IOU | 05128464 | 1.745 | Solar |  |  | Interconnected | Trade Secret | Trade | MPK | MPK082 | Residential |  | Trade Secret | 2022 | 2022
20263-228838-01 | Xcel Energy | 85 | 13781 | IOU | 05175820 | 1.745 | Solar |  |  | Withdrawn | Trade Secret | Trade | MPK | MPK082 | Residential |  | Trade Secret | 2022
20263-228838-01 | Xcel Energy | 85 | 13781 | IOU | 03133902 | 2.5 | Solar |  |  | Interconnected | Trade Secret | Trade | MPK | MPK082 | Residential | Made in Minnesota | Trade Secret | 2014 | 2014
20263-228838-01 | Xcel Energy | 85 | 13781 | IOU | 03130030 | 2.4 | Solar |  |  | Interconnected | Trade Secret | Trade | MPK | MPK082 | Residential | Solar*Rewards | Trade Secret | 2018 | 2019
20263-228838-01 | Xcel Energy | 85 | 13781 | IOU | 04445770 | 5.054 | Solar |  |  | Interconnected | Trade Secret | Trade | CRL | CRL031 | Residential | Solar*Rewards | Trade Secret | 2021 | 2022
20263-228838-01 | Xcel Energy | 85 | 13781 | IOU | 03132073 | 5 | Solar |  |  | Interconnected | Trade Secret | Trade | MDT | MDT077 | Residential | Solar*Rewards | Trade Secret | 2017 | 2018
20263-228838-01 | Xcel Energy | 85 | 13781 | IOU | 05852537 | 6.046 | Solar |  |  | Interconnected | Trade Secret | Trade | SOU | SOU061 | Residential |  | Trade Secret | 2024 | 2025
20263-228838-01 | Xcel Energy | 85 | 13781 | IOU | 05930961 | 10.628 | Solar |  |  | Interconnected | Trade Secret | Trade | UPP | UPP084 | Residential |  | Trade Secret | 2024 | 2024
20263-228838-01 | Xcel Energy | 85 | 13781 | IOU | 04637732 | 6.09 | Solar |  |  | Interconnected | Trade Secret | Trade | RPL | RPL063 | Residential |  | Trade Secret | 2021 | 2021
20263-228838-01 | Xcel Energy | 85 | 13781 | IOU | 03350576 | 5 | Solar |  |  | Interconnected | Trade Secret | Trade | SLP | SLP083 | Residential | Solar*Rewards | Trade Secret | 2019 | 2020
20263-228838-01 | Xcel Energy | 85 | 13781 | IOU | OID3249409 | 6 | Solar |  |  | Withdrawn | Trade Secret | Trade | WIL | WIL063 | Residential |  | Trade Secret | 2017
20263-228838-01 | Xcel Energy | 85 | 13781 | IOU | 04751636 | 5.51 | Solar |  |  | Interconnected | Trade Secret | Trade | SLP | SLP075 | Residential |  | Trade Secret | 2021 | 2022
20263-228838-01 | Xcel Energy | 85 | 13781 | IOU | 04979113 | 7.83 | Solar |  |  | Withdrawn | Trade Secret | Trade | MHW | MHW311 | Residential | Solar*Rewards | Trade Secret | 2022
20263-228838-01 | Xcel Energy | 85 | 13781 | IOU | 06034342 | 11.007 | Solar |  |  | Interconnected | Trade Secret | Trade | LEX | LEX332 | Residential | Solar*Rewards | Trade Secret | 2024 | 2025
20263-228838-01 | Xcel Energy | 85 | 13781 | IOU | 05503732 | 5.51 | Solar |  |  | Interconnected | Trade Secret | Trade | WSG | WSG063 | Residential |  | Trade Secret | 2023 | 2023
20263-228838-01 | Xcel Energy | 85 | 13781 | IOU | 06324638 | 6.98 | Solar |  |  | Active Application | Trade Secret | Trade | WSG | WSG352 | Residential | Solar*Rewards | Trade Secret | 2026
20263-228838-01 | Xcel Energy | 85 | 13781 | IOU | SRO29652 | 4.05 | Solar |  |  | Withdrawn | Trade Secret | Trade | LEX | LEX333 | Residential | Solar*Rewards | Trade Secret | 2013
20263-228838-01 | Xcel Energy | 85 | 13781 | IOU | SRO27339 | 5 | Solar |  |  | Withdrawn | Trade Secret | Trade | LEX | LEX333 | Residential | Solar*Rewards | Trade Secret | 2012
20263-228838-01 | Xcel Energy | 85 | 13781 | IOU | 03133936 | 5 | Solar |  |  | Interconnected | Trade Secret | Trade | LEX | LEX333 | Residential | Made in Minnesota | Trade Secret | 2014 | 2014
20263-228838-01 | Xcel Energy | 85 | 13781 | IOU | 03133097 | 36 | Solar |  |  | Interconnected | Trade Secret | Trade | EDP | EDP083 | Commercial | Solar*Rewards | Trade Secret | 2013 | 2014
20263-228838-01 | Xcel Energy | 85 | 13781 | IOU | SRO19709 | 45 | Solar |  |  | Withdrawn | Trade Secret | Trade | EDP | EDP083 | Commercial | Solar*Rewards | Trade Secret | 2012
20263-228838-01 | Xcel Energy | 85 | 13781 | IOU | 05819510 | 9.6 | Solar |  |  | Withdrawn | Trade Secret | Trade | TWL | TWL064 | Residential | Solar*Rewards | Trade Secret | 2024
20263-228838-01 | Xcel Energy | 85 | 13781 | IOU | 06161524 | 14.423 | Solar |  |  | Active Application | Trade Secret | Trade | NOF | NOF061 | Residential | Solar*Rewards | Trade Secret | 2025
20263-228838-01 | Xcel Energy | 85 | 13781 | IOU | 04363811 | 43.2 | Solar |  |  | Interconnected | Trade Secret | Trade | EDA | EDA072 | Commercial |  | Trade Secret | 2021 | 2022
20263-228838-01 | Xcel Energy | 85 | 13781 | IOU | 06309645 | 7.329 | Solar |  |  | Active Application | Trade Secret | Trade | WCR | WCR062 | Residential |  | Trade Secret | 2026
20263-228838-01 | Xcel Energy | 85 | 13781 | IOU | 04350611 | 5.8 | Solar |  |  | Interconnected | Trade Secret | Trade | IDA | IDA072 | Residential | Solar*Rewards | Trade Secret | 2021 | 2021
20263-228838-01 | Xcel Energy | 85 | 13781 | IOU | 05448976 | 6.67 | Solar |  |  | Interconnected | Trade Secret | Trade | SOU | SOU069 | Residential | Solar*Rewards | Trade Secret | 2023 | 2023
20263-228838-01 | Xcel Energy | 85 | 13781 | IOU | 04379449 | 2.4 | Solar |  |  | Interconnected | Trade Secret | Trade | ALD | ALD097 | Residential | Solar*Rewards | Trade Secret | 2021 | 2021
20263-228838-01 | Xcel Energy | 85 | 13781 | IOU | OID3853694 | 3.84 | Solar |  |  | Interconnected | Trade Secret | Trade | ALD | ALD097 | Residential |  | Trade Secret | 2019 | 2021
20263-228838-01 | Xcel Energy | 85 | 13781 | IOU | 03131177 | 500 | Other |  |  | Interconnected | Trade Secret | Trade | GSL | GSL076 | Residential |  | Trade Secret | 2013 | 2013
20263-228838-01 | Xcel Energy | 85 | 13781 | IOU | 04346901 | 19.988 | Solar |  |  | Active Application | Trade Secret | Trade | MPK | MPK067 | Commercial | Solar*Rewards | Trade Secret | 2021
20263-228838-01 | Xcel Energy | 85 | 13781 | IOU | 03824250 | 19.006 | Solar |  |  | Interconnected | Trade Secret | Trade | OPK | OPK073 | Residential | Solar*Rewards | Trade Secret | 2020 | 2020
20263-228838-01 | Xcel Energy | 85 | 13781 | IOU | OID3638243 | 15.25 | Solar |  |  | Withdrawn | Trade Secret | Trade | GLK | GLK071 | Commercial | Solar*Rewards | Trade Secret | 2018
20263-228838-01 | Xcel Energy | 85 | 13781 | IOU | 05233253 | 9.423 | Solar |  |  | Interconnected | Trade Secret | Trade | WDY | WDY312 | Residential |  | Trade Secret | 2022 | 2023
20263-228838-01 | Xcel Energy | 85 | 13781 | IOU | 03130894 | 3.2 | Solar |  |  | Interconnected | Trade Secret | Trade | DBL | DBL063 | Residential |  | Trade Secret | 2009 | 2009
20263-228838-01 | Xcel Energy | 85 | 13781 | IOU | 06236415 | 9.75 | Solar |  |  | Active Application | Trade Secret | Trade | RPO | RPO312 | Residential |  | Trade Secret | 2025
20263-228838-01 | Xcel Energy | 85 | 13781 | IOU | 04117407 | 7.616 | Solar |  | X | Interconnected | Trade Secret | Trade | RPO | RPO311 | Residential | Solar*Rewards | Trade Secret | 2020 | 2021
20263-228838-01 | Xcel Energy | 85 | 13781 | IOU | 03525774 | 39.998 | Solar |  |  | Active Application | Trade Secret | Trade | TWL | TWL073 | Commercial | Solar*Rewards | Trade Secret | 2020
20263-228838-01 | Xcel Energy | 85 | 13781 | IOU | 05402809 | 13.65 | Solar |  |  | Interconnected | Trade Secret | Trade | EDA | EDA081 | Residential |  | Trade Secret | 2023 | 2024
20263-228838-01 | Xcel Energy | 85 | 13781 | IOU | 06114793 | 3.936 | Solar |  |  | Withdrawn | Trade Secret | Trade | LOK | LOK082 | Residential | Solar*Rewards | Trade Secret | 2025
20263-228838-01 | Xcel Energy | 85 | 13781 | IOU | 06119326 | 3.936 | Solar |  |  | Interconnected | Trade Secret | Trade | LOK | LOK082 | Residential |  | Trade Secret | 2025 | 2025
20263-228838-01 | Xcel Energy | 85 | 13781 | IOU | 06230159 | 5.235 | Solar |  |  | Interconnected | Trade Secret | Trade | RAM | RAM064 | Residential |  | Trade Secret | 2025 | 2025
20263-228838-01 | Xcel Energy | 85 | 13781 | IOU | 06223378 | 6.387 | Solar |  |  | Active Application | Trade Secret | Trade | RAM | RAM064 | Residential |  | Trade Secret | 2025
20263-228838-01 | Xcel Energy | 85 | 13781 | IOU | 04431156 | 7.672 | Solar |  |  | Interconnected | Trade Secret | Trade | AFT | AFT321 | Residential |  | Trade Secret | 2021 | 2021
20263-228838-01 | Xcel Energy | 85 | 13781 | IOU | 06261523 | 2.443 | Solar |  |  | Active Application | Trade Secret | Trade | SOU | SOU083 | Residential |  | Trade Secret | 2025
20263-228838-01 | Xcel Energy | 85 | 13781 | IOU | 06324668 | 2.792 | Solar |  |  | Active Application | Trade Secret | Trade | WIL | WIL063 | Residential | Solar*Rewards | Trade Secret | 2026
20263-228838-01 | Xcel Energy | 85 | 13781 | IOU | 03133087 | 40 | Solar |  |  | Interconnected | Trade Secret | Trade | WBP | WBP061 | Residential | Solar*Rewards | Trade Secret | 2013 | 2016
20263-228838-01 | Xcel Energy | 85 | 13781 | IOU | 06249214 | 4.608 | Solar |  |  | Withdrawn | Trade Secret | Trade | APA | APA076 | Residential |  | Trade Secret | 2025
20263-228838-01 | Xcel Energy | 85 | 13781 | IOU | 03201462 | 7.616 | Solar |  |  | Interconnected | Trade Secret | Trade | SOU | SOU075 | Residential | Solar*Rewards | Trade Secret | 2019 | 2020
20263-228838-01 | Xcel Energy | 85 | 13781 | IOU | 05530136 | 4.64 | Solar |  |  | Interconnected | Trade Secret | Trade | HSN | HSN322 | Residential |  | Trade Secret | 2023 | 2023
20263-228838-01 | Xcel Energy | 85 | 13781 | IOU | 05538856 | 4.64 | Solar |  |  | Active Application | Trade Secret | Trade | HSN | HSN322 | Residential |  | Trade Secret | 2023
20263-228838-01 | Xcel Energy | 85 | 13781 | IOU | 04228074 | 4.35 | Solar |  |  | Interconnected | Trade Secret | Trade | ALD | ALD095 | Residential | Solar*Rewards | Trade Secret | 2021 | 2021
20263-228838-01 | Xcel Energy | 85 | 13781 | IOU | 06321826 | 7.616 | Solar |  |  | Active Application | Trade Secret | Trade | APA | APA077 | Residential | Solar*Rewards | Trade Secret | 2026
20263-228838-01 | Xcel Energy | 85 | 13781 | IOU | 05356702 | 6.96 | Solar |  |  | Interconnected | Trade Secret | Trade | RLK | RLK071 | Residential | Solar*Rewards | Trade Secret | 2023 | 2023
20263-228838-01 | Xcel Energy | 85 | 13781 | IOU | SRO29635 | 4.3 | Solar |  |  | Withdrawn | Trade Secret | Trade | HUG | HUG321 | Residential | Solar*Rewards | Trade Secret | 2013
20263-228838-01 | Xcel Energy | 85 | 13781 | IOU | OID3825929 | 4.14 | Solar |  |  | Withdrawn | Trade Secret | Trade | LAB | LAB312 | Residential | Solar*Rewards | Trade Secret | 2019
20263-228838-01 | Xcel Energy | 85 | 13781 | IOU | 03154639 | 4.32 | Solar |  |  | Interconnected | Trade Secret | Trade | LAB | LAB312 | Residential | Solar*Rewards | Trade Secret | 2019 | 2020
20263-228838-01 | Xcel Energy | 85 | 13781 | IOU | 03133510 | 35 | Solar |  |  | Interconnected | Trade Secret | Trade | OSS | OSS062 | Commercial | Solar*Rewards | Trade Secret | 2011 | 2011
20263-228838-01 | Xcel Energy | 85 | 13781 | IOU | SRO17151 | 36 | Solar |  |  | Withdrawn | Trade Secret | Trade | OSS | OSS062 | Commercial | Solar*Rewards | Trade Secret | 2011
20263-228838-01 | Xcel Energy | 85 | 13781 | IOU | 05764751 | 6.98 | Solar |  |  | Interconnected | Trade Secret | Trade | MPK | MPK063 | Residential |  | Trade Secret | 2024 | 2024
20263-228838-01 | Xcel Energy | 85 | 13781 | IOU | 04054256 | 5 | Solar |  |  | Interconnected | Trade Secret | Trade | PKL | PKL073 | Residential | Solar*Rewards | Trade Secret | 2020 | 2021
20263-228838-01 | Xcel Energy | 85 | 13781 | IOU | OID2019301 | 18 | Solar |  |  | Withdrawn | Trade Secret | Trade | OAD | OAD074 | Commercial | Solar*Rewards | Trade Secret | 2014
20263-228838-01 | Xcel Energy | 85 | 13781 | IOU | 05225732 | 6.4 | Solar |  |  | Interconnected | Trade Secret | Trade | XRD | XRD061 | Residential |  | Trade Secret | 2022 | 2023
20263-228838-01 | Xcel Energy | 85 | 13781 | IOU | 03865721 | 3.747 | Solar |  |  | Interconnected | Trade Secret | Trade | ALD | ALD076 | Residential | Solar*Rewards | Trade Secret | 2020 | 2021
20263-228838-01 | Xcel Energy | 85 | 13781 | IOU | 03133696 | 3.87 | Solar |  |  | Interconnected | Trade Secret | Trade | SLP | SLP092 | Residential | Solar*Rewards | Trade Secret | 2013 | 2013
20263-228838-01 | Xcel Energy | 85 | 13781 | IOU | 06235383 | 11.393 | Solar |  |  | Interconnected | Trade Secret | Trade | RMT | RMT321 | Residential |  | Trade Secret | 2025 | 2026
20263-228838-01 | Xcel Energy | 85 | 13781 | IOU | 03133467 | 1.935 | Solar |  |  | Interconnected | Trade Secret | Trade | SLP | SLP092 | Residential | Solar*Rewards | Trade Secret | 2011 | 2012
20263-228838-01 | Xcel Energy | 85 | 13781 | IOU | 03133839 | 9 | Solar |  |  | Interconnected | Trade Secret | Trade | MGN | MGN211 | Residential | Made in Minnesota | Trade Secret | 2014 | 2015
20263-228838-01 | Xcel Energy | 85 | 13781 | IOU | 03130328 | 99.9 | Solar |  |  | Interconnected | Trade Secret | Trade | STY | STY065 | Commercial |  | Trade Secret | 2019 | 2019
20263-228838-01 | Xcel Energy | 85 | 13781 | IOU | 03130907 | 4.37 | Solar |  |  | Interconnected | Trade Secret | Trade | ALD | ALD088 | Residential |  | Trade Secret | 2009 | 2009
20263-228838-01 | Xcel Energy | 85 | 13781 | IOU | 05356890 | 8.41 | Solar |  |  | Interconnected | Trade Secret | Trade | WDY | WDY311 | Residential | Solar*Rewards | Trade Secret | 2023 | 2023
20263-228838-01 | Xcel Energy | 85 | 13781 | IOU | 03141926 | 5 | Solar |  |  | Interconnected | Trade Secret | Trade | SHP | SHP062 | Residential | Solar*Rewards | Trade Secret | 2019 | 2019
20263-228838-01 |  |  |  |  | OID3811077 |  | Solar |  |  | Withdrawn | Trade Secret | Trade | SHP | SHP062 | Residential | Solar*Rewards |  | 2019
20263-228838-01 | Xcel Energy | 85 | 13781 | IOU | OID3811078 | 3.6 | Solar |  |  | Withdrawn | Trade Secret | Trade | SHP | SHP062 | Residential | Solar*Rewards | Trade Secret | 2019
20263-228838-01 | Xcel Energy | 85 | 13781 | IOU | 05805391 | 4.645 | Solar |  |  | Interconnected | Trade Secret | Trade | OAD | OAD072 | Residential |  | Trade Secret | 2024 | 2024
20263-228838-01 | Xcel Energy | 85 | 13781 | IOU | 05194607 | 6.631 | Solar |  |  | Interconnected | Trade Secret | Trade | IDA | IDA064 | Residential |  | Trade Secret | 2022 | 2022
20263-228838-01 | Xcel Energy | 85 | 13781 | IOU | 03650122 | 5 | Solar |  |  | Active Application | Trade Secret | Trade | LAP | LAP311 | Residential | Solar*Rewards | Trade Secret | 2020
20263-228838-01 | Xcel Energy | 85 | 13781 | IOU | 03134918 | 5.28 | Solar |  |  | Interconnected | Trade Secret | Trade | OAD | OAD061 | Residential | Made in Minnesota | Trade Secret | 2016 | 2017
20263-228838-01 | Xcel Energy | 85 | 13781 | IOU | OID3085189 | 19.99 | Solar |  |  | Withdrawn | Trade Secret | Trade | CLC | CLC022 | Commercial | Solar*Rewards | Trade Secret | 2017
20263-228838-01 | Xcel Energy | 85 | 13781 | IOU | 03987925 | 6.631 | Solar |  |  | Interconnected | Trade Secret | Trade | SIP | SIP073 | Residential | Solar*Rewards | Trade Secret | 2020 | 2020
20263-228838-01 | Xcel Energy | 85 | 13781 | IOU | 05843150 | 3.747 | Solar |  |  | Interconnected | Trade Secret | Trade | SHP | SHP072 | Residential |  | Trade Secret | 2024 | 2025
20263-228838-01 | Xcel Energy | 85 | 13781 | IOU | 05671555 | 3 | Solar |  |  | Active Application | Trade Secret | Trade | OAD | OAD061 | Residential |  | Trade Secret | 2024
20263-228838-01 | Xcel Energy | 85 | 13781 | IOU | 05937069 | 6.08 | Solar |  |  | Interconnected | Trade Secret | Trade | OAD | OAD061 | Residential | Solar*Rewards | Trade Secret | 2024 | 2024
20263-228838-01 | Xcel Energy | 85 | 13781 | IOU | 06183516 | 13.96 | Solar |  |  | Interconnected | Trade Secret | Trade | WIL | WIL084 | Residential | Solar*Rewards | Trade Secret | 2025 | 2025
20263-228838-01 | Xcel Energy | 85 | 13781 | IOU | 03133302 | 19.35 | Solar |  |  | Interconnected | Trade Secret | Trade | SLP | SLP083 | Commercial | Solar*Rewards | Trade Secret | 2010 | 2013
20263-228838-01 | Xcel Energy | 85 | 13781 | IOU | 03132193 | 7.63 | Solar |  |  | Interconnected | Trade Secret | Trade | SMT | SMT061 | Residential | Solar*Rewards | Trade Secret | 2018 | 2018
20263-228838-01 | Xcel Energy | 85 | 13781 | IOU | 04935859 | 9.994 | Solar |  |  | Interconnected | Trade Secret | Trade | STY | STY061 | Residential |  | Trade Secret | 2022 | 2023
20263-228838-01 | Xcel Energy | 85 | 13781 | IOU | 03130566 | 7.625 | Solar |  |  | Interconnected | Trade Secret | Trade | RAM | RAM061 | Residential | Solar*Rewards | Trade Secret | 2016 | 2017
20263-228838-01 | Xcel Energy | 85 | 13781 | IOU | 04522039 | 8.41 | Solar |  |  | Interconnected | Trade Secret | Trade | ALD | ALD097 | Residential |  | Trade Secret | 2021 | 2022
20263-228838-01 | Xcel Energy | 85 | 13781 | IOU | 03132451 | 3.8 | Solar |  |  | Interconnected | Trade Secret | Trade | MPK | MPK064 | Residential | Solar*Rewards | Trade Secret | 2018 | 2018
20263-228838-01 | Xcel Energy | 85 | 13781 | IOU | 03132899 | 11.39 | Solar |  |  | Interconnected | Trade Secret | Trade | ALT | ALT021 | Residential | Solar*Rewards | Trade Secret | 2018 | 2018
20263-228838-01 | Xcel Energy | 85 | 13781 | IOU | 03134655 | 6 | Solar |  |  | Interconnected | Trade Secret | Trade | DND | DND061 | Residential | Solar*Rewards | Trade Secret | 2015 | 2016
20263-228838-01 | Xcel Energy | 85 | 13781 | IOU | 05248628 | 9.57 | Solar |  |  | Active Application | Trade Secret | Trade | CHI | CHI311 | Residential |  | Trade Secret | 2022
20263-228838-01 | Xcel Energy | 85 | 13781 | IOU | 04875638 | 180 | Solar |  |  | Interconnected | Trade Secret | Trade | OSS | OSS064 | Commercial |  | Trade Secret | 2022 | 2023
20263-228838-01 | Xcel Energy | 85 | 13781 | IOU | 04260305 | 40 | Solar |  |  | Interconnected | Trade Secret | Trade | OSS | OSS064 | Commercial | Solar*Rewards | Trade Secret | 2021 | 2021
20263-228838-01 | Xcel Energy | 85 | 13781 | IOU | 05414162 | 3.84 | Solar |  |  | Withdrawn | Trade Secret | Trade | GRC | GRC312 | Residential | Solar*Rewards | Trade Secret | 2023
20263-228838-01 | Xcel Energy | 85 | 13781 | IOU | 03131889 | 7.63 | Solar |  |  | Interconnected | Trade Secret | Trade | PKL | PKL065 | Residential | Made in Minnesota | Trade Secret | 2017 | 2017
20263-228838-01 | Xcel Energy | 85 | 13781 | IOU | 04382666 | 12.18 | Solar |  |  | Interconnected | Trade Secret | Trade | LEX | LEX075 | Residential | Solar*Rewards | Trade Secret | 2021 | 2021
20263-228838-01 | Xcel Energy | 85 | 13781 | IOU | 03248065 | 6 | Solar |  |  | Interconnected | Trade Secret | Trade | SLP | SLP086 | Residential | Solar*Rewards | Trade Secret | 2019 | 2020
20263-228838-01 | Xcel Energy | 85 | 13781 | IOU | 03393603 | 6 | Solar |  |  | Interconnected | Trade Secret | Trade | TWL | TWL062 | Residential | Solar*Rewards | Trade Secret | 2019 | 2020
20263-228838-01 | Xcel Energy | 85 | 13781 | IOU | 04793795 | 5.054 | Solar |  |  | Interconnected | Trade Secret | Trade | TWL | TWL062 | Residential | Solar*Rewards | Trade Secret | 2022 | 2022
20263-228838-01 | Xcel Energy | 85 | 13781 | IOU | 05293262 | 2.61 | Solar |  |  | Withdrawn | Trade Secret | Trade | DBL | DBL081 | Residential |  | Trade Secret | 2022
20263-228838-01 | Xcel Energy | 85 | 13781 | IOU | 05582918 | 9.45 | Solar |  |  | Interconnected | Trade Secret | Trade | DPN | DPN071 | Residential |  | Trade Secret | 2023 | 2024
20263-228838-01 | Xcel Energy | 85 | 13781 | IOU | 03133843 | 36 | Solar |  |  | Interconnected | Trade Secret | Trade | AFT | AFT321 | Commercial | Made in Minnesota | Trade Secret | 2014 | 2014
20263-228838-01 | Xcel Energy | 85 | 13781 | IOU | 03134022 | 18 | Solar |  |  | Interconnected | Trade Secret | Trade | AFT | AFT321 | Commercial | Solar*Rewards | Trade Secret | 2014 | 2014
20263-228838-01 | Xcel Energy | 85 | 13781 | IOU | 05594314 | 233.3 | Solar |  |  | Interconnected | Trade Secret | Trade | AVN | AVN021 | Commercial |  | Trade Secret | 2023 | 2025
20263-228838-01 | Xcel Energy | 85 | 13781 | IOU | 03564323 | 11.39 | Solar |  |  | Interconnected | Trade Secret | Trade | EDA | EDA074 | Residential | Solar*Rewards | Trade Secret | 2020 | 2020
20263-228838-01 | Xcel Energy | 85 | 13781 | IOU | 03133885 | 6 | Solar |  |  | Interconnected | Trade Secret | Trade | TLK | TLK067 | Residential | Made in Minnesota | Trade Secret | 2014 | 2014
20263-228838-01 | Xcel Energy | 85 | 13781 | IOU | 03525779 | 39.998 | Solar |  |  | Active Application | Trade Secret | Trade | OSS | OSS077 | Commercial | Solar*Rewards | Trade Secret | 2020
20263-228838-01 | Xcel Energy | 85 | 13781 | IOU | 04407050 | 6.67 | Solar |  |  | Interconnected | Trade Secret | Trade | ECK | ECK063 | Residential | Solar*Rewards | Trade Secret | 2021 | 2021
20263-228838-01 | Xcel Energy | 85 | 13781 | IOU | 04051689 | 7.616 | Solar |  |  | Active Application | Trade Secret | Trade | ECK | ECK063 | Residential | Solar*Rewards | Trade Secret | 2020
20263-228838-01 | Xcel Energy | 85 | 13781 | IOU | 06114096 | 12.288 | Solar |  |  | Interconnected | Trade Secret | Trade | OAD | OAD072 | Residential | Solar*Rewards | Trade Secret | 2025 | 2025
20263-228838-01 | Xcel Energy | 85 | 13781 | IOU | 06018728 | 32.492 | Storage |  |  | Interconnected | Trade Secret | Trade | WIL | WIL061 | Residential |  | Trade Secret | 2024 | 2025
20263-228838-01 | Xcel Energy | 85 | 13781 | IOU | 03130158 | 8.4 | Solar |  |  | Interconnected | Trade Secret | Trade | WIL | WIL061 | Residential | Solar*Rewards | Trade Secret | 2019 | 2019
20263-228838-01 | Xcel Energy | 85 | 13781 | IOU | 05003863 | 19.988 | Solar |  |  | Interconnected | Trade Secret | Trade | ANN | ANN021 | Residential | Solar*Rewards | Trade Secret | 2022 | 2023
20263-228838-01 | Xcel Energy | 85 | 13781 | IOU | 03131364 | 12 | Solar |  |  | Interconnected | Trade Secret | Trade | ECK | ECK061 | Residential | Solar*Rewards | Trade Secret | 2017 | 2017
20263-228838-01 | Xcel Energy | 85 | 13781 | IOU | 04794167 | 2.094 | Solar |  |  | Interconnected | Trade Secret | Trade | MPK | MPK085 | Residential | Solar*Rewards | Trade Secret | 2022 | 2022
20263-228838-01 | Xcel Energy | 85 | 13781 | IOU | 03130612 | 18 | Solar |  |  | Interconnected | Trade Secret | Trade | SOU | SOU086 | Commercial | Solar*Rewards | Trade Secret | 2016 | 2017
20263-228838-01 | Xcel Energy | 85 | 13781 | IOU | 05795827 | 3.49 | Solar |  |  | Interconnected | Trade Secret | Trade | MST | MST066 | Residential |  | Trade Secret | 2024 | 2024
20263-228838-01 | Xcel Energy | 85 | 13781 | IOU | 06143973 | 7.212 | Solar |  |  | Interconnected | Trade Secret | Trade | WES | WES064 | Residential | Solar*Rewards | Trade Secret | 2025 | 2025
20263-228838-01 | Xcel Energy | 85 | 13781 | IOU | 04809152 | 5.22 | Solar |  |  | Interconnected | Trade Secret | Trade | DLO | DLO021 | Residential | Solar*Rewards | Trade Secret | 2022 | 2022
20263-228838-01 | Xcel Energy | 85 | 13781 | IOU | 06122240 | 12.288 | Solar |  |  | Interconnected | Trade Secret | Trade | GLK | GLK064 | Residential |  | Trade Secret | 2025 | 2025
20263-228838-01 | Xcel Energy | 85 | 13781 | IOU | 03130092 | 4.64 | Solar |  |  | Interconnected | Trade Secret | Trade | UPP | UPP082 | Residential | Solar*Rewards | Trade Secret | 2018 | 2019
20263-228838-01 | Xcel Energy | 85 | 13781 | IOU | OID2054270 | 4 | Solar |  |  | Withdrawn | Trade Secret | Trade | HWW | HWW062 | Residential | Made in Minnesota | Trade Secret | 2014
20263-228838-01 | Xcel Energy | 85 | 13781 | IOU | 05867305 | 3.747 | Solar |  |  | Interconnected | Trade Secret | Trade | APA | APA076 | Residential |  | Trade Secret | 2024 | 2025
20263-228838-01 | Xcel Energy | 85 | 13781 | IOU | 05414810 | 4.35 | Solar |  |  | Interconnected | Trade Secret | Trade | PBE | PBE061 | Residential |  | Trade Secret | 2023 | 2023
20263-228838-01 | Xcel Energy | 85 | 13781 | IOU | 06333895 | 40 | Solar |  |  | Active Application | Trade Secret | Trade | STY | STY062 | Commercial |  | Trade Secret | 2026
20263-228838-01 | Xcel Energy | 85 | 13781 | IOU | 06321322 | 40 | Solar |  |  | Active Application | Trade Secret | Trade | STY | STY062 | Commercial |  | Trade Secret | 2026
20263-228838-01 | Xcel Energy | 85 | 13781 | IOU | 05526785 | 15.12 | Solar |  |  | Interconnected | Trade Secret | Trade | MEL | MEL087 | Residential | Solar*Rewards | Trade Secret | 2023 | 2023
20263-228838-01 | Xcel Energy | 85 | 13781 | IOU | 06018333 | 38.12 | Storage |  |  | Interconnected | Trade Secret | Trade | MEL | MEL087 | Residential |  | Trade Secret | 2024 | 2025
20263-228838-01 | Xcel Energy | 85 | 13781 | IOU | 06044818 | 7.591 | Solar |  |  | Interconnected | Trade Secret | Trade | MOL | MOL078 | Residential | Solar*Rewards | Trade Secret | 2024 | 2025
20263-228838-01 | Xcel Energy | 85 | 13781 | IOU | 06018521 | 6.046 | Solar |  |  | Withdrawn | Trade Secret | Trade | MOL | MOL078 | Residential |  | Trade Secret | 2024
20263-228838-01 | Xcel Energy | 85 | 13781 | IOU | 04105225 | 4.06 | Solar |  |  | Interconnected | Trade Secret | Trade | RRK | RRK082 | Residential | Solar*Rewards | Trade Secret | 2021 | 2021
20263-228838-01 | Xcel Energy | 85 | 13781 | IOU | 04537564 | 16.24 | Solar |  |  | Active Application | Trade Secret | Trade | CHI | CHI311 | Residential |  | Trade Secret | 2021
20263-228838-01 | Xcel Energy | 85 | 13781 | IOU | 05864088 | 3.747 | Solar |  |  | Interconnected | Trade Secret | Trade | MST | MST076 | Residential |  | Trade Secret | 2024 | 2025
20263-228838-01 | Xcel Energy | 85 | 13781 | IOU | 03428603 | 9.994 | Solar |  |  | Interconnected | Trade Secret | Trade | FRO | FRO021 | Residential | Solar*Rewards | Trade Secret | 2019 | 2020
20263-228838-01 | Xcel Energy | 85 | 13781 | IOU | 06004225 | 43.7 |  |  |  | Active Application | Trade Secret | Trade | ORO | ORO061 | Commercial |  | Trade Secret | 2024
20263-228838-01 | Xcel Energy | 85 | 13781 | IOU | 03933219 | 9.994 | Solar |  |  | Interconnected | Trade Secret | Trade | HUG | HUG321 | Residential | Solar*Rewards | Trade Secret | 2020 | 2020
20263-228838-01 | Xcel Energy | 85 | 13781 | IOU | 03131954 | 15.26 | Solar |  |  | Interconnected | Trade Secret | Trade | PIP | PIP090 | Commercial | Solar*Rewards | Trade Secret | 2017 | 2017
20263-228838-01 | Xcel Energy | 85 | 13781 | IOU | 03131952 | 29.82 | Solar |  |  | Interconnected | Trade Secret | Trade | PIP | PIP090 | Commercial | Made in Minnesota | Trade Secret | 2017 | 2017
20263-228838-01 | Xcel Energy | 85 | 13781 | IOU | 05899170 | 6.046 | Solar |  |  | Interconnected | Trade Secret | Trade | TWL | TWL081 | Residential |  | Trade Secret | 2024 | 2025
20263-228838-01 | Xcel Energy | 85 | 13781 | IOU | OID3777419 | 6 | Solar |  |  | Withdrawn | Trade Secret | Trade | MOL | MOL068 | Residential | Solar*Rewards | Trade Secret | 2019
20263-228838-01 | Xcel Energy | 85 | 13781 | IOU | 04087993 | 3.48 | Solar |  |  | Interconnected | Trade Secret | Trade | MEL | MEL078 | Residential | Solar*Rewards | Trade Secret | 2020 | 2021
20263-228838-01 | Xcel Energy | 85 | 13781 | IOU | 06144169 | 3.037 | Solar |  |  | Interconnected | Trade Secret | Trade | GSL | GSL341 | Residential |  | Trade Secret | 2025 | 2025
20263-228838-01 | Xcel Energy | 85 | 13781 | IOU | 04170303 | 3.747 | Solar |  |  | Interconnected | Trade Secret | Trade | GSL | GSL076 | Residential |  | Trade Secret | 2020 | 2021
20263-228838-01 | Xcel Energy | 85 | 13781 | IOU | 04517664 | 7.616 | Solar |  |  | Active Application | Trade Secret | Trade | SCL | SCL312 | Residential |  | Trade Secret | 2021
20263-228838-01 | Xcel Energy | 85 | 13781 | IOU | 05978090 | 9.994 | Solar |  |  | Interconnected | Trade Secret | Trade | WTB | WTB021 | Residential | Solar*Rewards | Trade Secret | 2024 | 2025
20263-228838-01 | Xcel Energy | 85 | 13781 | IOU | 06239787 | 4.188 | Solar |  | X | Active Application | Trade Secret | Trade | DPN | DPN073 | Residential |  | Trade Secret | 2025
20263-228838-01 | Xcel Energy | 85 | 13781 | IOU | 03349218 | 7.616 | Solar |  |  | Interconnected | Trade Secret | Trade | MND | MND061 | Residential | Solar*Rewards | Trade Secret | 2019 | 2020
20263-228838-01 | Xcel Energy | 85 | 13781 | IOU | 03966555 | 7.616 | Solar |  |  | Interconnected | Trade Secret | Trade | TWL | TWL075 | Residential | Solar*Rewards | Trade Secret | 2020 | 2020
20263-228838-01 | Xcel Energy | 85 | 13781 | IOU | SRO29758 | 11.18 | Solar |  |  | Withdrawn | Trade Secret | Trade | ALD | ALD088 | Residential | Solar*Rewards | Trade Secret | 2013
20263-228838-01 | Xcel Energy | 85 | 13781 | IOU | 05805457 | 4.555 | Solar |  |  | Interconnected | Trade Secret | Trade | HWW | HWW074 | Residential | Solar*Rewards | Trade Secret | 2024 | 2024
20263-228838-01 | Xcel Energy | 85 | 13781 | IOU | 04316062 | 5.584 | Solar |  |  | Interconnected | Trade Secret | Trade | AFT | AFT321 | Residential | Solar*Rewards | Trade Secret | 2021 | 2021
20263-228838-01 | Xcel Energy | 85 | 13781 | IOU | 03131135 | 500 | Other |  |  | Interconnected | Trade Secret | Trade | GSL | GSL065 | Commercial |  | Trade Secret | 2012 | 2012
20263-228838-01 | Xcel Energy | 85 | 13781 | IOU | 06001411 | 5.052 | Solar |  |  | Interconnected | Trade Secret | Trade | TWL | TWL064 | Residential |  | Trade Secret | 2024 | 2025
20263-228838-01 | Xcel Energy | 85 | 13781 | IOU | 04420693 | 3.747 | Solar |  |  | Interconnected | Trade Secret | Trade | WOB | WOB021 | Residential | Solar*Rewards | Trade Secret | 2021 | 2022
20263-228838-01 | Xcel Energy | 85 | 13781 | IOU | 03130576 | 2.4 | Solar |  |  | Interconnected | Trade Secret | Trade | RLK | RLK079 | Commercial | Solar*Rewards | Trade Secret | 2016 | 2017
20263-228838-01 | Xcel Energy | 85 | 13781 | IOU | 05382587 | 2.32 | Solar |  |  | Interconnected | Trade Secret | Trade | TLK | TLK064 | Residential |  | Trade Secret | 2023 | 2023
20263-228838-01 | Xcel Energy | 85 | 13781 | IOU | 04108904 | 28.13 | Solar |  |  | Interconnected | Trade Secret | Trade | WTN | WTN061 | Residential | Solar*Rewards | Trade Secret | 2020 | 2021
20263-228838-01 | Xcel Energy | 85 | 13781 | IOU | OID3896682 | 11.39 | Solar |  |  | Interconnected | Trade Secret | Trade | RWD | RWD081 | Residential | Solar*Rewards | Trade Secret | 2019 | 2019
20263-228838-01 | Xcel Energy | 85 | 13781 | IOU | 03131503 | 3.8 | Solar |  |  | Interconnected | Trade Secret | Trade | RIV | RIV061 | Residential | Made in Minnesota | Trade Secret | 2017 | 2017
20263-228838-01 | Xcel Energy | 85 | 13781 | IOU | 03133853 | 10.5 | Solar |  |  | Interconnected | Trade Secret | Trade | NOF | NOF072 | Residential | Made in Minnesota | Trade Secret | 2014 | 2014
20263-228838-01 | Xcel Energy | 85 | 13781 | IOU | 03594805 | 24 | Solar |  |  | Active Application | Trade Secret | Trade | PAT | PAT312 | Residential | Solar*Rewards | Trade Secret | 2020
20263-228838-01 | Xcel Energy | 85 | 13781 | IOU | 03134077 | 9 | Solar |  |  | Interconnected | Trade Secret | Trade | SMT | SMT082 | Residential | Made in Minnesota | Trade Secret | 2014 | 2015
20263-228838-01 | Xcel Energy | 85 | 13781 | IOU | SRO30030 | 10 | Solar |  |  | Withdrawn | Trade Secret | Trade | SMT | SMT082 | Residential | Solar*Rewards | Trade Secret | 2013
20263-228838-01 | Xcel Energy | 85 | 13781 | IOU | 06078218 | 5.248 | Solar |  |  | Active Application | Trade Secret | Trade | MDT | MDT071 | Residential | Solar*Rewards | Trade Secret | 2025
20263-228838-01 | Xcel Energy | 85 | 13781 | IOU | 05007979 | 7.678 | Solar |  |  | Withdrawn | Trade Secret | Trade | MDT | MDT071 | Residential | Solar*Rewards | Trade Secret | 2022
20263-228838-01 | Xcel Energy | 85 | 13781 | IOU | 05761888 | 7.616 | Solar |  |  | Active Application | Trade Secret | Trade | MDT | MDT071 | Residential | Solar*Rewards | Trade Secret | 2024
20263-228838-01 | Xcel Energy | 85 | 13781 | IOU | OID2265442 | 20.02 | Solar |  |  | Withdrawn | Trade Secret | Trade | LAK | LAK032 | Residential | Solar*Rewards | Trade Secret | 2015
20263-228838-01 | Xcel Energy | 85 | 13781 | IOU | OID2265443 | 17.5 | Solar |  |  | Withdrawn | Trade Secret | Trade | LAK | LAK032 | Residential | Solar*Rewards | Trade Secret | 2015
20263-228838-01 | Xcel Energy | 85 | 13781 | IOU | 03134490 | 20.02 | Solar |  |  | Interconnected | Trade Secret | Trade | LAK | LAK032 | Residential | Solar*Rewards | Trade Secret | 2015 | 2015
20263-228838-01 | Xcel Energy | 85 | 13781 | IOU | 04966923 | 7.329 | Solar |  |  | Interconnected | Trade Secret | Trade | MDT | MDT062 | Residential | Solar*Rewards | Trade Secret | 2022 | 2022
20263-228838-01 | Xcel Energy | 85 | 13781 | IOU | OID3376059 | 19.999 | Solar |  |  | Withdrawn | Trade Secret | Trade | SLP | SLP095 | Commercial | Solar*Rewards | Trade Secret | 2018
20263-228838-01 | Xcel Energy | 85 | 13781 | IOU | 06340997 | 9.628 | Solar |  |  | Active Application | Trade Secret | Trade |  |  | Commercial |  | Trade Secret | 2026
20263-228838-01 | Xcel Energy | 85 | 13781 | IOU | 06340354 | 80 | Solar |  |  | Active Application | Trade Secret | Trade | HWW | HWW074 | Commercial |  | Trade Secret | 2026
20263-228838-01 | Xcel Energy | 85 | 13781 | IOU | 04839401 | 6.38 | Solar |  |  | Interconnected | Trade Secret | Trade | CEL | CEL066 | Residential |  | Trade Secret | 2022 | 2024
20263-228838-01 | Xcel Energy | 85 | 13781 | IOU | 06242061 | 6.68 | Solar |  |  | Active Application | Trade Secret | Trade | OAD | OAD064 | Residential |  | Trade Secret | 2025
20263-228838-01 | Xcel Energy | 85 | 13781 | IOU | 05934960 | 3.747 | Solar |  |  | Interconnected | Trade Secret | Trade | MST | MST071 | Residential |  | Trade Secret | 2024 | 2025
20263-228838-01 | Xcel Energy | 85 | 13781 | IOU | 05331372 | 3.77 | Solar |  |  | Interconnected | Trade Secret | Trade | PBE | PBE061 | Residential |  | Trade Secret | 2022 | 2023
20263-228838-01 | Xcel Energy | 85 | 13781 | IOU | 05800361 | 12.672 | Solar |  |  | Active Application | Trade Secret | Trade | EGL | EGL022 | Residential | Solar*Rewards | Trade Secret | 2024
20263-228838-01 | Xcel Energy | 85 | 13781 | IOU | 05514092 | 8.448 | Solar |  |  | Interconnected | Trade Secret | Trade | WIL | WIL063 | Residential |  | Trade Secret | 2023 | 2023
20263-228838-01 | Xcel Energy | 85 | 13781 | IOU | 06153971 | 15.36 | Solar |  |  | Interconnected | Trade Secret | Trade | SOU | SOU065 | Residential | Solar*Rewards | Trade Secret | 2025 | 2025
20263-228838-01 | Xcel Energy | 85 | 13781 | IOU | 06243061 | 3.484 | Solar |  |  | Active Application | Trade Secret | Trade | DBL | DBL074 | Residential |  | Trade Secret | 2025
20263-228838-01 | Xcel Energy | 85 | 13781 | IOU | 06018042 | 11.5 | Storage |  |  | Active Application | Trade Secret | Trade | PKL | PKL085 | Residential |  | Trade Secret | 2024
20263-228838-01 | Xcel Energy | 85 | 13781 | IOU | 05644845 | 7.56 | Solar |  |  | Interconnected | Trade Secret | Trade | PKL | PKL085 | Residential |  | Trade Secret | 2023 | 2024
20263-228838-01 | Xcel Energy | 85 | 13781 | IOU | 05228410 | 4.188 | Solar |  |  | Active Application | Trade Secret | Trade | SOU | SOU069 | Residential |  | Trade Secret | 2022
20263-228838-01 | Xcel Energy | 85 | 13781 | IOU | 06059344 | 480 | Solar |  |  | Active Application | Trade Secret | Trade | SAK | SAK321 | Commercial |  | Trade Secret | 2025
20263-228838-01 | Xcel Energy | 85 | 13781 | IOU | 03134174 | 20 | Solar |  |  | Interconnected | Trade Secret | Trade | WRR | WRR064 | Commercial | Solar*Rewards | Trade Secret | 2014 | 2015
20263-228838-01 | Xcel Energy | 85 | 13781 | IOU | 03129839 | 19.999 | Solar |  |  | Interconnected | Trade Secret | Trade | WRR | WRR064 | Commercial | Solar*Rewards | Trade Secret | 2018 | 2019
20263-228838-01 | Xcel Energy | 85 | 13781 | IOU | 03131991 | 39.998 | Solar |  |  | Interconnected | Trade Secret | Trade | WRR | WRR064 | Commercial | Made in Minnesota | Trade Secret | 2017 | 2017
20263-228838-01 | Xcel Energy | 85 | 13781 | IOU | 03131790 | 7.625 | Solar |  |  | Interconnected | Trade Secret | Trade | MPK | MPK087 | Residential | Made in Minnesota | Trade Secret | 2017 | 2017
20263-228838-01 | Xcel Energy | 85 | 13781 | IOU | 06208535 | 8.376 | Solar |  |  | Interconnected | Trade Secret | Trade | WCR | WCR322 | Residential |  | Trade Secret | 2025 | 2025
20263-228838-01 | Xcel Energy | 85 | 13781 | IOU | 05560042 | 5.12 | Solar |  |  | Active Application | Trade Secret | Trade | NOF | NOF061 | Residential | Solar*Rewards | Trade Secret | 2023
20263-228838-01 | Xcel Energy | 85 | 13781 | IOU | 06085559 | 6.528 | Solar |  |  | Withdrawn | Trade Secret | Trade | NOF | NOF061 | Residential | Solar*Rewards | Trade Secret | 2025
20263-228838-01 | Xcel Energy | 85 | 13781 | IOU | 06056803 | 10.26 | Solar |  |  | Interconnected | Trade Secret | Trade | WCR | WCR322 | Residential | Solar*Rewards | Trade Secret | 2025 | 2025
20263-228838-01 | Xcel Energy | 85 | 13781 | IOU | 03132165 | 39.998 | Solar |  |  | Interconnected | Trade Secret | Trade | RLK | RLK069 | Commercial | Made in Minnesota | Trade Secret | 2017 | 2018
20263-228838-01 | Xcel Energy | 85 | 13781 | IOU | OID2950512 | 19.999 | Solar |  |  | Withdrawn | Trade Secret | Trade | RLK | RLK069 | Commercial | Solar*Rewards | Trade Secret | 2017
20263-228838-01 | Xcel Energy | 85 | 13781 | IOU | 03130641 | 7.625 | Solar |  |  | Interconnected | Trade Secret | Trade | RRK | RRK082 | Residential | Solar*Rewards | Trade Secret | 2016 | 2017
20263-228838-01 | Xcel Energy | 85 | 13781 | IOU | 04794567 | 17.45 | Solar |  |  | Withdrawn | Trade Secret | Trade | EDA | EDA084 | Residential | Solar*Rewards | Trade Secret | 2022
20263-228838-01 | Xcel Energy | 85 | 13781 | IOU | 05983251 | 5.76 | Solar |  |  | Interconnected | Trade Secret | Trade | SMT | SMT081 | Residential | Solar*Rewards | Trade Secret | 2024 | 2025
20263-228838-01 | Xcel Energy | 85 | 13781 | IOU | 05782032 | 4.555 | Solar |  |  | Interconnected | Trade Secret | Trade | UPP | UPP084 | Residential |  | Trade Secret | 2024 | 2024
20263-228838-01 | Xcel Energy | 85 | 13781 | IOU | 03129745 | 3.84 | Solar |  |  | Interconnected | Trade Secret | Trade | REW | REW033 | Residential | Solar*Rewards | Trade Secret | 2019 | 2019
20263-228838-01 | Xcel Energy | 85 | 13781 | IOU | OID3867338 | 6 | Solar |  |  | Interconnected | Trade Secret | Trade | MPK | MPK063 | Residential | Solar*Rewards | Trade Secret | 2019 | 2019
20263-228838-01 | Xcel Energy | 85 | 13781 | IOU | 05944937 | 5.76 | Solar |  |  | Interconnected | Trade Secret | Trade | HSN | HSN311 | Residential | Solar*Rewards | Trade Secret | 2024 | 2024
20263-228838-01 | Xcel Energy | 85 | 13781 | IOU | 03130499 | 6 | Solar |  |  | Interconnected | Trade Secret | Trade | FAP | FAP062 | Residential | Solar*Rewards | Trade Secret | 2018 | 2019
20263-228838-01 | Xcel Energy | 85 | 13781 | IOU | 03134689 | 7.7 | Solar |  |  | Interconnected | Trade Secret | Trade | WSG | WSG352 | Residential | Solar*Rewards | Trade Secret | 2015 | 2016
20263-228838-01 | Xcel Energy | 85 | 13781 | IOU | OID2154338 | 18 | Solar |  |  | Withdrawn | Trade Secret | Trade | FSL | FSL312 | Commercial | Solar*Rewards | Trade Secret | 2014
20263-228838-01 | Xcel Energy | 85 | 13781 | IOU | 03134582 | 18 | Solar |  |  | Interconnected | Trade Secret | Trade | FSL | FSL312 | Commercial | Solar*Rewards | Trade Secret | 2015 | 2016
20263-228838-01 | Xcel Energy | 85 | 13781 | IOU | 03134559 | 36 | Solar |  |  | Decommissioned | Trade Secret | Trade | FSL | FSL312 | Commercial | Made in Minnesota | Trade Secret | 2015
20263-228838-01 | Xcel Energy | 85 | 13781 | IOU | 06236389 | 6.912 | Solar |  |  | Active Application | Trade Secret | Trade | WIL | WIL084 | Residential |  | Trade Secret | 2025
20263-228838-01 | Xcel Energy | 85 | 13781 | IOU | 03134467 | 7.2 | Solar |  |  | Interconnected | Trade Secret | Trade | DPN | DPN073 | Residential | Solar*Rewards | Trade Secret | 2015 | 2015
20263-228838-01 | Xcel Energy | 85 | 13781 | IOU | 05535718 | 6.4 | Solar |  |  | Interconnected | Trade Secret | Trade | BCH | BCH311 | Residential | Solar*Rewards | Trade Secret | 2023 | 2023
20263-228838-01 | Xcel Energy | 85 | 13781 | IOU | 06196751 | 6.387 | Solar |  |  | Interconnected | Trade Secret | Trade | CGR | CGR064 | Residential | Solar*Rewards | Trade Secret | 2025 | 2025
20263-228838-01 | Xcel Energy | 85 | 13781 | IOU | 03132394 | 6 | Solar |  |  | Interconnected | Trade Secret | Trade | HSN | HSN312 | Residential | Solar*Rewards | Trade Secret | 2018 | 2018
20263-228838-01 | Xcel Energy | 85 | 13781 | IOU | 05433727 | 5.8 | Solar |  |  | Interconnected | Trade Secret | Trade | ALD | ALD076 | Residential |  | Trade Secret | 2023 | 2023
20263-228838-01 | Xcel Energy | 85 | 13781 | IOU | 04794097 | 6.96 | Solar |  |  | Withdrawn | Trade Secret | Trade | MOL | MOL068 | Residential | Solar*Rewards | Trade Secret | 2022
20263-228838-01 | Xcel Energy | 85 | 13781 | IOU | 05356888 | 6.96 | Solar |  |  | Interconnected | Trade Secret | Trade | SHP | SHP072 | Residential | Solar*Rewards | Trade Secret | 2023 | 2023
20263-228838-01 | Xcel Energy | 85 | 13781 | IOU | 06129850 | 5.904 | Solar |  |  | Interconnected | Trade Secret | Trade | WDY | WDY311 | Residential | Solar*Rewards | Trade Secret | 2025 | 2025
20263-228838-01 | Xcel Energy | 85 | 13781 | IOU | 05812695 | 5.904 | Solar |  |  | Interconnected | Trade Secret | Trade | HUG | HUG312 | Residential | Solar*Rewards | Trade Secret | 2024 | 2024
20263-228838-01 | Xcel Energy | 85 | 13781 | IOU | 06166981 | 10.248 | Solar |  | X | Interconnected | Trade Secret | Trade | GNL | GNL063 | Residential |  | Trade Secret | 2025 | 2025
20263-228838-01 | Xcel Energy | 85 | 13781 | IOU | 05277483 | 17.11 | Solar |  |  | Interconnected | Trade Secret | Trade | RLK | RLK073 | Residential |  | Trade Secret | 2022 | 2023
20263-228838-01 |  |  |  |  | 05214089 |  | Solar |  |  | Active Application | Trade Secret | Trade | RLK | RLK073 | Residential |  |  | 2022
20263-228838-01 | Xcel Energy | 85 | 13781 | IOU | 05728060 | 6.144 | Solar |  |  | Interconnected | Trade Secret | Trade | TLK | TLK077 | Residential |  | Trade Secret | 2024 | 2024
20263-228838-01 | Xcel Energy | 85 | 13781 | IOU | 05952695 | 3.747 | Solar |  |  | Interconnected | Trade Secret | Trade | WES | WES073 | Residential |  | Trade Secret | 2024 | 2025
20263-228838-01 | Xcel Energy | 85 | 13781 | IOU | 04439937 | 11.866 | Solar |  |  | Interconnected | Trade Secret | Trade | DBL | DBL074 | Residential | Solar*Rewards | Trade Secret | 2021 | 2021
20263-228838-01 | Xcel Energy | 85 | 13781 | IOU | 05441384 | 4.64 | Solar |  |  | Withdrawn | Trade Secret | Trade | RWD | RWD081 | Residential |  | Trade Secret | 2023
20263-228838-01 | Xcel Energy | 85 | 13781 | IOU | 05938252 | 7.616 | Solar |  |  | Interconnected | Trade Secret | Trade | RPO | RPO312 | Residential |  | Trade Secret | 2024 | 2025
20263-228838-01 | Xcel Energy | 85 | 13781 | IOU | 04988024 | 7.616 | Solar |  |  | Withdrawn | Trade Secret | Trade | MPK | MPK087 | Residential | Solar*Rewards | Trade Secret | 2022
20263-228838-01 | Xcel Energy | 85 | 13781 | IOU | 03203317 | 4.08 | Solar |  |  | Interconnected | Trade Secret | Trade | TWL | TWL067 | Residential | Solar*Rewards | Trade Secret | 2019 | 2020
20263-228838-01 | Xcel Energy | 85 | 13781 | IOU | 06207829 | 6.073 | Solar |  |  | Interconnected | Trade Secret | Trade | SOU | SOU072 | Residential |  | Trade Secret | 2025 | 2025
20263-228838-01 | Xcel Energy | 85 | 13781 | IOU | 06029374 | 7.216 | Solar |  |  | Interconnected | Trade Secret | Trade | RWD | RWD081 | Residential | Solar*Rewards | Trade Secret | 2025 | 2025
20263-228838-01 | Xcel Energy | 85 | 13781 | IOU | 03134400 | 3 | Solar |  |  | Interconnected | Trade Secret | Trade | NOF | NOF072 | Residential | Solar*Rewards | Trade Secret | 2015 | 2015
20263-228838-01 | Xcel Energy | 85 | 13781 | IOU | 04402905 | 13.05 | Solar |  |  | Interconnected | Trade Secret | Trade | TLK | TLK067 | Residential | Solar*Rewards | Trade Secret | 2021 | 2021
20263-228838-01 | Xcel Energy | 85 | 13781 | IOU | 03493788 | 11.39 | Solar |  |  | Interconnected | Trade Secret | Trade | WSG | WSG076 | Residential | Solar*Rewards | Trade Secret | 2019 | 2020
20263-228838-01 | Xcel Energy | 85 | 13781 | IOU | 03129771 | 9.9 | Solar |  |  | Interconnected | Trade Secret | Trade | ZUF | ZUF021 | Residential |  | Trade Secret | 2014 | 2014
20263-228838-01 | Xcel Energy | 85 | 13781 | IOU | 06211620 | 10.121 | Solar |  | X | Interconnected | Trade Secret | Trade | AFT | AFT314 | Residential |  | Trade Secret | 2025 | 2026
20263-228838-01 | Xcel Energy | 85 | 13781 | IOU | OID3470289 | 39.998 | Solar |  |  | Withdrawn | Trade Secret | Trade | WES | WES062 | Commercial | Solar*Rewards | Trade Secret | 2018
20263-228838-01 | Xcel Energy | 85 | 13781 | IOU | OID3284644 | 19.999 | Solar |  |  | Withdrawn | Trade Secret | Trade | WES | WES062 | Commercial | Solar*Rewards | Trade Secret | 2018
20263-228838-01 | Xcel Energy | 85 | 13781 | IOU | 06192336 | 4.555 | Solar |  |  | Interconnected | Trade Secret | Trade | OAD | OAD061 | Residential | Solar*Rewards | Trade Secret | 2025 | 2025
20263-228838-01 | Xcel Energy | 85 | 13781 | IOU | 05658069 | 38.39 | Solar |  |  | Interconnected | Trade Secret | Trade | REW | REW032 | Commercial |  | Trade Secret | 2024 | 2024
20263-228838-01 | Xcel Energy | 85 | 13781 | IOU | 03133813 | 45 | Solar |  |  | Interconnected | Trade Secret | Trade | WRR | WRR064 | Commercial | Solar*Rewards | Trade Secret | 2013 | 2013
20263-228838-01 | Xcel Energy | 85 | 13781 | IOU | SRO29639 | 80 | Solar |  |  | Withdrawn | Trade Secret | Trade | WRR | WRR064 | Commercial | Solar*Rewards | Trade Secret | 2013
20263-228838-01 | Xcel Energy | 85 | 13781 | IOU | SRO29463 | 40 | Solar |  |  | Withdrawn | Trade Secret | Trade | WRR | WRR064 | Commercial | Solar*Rewards | Trade Secret | 2013
20263-228838-01 | Xcel Energy | 85 | 13781 | IOU | SRO20280 | 45 | Solar |  |  | Withdrawn | Trade Secret | Trade | WRR | WRR064 | Commercial | Solar*Rewards | Trade Secret | 2011
20263-228838-01 | Xcel Energy | 85 | 13781 | IOU | 03506241 | 8.12 | Solar |  |  | Interconnected | Trade Secret | Trade | MEL | MEL068 | Residential | Solar*Rewards | Trade Secret | 2019 | 2020
20263-228838-01 |  |  |  |  | OID4025509 |  | Solar |  |  | Withdrawn | Trade Secret | Trade | MEL | MEL068 | Residential | Solar*Rewards |  | 2019
20263-228838-01 | Xcel Energy | 85 | 13781 | IOU | 06251596 | 7.329 | Solar |  |  | Active Application | Trade Secret | Trade | RIV | RIV061 | Residential |  | Trade Secret | 2025
20263-228838-01 | Xcel Energy | 85 | 13781 | IOU | OID3625621 | 19.999 | Solar |  |  | Withdrawn | Trade Secret | Trade | FRM | FRM062 | Commercial | Solar*Rewards | Trade Secret | 2018
20263-228838-01 | Xcel Energy | 85 | 13781 | IOU | 05449589 | 3.84 | Solar |  |  | Interconnected | Trade Secret | Trade | WEF | WEF061 | Residential | Solar*Rewards | Trade Secret | 2023 | 2023
20263-228838-01 | Xcel Energy | 85 | 13781 | IOU | 03529341 | 8.12 | Solar |  |  | Interconnected | Trade Secret | Trade | AFT | AFT314 | Residential | Solar*Rewards | Trade Secret | 2020 | 2020
20263-228838-01 | Xcel Energy | 85 | 13781 | IOU | 05518923 | 8.848 | Solar |  |  | Interconnected | Trade Secret | Trade | CEL | CEL066 | Residential | Solar*Rewards | Trade Secret | 2023 | 2023
20263-228838-01 | Xcel Energy | 85 | 13781 | IOU | 03133611 | 5 | Solar |  |  | Interconnected | Trade Secret | Trade | ELP | ELP062 | Commercial | Solar*Rewards | Trade Secret | 2011 | 2014
20263-228838-01 | Xcel Energy | 85 | 13781 | IOU | SRO20782 | 30 | Solar |  |  | Withdrawn | Trade Secret | Trade | ELP | ELP062 | Commercial | Solar*Rewards | Trade Secret | 2011
20263-228838-01 | Xcel Energy | 85 | 13781 | IOU | 04941865 | 9.28 | Solar |  |  | Interconnected | Trade Secret | Trade | OSS | OSS076 | Residential | Solar*Rewards | Trade Secret | 2022 | 2022
20263-228838-01 | Xcel Energy | 85 | 13781 | IOU | 03130626 | 37.8 | Solar |  |  | Interconnected | Trade Secret | Trade | HWW | HWW073 | Commercial | Made in Minnesota | Trade Secret | 2016 | 2017
20263-228838-01 | Xcel Energy | 85 | 13781 | IOU | 04974215 | 3.141 | Solar |  |  | Interconnected | Trade Secret | Trade | WDY | WDY311 | Residential | Solar*Rewards | Trade Secret | 2022 | 2022
20263-228838-01 | Xcel Energy | 85 | 13781 | IOU | 05504499 | 20.736 | Solar |  |  | Interconnected | Trade Secret | Trade | SMT | SMT061 | Residential |  | Trade Secret | 2023 | 2024
20263-228838-01 | Xcel Energy | 85 | 13781 | IOU | 05808660 | 6.073 | Solar |  |  | Withdrawn | Trade Secret | Trade | UPP | UPP063 | Residential | Solar*Rewards | Trade Secret | 2024
20263-228838-01 | Xcel Energy | 85 | 13781 | IOU | 05500907 | 6.528 | Solar |  |  | Interconnected | Trade Secret | Trade | OAD | OAD071 | Residential |  | Trade Secret | 2023 | 2023
20263-228838-01 | Xcel Energy | 85 | 13781 | IOU | 04239697 | 9.994 | Solar |  |  | Interconnected | Trade Secret | Trade | LOK | LOK061 | Residential | Solar*Rewards | Trade Secret | 2020 | 2021
20263-228838-01 | Xcel Energy | 85 | 13781 | IOU | 04060485 | 6.38 | Solar |  |  | Interconnected | Trade Secret | Trade | EDA | EDA089 | Residential | Solar*Rewards | Trade Secret | 2020 | 2021
20263-228838-01 | Xcel Energy | 85 | 13781 | IOU | 05711845 | 12.285 | Solar |  |  | Active Application | Trade Secret | Trade | ALD | ALD093 | Residential | Solar*Rewards | Trade Secret | 2024
20263-228838-01 | Xcel Energy | 85 | 13781 | IOU | 05227750 | 11.168 | Solar |  |  | Interconnected | Trade Secret | Trade | HYL | HYL063 | Residential |  | Trade Secret | 2022 | 2023
20263-228838-01 | Xcel Energy | 85 | 13781 | IOU | 05795415 | 6.144 | Solar |  |  | Interconnected | Trade Secret | Trade | WTN | WTN061 | Residential |  | Trade Secret | 2024 | 2025
20263-228838-01 | Xcel Energy | 85 | 13781 | IOU | 03495706 | 5.22 | Solar |  |  | Interconnected | Trade Secret | Trade | GLK | GLK064 | Residential | Solar*Rewards | Trade Secret | 2019 | 2020
20263-228838-01 | Xcel Energy | 85 | 13781 | IOU | 06198971 | 6.387 | Solar |  |  | Interconnected | Trade Secret | Trade | RAM | RAM062 | Residential | Solar*Rewards | Trade Secret | 2025 | 2025
20263-228838-01 | Xcel Energy | 85 | 13781 | IOU | SRO29721 | 4.725 | Solar |  |  | Withdrawn | Trade Secret | Trade | KAN | KAN021 | Residential | Solar*Rewards | Trade Secret | 2013
20263-228838-01 | Xcel Energy | 85 | 13781 | IOU | 06104394 | 6.56 | Solar |  |  | Interconnected | Trade Secret | Trade | WIL | WIL079 | Residential | Solar*Rewards | Trade Secret | 2025 | 2025
20263-228838-01 | Xcel Energy | 85 | 13781 | IOU | 03131584 | 9.94 | Solar |  |  | Interconnected | Trade Secret | Trade | LOK | LOK081 | Residential | Solar*Rewards | Trade Secret | 2017 | 2017
20263-228838-01 |  |  |  |  | OID2968656 |  | Solar |  |  | Withdrawn | Trade Secret | Trade | LOK | LOK081 | Residential | Solar*Rewards |  | 2017
20263-228838-01 | Xcel Energy | 85 | 13781 | IOU | 06260715 | 5.584 | Solar |  |  | Active Application | Trade Secret | Trade | WDY | WDY322 | Residential |  | Trade Secret | 2025
20263-228838-01 | Xcel Energy | 85 | 13781 | IOU | 03131533 | 7.59 | Solar |  |  | Interconnected | Trade Secret | Trade | SOU | SOU072 | Residential | Made in Minnesota | Trade Secret | 2017 | 2018
20263-228838-01 | Xcel Energy | 85 | 13781 | IOU | OID2730744 | 5 | Solar |  |  | Withdrawn | Trade Secret | Trade | WES | WES076 | Residential | Solar*Rewards | Trade Secret | 2016
20263-228838-01 | Xcel Energy | 85 | 13781 | IOU | 03131165 | 1500 | Other |  |  | Interconnected | Trade Secret | Trade | OSS | OSS072 | Commercial |  | Trade Secret | 2013 | 2013
20263-228838-01 | Xcel Energy | 85 | 13781 | IOU | 03795821 | 266.6 | Solar |  |  | Interconnected | Trade Secret | Trade | OSS | OSS072 | Commercial |  | Trade Secret | 2020 | 2021
20263-228838-01 | Xcel Energy | 85 | 13781 | IOU | 03129711 | 39.998 | Solar |  |  | Interconnected | Trade Secret | Trade | OSS | OSS072 | Commercial | Solar*Rewards | Trade Secret | 2018 | 2020
20263-228838-01 | Xcel Energy | 85 | 13781 | IOU | OID3284677 | 19.999 | Solar |  |  | Withdrawn | Trade Secret | Trade | OSS | OSS072 | Commercial | Solar*Rewards | Trade Secret | 2018
20263-228838-01 | Xcel Energy | 85 | 13781 | IOU | 05305616 | 7.5 | Solar |  |  | Interconnected | Trade Secret | Trade | HYL | HYL075 | Residential |  | Trade Secret | 2022 | 2023
20263-228838-01 | Xcel Energy | 85 | 13781 | IOU | 06073768 | 11.5 | Storage |  |  | Interconnected | Trade Secret | Trade | AFT | AFT314 | Residential |  | Trade Secret | 2025 | 2025
20263-228838-01 | Xcel Energy | 85 | 13781 | IOU | 05825042 | 7.971 | Solar |  |  | Withdrawn | Trade Secret | Trade | AFT | AFT314 | Residential | Solar*Rewards | Trade Secret | 2024
20263-228838-01 | Xcel Energy | 85 | 13781 | IOU | 05999822 | 7.971 | Solar |  |  | Interconnected | Trade Secret | Trade | AFT | AFT314 | Residential | Solar*Rewards | Trade Secret | 2024 | 2025
20263-228838-01 | Xcel Energy | 85 | 13781 | IOU | 04440592 | 5.235 | Solar |  |  | Interconnected | Trade Secret | Trade | MPK | MPK064 | Residential | Solar*Rewards | Trade Secret | 2021 | 2021
20263-228838-01 | Xcel Energy | 85 | 13781 | IOU | 06291751 | 7.08 | Storage |  |  | Active Application | Trade Secret | Trade | MPK | MPK064 | Residential |  | Trade Secret | 2025
20263-228838-01 | Xcel Energy | 85 | 13781 | IOU | 06105476 | 7.678 | Solar |  |  | Interconnected | Trade Secret | Trade | LEX | LEX075 | Residential | Solar*Rewards | Trade Secret | 2025 | 2025
20263-228838-01 | Xcel Energy | 85 | 13781 | IOU | 04110557 | 3.747 | Solar |  |  | Interconnected | Trade Secret | Trade | MTR | MTR021 | Residential | Solar*Rewards | Trade Secret | 2020 | 2021
20263-228838-01 | Xcel Energy | 85 | 13781 | IOU | 05294442 | 9.45 | Solar |  |  | Interconnected | Trade Secret | Trade | LEX | LEX075 | Residential |  | Trade Secret | 2023 | 2023
20263-228838-01 | Xcel Energy | 85 | 13781 | IOU | 06209278 | 7.971 | Solar |  |  | Active Application | Trade Secret | Trade | AFT | AFT321 | Residential |  | Trade Secret | 2025
20263-228838-01 | Xcel Energy | 85 | 13781 | IOU | 05371556 | 5.76 | Solar |  |  | Interconnected | Trade Secret | Trade | WIL | WIL089 | Residential | Solar*Rewards | Trade Secret | 2023 | 2023
20263-228838-01 | Xcel Energy | 85 | 13781 | IOU | 04793777 | 6.09 | Solar |  |  | Interconnected | Trade Secret | Trade | GSL | GSL076 | Residential | Solar*Rewards | Trade Secret | 2022 | 2022
20263-228838-01 | Xcel Energy | 85 | 13781 | IOU | 05754794 | 5.248 | Solar |  |  | Interconnected | Trade Secret | Trade | DPN | DPN072 | Residential |  | Trade Secret | 2024 | 2024
20263-228838-01 | Xcel Energy | 85 | 13781 | IOU | 06322227 | 3.421 | Solar |  |  | Active Application | Trade Secret | Trade | OSS | OSS063 | Residential | Solar*Rewards | Trade Secret | 2026
20263-228838-01 | Xcel Energy | 85 | 13781 | IOU | 06076828 | 3.8 | Solar |  |  | Active Application | Trade Secret | Trade | OSS | OSS063 | Residential | Solar*Rewards | Trade Secret | 2025
20263-228838-01 | Xcel Energy | 85 | 13781 | IOU | 05357183 | 4.64 | Solar |  |  | Interconnected | Trade Secret | Trade | MEL | MEL078 | Residential | Solar*Rewards | Trade Secret | 2023 | 2023
20263-228838-01 | Xcel Energy | 85 | 13781 | IOU | 04793923 | 4.06 | Solar |  |  | Interconnected | Trade Secret | Trade | MEL | MEL078 | Residential | Solar*Rewards | Trade Secret | 2022 | 2022
20263-228838-01 | Xcel Energy | 85 | 13781 | IOU | 03133512 | 5 | Solar |  |  | Interconnected | Trade Secret | Trade | MEL | MEL078 | Residential | Solar*Rewards | Trade Secret | 2011 | 2012
20263-228838-01 | Xcel Energy | 85 | 13781 | IOU | 04793978 | 12.76 | Solar |  |  | Interconnected | Trade Secret | Trade | SHP | SHP061 | Residential | Solar*Rewards | Trade Secret | 2022 | 2023
20263-228838-01 | Xcel Energy | 85 | 13781 | IOU | 03132985 | 7.616 | Solar |  |  | Interconnected | Trade Secret | Trade | EXC | EXC062 | Residential | Solar*Rewards | Trade Secret | 2018 | 2019
20263-228838-01 |  |  |  |  | OID3584615 |  | Solar |  |  | Withdrawn | Trade Secret | Trade | EXC | EXC062 | Residential | Solar*Rewards |  | 2018
20263-228838-01 | Xcel Energy | 85 | 13781 | IOU | 05220223 | 10.88 | Solar |  |  | Interconnected | Trade Secret | Trade | ECK | ECK322 | Residential |  | Trade Secret | 2022 | 2023
20263-228838-01 | Xcel Energy | 85 | 13781 | IOU | 05765565 | 8.064 | Solar |  |  | Interconnected | Trade Secret | Trade | LAC | LAC062 | Residential |  | Trade Secret | 2024 | 2024
20263-228838-01 | Xcel Energy | 85 | 13781 | IOU | 04692150 | 12.18 | Solar |  |  | Interconnected | Trade Secret | Trade | RMT | RMT321 | Residential |  | Trade Secret | 2021 | 2022
20263-228838-01 | Xcel Energy | 85 | 13781 | IOU | 05334692 | 4.64 | Solar |  |  | Active Application | Trade Secret | Trade | GLK | GLK071 | Residential |  | Trade Secret | 2022
20263-228838-01 | Xcel Energy | 85 | 13781 | IOU | 05362657 | 4.64 | Solar |  |  | Interconnected | Trade Secret | Trade | GLK | GLK071 | Residential | Solar*Rewards | Trade Secret | 2023 | 2023
20263-228838-01 | Xcel Energy | 85 | 13781 | IOU | 05851351 | 5.052 | Solar |  |  | Interconnected | Trade Secret | Trade | RLK | RLK073 | Residential |  | Trade Secret | 2024 | 2025
20263-228838-01 |  |  |  |  | 06101338 |  | Solar |  |  | Active Application | Trade Secret | Trade | RLK | RLK073 | Residential | Solar*Rewards |  | 2025
20263-228838-01 | Xcel Energy | 85 | 13781 | IOU | 03130583 | 6.3 | Solar |  | X | Interconnected | Trade Secret | Trade | HWW | HWW061 | Commercial |  | Trade Secret | 2016 | 2017
20263-228838-01 | Xcel Energy | 85 | 13781 | IOU | 03130349 | 5 | Solar |  |  | Interconnected | Trade Secret | Trade | HYL | HYL074 | Residential | Solar*Rewards | Trade Secret | 2019 | 2019
20263-228838-01 | Xcel Energy | 85 | 13781 | IOU | 05993321 | 6.98 | Solar |  |  | Interconnected | Trade Secret | Trade | TWL | TWL063 | Residential | Solar*Rewards | Trade Secret | 2024 | 2025
20263-228838-01 | Xcel Energy | 85 | 13781 | IOU | 06075612 | 5.052 | Solar |  |  | Interconnected | Trade Secret | Trade | MPK | MPK063 | Residential |  | Trade Secret | 2025 | 2025
20263-228838-01 | Xcel Energy | 85 | 13781 | IOU | 06018073 | 17.6 | Storage |  |  | Interconnected | Trade Secret | Trade | HYL | HYL074 | Residential |  | Trade Secret | 2024 | 2025
20263-228838-01 | Xcel Energy | 85 | 13781 | IOU | 05761824 | 5 | Storage |  |  | Interconnected | Trade Secret | Trade | HYL | HYL074 | Residential |  | Trade Secret | 2024 | 2024
20263-228838-01 | Xcel Energy | 85 | 13781 | IOU | 03131464 | 7.63 | Solar |  |  | Interconnected | Trade Secret | Trade | HYL | HYL074 | Residential | Made in Minnesota | Trade Secret | 2017 | 2017
20263-228838-01 |  |  |  |  | OID2734706 |  | Solar |  |  | Withdrawn | Trade Secret | Trade | HYL | HYL074 | Residential | Solar*Rewards |  | 2016
20263-228838-01 | Xcel Energy | 85 | 13781 | IOU | 05451068 | 8.027 | Solar |  |  | Interconnected | Trade Secret | Trade | APA | APA075 | Residential | Solar*Rewards | Trade Secret | 2023 | 2023
20263-228838-01 | Xcel Energy | 85 | 13781 | IOU | 03134278 | 7.63 | Solar |  |  | Interconnected | Trade Secret | Trade | NOF | NOF061 | Residential | Made in Minnesota | Trade Secret | 2015 | 2015
20263-228838-01 | Xcel Energy | 85 | 13781 | IOU | 03133582 | 36 | Solar |  |  | Interconnected | Trade Secret | Trade | TWL | TWL069 | Commercial | Solar*Rewards | Trade Secret | 2011 | 2012
20263-228838-01 | Xcel Energy | 85 | 13781 | IOU | 04982669 | 11.39 | Solar |  |  | Interconnected | Trade Secret | Trade | SLP | SLP071 | Residential | Solar*Rewards | Trade Secret | 2022 | 2022
20263-228838-01 | Xcel Energy | 85 | 13781 | IOU | 06089253 | 4.934 | Solar |  |  | Interconnected | Trade Secret | Trade | RAM | RAM063 | Residential | Solar*Rewards | Trade Secret | 2025 | 2025
20263-228838-01 | Xcel Energy | 85 | 13781 | IOU | 06046594 | 5.32 | Solar |  |  | Active Application | Trade Secret | Trade | SOU | SOU086 | Residential | Solar*Rewards | Trade Secret | 2024
20263-228838-01 | Xcel Energy | 85 | 13781 | IOU | 06057028 | 4.94 | Solar |  |  | Interconnected | Trade Secret | Trade | SOU | SOU086 | Residential | Solar*Rewards | Trade Secret | 2025 | 2025
20263-228838-01 | Xcel Energy | 85 | 13781 | IOU | 03788712 | 6.09 | Solar |  |  | Interconnected | Trade Secret | Trade | KOL | KOL061 | Residential | Solar*Rewards | Trade Secret | 2020 | 2020
20263-228838-01 | Xcel Energy | 85 | 13781 | IOU | 05845461 | 4.555 | Solar |  |  | Interconnected | Trade Secret | Trade | LEX | LEX071 | Residential |  | Trade Secret | 2024 | 2024
20263-228838-01 | Xcel Energy | 85 | 13781 | IOU | 03133338 | 40 | Solar |  |  | Interconnected | Trade Secret | Trade | MPK | MPK062 | Commercial | Solar*Rewards | Trade Secret | 2011 | 2011
20263-228838-01 | Xcel Energy | 85 | 13781 | IOU | 06168458 | 2.323 | Solar |  |  | Interconnected | Trade Secret | Trade | CGR | CGR071 | Residential | Solar*Rewards | Trade Secret | 2025 | 2025
20263-228838-01 | Xcel Energy | 85 | 13781 | IOU | 06207801 | 4.935 | Solar |  |  | Active Application | Trade Secret | Trade | STY | STY061 | Residential |  | Trade Secret | 2025
20263-228838-01 | Xcel Energy | 85 | 13781 | IOU | 04337035 | 10.121 | Solar |  |  | Interconnected | Trade Secret | Trade | PIP | PIP061 | Commercial | Solar*Rewards | Trade Secret | 2021 | 2021
20263-228838-01 | Xcel Energy | 85 | 13781 | IOU | 06246138 | 5.76 | Solar |  |  | Active Application | Trade Secret | Trade | MND | MND062 | Residential |  | Trade Secret | 2026
20263-228838-01 | Xcel Energy | 85 | 13781 | IOU | 03130970 | 1825 | Other |  |  | Interconnected | Trade Secret | Trade | OSS | OSS061 | Commercial |  | Trade Secret | 2009 | 2009
20263-228838-01 | Xcel Energy | 85 | 13781 | IOU | OID3284587 | 19.999 | Solar |  |  | Withdrawn | Trade Secret | Trade | EBL | EBL084 | Commercial | Solar*Rewards | Trade Secret | 2018
20263-228838-01 | Xcel Energy | 85 | 13781 | IOU | 03132778 | 39.998 | Solar |  |  | Interconnected | Trade Secret | Trade | EBL | EBL084 | Commercial | Solar*Rewards | Trade Secret | 2018 | 2018
20263-228838-01 | Xcel Energy | 85 | 13781 | IOU | 06149581 | 39.99 | Solar |  |  | Interconnected | Trade Secret | Trade | EBL | EBL084 | Commercial |  | Trade Secret | 2025 | 2025
20263-228838-01 | Xcel Energy | 85 | 13781 | IOU | 04528710 | 7.616 | Solar |  |  | Interconnected | Trade Secret | Trade | XRD | XRD076 | Residential |  | Trade Secret | 2021 | 2022
20263-228838-01 | Xcel Energy | 85 | 13781 | IOU | 03130639 | 6 | Solar |  |  | Interconnected | Trade Secret | Trade | SOU | SOU069 | Residential | Solar*Rewards | Trade Secret | 2016 | 2017
20263-228838-01 |  |  |  |  | 05464560 |  |  |  |  | Active Application | Trade Secret | Trade | TLK | TLK073 | Residential |  |  | 2023
20263-228838-01 | Xcel Energy | 85 | 13781 | IOU | 03131582 | 9.94 | Solar |  |  | Interconnected | Trade Secret | Trade | HWW | HWW073 | Residential | Made in Minnesota | Trade Secret | 2017 | 2017
20263-228838-01 | Xcel Energy | 85 | 13781 | IOU | 05269713 | 6.09 | Solar |  |  | Interconnected | Trade Secret | Trade | SCL | SCL311 | Residential |  | Trade Secret | 2022 | 2023
20263-228838-01 | Xcel Energy | 85 | 13781 | IOU | 06136459 | 5.76 | Solar |  |  | Interconnected | Trade Secret | Trade | WES | WES076 | Residential |  | Trade Secret | 2025 | 2025
20263-228838-01 | Xcel Energy | 85 | 13781 | IOU | 04262955 | 7.7 | Solar |  |  | Interconnected | Trade Secret | Trade | LAB | LAB312 | Residential |  | Trade Secret | 2021 | 2021
20263-228838-01 | Xcel Energy | 85 | 13781 | IOU | 06086279 | 7.68 | Solar |  |  | Interconnected | Trade Secret | Trade | NMC | NMC082 | Residential | Solar*Rewards | Trade Secret | 2025 | 2025
20263-228838-01 | Xcel Energy | 85 | 13781 | IOU | 03130748 | 900 | Other |  |  | Interconnected | Trade Secret | Trade | SLP | SLP321 | Commercial |  | Trade Secret | 2006 | 2007
20263-228838-01 | Xcel Energy | 85 | 13781 | IOU | 03133614 | 3.44 | Solar |  |  | Interconnected | Trade Secret | Trade | WSG | WSG065 | Residential | Solar*Rewards | Trade Secret | 2011 | 2012
20263-228838-01 | Xcel Energy | 85 | 13781 | IOU | 04838193 | 8.25 | Solar |  |  | Interconnected | Trade Secret | Trade | WCR | WCR063 | Residential | Solar*Rewards | Trade Secret | 2022 | 2022
20263-228838-01 | Xcel Energy | 85 | 13781 | IOU | 03133071 | 36 | Solar |  |  | Interconnected | Trade Secret | Trade | MPK | MPK087 | Commercial | Solar*Rewards | Trade Secret | 2013 | 2014
20263-228838-01 | Xcel Energy | 85 | 13781 | IOU | SRO25433 | 34.2 | Solar |  |  | Withdrawn | Trade Secret | Trade | MPK | MPK087 | Commercial | Solar*Rewards | Trade Secret | 2012
20263-228838-01 | Xcel Energy | 85 | 13781 | IOU | 06209364 | 7.6 | Solar |  |  | Withdrawn | Trade Secret | Trade | HUG | HUG312 | Residential | Solar*Rewards | Trade Secret | 2025
20263-228838-01 | Xcel Energy | 85 | 13781 | IOU | 06227046 | 7.6 | Solar |  |  | Active Application | Trade Secret | Trade | HUG | HUG312 | Residential |  | Trade Secret | 2025
20263-228838-01 | Xcel Energy | 85 | 13781 | IOU | 05943757 | 6.046 | Solar |  |  | Interconnected | Trade Secret | Trade | OAD | OAD075 | Residential |  | Trade Secret | 2024 | 2025
20263-228838-01 | Xcel Energy | 85 | 13781 | IOU | 04794122 | 5.8 | Solar |  |  | Interconnected | Trade Secret | Trade | ALD | ALD085 | Residential | Solar*Rewards | Trade Secret | 2022 | 2023
20263-228838-01 | Xcel Energy | 85 | 13781 | IOU | 06324655 | 7.678 | Solar |  |  | Active Application | Trade Secret | Trade | AFT | AFT315 | Residential | Solar*Rewards | Trade Secret | 2026
20263-228838-01 | Xcel Energy | 85 | 13781 | IOU | 05725546 | 11.168 | Solar |  |  | Interconnected | Trade Secret | Trade | WIL | WIL098 | Residential | Solar*Rewards | Trade Secret | 2024 | 2024
20263-228838-01 | Xcel Energy | 85 | 13781 | IOU | 05307836 | 10.24 | Solar |  |  | Interconnected | Trade Secret | Trade | HSN | HSN311 | Residential |  | Trade Secret | 2022 | 2023
20263-228838-01 | Xcel Energy | 85 | 13781 | IOU | 05356679 | 5.235 | Solar |  |  | Interconnected | Trade Secret | Trade | HUG | HUG321 | Residential | Solar*Rewards | Trade Secret | 2023 | 2023
20263-228838-01 | Xcel Energy | 85 | 13781 | IOU | 03130819 | 3.2 | Solar |  |  | Interconnected | Trade Secret | Trade | HOL | HOL072 | Residential |  | Trade Secret | 2007 | 2008
20263-228838-01 | Xcel Energy | 85 | 13781 | IOU | 05975980 | 6.677 | Solar |  |  | Interconnected | Trade Secret | Trade | SOU | SOU081 | Residential | Solar*Rewards | Trade Secret | 2024 | 2025
20263-228838-01 | Xcel Energy | 85 | 13781 | IOU | 06004730 | 8.74 | Solar |  |  | Withdrawn | Trade Secret | Trade | SOU | SOU081 | Residential | Solar*Rewards | Trade Secret | 2024
20263-228838-01 | Xcel Energy | 85 | 13781 | IOU | 05941398 | 6.046 | Solar |  |  | Interconnected | Trade Secret | Trade | WIL | WIL084 | Residential |  | Trade Secret | 2024 | 2025
20263-228838-01 | Xcel Energy | 85 | 13781 | IOU | 05733676 | 4.188 | Solar |  |  | Interconnected | Trade Secret | Trade | EBL | EBL084 | Residential | Solar*Rewards | Trade Secret | 2024 | 2024
20263-228838-01 | Xcel Energy | 85 | 13781 | IOU | 05353911 | 5.51 | Solar |  |  | Interconnected | Trade Secret | Trade | HYL | HYL063 | Residential |  | Trade Secret | 2023 | 2023
20263-228838-01 | Xcel Energy | 85 | 13781 | IOU | 06122965 | 3.84 | Storage |  |  | Interconnected | Trade Secret | Trade | APA | APA076 | Residential |  | Trade Secret | 2025 | 2025
20263-228838-01 | Xcel Energy | 85 | 13781 | IOU | 03294377 | 4.35 | Solar |  |  | Interconnected | Trade Secret | Trade | APA | APA076 | Residential | Solar*Rewards | Trade Secret | 2019 | 2020
20263-228838-01 | Xcel Energy | 85 | 13781 | IOU | 05851897 | 5.052 | Solar |  |  | Interconnected | Trade Secret | Trade | UPP | UPP084 | Residential |  | Trade Secret | 2024 | 2025
20263-228838-01 | Xcel Energy | 85 | 13781 | IOU | 06086033 | 7.872 | Solar |  |  | Interconnected | Trade Secret | Trade | WIL | WIL079 | Residential | Solar*Rewards | Trade Secret | 2025 | 2025
20263-228838-01 | Xcel Energy | 85 | 13781 | IOU | 03134890 | 3.8 | Solar |  |  | Interconnected | Trade Secret | Trade | SOU | SOU075 | Residential | Made in Minnesota | Trade Secret | 2016 | 2016
20263-228838-01 | Xcel Energy | 85 | 13781 | IOU | 06158316 | 10.628 | Solar |  |  | Interconnected | Trade Secret | Trade | HYL | HYL064 | Residential | Solar*Rewards | Trade Secret | 2025 | 2025
20263-228838-01 | Xcel Energy | 85 | 13781 | IOU | 06207664 | 9.869 | Solar |  |  | Active Application | Trade Secret | Trade | HYL | HYL072 | Residential |  | Trade Secret | 2025
20263-228838-01 | Xcel Energy | 85 | 13781 | IOU | 05848693 | 6.912 | Solar |  |  | Interconnected | Trade Secret | Trade | LIN | LIN031 | Residential | Solar*Rewards | Trade Secret | 2024 | 2024
20263-228838-01 | Xcel Energy | 85 | 13781 | IOU | OID3060089 | 34.02 | Solar |  |  | Withdrawn | Trade Secret | Trade | WIL | WIL086 | Commercial | Solar*Rewards | Trade Secret | 2017
20263-228838-01 | Xcel Energy | 85 | 13781 | IOU | 03132136 | 22.78 | Solar |  |  | Interconnected | Trade Secret | Trade | WIL | WIL086 | Commercial | Made in Minnesota | Trade Secret | 2017 | 2018
20263-228838-01 | Xcel Energy | 85 | 13781 | IOU | 06238347 | 2.613 | Solar |  |  | Interconnected | Trade Secret | Trade | WIL | WIL097 | Residential |  | Trade Secret | 2025 | 2025
20263-228838-01 | Xcel Energy | 85 | 13781 | IOU | 03905967 | 4.64 | Solar |  |  | Interconnected | Trade Secret | Trade | HUG | HUG321 | Residential | Solar*Rewards | Trade Secret | 2020 | 2021
20263-228838-01 | Xcel Energy | 85 | 13781 | IOU | 06321863 | 8.7 | Solar |  |  | Active Application | Trade Secret | Trade | HWW | HWW062 | Residential | Solar*Rewards | Trade Secret | 2026
20263-228838-01 | Xcel Energy | 85 | 13781 | IOU | 05830620 | 14.976 | Solar |  |  | Active Application | Trade Secret | Trade | FAB | FAB063 | Residential | Solar*Rewards | Trade Secret | 2024
20263-228838-01 | Xcel Energy | 85 | 13781 | IOU | 03133432 | 40 | Solar |  |  | Interconnected | Trade Secret | Trade | MPK | MPK074 | Commercial | Solar*Rewards | Trade Secret | 2011 | 2012
20263-228838-01 | Xcel Energy | 85 | 13781 | IOU | 04794253 | 8.99 | Solar |  |  | Interconnected | Trade Secret | Trade | FSL | FSL311 | Residential | Solar*Rewards | Trade Secret | 2022 | 2022
20263-228838-01 | Xcel Energy | 85 | 13781 | IOU | 03131095 | 500 | Solar |  |  | Interconnected | Trade Secret | Trade | EBL | EBL081 | Commercial |  | Trade Secret | 2012 | 2012
20263-228838-01 | Xcel Energy | 85 | 13781 | IOU | 03131096 | 500 | Solar |  |  | Interconnected | Trade Secret | Trade | EBL | EBL081 | Commercial |  | Trade Secret | 2012 | 2012
20263-228838-01 | Xcel Energy | 85 | 13781 | IOU | 04820308 | 3.288 | Solar |  |  | Interconnected | Trade Secret | Trade | WCR | WCR322 | Residential | Solar*Rewards | Trade Secret | 2022 | 2022
20263-228838-01 | Xcel Energy | 85 | 13781 | IOU | 06206632 | 2.792 | Solar |  |  | Withdrawn | Trade Secret | Trade | ZUM | ZUM021 | Residential | Solar*Rewards | Trade Secret | 2025
20263-228838-01 | Xcel Energy | 85 | 13781 | IOU | 06224548 | 2.792 | Solar |  |  | Active Application | Trade Secret | Trade | ZUM | ZUM021 | Residential |  | Trade Secret | 2025
20263-228838-01 |  |  |  |  | 06217373 |  | Solar |  |  | Withdrawn | Trade Secret | Trade | ZUM | ZUM021 | Residential | Solar*Rewards |  | 2025
20263-228838-01 | Xcel Energy | 85 | 13781 | IOU | 06202245 | 5.693 | Solar |  |  | Interconnected | Trade Secret | Trade | TWL | TWL072 | Residential | Solar*Rewards | Trade Secret | 2025 | 2025
20263-228838-01 | Xcel Energy | 85 | 13781 | IOU | 04793477 | 5.76 | Solar |  |  | Interconnected | Trade Secret | Trade | MNV | MNV211 | Residential | Solar*Rewards | Trade Secret | 2022 | 2022
20263-228838-01 | Xcel Energy | 85 | 13781 | IOU | 05973991 | 3.747 | Solar |  |  | Active Application | Trade Secret | Trade | STO | STO002 | Residential |  | Trade Secret | 2024
20263-228838-01 | Xcel Energy | 85 | 13781 | IOU | 03872877 | 6 | Solar |  |  | Active Application | Trade Secret | Trade | MRN | MRN021 | Residential | Solar*Rewards | Trade Secret | 2020
20263-228838-01 | Xcel Energy | 85 | 13781 | IOU | 05988399 | 240 | Solar |  |  | Interconnected | Trade Secret | Trade | HSN | HSN322 | Commercial |  | Trade Secret | 2024 | 2025
20263-228838-01 | Xcel Energy | 85 | 13781 | IOU | 05605464 | 187.5 | Solar |  |  | Active Application | Trade Secret | Trade | HSN | HSN322 | Commercial |  | Trade Secret | 2023
20263-228838-01 | Xcel Energy | 85 | 13781 | IOU | 03134676 | 3.6 | Solar |  |  | Interconnected | Trade Secret | Trade | TER | TER062 | Residential | Solar*Rewards | Trade Secret | 2015 | 2016
20263-228838-01 | Xcel Energy | 85 | 13781 | IOU | 04889414 | 12.76 | Solar |  |  | Withdrawn | Trade Secret | Trade | AFT | AFT315 | Residential |  | Trade Secret | 2022
20263-228838-01 | Xcel Energy | 85 | 13781 | IOU | 04992289 | 12.76 | Solar |  |  | Interconnected | Trade Secret | Trade | AFT | AFT315 | Residential | Solar*Rewards | Trade Secret | 2022 | 2022
20263-228838-01 | Xcel Energy | 85 | 13781 | IOU | 06227419 | 26.88 | Solar |  |  | Active Application | Trade Secret | Trade | FSL | FSL311 | Residential |  | Trade Secret | 2025
20263-228838-01 | Xcel Energy | 85 | 13781 | IOU | 05204373 | 10.15 | Solar |  |  | Interconnected | Trade Secret | Trade | AFT | AFT315 | Residential |  | Trade Secret | 2022 | 2023
20263-228838-01 | Xcel Energy | 85 | 13781 | IOU | 03218546 | 4.06 | Solar |  | X | Interconnected | Trade Secret | Trade | MPK | MPK063 | Residential | Solar*Rewards | Trade Secret | 2019 | 2020
20263-228838-01 | Xcel Energy | 85 | 13781 | IOU | OID3811051 | 9.995 | Solar |  |  | Withdrawn | Trade Secret | Trade | KAN | KAN022 | Residential | Solar*Rewards | Trade Secret | 2019
20263-228838-01 | Xcel Energy | 85 | 13781 | IOU | 03515731 | 9.995 | Solar |  |  | Interconnected | Trade Secret | Trade | KAN | KAN022 | Residential | Solar*Rewards | Trade Secret | 2020 | 2021
20263-228838-01 | Xcel Energy | 85 | 13781 | IOU | 05734643 | 7.971 | Solar |  |  | Interconnected | Trade Secret | Trade | GLK | GLK074 | Residential | Solar*Rewards | Trade Secret | 2024 | 2024
20263-228838-01 | Xcel Energy | 85 | 13781 | IOU | 03129978 | 7.616 | Solar |  |  | Interconnected | Trade Secret | Trade | SOU | SOU072 | Residential | Solar*Rewards | Trade Secret | 2018 | 2019
20263-228838-01 | Xcel Energy | 85 | 13781 | IOU | 06067689 | 11.5 | Storage |  |  | Interconnected | Trade Secret | Trade | RAM | RAM071 | Residential |  | Trade Secret | 2025 | 2025
20263-228838-01 | Xcel Energy | 85 | 13781 | IOU | 03130237 | 6.67 | Solar |  |  | Interconnected | Trade Secret | Trade | RAM | RAM071 | Residential | Solar*Rewards | Trade Secret | 2019 | 2019
20263-228838-01 | Xcel Energy | 85 | 13781 | IOU | 06005980 | 3.747 | Solar |  |  | Interconnected | Trade Secret | Trade | SOU | SOU064 | Residential |  | Trade Secret | 2024 | 2025
20263-228838-01 | Xcel Energy | 85 | 13781 | IOU | 05356715 | 4.725 | Solar |  |  | Interconnected | Trade Secret | Trade | WES | WES062 | Residential | Solar*Rewards | Trade Secret | 2023 | 2023
20263-228838-01 | Xcel Energy | 85 | 13781 | IOU | 03130502 | 5.04 | Solar |  |  | Interconnected | Trade Secret | Trade | LLK | LLK071 | Residential | Solar*Rewards | Trade Secret | 2018 | 2019
20263-228838-01 | Xcel Energy | 85 | 13781 | IOU | 04068370 | 9.28 | Solar |  |  | Interconnected | Trade Secret | Trade | OAD | OAD074 | Residential | Solar*Rewards | Trade Secret | 2020 | 2020
20263-228838-01 | Xcel Energy | 85 | 13781 | IOU | 03133779 | 6 | Solar |  |  | Interconnected | Trade Secret | Trade | SLP | SLP084 | Residential | Solar*Rewards | Trade Secret | 2013 | 2013
20263-228838-01 | Xcel Energy | 85 | 13781 | IOU | SRO25478 | 6 | Solar |  |  | Withdrawn | Trade Secret | Trade | SLP | SLP084 | Residential | Solar*Rewards | Trade Secret | 2012
20263-228838-01 | Xcel Energy | 85 | 13781 | IOU | 06321985 | 6.09 | Solar |  |  | Active Application | Trade Secret | Trade | SOU | SOU086 | Residential | Solar*Rewards | Trade Secret | 2026
20263-228838-01 | Xcel Energy | 85 | 13781 | IOU | 03747821 | 2.4 | Solar |  |  | Interconnected | Trade Secret | Trade | MOL | MOL079 | Residential | Solar*Rewards | Trade Secret | 2020 | 2021
20263-228838-01 | Xcel Energy | 85 | 13781 | IOU | 04794795 | 12.956 | Solar |  |  | Interconnected | Trade Secret | Trade | ECK | ECK063 | Residential | Solar*Rewards | Trade Secret | 2022 | 2022
20263-228838-01 | Xcel Energy | 85 | 13781 | IOU | 04879368 | 4.93 | Solar |  |  | Interconnected | Trade Secret | Trade | SHP | SHP062 | Residential | Solar*Rewards | Trade Secret | 2022 | 2022
20263-228838-01 | Xcel Energy | 85 | 13781 | IOU | 06112969 | 7.616 | Solar |  |  | Active Application | Trade Secret | Trade | STY | STY061 | Residential | Solar*Rewards | Trade Secret | 2025
20263-228838-01 | Xcel Energy | 85 | 13781 | IOU | 05926748 | 7.616 | Solar |  |  | Interconnected | Trade Secret | Trade | STY | STY061 | Residential |  | Trade Secret | 2024 | 2025
20263-228838-01 | Xcel Energy | 85 | 13781 | IOU | 05292681 | 7.8 | Solar |  |  | Interconnected | Trade Secret | Trade | SLP | SLP084 | Residential |  | Trade Secret | 2023 | 2023
20263-228838-01 | Xcel Energy | 85 | 13781 | IOU | 05693898 | 5.516 | Solar |  |  | Interconnected | Trade Secret | Trade | APA | APA072 | Residential |  | Trade Secret | 2024 | 2024
20263-228838-01 | Xcel Energy | 85 | 13781 | IOU | 06119297 | 6.912 | Solar |  |  | Active Application | Trade Secret | Trade | SMT | SMT091 | Residential | Solar*Rewards | Trade Secret | 2025
20263-228838-01 | Xcel Energy | 85 | 13781 | IOU | OID3757917 | 6 | Solar |  |  | Withdrawn | Trade Secret | Trade | HYL | HYL061 | Residential | Solar*Rewards | Trade Secret | 2019
20263-228838-01 | Xcel Energy | 85 | 13781 | IOU | 05555074 | 4.48 | Solar |  |  | Interconnected | Trade Secret | Trade | NOF | NOF072 | Residential | Solar*Rewards | Trade Secret | 2023 | 2023
20263-228838-01 | Xcel Energy | 85 | 13781 | IOU | 06329366 | 4.188 | Solar |  |  | Active Application | Trade Secret | Trade | MPK | MPK087 | Residential |  | Trade Secret | 2026
20263-228838-01 | Xcel Energy | 85 | 13781 | IOU | SRO29710 | 40 | Solar |  |  | Withdrawn | Trade Secret | Trade |  |  | Residential | Solar*Rewards | Trade Secret | 2013
20263-228838-01 | Xcel Energy | 85 | 13781 | IOU | 03130961 | 900 | Other |  |  | Interconnected | Trade Secret | Trade | BUR | BUR032 | Commercial |  | Trade Secret | 2006 | 2007
20263-228838-01 | Xcel Energy | 85 | 13781 | IOU | 05356905 | 4.55 | Solar |  |  | Withdrawn | Trade Secret | Trade | SOU | SOU065 | Residential | Solar*Rewards | Trade Secret | 2023
20263-228838-01 | Xcel Energy | 85 | 13781 | IOU | 05805474 | 7.971 | Solar |  |  | Interconnected | Trade Secret | Trade | NMC | NMC083 | Residential | Solar*Rewards | Trade Secret | 2024 | 2024
20263-228838-01 | Xcel Energy | 85 | 13781 | IOU | SRO21893 | 4.945 | Solar |  |  | Withdrawn | Trade Secret | Trade | GVW | GVW021 | Commercial | Solar*Rewards | Trade Secret | 2012
20263-228838-01 | Xcel Energy | 85 | 13781 | IOU | 06055428 | 3.936 | Solar |  |  | Interconnected | Trade Secret | Trade | WDY | WDY311 | Residential | Solar*Rewards | Trade Secret | 2025 | 2025
20263-228838-01 | Xcel Energy | 85 | 13781 | IOU | 06099719 | 6.073 | Solar |  | X | Interconnected | Trade Secret | Trade | WCR | WCR322 | Residential | Solar*Rewards | Trade Secret | 2025 | 2025
20263-228838-01 | Xcel Energy | 85 | 13781 | IOU | 05975909 | 5.052 | Solar |  |  | Interconnected | Trade Secret | Trade | RAM | RAM071 | Residential |  | Trade Secret | 2024 | 2025
20263-228838-01 | Xcel Energy | 85 | 13781 | IOU | 04789602 | 6 | Solar |  |  | Interconnected | Trade Secret | Trade | JOR | JOR021 | Residential |  | Trade Secret | 2022 | 2022
20263-228838-01 | Xcel Energy | 85 | 13781 | IOU | SRO29729 | 30 | Solar |  |  | Withdrawn | Trade Secret | Trade | MEL | MEL065 | Commercial | Solar*Rewards | Trade Secret | 2013
20263-228838-01 | Xcel Energy | 85 | 13781 | IOU | OID3126058 | 39.998 | Solar |  |  | Withdrawn | Trade Secret | Trade | MEL | MEL065 | Commercial | Made in Minnesota | Trade Secret | 2017
20263-228838-01 | Xcel Energy | 85 | 13781 | IOU | 05715632 | 2.903 | Solar |  |  | Interconnected | Trade Secret | Trade | LEX | LEX332 | Residential |  | Trade Secret | 2024 | 2024
20263-228838-01 | Xcel Energy | 85 | 13781 | IOU | 05710850 | 7.216 | Solar |  |  | Interconnected | Trade Secret | Trade | CHE | CHE064 | Residential |  | Trade Secret | 2024 | 2024
20263-228838-01 | Xcel Energy | 85 | 13781 | IOU | 03129921 | 266.6 | Solar |  |  | Active Application | Trade Secret | Trade | MEL | MEL087 | Commercial |  | Trade Secret | 2018
20263-228838-01 | Xcel Energy | 85 | 13781 | IOU | 05265707 | 8.125 | Solar |  |  | Interconnected | Trade Secret | Trade | WEH | WEH021 | Residential |  | Trade Secret | 2022 | 2023
20263-228838-01 | Xcel Energy | 85 | 13781 | IOU | 03132045 | 5 | Solar |  |  | Interconnected | Trade Secret | Trade | HUG | HUG312 | Residential | Solar*Rewards | Trade Secret | 2017 | 2018
20263-228838-01 | Xcel Energy | 85 | 13781 | IOU | 05571514 | 8.82 | Solar |  |  | Interconnected | Trade Secret | Trade | WDY | WDY321 | Residential |  | Trade Secret | 2023 | 2024
20263-228838-01 | Xcel Energy | 85 | 13781 | IOU | 05562707 | 8.82 | Solar |  |  | Withdrawn | Trade Secret | Trade | WDY | WDY321 | Residential | Solar*Rewards | Trade Secret | 2023
20263-228838-01 | Xcel Energy | 85 | 13781 | IOU | 05499876 | 5.67 | Solar |  |  | Interconnected | Trade Secret | Trade | WDY | WDY321 | Residential |  | Trade Secret | 2023 | 2024
20263-228838-01 | Xcel Energy | 85 | 13781 | IOU | 04605959 | 6 | Solar |  |  | Interconnected | Trade Secret | Trade | WES | WES073 | Residential | Solar*Rewards | Trade Secret | 2021 | 2022
20263-228838-01 | Xcel Energy | 85 | 13781 | IOU | 05858287 | 6.631 | Solar |  |  | Interconnected | Trade Secret | Trade | CNC | CNC063 | Residential |  | Trade Secret | 2024 | 2024
20263-228838-01 | Xcel Energy | 85 | 13781 | IOU | 04803753 | 8.25 | Solar |  |  | Interconnected | Trade Secret | Trade | CGR | CGR061 | Residential | Solar*Rewards | Trade Secret | 2022 | 2022
20263-228838-01 | Xcel Energy | 85 | 13781 | IOU | 04648380 | 3.747 | Solar |  |  | Interconnected | Trade Secret | Trade | MPK | MPK082 | Residential |  | Trade Secret | 2021 | 2022
20263-228838-01 | Xcel Energy | 85 | 13781 | IOU | 05847220 | 6.046 | Solar |  |  | Active Application | Trade Secret | Trade | CGR | CGR072 | Residential |  | Trade Secret | 2024
20263-228838-01 | Xcel Energy | 85 | 13781 | IOU | 05660017 | 33.3 | Solar |  |  | Interconnected | Trade Secret | Trade | MPK | MPK067 | Commercial |  | Trade Secret | 2023 | 2024
20263-228838-01 | Xcel Energy | 85 | 13781 | IOU | OID2279355 | 20 | Solar |  |  | Withdrawn | Trade Secret | Trade | MPK | MPK067 | Commercial | Solar*Rewards | Trade Secret | 2015
20263-228838-01 | Xcel Energy | 85 | 13781 | IOU | 06035095 | 6.84 | Solar |  |  | Interconnected | Trade Secret | Trade | SOU | SOU086 | Residential | Solar*Rewards | Trade Secret | 2024 | 2025
20263-228838-01 | Xcel Energy | 85 | 13781 | IOU | 04793957 | 4.06 | Solar |  |  | Interconnected | Trade Secret | Trade | EXC | EXC061 | Residential | Solar*Rewards | Trade Secret | 2022 | 2022
20263-228838-01 | Xcel Energy | 85 | 13781 | IOU | 03334368 | 9.994 | Solar |  |  | Interconnected | Trade Secret | Trade | MPK | MPK087 | Residential | Solar*Rewards | Trade Secret | 2019 | 2020
20263-228838-01 | Xcel Energy | 85 | 13781 | IOU | 03692321 | 2.792 | Solar |  |  | Interconnected | Trade Secret | Trade | WAB | WAB021 | Residential | Solar*Rewards | Trade Secret | 2020 | 2020
20263-228838-01 | Xcel Energy | 85 | 13781 | IOU | OID2096613 | 5.04 | Solar |  |  | Withdrawn | Trade Secret | Trade | WAB | WAB021 | Residential | Solar*Rewards | Trade Secret | 2014
20263-228838-01 | Xcel Energy | 85 | 13781 | IOU | OID2096464 | 5.04 | Solar |  |  | Withdrawn | Trade Secret | Trade | WAB | WAB021 | Residential | Solar*Rewards | Trade Secret | 2014
20263-228838-01 | Xcel Energy | 85 | 13781 | IOU | OID2260882 | 5.04 | Solar |  |  | Withdrawn | Trade Secret | Trade | WAB | WAB021 | Residential | Solar*Rewards | Trade Secret | 2015
20263-228838-01 | Xcel Energy | 85 | 13781 | IOU | OID2630950 | 7.63 | Solar |  |  | Withdrawn | Trade Secret | Trade | WAB | WAB021 | Residential | Solar*Rewards | Trade Secret | 2016
20263-228838-01 | Xcel Energy | 85 | 13781 | IOU | 03134960 | 160.23 | Solar |  |  | Interconnected | Trade Secret | Trade | WAB | WAB021 | Residential | Solar*Rewards | Trade Secret | 2016 | 2016
20263-228838-01 | Xcel Energy | 85 | 13781 | IOU | 04009064 | 7.54 | Solar |  | X | Interconnected | Trade Secret | Trade | PKL | PKL085 | Residential | Solar*Rewards | Trade Secret | 2020 | 2020
20263-228838-01 | Xcel Energy | 85 | 13781 | IOU | 04758598 | 2.32 | Solar |  | X | Withdrawn | Trade Secret | Trade | PKL | PKL085 | Residential |  | Trade Secret | 2022
20263-228838-01 | Xcel Energy | 85 | 13781 | IOU | 05158029 | 4.48 | Solar |  |  | Interconnected | Trade Secret | Trade | WCR | WCR322 | Residential |  | Trade Secret | 2022 | 2023
20263-228838-01 | Xcel Energy | 85 | 13781 | IOU | 03130465 | 7.616 | Solar |  |  | Interconnected | Trade Secret | Trade | RLK | RLK066 | Residential | Solar*Rewards | Trade Secret | 2018 | 2019
20263-228838-01 | Xcel Energy | 85 | 13781 | IOU | 04423470 | 7.616 | Solar |  |  | Interconnected | Trade Secret | Trade | GSL | GSL074 | Residential | Solar*Rewards | Trade Secret | 2021 | 2021
20263-228838-01 | Xcel Energy | 85 | 13781 | IOU | 06004888 | 8.775 | Solar |  |  | Interconnected | Trade Secret | Trade | TWL | TWL083 | Residential |  | Trade Secret | 2024 | 2025
20263-228838-01 | Xcel Energy | 85 | 13781 | IOU | 03131941 | 39.998 | Solar |  |  | Interconnected | Trade Secret | Trade | HWW | HWW075 | Commercial | Made in Minnesota | Trade Secret | 2017 | 2017
20263-228838-01 | Xcel Energy | 85 | 13781 | IOU | 04113932 | 7.616 | Solar |  |  | Interconnected | Trade Secret | Trade | AHI | AHI063 | Residential |  | Trade Secret | 2020 | 2021
20263-228838-01 | Xcel Energy | 85 | 13781 | IOU | 06130567 | 9.994 | Solar |  |  | Active Application | Trade Secret | Trade | HUG | HUG312 | Residential | Solar*Rewards | Trade Secret | 2025
20263-228838-01 | Xcel Energy | 85 | 13781 | IOU | 06132198 | 9.994 | Solar |  |  | Withdrawn | Trade Secret | Trade | HUG | HUG312 | Residential | Solar*Rewards | Trade Secret | 2025
20263-228838-01 | Xcel Energy | 85 | 13781 | IOU | 05953596 | 3.747 | Solar |  |  | Interconnected | Trade Secret | Trade | WES | WES073 | Residential |  | Trade Secret | 2024 | 2025
20263-228838-01 |  |  |  |  | 06339479 |  |  |  |  | Active Application | Trade Secret | Trade | MND | MND062 | Residential |  |  | 2026
20263-228838-01 | Xcel Energy | 85 | 13781 | IOU | 05846806 | 5.76 | Solar |  |  | Interconnected | Trade Secret | Trade | MOL | MOL079 | Residential | Solar*Rewards | Trade Secret | 2024 | 2024
20263-228838-01 | Xcel Energy | 85 | 13781 | IOU | 05814589 | 6.046 |  |  |  | Active Application | Trade Secret | Trade | SOU | SOU087 | Residential |  | Trade Secret | 2024
20263-228838-01 | Xcel Energy | 85 | 13781 | IOU | 06259880 | 6.046 | Solar |  |  | Active Application | Trade Secret | Trade | SOU | SOU087 | Residential |  | Trade Secret | 2025
20263-228838-01 | Xcel Energy | 85 | 13781 | IOU | 03132202 | 6 | Solar |  |  | Decommissioned | Trade Secret | Trade | SOU | SOU087 | Residential | Solar*Rewards | Trade Secret | 2018 | 2018
20263-228838-01 | Xcel Energy | 85 | 13781 | IOU | 06205316 | 12 | Storage |  |  | Active Application | Trade Secret | Trade | AFT | AFT322 | Residential |  | Trade Secret | 2025
20263-228838-01 | Xcel Energy | 85 | 13781 | IOU | 05962176 | 5.933 | Solar |  |  | Interconnected | Trade Secret | Trade | AFT | AFT322 | Residential |  | Trade Secret | 2024 | 2025
20263-228838-01 | Xcel Energy | 85 | 13781 | IOU | 06257013 | 13.44 | Solar |  |  | Active Application | Trade Secret | Trade | CGR | CGR064 | Residential |  | Trade Secret | 2025
20263-228838-01 | Xcel Energy | 85 | 13781 | IOU | 06279371 | 16.153 | Solar |  | X | Interconnected | Trade Secret | Trade | IDA | IDA072 | Residential |  | Trade Secret | 2025 | 2026
20263-228838-01 | Xcel Energy | 85 | 13781 | IOU | SRO18028 | 40 | Solar |  |  | Withdrawn | Trade Secret | Trade | OAD | OAD065 | Commercial | Solar*Rewards | Trade Secret | 2011
20263-228838-01 | Xcel Energy | 85 | 13781 | IOU | 03133436 | 45 | Solar |  |  | Interconnected | Trade Secret | Trade | OAD | OAD065 | Commercial | Solar*Rewards | Trade Secret | 2011 | 2014
20263-228838-01 | Xcel Energy | 85 | 13781 | IOU | SRO24106 | 36 | Solar |  |  | Withdrawn | Trade Secret | Trade | MEL | MEL062 | Commercial | Solar*Rewards | Trade Secret | 2012
20263-228838-01 | Xcel Energy | 85 | 13781 | IOU | 03133721 | 40 | Solar |  |  | Interconnected | Trade Secret | Trade | MEL | MEL062 | Commercial | Solar*Rewards | Trade Secret | 2013 | 2013
20263-228838-01 | Xcel Energy | 85 | 13781 | IOU | 03133937 | 9.5 | Solar |  |  | Interconnected | Trade Secret | Trade | WES | WES073 | Residential | Made in Minnesota | Trade Secret | 2014 | 2014
20263-228838-01 | Xcel Energy | 85 | 13781 | IOU | 03753789 | 3.48 | Solar |  |  | Interconnected | Trade Secret | Trade | SLP | SLP092 | Residential | Solar*Rewards | Trade Secret | 2020 | 2020
20263-228838-01 | Xcel Energy | 85 | 13781 | IOU | 05272726 | 3.48 | Solar |  |  | Interconnected | Trade Secret | Trade | UPP | UPP086 | Residential |  | Trade Secret | 2022 | 2023
20263-228838-01 | Xcel Energy | 85 | 13781 | IOU | 04287220 | 7.83 | Solar |  |  | Interconnected | Trade Secret | Trade | RAM | RAM064 | Residential | Solar*Rewards | Trade Secret | 2021 | 2021
20263-228838-01 | Xcel Energy | 85 | 13781 | IOU | 05711308 | 13.545 | Solar |  |  | Interconnected | Trade Secret | Trade | WIL | WIL075 | Residential |  | Trade Secret | 2024 | 2024
20263-228838-01 | Xcel Energy | 85 | 13781 | IOU | 04841053 | 6.98 | Solar |  |  | Interconnected | Trade Secret | Trade | WIL | WIL084 | Residential |  | Trade Secret | 2022 | 2023
20263-228838-01 | Xcel Energy | 85 | 13781 | IOU | 03133106 | 5.1 | Solar |  |  | Interconnected | Trade Secret | Trade | HYL | HYL065 | Residential | Solar*Rewards | Trade Secret | 2010 | 2010
20263-228838-01 | Xcel Energy | 85 | 13781 | IOU | 05967698 | 5.693 | Solar |  |  | Interconnected | Trade Secret | Trade | KAN | KAN021 | Residential | Solar*Rewards | Trade Secret | 2024 | 2025
20263-228838-01 | Xcel Energy | 85 | 13781 | IOU | 03745579 | 7.83 | Solar |  |  | Interconnected | Trade Secret | Trade | SLP | SLP077 | Residential | Solar*Rewards | Trade Secret | 2020 | 2020
20263-228838-01 | Xcel Energy | 85 | 13781 | IOU | 05418372 | 5.76 | Solar |  |  | Interconnected | Trade Secret | Trade | AFT | AFT321 | Residential | Solar*Rewards | Trade Secret | 2023 | 2023
20263-228838-01 | Xcel Energy | 85 | 13781 | IOU | 05419790 | 3.575 | Solar |  |  | Interconnected | Trade Secret | Trade | TWL | TWL064 | Residential | Solar*Rewards | Trade Secret | 2023 | 2023
20263-228838-01 | Xcel Energy | 85 | 13781 | IOU | 03134928 | 6 | Solar |  |  | Interconnected | Trade Secret | Trade | AHI | AHI022 | Residential | Made in Minnesota | Trade Secret | 2016 | 2016
20263-228838-01 | Xcel Energy | 85 | 13781 | IOU | 04295794 | 11.39 | Solar |  |  | Interconnected | Trade Secret | Trade | RAM | RAM071 | Residential | Solar*Rewards | Trade Secret | 2021 | 2021
20263-228838-01 | Xcel Energy | 85 | 13781 | IOU | 05366599 | 9.994 | Solar |  |  | Interconnected | Trade Secret | Trade | MPK | MPK062 | Commercial |  | Trade Secret | 2023 | 2023
20263-228838-01 | Xcel Energy | 85 | 13781 | IOU | 05484776 | 5.584 | Solar |  |  | Withdrawn | Trade Secret | Trade | SOU | SOU082 | Residential | Solar*Rewards | Trade Secret | 2023
20263-228838-01 | Xcel Energy | 85 | 13781 | IOU | 04880857 | 8.725 | Solar |  |  | Interconnected | Trade Secret | Trade | SOU | SOU082 | Residential | Solar*Rewards | Trade Secret | 2022 | 2023
20263-228838-01 | Xcel Energy | 85 | 13781 | IOU | 04624388 | 5.22 | Solar |  |  | Interconnected | Trade Secret | Trade | SOU | SOU083 | Residential |  | Trade Secret | 2021 | 2021
20263-228838-01 | Xcel Energy | 85 | 13781 | IOU | OID2707537 | 5.28 | Solar |  |  | Interconnected | Trade Secret | Trade | WDY | WDY312 | Residential | Made in Minnesota | Trade Secret | 2016 | 2016
20263-228838-01 | Xcel Energy | 85 | 13781 | IOU | 03135026 | 7.63 | Solar |  |  | Interconnected | Trade Secret | Trade | WDY | WDY312 | Residential | Solar*Rewards | Trade Secret | 2016 | 2016
20263-228838-01 | Xcel Energy | 85 | 13781 | IOU | 05434069 | 7.8 | Solar |  |  | Interconnected | Trade Secret | Trade | MPK | MPK087 | Residential |  | Trade Secret | 2023 | 2023
20263-228838-01 | Xcel Energy | 85 | 13781 | IOU | 06322116 | 9.423 | Solar |  |  | Active Application | Trade Secret | Trade | ALD | ALD085 | Residential | Solar*Rewards | Trade Secret | 2026
20263-228838-01 | Xcel Energy | 85 | 13781 | IOU | 06222593 | 12.215 | Solar |  |  | Active Application | Trade Secret | Trade | ALD | ALD085 | Residential |  | Trade Secret | 2025
20263-228838-01 | Xcel Energy | 85 | 13781 | IOU | 04277608 | 5.054 | Solar |  |  | Interconnected | Trade Secret | Trade | RMT | RMT321 | Residential | Solar*Rewards | Trade Secret | 2021 | 2021
20263-228838-01 | Xcel Energy | 85 | 13781 | IOU | 05373677 | 5.76 | Solar |  |  | Interconnected | Trade Secret | Trade | WIL | WIL082 | Residential | Solar*Rewards | Trade Secret | 2023 | 2023
20263-228838-01 | Xcel Energy | 85 | 13781 | IOU | SRO23986 | 34.2 | Solar |  |  | Withdrawn | Trade Secret | Trade | BUR | BUR022 | Commercial | Solar*Rewards | Trade Secret | 2012
20263-228838-01 | Xcel Energy | 85 | 13781 | IOU | 03133703 | 34.2 | Solar |  |  | Interconnected | Trade Secret | Trade | BUR | BUR022 | Commercial | Solar*Rewards | Trade Secret | 2013 | 2014
20263-228838-01 | Xcel Energy | 85 | 13781 | IOU | 05898914 | 4.934 | Solar |  |  | Interconnected | Trade Secret | Trade | WSG | WSG362 | Residential |  | Trade Secret | 2024 | 2024
20263-228838-01 | Xcel Energy | 85 | 13781 | IOU | 03133525 | 30 | Solar |  |  | Interconnected | Trade Secret | Trade | HOL | HOL073 | Commercial | Solar*Rewards | Trade Secret | 2012 | 2013
20263-228838-01 | Xcel Energy | 85 | 13781 | IOU | 05267964 | 21.17 | Solar |  |  | Active Application | Trade Secret | Trade | HUG | HUG312 | Residential |  | Trade Secret | 2022
20263-228838-01 | Xcel Energy | 85 | 13781 | IOU | 05672665 | 9.184 | Solar |  |  | Interconnected | Trade Secret | Trade | AFT | AFT321 | Residential |  | Trade Secret | 2023 | 2024
20263-228838-01 | Xcel Energy | 85 | 13781 | IOU | 06203135 | 22.656 | Solar |  |  | Active Application | Trade Secret | Trade | WSG | WSG063 | Residential |  | Trade Secret | 2025
20263-228838-01 |  |  |  |  | OID2967955 |  | Solar |  |  | Withdrawn | Trade Secret | Trade | FRA | FRA211 | Residential | Solar*Rewards |  | 2017
20263-228838-01 | Xcel Energy | 85 | 13781 | IOU | 05533652 | 5.04 | Solar |  |  | Interconnected | Trade Secret | Trade | SOU | SOU083 | Residential | Solar*Rewards | Trade Secret | 2023 | 2023
20263-228838-01 | Xcel Energy | 85 | 13781 | IOU | 06046404 | 5.904 | Solar |  |  | Withdrawn | Trade Secret | Trade | LAP | LAP311 | Residential | Solar*Rewards | Trade Secret | 2024
20263-228838-01 | Xcel Energy | 85 | 13781 | IOU | 06070496 | 5.904 | Solar |  |  | Interconnected | Trade Secret | Trade | LAP | LAP311 | Residential |  | Trade Secret | 2025 | 2025
20263-228838-01 | Xcel Energy | 85 | 13781 | IOU | 05439616 | 8.45 | Solar |  |  | Interconnected | Trade Secret | Trade | SHP | SHP062 | Residential | Solar*Rewards | Trade Secret | 2023 | 2023
20263-228838-01 | Xcel Energy | 85 | 13781 | IOU | 04848398 | 31.024 | Solar |  |  | Withdrawn | Trade Secret | Trade | MTV | MTV021 | Residential | Solar*Rewards | Trade Secret | 2022
20263-228838-01 | Xcel Energy | 85 | 13781 | IOU | 03130505 | 2.61 | Solar |  |  | Interconnected | Trade Secret | Trade | ALD | ALD076 | Residential | Solar*Rewards | Trade Secret | 2018 | 2019
20263-228838-01 | Xcel Energy | 85 | 13781 | IOU | 03133884 | 5 | Solar |  |  | Interconnected | Trade Secret | Trade | WSG | WSG362 | Residential | Made in Minnesota | Trade Secret | 2014 | 2014
20263-228838-01 | Xcel Energy | 85 | 13781 | IOU | 03132820 | 36 | Solar |  |  | Interconnected | Trade Secret | Trade | SMT | SMT091 | Commercial | Solar*Rewards | Trade Secret | 2018 | 2018
20263-228838-01 | Xcel Energy | 85 | 13781 | IOU | OID3284627 | 18 | Solar |  |  | Withdrawn | Trade Secret | Trade | SMT | SMT091 | Commercial | Solar*Rewards | Trade Secret | 2018
20263-228838-01 | Xcel Energy | 85 | 13781 | IOU | OID3086737 | 19.999 | Solar |  |  | Withdrawn | Trade Secret | Trade | SMT | SMT091 | Commercial | Solar*Rewards | Trade Secret | 2017
20263-228838-01 | Xcel Energy | 85 | 13781 | IOU | 06322120 | 9.881 | Solar |  |  | Active Application | Trade Secret | Trade | FSL | FSL312 | Residential | Solar*Rewards | Trade Secret | 2026
20263-228838-01 | Xcel Energy | 85 | 13781 | IOU | 06105664 | 9.88 | Solar |  |  | Active Application | Trade Secret | Trade | FSL | FSL312 | Residential | Solar*Rewards | Trade Secret | 2025
20263-228838-01 | Xcel Energy | 85 | 13781 | IOU | 05712396 | 9.074 | Solar |  |  | Active Application | Trade Secret | Trade | FSL | FSL312 | Residential | Solar*Rewards | Trade Secret | 2024
20263-228838-01 | Xcel Energy | 85 | 13781 | IOU | 03752204 | 5.51 | Solar |  |  | Interconnected | Trade Secret | Trade | SDX | SDX312 | Residential | Solar*Rewards | Trade Secret | 2020 | 2020
20263-228838-01 | Xcel Energy | 85 | 13781 | IOU | OID2995872 | 5 | Solar |  |  | Withdrawn | Trade Secret | Trade | APA | APA067 | Residential | Made in Minnesota | Trade Secret | 2017
20263-228838-01 | Xcel Energy | 85 | 13781 | IOU | 03132232 | 8.4 | Solar |  |  | Interconnected | Trade Secret | Trade | MEL | MEL072 | Residential | Solar*Rewards | Trade Secret | 2018 | 2018
20263-228838-01 | Xcel Energy | 85 | 13781 | IOU | 03133766 | 2.58 | Solar |  |  | Interconnected | Trade Secret | Trade | ALD | ALD083 | Residential | Solar*Rewards | Trade Secret | 2013 | 2013
20263-228838-01 | Xcel Energy | 85 | 13781 | IOU | 03134587 | 3.01 | Solar |  |  | Interconnected | Trade Secret | Trade | UPP | UPP084 | Residential | Solar*Rewards | Trade Secret | 2015 | 2016
20263-228838-01 | Xcel Energy | 85 | 13781 | IOU | 03247987 | 4.93 | Solar |  |  | Interconnected | Trade Secret | Trade | MPK | MPK086 | Residential | Solar*Rewards | Trade Secret | 2019 | 2019
20263-228838-01 | Xcel Energy | 85 | 13781 | IOU | 04982639 | 3.85 | Solar |  |  | Interconnected | Trade Secret | Trade | SOU | SOU075 | Residential |  | Trade Secret | 2022 | 2022
20263-228838-01 | Xcel Energy | 85 | 13781 | IOU | 05782122 | 10.075 | Solar |  |  | Interconnected | Trade Secret | Trade | HWW | HWW071 | Residential | Solar*Rewards | Trade Secret | 2024 | 2024
20263-228838-01 | Xcel Energy | 85 | 13781 | IOU | 05539639 | 4.095 | Solar |  |  | Interconnected | Trade Secret | Trade | ALK | ALK072 | Residential | Solar*Rewards | Trade Secret | 2023 | 2023
20263-228838-01 | Xcel Energy | 85 | 13781 | IOU | 05270124 | 7.54 | Solar |  |  | Interconnected | Trade Secret | Trade | WIL | WIL089 | Residential |  | Trade Secret | 2022 | 2023
20263-228838-01 | Xcel Energy | 85 | 13781 | IOU | 05357817 | 3.19 | Solar |  |  | Withdrawn | Trade Secret | Trade | SOU | SOU065 | Residential | Solar*Rewards | Trade Secret | 2023
20263-228838-01 | Xcel Energy | 85 | 13781 | IOU | 06242437 | 3.193 | Solar |  |  | Interconnected | Trade Secret | Trade | SOU | SOU065 | Residential |  | Trade Secret | 2025 | 2025
20263-228838-01 | Xcel Energy | 85 | 13781 | IOU | 04385195 | 37.8 | Solar |  |  | Interconnected | Trade Secret | Trade | ELP | ELP084 | Commercial | Solar*Rewards | Trade Secret | 2022 | 2023
20263-228838-01 | Xcel Energy | 85 | 13781 | IOU | OID3835687 | 5 | Solar |  |  | Withdrawn | Trade Secret | Trade | HEC | HEC001 | Commercial | Solar*Rewards | Trade Secret | 2019
20263-228838-01 | Xcel Energy | 85 | 13781 | IOU | OID3821998 | 5 | Solar |  |  | Withdrawn | Trade Secret | Trade | HEC | HEC001 | Commercial | Solar*Rewards | Trade Secret | 2019
20263-228838-01 | Xcel Energy | 85 | 13781 | IOU | 03130645 | 734.4 | Solar |  |  | Interconnected | Trade Secret | Trade | VMR | VMR062 | Commercial |  | Trade Secret | 2016 | 2018
20263-228838-01 | Xcel Energy | 85 | 13781 | IOU | 03776702 | 6 | Solar |  |  | Active Application | Trade Secret | Trade | GFD | GFD021 | Commercial | Solar*Rewards | Trade Secret | 2020
20263-228838-01 | Xcel Energy | 85 | 13781 | IOU | 05957485 | 6.453 | Solar |  |  | Interconnected | Trade Secret | Trade | RIV | RIV061 | Residential | Solar*Rewards | Trade Secret | 2024 | 2024
20263-228838-01 | Xcel Energy | 85 | 13781 | IOU | 04593182 | 9.994 | Solar |  |  | Interconnected | Trade Secret | Trade | TLK | TLK067 | Residential |  | Trade Secret | 2021 | 2022
20263-228838-01 | Xcel Energy | 85 | 13781 | IOU | 05987508 | 2.903 | Solar |  |  | Interconnected | Trade Secret | Trade | HWW | HWW072 | Residential | Solar*Rewards | Trade Secret | 2024 | 2025
20263-228838-01 | Xcel Energy | 85 | 13781 | IOU | 04555389 | 7.616 | Solar |  |  | Withdrawn | Trade Secret | Trade | WIL | WIL089 | Residential |  | Trade Secret | 2021
20263-228838-01 | Xcel Energy | 85 | 13781 | IOU | 04429005 | 7.54 | Solar |  |  | Active Application | Trade Secret | Trade | HOL | HOL071 | Residential | Solar*Rewards | Trade Secret | 2021
20263-228838-01 | Xcel Energy | 85 | 13781 | IOU | 03563249 | 9.994 | Solar |  |  | Interconnected | Trade Secret | Trade | SOU | SOU061 | Residential | Solar*Rewards | Trade Secret | 2021 | 2021
20263-228838-01 | Xcel Energy | 85 | 13781 | IOU | 06123638 | 8.376 | Solar |  |  | Interconnected | Trade Secret | Trade | WSG | WSG362 | Residential | Solar*Rewards | Trade Secret | 2025 | 2025
20263-228838-01 | Xcel Energy | 85 | 13781 | IOU | OID2495986 | 5 | Solar |  |  | Withdrawn | Trade Secret | Trade | MPK | MPK074 | Residential | Solar*Rewards | Trade Secret | 2015
20263-228838-01 | Xcel Energy | 85 | 13781 | IOU | 06208428 | 4.934 | Solar |  |  | Active Application | Trade Secret | Trade | MPK | MPK074 | Residential | Solar*Rewards | Trade Secret | 2025
20263-228838-01 | Xcel Energy | 85 | 13781 | IOU | 03134825 | 3.8 | Solar |  |  | Interconnected | Trade Secret | Trade | MPK | MPK074 | Residential | Made in Minnesota | Trade Secret | 2016 | 2016
20263-228838-01 | Xcel Energy | 85 | 13781 | IOU | OID3995538 | 7.616 | Solar |  |  | Withdrawn | Trade Secret | Trade | TWL | TWL065 | Residential | Solar*Rewards | Trade Secret | 2019
20263-228838-01 | Xcel Energy | 85 | 13781 | IOU | 04243393 | 2.61 | Solar |  |  | Interconnected | Trade Secret | Trade | HWW | HWW062 | Residential | Solar*Rewards | Trade Secret | 2021 | 2021
20263-228838-01 | Xcel Energy | 85 | 13781 | IOU | 06322408 | 5.584 | Solar |  |  | Active Application | Trade Secret | Trade | WDY | WDY311 | Residential | Solar*Rewards | Trade Secret | 2026
20263-228838-01 | Xcel Energy | 85 | 13781 | IOU | 03650902 | 6 | Solar |  |  | Active Application | Trade Secret | Trade | MPK | MPK086 | Residential | Solar*Rewards | Trade Secret | 2020
20263-228838-01 | Xcel Energy | 85 | 13781 | IOU | 03263528 | 5 | Solar |  |  | Interconnected | Trade Secret | Trade | WES | WES076 | Residential | Solar*Rewards | Trade Secret | 2019 | 2019
20263-228838-01 | Xcel Energy | 85 | 13781 | IOU | 06092814 | 7.68 | Solar |  |  | Interconnected | Trade Secret | Trade | NOF | NOF071 | Residential | Solar*Rewards | Trade Secret | 2025 | 2025
20263-228838-01 | Xcel Energy | 85 | 13781 | IOU | 03131391 | 3.1 | Solar |  |  | Interconnected | Trade Secret | Trade | TER | TER081 | Residential | Solar*Rewards | Trade Secret | 2017 | 2018
20263-228838-01 |  |  |  |  | OID2636821 |  | Solar |  |  | Withdrawn | Trade Secret | Trade | TER | TER081 | Residential | Solar*Rewards |  | 2016
20263-228838-01 |  |  |  |  | OID2637767 |  | Solar |  |  | Withdrawn | Trade Secret | Trade | TER | TER081 | Residential | Solar*Rewards |  | 2016
20263-228838-01 |  |  |  |  | OID2634925 |  | Solar |  |  | Withdrawn | Trade Secret | Trade | TER | TER081 | Residential | Solar*Rewards |  | 2016
20263-228838-01 |  |  |  |  | OID2634923 |  | Solar |  |  | Withdrawn | Trade Secret | Trade | TER | TER081 | Residential | Solar*Rewards |  | 2016
20263-228838-01 | Xcel Energy | 85 | 13781 | IOU | 04193239 | 9.994 | Solar |  |  | Interconnected | Trade Secret | Trade | WIL | WIL076 | Residential | Solar*Rewards | Trade Secret | 2020 | 2021
20263-228838-01 | Xcel Energy | 85 | 13781 | IOU | 06149753 | 3.037 | Solar |  |  | Interconnected | Trade Secret | Trade | DBL | DBL068 | Residential |  | Trade Secret | 2025 | 2025
20263-228838-01 | Xcel Energy | 85 | 13781 | IOU | 06014320 | 2.6 | Solar |  |  | Withdrawn | Trade Secret | Trade | DBL | DBL068 | Residential |  | Trade Secret | 2024
20263-228838-01 | Xcel Energy | 85 | 13781 | IOU | 03134349 | 4.08 | Solar |  |  | Interconnected | Trade Secret | Trade | NOF | NOF073 | Residential | Made in Minnesota | Trade Secret | 2015 | 2015
20263-228838-01 | Xcel Energy | 85 | 13781 | IOU | 04216263 | 3.747 | Solar |  |  | Interconnected | Trade Secret | Trade | WES | WES064 | Residential | Solar*Rewards | Trade Secret | 2021 | 2021
20263-228838-01 | Xcel Energy | 85 | 13781 | IOU | 05646391 | 9.994 | Solar |  |  | Interconnected | Trade Secret | Trade | APA | APA075 | Residential |  | Trade Secret | 2023 | 2024
20263-228838-01 | Xcel Energy | 85 | 13781 | IOU | OID2726765 | 4.32 | Solar |  |  | Withdrawn | Trade Secret | Trade | LAC | LAC062 | Residential |  | Trade Secret | 2016
20263-228838-01 | Xcel Energy | 85 | 13781 | IOU | 05529166 | 7.04 | Solar |  |  | Withdrawn | Trade Secret | Trade | RMT | RMT321 | Residential | Solar*Rewards | Trade Secret | 2023
20263-228838-01 | Xcel Energy | 85 | 13781 | IOU | 04120775 | 3.747 | Solar |  |  | Interconnected | Trade Secret | Trade | SCL | SCL313 | Residential | Solar*Rewards | Trade Secret | 2020 | 2021
20263-228838-01 | Xcel Energy | 85 | 13781 | IOU | 03134863 | 7.63 | Solar |  |  | Interconnected | Trade Secret | Trade | AFT | AFT315 | Residential | Made in Minnesota | Trade Secret | 2016 | 2016
20263-228838-01 | Xcel Energy | 85 | 13781 | IOU | 05432610 | 19 | Solar |  | X | Interconnected | Trade Secret | Trade | AFT | AFT315 | Residential |  | Trade Secret | 2023 | 2024
20263-228838-01 | Xcel Energy | 85 | 13781 | IOU | 05786581 | 185.64 | Solar |  |  | Active Application | Trade Secret | Trade | MOL | MOL076 | Commercial |  | Trade Secret | 2024
20263-228838-01 | Xcel Energy | 85 | 13781 | IOU | 06232793 | 11.517 | Solar |  | X | Active Application | Trade Secret | Trade | MEL | MEL062 | Residential |  | Trade Secret | 2025
20263-228838-01 | Xcel Energy | 85 | 13781 | IOU | OID3831460 | 3.747 | Solar |  |  | Withdrawn | Trade Secret | Trade | SOU | SOU072 | Residential | Solar*Rewards | Trade Secret | 2019
20263-228838-01 | Xcel Energy | 85 | 13781 | IOU | OID3834358 | 3.747 | Solar |  |  | Withdrawn | Trade Secret | Trade | SOU | SOU072 | Residential | Solar*Rewards | Trade Secret | 2019
20263-228838-01 | Xcel Energy | 85 | 13781 | IOU | 03131327 | 9.94 | Solar |  |  | Interconnected | Trade Secret | Trade | HSN | HSN312 | Residential | Made in Minnesota | Trade Secret | 2017 | 2017
20263-228838-01 | Xcel Energy | 85 | 13781 | IOU | 05815844 | 6.144 | Solar |  |  | Interconnected | Trade Secret | Trade | ALD | ALD073 | Residential | Solar*Rewards | Trade Secret | 2024 | 2024
20263-228838-01 | Xcel Energy | 85 | 13781 | IOU | 03133315 | 3.04 | Solar |  |  | Interconnected | Trade Secret | Trade | TER | TER062 | Residential | Solar*Rewards | Trade Secret | 2010 | 2011
20263-228838-01 | Xcel Energy | 85 | 13781 | IOU | 04545072 | 86.4 |  |  |  | Active Application | Trade Secret | Trade | CRL | CRL031 | Commercial |  | Trade Secret | 2021
20263-228838-01 | Xcel Energy | 85 | 13781 | IOU | 06208338 | 5.584 | Solar |  | X | Interconnected | Trade Secret | Trade | MPK | MPK074 | Residential | Solar*Rewards | Trade Secret | 2025 | 2025
20263-228838-01 | Xcel Energy | 85 | 13781 | IOU | 05520614 | 6.004 | Solar |  |  | Interconnected | Trade Secret | Trade | RPO | RPO312 | Residential |  | Trade Secret | 2023 | 2023
20263-228838-01 | Xcel Energy | 85 | 13781 | IOU | 05748755 | 12.672 | Solar |  |  | Active Application | Trade Secret | Trade | SCA | SCA021 | Residential |  | Trade Secret | 2024
20263-228838-01 | Xcel Energy | 85 | 13781 | IOU | 05850928 | 7.591 | Solar |  |  | Interconnected | Trade Secret | Trade | APA | APA071 | Residential | Solar*Rewards | Trade Secret | 2024 | 2024
20263-228838-01 | Xcel Energy | 85 | 13781 | IOU | 05447708 | 4.06 | Solar |  |  | Withdrawn | Trade Secret | Trade | GSL | GSL341 | Residential |  | Trade Secret | 2023
20263-228838-01 | Xcel Energy | 85 | 13781 | IOU | 04277583 | 3.747 | Solar |  |  | Interconnected | Trade Secret | Trade | TWL | TWL064 | Residential | Solar*Rewards | Trade Secret | 2021 | 2022
20263-228838-01 | Xcel Energy | 85 | 13781 | IOU | 04221646 | 2.962 | Solar |  |  | Interconnected | Trade Secret | Trade | SOU | SOU063 | Residential | Solar*Rewards | Trade Secret | 2020 | 2021
20263-228838-01 | Xcel Energy | 85 | 13781 | IOU | 03130352 | 2.9 | Solar |  |  | Interconnected | Trade Secret | Trade | SOU | SOU076 | Residential | Solar*Rewards | Trade Secret | 2019 | 2019
20263-228838-01 | Xcel Energy | 85 | 13781 | IOU | 03886717 | 7.616 | Solar |  |  | Interconnected | Trade Secret | Trade | WCR | WCR322 | Residential | Solar*Rewards | Trade Secret | 2020 | 2020
20263-228838-01 | Xcel Energy | 85 | 13781 | IOU | 04793493 | 9.994 | Solar |  |  | Interconnected | Trade Secret | Trade | RAM | RAM062 | Residential | Solar*Rewards | Trade Secret | 2022 | 2022
20263-228838-01 | Xcel Energy | 85 | 13781 | IOU | 06228035 | 6.832 | Solar |  |  | Interconnected | Trade Secret | Trade | BCR | BCR082 | Residential |  | Trade Secret | 2025 | 2025
20263-228838-01 | Xcel Energy | 85 | 13781 | IOU | 05994135 | 6.453 | Solar |  |  | Active Application | Trade Secret | Trade | NOF | NOF061 | Residential | Solar*Rewards | Trade Secret | 2024
20263-228838-01 | Xcel Energy | 85 | 13781 | IOU | 05954430 | 5.85 | Solar |  |  | Withdrawn | Trade Secret | Trade | NOF | NOF061 | Residential |  | Trade Secret | 2024
20263-228838-01 | Xcel Energy | 85 | 13781 | IOU | 05712241 | 2.835 | Solar |  |  | Interconnected | Trade Secret | Trade | HWW | HWW073 | Residential | Solar*Rewards | Trade Secret | 2024 | 2024
20263-228838-01 | Xcel Energy | 85 | 13781 | IOU | 06264883 | 5.933 | Solar |  |  | Active Application | Trade Secret | Trade | SOU | SOU072 | Residential |  | Trade Secret | 2025
20263-228838-01 | Xcel Energy | 85 | 13781 | IOU | 06017242 | 3.037 | Solar |  |  | Interconnected | Trade Secret | Trade | MPK | MPK074 | Residential |  | Trade Secret | 2024 | 2025
20263-228838-01 | Xcel Energy | 85 | 13781 | IOU | 06244038 | 7.68 | Solar |  |  | Active Application | Trade Secret | Trade | SMT | SMT062 | Residential |  | Trade Secret | 2025
20263-228838-01 | Xcel Energy | 85 | 13781 | IOU | 06166988 | 7.68 | Solar |  |  | Withdrawn | Trade Secret | Trade | SMT | SMT062 | Residential | Solar*Rewards | Trade Secret | 2025
20263-228838-01 | Xcel Energy | 85 | 13781 | IOU | 05797540 | 12.193 | Solar |  |  | Interconnected | Trade Secret | Trade | GLD | GLD031 | Residential | Solar*Rewards | Trade Secret | 2024 | 2024
20263-228838-01 | Xcel Energy | 85 | 13781 | IOU | 05176607 | 9.28 | Solar |  |  | Active Application | Trade Secret | Trade | HUG | HUG311 | Residential |  | Trade Secret | 2022
20263-228838-01 | Xcel Energy | 85 | 13781 | IOU | 03131175 | 45 | Natural Gas |  |  | Interconnected | Trade Secret | Trade | MGN | MGN211 | Commercial |  | Trade Secret | 2013 | 2013
20263-228838-01 | Xcel Energy | 85 | 13781 | IOU | OID3005993 | 3.78 | Solar |  |  | Withdrawn | Trade Secret | Trade | GLK | GLK071 | Residential | Made in Minnesota | Trade Secret | 2017
20263-228838-01 | Xcel Energy | 85 | 13781 | IOU | 05646415 | 8.19 | Solar |  |  | Interconnected | Trade Secret | Trade | AFT | AFT314 | Residential |  | Trade Secret | 2023 | 2024
20263-228838-01 | Xcel Energy | 85 | 13781 | IOU | SRO29879 | 9.995 | Solar |  |  | Withdrawn | Trade Secret | Trade |  |  | Residential | Solar*Rewards | Trade Secret | 2013
20263-228838-01 | Xcel Energy | 85 | 13781 | IOU | 05498875 | 3.78 | Solar |  |  | Interconnected | Trade Secret | Trade | ALD | ALD073 | Residential | Solar*Rewards | Trade Secret | 2023 | 2023
20263-228838-01 | Xcel Energy | 85 | 13781 | IOU | 04613486 | 4.93 | Solar |  |  | Interconnected | Trade Secret | Trade | TWL | TWL064 | Residential |  | Trade Secret | 2021 | 2022
20263-228838-01 | Xcel Energy | 85 | 13781 | IOU | 03138936 | 19.14 | Solar |  |  | Interconnected | Trade Secret | Trade | FAP | FAP062 | Commercial | Solar*Rewards | Trade Secret | 2019 | 2020
20263-228838-01 | Xcel Energy | 85 | 13781 | IOU | OID3667906 | 19.14 | Solar |  |  | Withdrawn | Trade Secret | Trade | FAP | FAP062 | Commercial | Solar*Rewards | Trade Secret | 2018
20263-228838-01 | Xcel Energy | 85 | 13781 | IOU | OID3812858 | 19.14 | Solar |  |  | Withdrawn | Trade Secret | Trade | FAP | FAP062 | Residential | Solar*Rewards | Trade Secret | 2019
20263-228838-01 | Xcel Energy | 85 | 13781 | IOU | OID3824627 | 19.14 | Solar |  |  | Withdrawn | Trade Secret | Trade | FAP | FAP062 | Commercial | Solar*Rewards | Trade Secret | 2019
20263-228838-01 | Xcel Energy | 85 | 13781 | IOU | OID3245790 | 9.94 | Solar |  |  | Withdrawn | Trade Secret | Trade | HSN | HSN321 | Residential | Made in Minnesota | Trade Secret | 2017
20263-228838-01 | Xcel Energy | 85 | 13781 | IOU | 05362829 | 12.18 | Solar |  |  | Withdrawn | Trade Secret | Trade | AFT | AFT322 | Residential |  | Trade Secret | 2023
20263-228838-01 | Xcel Energy | 85 | 13781 | IOU | 05581783 | 4.64 | Solar |  |  | Withdrawn | Trade Secret | Trade | LEX | LEX333 | Residential |  | Trade Secret | 2023
20263-228838-01 | Xcel Energy | 85 | 13781 | IOU | 03271696 | 4.32 | Solar |  |  | Interconnected | Trade Secret | Trade | ALD | ALD076 | Residential | Solar*Rewards | Trade Secret | 2019 | 2020
20263-228838-01 | Xcel Energy | 85 | 13781 | IOU | 03133678 | 12 | Solar |  |  | Interconnected | Trade Secret | Trade | EXC | EXC062 | Residential | Solar*Rewards | Trade Secret | 2012 | 2012
20263-228838-01 | Xcel Energy | 85 | 13781 | IOU | 06060241 | 9.216 | Solar |  |  | Interconnected | Trade Secret | Trade | TLK | TLK061 | Residential | Solar*Rewards | Trade Secret | 2025 | 2025
20263-228838-01 | Xcel Energy | 85 | 13781 | IOU | 05719964 | 17.056 | Solar |  |  | Interconnected | Trade Secret | Trade | ECK | ECK342 | Residential | Solar*Rewards | Trade Secret | 2024 | 2024
20263-228838-01 | Xcel Energy | 85 | 13781 | IOU | 05823199 | 6.046 | Solar |  |  | Interconnected | Trade Secret | Trade | AFT | AFT321 | Residential |  | Trade Secret | 2024 | 2025
20263-228838-01 | Xcel Energy | 85 | 13781 | IOU | 04509114 | 7.616 | Solar |  |  | Withdrawn | Trade Secret | Trade | OAD | OAD071 | Residential |  | Trade Secret | 2021
20263-228838-01 | Xcel Energy | 85 | 13781 | IOU | 04459235 | 7.616 | Solar |  |  | Active Application | Trade Secret | Trade | OAD | OAD071 | Residential | Solar*Rewards | Trade Secret | 2021
20263-228838-01 | Xcel Energy | 85 | 13781 | IOU | 04112472 | 5.8 | Solar |  |  | Interconnected | Trade Secret | Trade | SOU | SOU065 | Residential | Solar*Rewards | Trade Secret | 2020 | 2021
20263-228838-01 | Xcel Energy | 85 | 13781 | IOU | 05998680 | 3.747 | Solar |  |  | Active Application | Trade Secret | Trade | WIL | WIL092 | Residential |  | Trade Secret | 2024
20263-228838-01 | Xcel Energy | 85 | 13781 | IOU | 03245428 | 5.22 | Solar |  | X | Interconnected | Trade Secret | Trade | WSG | WSG076 | Residential | Solar*Rewards | Trade Secret | 2019 | 2020
20263-228838-01 | Xcel Energy | 85 | 13781 | IOU | OID3527726 | 6 | Solar |  |  | Withdrawn | Trade Secret | Trade | MRN | MRN021 | Commercial | Solar*Rewards | Trade Secret | 2018
20263-228838-01 | Xcel Energy | 85 | 13781 | IOU | 05423019 | 43.2 | Solar |  |  | Interconnected | Trade Secret | Trade | GSL | GSL075 | Commercial |  | Trade Secret | 2023 | 2024
20263-228838-01 | Xcel Energy | 85 | 13781 | IOU | 05422786 | 43.2 |  |  |  | Withdrawn | Trade Secret | Trade | GSL | GSL075 | Commercial |  | Trade Secret | 2023
20263-228838-01 | Xcel Energy | 85 | 13781 | IOU | 04990696 | 17.3 | Solar |  |  | Interconnected | Trade Secret | Trade | GSL | GSL075 | Commercial | Solar*Rewards | Trade Secret | 2022 | 2024
20263-228838-01 | Xcel Energy | 85 | 13781 | IOU | 05232291 | 5.8 | Solar |  |  | Interconnected | Trade Secret | Trade | FRM | FRM071 | Residential |  | Trade Secret | 2022 | 2023
20263-228838-01 | Xcel Energy | 85 | 13781 | IOU | 06314931 | 12 | Storage |  |  | Active Application | Trade Secret | Trade | XRD | XRD076 | Residential |  | Trade Secret | 2026
20263-228838-01 | Xcel Energy | 85 | 13781 | IOU | 06122256 | 7.68 | Solar |  |  | Interconnected | Trade Secret | Trade | XRD | XRD076 | Residential | Solar*Rewards | Trade Secret | 2025 | 2025
20263-228838-01 | Xcel Energy | 85 | 13781 | IOU | 03129775 | 18 | Solar |  |  | Interconnected | Trade Secret | Trade | RIV | RIV073 | Commercial |  | Trade Secret | 2015 | 2015
20263-228838-01 | Xcel Energy | 85 | 13781 | IOU | 03133948 | 20 | Solar |  |  | Interconnected | Trade Secret | Trade | RIV | RIV073 | Commercial | Solar*Rewards | Trade Secret | 2014 | 2015
20263-228838-01 | Xcel Energy | 85 | 13781 | IOU | 05240351 | 5 | Solar |  |  | Interconnected | Trade Secret | Trade | PAT | PAT312 | Residential |  | Trade Secret | 2022 | 2023
20263-228838-01 | Xcel Energy | 85 | 13781 | IOU | 05769563 | 21.585 | Solar |  |  | Interconnected | Trade Secret | Trade | SIP | SIP073 | Residential |  | Trade Secret | 2024 | 2024
20263-228838-01 | Xcel Energy | 85 | 13781 | IOU | 03133241 | 3 | Solar |  |  | Interconnected | Trade Secret | Trade | RPO | RPO312 | Residential | Solar*Rewards | Trade Secret | 2010 | 2010
20263-228838-01 | Xcel Energy | 85 | 13781 | IOU | 03289422 | 6 | Solar |  |  | Interconnected | Trade Secret | Trade | HWW | HWW073 | Residential | Solar*Rewards | Trade Secret | 2019 | 2019
20263-228838-01 | Xcel Energy | 85 | 13781 | IOU | 03133983 | 3.8 | Solar |  |  | Interconnected | Trade Secret | Trade | WIL | WIL063 | Residential | Solar*Rewards | Trade Secret | 2014 | 2015
20263-228838-01 | Xcel Energy | 85 | 13781 | IOU | 03134756 | 7.63 | Solar |  |  | Interconnected | Trade Secret | Trade | LCR | LCR311 | Residential | Solar*Rewards | Trade Secret | 2016 | 2016
20263-228838-01 | Xcel Energy | 85 | 13781 | IOU | 06243316 | 21.12 | Solar |  |  | Active Application | Trade Secret | Trade | MDT | MDT077 | Commercial |  | Trade Secret | 2025
20263-228838-01 | Xcel Energy | 85 | 13781 | IOU | 05829382 | 6.144 | Solar |  |  | Interconnected | Trade Secret | Trade | OSS | OSS063 | Residential |  | Trade Secret | 2024 | 2024
20263-228838-01 | Xcel Energy | 85 | 13781 | IOU | SRO29967 | 5 | Solar |  |  | Withdrawn | Trade Secret | Trade | HWW | HWW074 | Residential | Solar*Rewards | Trade Secret | 2013
20263-228838-01 | Xcel Energy | 85 | 13781 | IOU | 06121229 | 5.76 | Solar |  |  | Interconnected | Trade Secret | Trade | LEX | LEX331 | Residential |  | Trade Secret | 2025 | 2025
20263-228838-01 | Xcel Energy | 85 | 13781 | IOU | 05251612 | 18.838 | Solar |  |  | Interconnected | Trade Secret | Trade | HUG | HUG311 | Residential |  | Trade Secret | 2022 | 2023
20263-228838-01 | Xcel Energy | 85 | 13781 | IOU | 03132508 | 17.57 | Solar |  |  | Interconnected | Trade Secret | Trade | RVA | RVA061 | Residential | Solar*Rewards | Trade Secret | 2018 | 2018
20263-228838-01 | Xcel Energy | 85 | 13781 | IOU | 05706051 | 6.56 | Solar |  |  | Interconnected | Trade Secret | Trade | CGR | CGR071 | Residential |  | Trade Secret | 2024 | 2024
20263-228838-01 | Xcel Energy | 85 | 13781 | IOU | OID3799547 | 7.616 | Solar |  |  | Withdrawn | Trade Secret | Trade | OSS | OSS062 | Residential | Solar*Rewards | Trade Secret | 2019
20263-228838-01 | Xcel Energy | 85 | 13781 | IOU | OID3793920 | 7.616 | Solar |  |  | Withdrawn | Trade Secret | Trade | OSS | OSS062 | Residential | Solar*Rewards | Trade Secret | 2019
20263-228838-01 | Xcel Energy | 85 | 13781 | IOU | 03130319 | 7.616 | Solar |  |  | Interconnected | Trade Secret | Trade | OSS | OSS062 | Residential |  | Trade Secret | 2019 | 2020
20263-228838-01 | Xcel Energy | 85 | 13781 | IOU | 06029693 | 5.052 | Solar |  |  | Interconnected | Trade Secret | Trade | MEL | MEL073 | Residential |  | Trade Secret | 2024 | 2025
20263-228838-01 | Xcel Energy | 85 | 13781 | IOU | 03983930 | 4.06 | Solar |  |  | Interconnected | Trade Secret | Trade | MPK | MPK074 | Residential | Solar*Rewards | Trade Secret | 2020 | 2020
20263-228838-01 | Xcel Energy | 85 | 13781 | IOU | 06110935 | 5.248 | Solar |  |  | Withdrawn | Trade Secret | Trade | CDV | CDV072 | Residential | Solar*Rewards | Trade Secret | 2025
20263-228838-01 | Xcel Energy | 85 | 13781 | IOU | 06183551 | 7.6 | Solar |  |  | Active Application | Trade Secret | Trade | WWK | WWK321 | Residential | Solar*Rewards | Trade Secret | 2025
20263-228838-01 | Xcel Energy | 85 | 13781 | IOU | 05161379 | 9.994 | Solar |  |  | Interconnected | Trade Secret | Trade | WDY | WDY311 | Residential |  | Trade Secret | 2022 | 2023
20263-228838-01 | Xcel Energy | 85 | 13781 | IOU | 04862050 | 9.994 | Solar |  |  | Interconnected | Trade Secret | Trade | STY | STY062 | Residential | Solar*Rewards | Trade Secret | 2022 | 2022
20263-228838-01 | Xcel Energy | 85 | 13781 | IOU | 05158563 | 13.611 | Solar |  |  | Interconnected | Trade Secret | Trade | MND | MND062 | Residential |  | Trade Secret | 2022 | 2022
20263-228838-01 | Xcel Energy | 85 | 13781 | IOU | 06246293 | 13.44 | Solar |  |  | Interconnected | Trade Secret | Trade | VMR | VMR062 | Residential |  | Trade Secret | 2025 | 2026
20263-228838-01 | Xcel Energy | 85 | 13781 | IOU | 03134702 | 4.8 | Solar |  |  | Interconnected | Trade Secret | Trade | MEL | MEL061 | Residential | Solar*Rewards | Trade Secret | 2015 | 2016
20263-228838-01 | Xcel Energy | 85 | 13781 | IOU | 05499625 | 10.752 | Solar |  |  | Withdrawn | Trade Secret | Trade | GLD | GLD021 | Residential |  | Trade Secret | 2023
20263-228838-01 | Xcel Energy | 85 | 13781 | IOU | 06170098 | 9.489 | Solar |  |  | Interconnected | Trade Secret | Trade | BCH | BCH311 | Residential | Solar*Rewards | Trade Secret | 2025 | 2025
20263-228838-01 | Xcel Energy | 85 | 13781 | IOU | 05186763 | 2.61 | Solar |  |  | Interconnected | Trade Secret | Trade | APA | APA067 | Residential |  | Trade Secret | 2022 | 2023
20263-228838-01 | Xcel Energy | 85 | 13781 | IOU | 03131831 | 20 | Solar |  |  | Interconnected | Trade Secret | Trade | LEX | LEX075 | Commercial | Made in Minnesota | Trade Secret | 2017 | 2017
20263-228838-01 | Xcel Energy | 85 | 13781 | IOU | OID2969413 | 33.4 | Solar |  |  | Withdrawn | Trade Secret | Trade | LEX | LEX075 | Commercial | Made in Minnesota | Trade Secret | 2017
20263-228838-01 | Xcel Energy | 85 | 13781 | IOU | 03130984 | 4800 | Biomass |  |  | Interconnected | Trade Secret | Trade | SAV | SAV069 | Commercial |  | Trade Secret | 2009 | 2010
20263-228838-01 | Xcel Energy | 85 | 13781 | IOU | 03743324 | 6.67 | Solar |  |  | Interconnected | Trade Secret | Trade | AFT | AFT314 | Residential | Solar*Rewards | Trade Secret | 2020 | 2020
20263-228838-01 | Xcel Energy | 85 | 13781 | IOU | 06220149 | 4.355 | Solar |  |  | Active Application | Trade Secret | Trade | APA | APA076 | Residential |  | Trade Secret | 2025
20263-228838-01 | Xcel Energy | 85 | 13781 | IOU | 05957340 | 5.76 | Solar |  |  | Active Application | Trade Secret | Trade | OSS | OSS076 | Residential | Solar*Rewards | Trade Secret | 2024
20263-228838-01 | Xcel Energy | 85 | 13781 | IOU | 05663589 | 395 | Solar |  |  | Interconnected | Trade Secret | Trade | LLK | LLK072 | Commercial |  | Trade Secret | 2024 | 2025
20263-228838-01 | Xcel Energy | 85 | 13781 | IOU | 03131468 | 12 | Solar |  |  | Interconnected | Trade Secret | Trade | SCA | SCA021 | Residential | Solar*Rewards | Trade Secret | 2017 | 2017
20263-228838-01 | Xcel Energy | 85 | 13781 | IOU | 03131152 | 1000 | Other |  |  | Interconnected | Trade Secret | Trade | LOK | LOK062 | Commercial |  | Trade Secret | 2013 | 2013
20263-228838-01 | Xcel Energy | 85 | 13781 | IOU | 03131298 | 7.625 | Solar |  |  | Interconnected | Trade Secret | Trade | TER | TER062 | Residential | Solar*Rewards | Trade Secret | 2016 | 2017
20263-228838-01 | Xcel Energy | 85 | 13781 | IOU | 03209165 | 7.616 | Solar |  |  | Interconnected | Trade Secret | Trade | HUG | HUG321 | Residential | Solar*Rewards | Trade Secret | 2019 | 2020
20263-228838-01 | Xcel Energy | 85 | 13781 | IOU | 03134368 | 7.63 | Solar |  |  | Interconnected | Trade Secret | Trade | HUG | HUG321 | Residential | Made in Minnesota | Trade Secret | 2015 | 2015
20263-228838-01 | Xcel Energy | 85 | 13781 | IOU | 04793718 | 15.232 | Solar |  | X | Interconnected | Trade Secret | Trade | VMR | VMR062 | Residential | Solar*Rewards | Trade Secret | 2022 | 2022
20263-228838-01 | Xcel Energy | 85 | 13781 | IOU | 03134228 | 5 | Solar |  |  | Interconnected | Trade Secret | Trade | MTR | MTR021 | Residential | Solar*Rewards | Trade Secret | 2015 | 2015
20263-228838-01 | Xcel Energy | 85 | 13781 | IOU | 05556785 | 8.064 | Solar |  |  | Interconnected | Trade Secret | Trade | RAM | RAM071 | Residential | Solar*Rewards | Trade Secret | 2023 | 2024
20263-228838-01 | Xcel Energy | 85 | 13781 | IOU | 05353048 | 14.21 | Solar |  |  | Active Application | Trade Secret | Trade | STY | STY061 | Residential |  | Trade Secret | 2022
20263-228838-01 | Xcel Energy | 85 | 13781 | IOU | 06002985 | 6.073 | Solar |  |  | Active Application | Trade Secret | Trade | STY | STY061 | Residential |  | Trade Secret | 2024
20263-228838-01 | Xcel Energy | 85 | 13781 | IOU | 05376462 | 5.12 | Solar |  |  | Interconnected | Trade Secret | Trade | WYO | WYO032 | Residential | Solar*Rewards | Trade Secret | 2023 | 2023
20263-228838-01 | Xcel Energy | 85 | 13781 | IOU | 04920595 | 6.05 | Solar |  |  | Interconnected | Trade Secret | Trade | HSN | HSN321 | Residential | Solar*Rewards | Trade Secret | 2022 | 2022
20263-228838-01 | Xcel Energy | 85 | 13781 | IOU | OID3470397 | 33.3 | Solar |  |  | Withdrawn | Trade Secret | Trade | RMT | RMT321 | Commercial | Solar*Rewards | Trade Secret | 2018
20263-228838-01 | Xcel Energy | 85 | 13781 | IOU | 04190867 | 9.57 | Solar |  |  | Interconnected | Trade Secret | Trade | APA | APA075 | Residential | Solar*Rewards | Trade Secret | 2020 | 2021
20263-228838-01 | Xcel Energy | 85 | 13781 | IOU | 05240269 | 10.44 | Solar |  |  | Interconnected | Trade Secret | Trade | HOL | HOL071 | Residential |  | Trade Secret | 2022 | 2023
20263-228838-01 | Xcel Energy | 85 | 13781 | IOU | OID2915037 | 19.999 | Solar |  |  | Withdrawn | Trade Secret | Trade | RPL | RPL064 | Commercial | Solar*Rewards | Trade Secret | 2017
20263-228838-01 | Xcel Energy | 85 | 13781 | IOU | 06169232 | 6.06 | Solar |  |  | Interconnected | Trade Secret | Trade | ESW | ESW081 | Residential | Solar*Rewards | Trade Secret | 2025 | 2025
20263-228838-01 | Xcel Energy | 85 | 13781 | IOU | 05850864 | 7.872 | Solar |  |  | Withdrawn | Trade Secret | Trade | WSG | WSG362 | Residential | Solar*Rewards | Trade Secret | 2024
20263-228838-01 | Xcel Energy | 85 | 13781 | IOU | OID2771877 | 5 | Solar |  |  | Withdrawn | Trade Secret | Trade | WSG | WSG362 | Residential | Made in Minnesota | Trade Secret | 2016
20263-228838-01 | Xcel Energy | 85 | 13781 | IOU | 05162466 | 17.964 |  |  |  | Active Application | Trade Secret | Trade | OPK | OPK077 | Residential |  | Trade Secret | 2022
20263-228838-01 | Xcel Energy | 85 | 13781 | IOU | 03132983 | 9.994 | Solar |  |  | Interconnected | Trade Secret | Trade | BCH | BCH311 | Residential | Solar*Rewards | Trade Secret | 2018 | 2019
20263-228838-01 | Xcel Energy | 85 | 13781 | IOU | 04192853 | 7.83 | Solar |  |  | Interconnected | Trade Secret | Trade | AFT | AFT314 | Residential | Solar*Rewards | Trade Secret | 2020 | 2021
20263-228838-01 | Xcel Energy | 85 | 13781 | IOU | 03131669 | 2.962 | Solar |  |  | Interconnected | Trade Secret | Trade | TWL | TWL066 | Residential | Solar*Rewards | Trade Secret | 2017 | 2017
20263-228838-01 | Xcel Energy | 85 | 13781 | IOU | 04805634 | 9.28 | Solar |  |  | Interconnected | Trade Secret | Trade | ECK | ECK321 | Residential | Solar*Rewards | Trade Secret | 2022 | 2022
20263-228838-01 | Xcel Energy | 85 | 13781 | IOU | 03167231 | 7.616 | Solar |  |  | Interconnected | Trade Secret | Trade | NOF | NOF061 | Residential | Solar*Rewards | Trade Secret | 2019 | 2019
20263-228838-01 | Xcel Energy | 85 | 13781 | IOU | 03319915 | 9.994 | Solar |  |  | Interconnected | Trade Secret | Trade | ECK | ECK321 | Residential | Solar*Rewards | Trade Secret | 2019 | 2020
20263-228838-01 | Xcel Energy | 85 | 13781 | IOU | 05227190 | 6.046 | Solar |  |  | Interconnected | Trade Secret | Trade | RPO | RPO311 | Residential |  | Trade Secret | 2022 | 2021
20263-228838-01 | Xcel Energy | 85 | 13781 | IOU | 04446010 | 5.22 | Solar |  |  | Active Application | Trade Secret | Trade | RPO | RPO311 | Residential | Solar*Rewards | Trade Secret | 2021
20263-228838-01 | Xcel Energy | 85 | 13781 | IOU | 06068079 | 2.657 | Solar |  |  | Interconnected | Trade Secret | Trade | RMT | RMT321 | Residential |  | Trade Secret | 2025 | 2025
20263-228838-01 | Xcel Energy | 85 | 13781 | IOU | 06204402 | 7.6 | Solar |  |  | Interconnected | Trade Secret | Trade | HSN | HSN312 | Residential | Solar*Rewards | Trade Secret | 2025 | 2025
20263-228838-01 | Xcel Energy | 85 | 13781 | IOU | 06115109 | 23 | Solar |  | X | Active Application | Trade Secret | Trade | SOU | SOU079 | Commercial |  | Trade Secret | 2025
20263-228838-01 | Xcel Energy | 85 | 13781 | IOU | 05424780 | 960 | Solar |  |  | Active Application | Trade Secret | Trade | REW | REW023 | LMI | Solar*Rewards Community | Trade Secret | 2024
20263-228838-01 | Xcel Energy | 85 | 13781 | IOU | 05829721 | 5.516 | Solar |  |  | Interconnected | Trade Secret | Trade | VMR | VMR061 | Residential | Solar*Rewards | Trade Secret | 2024 | 2025
20263-228838-01 | Xcel Energy | 85 | 13781 | IOU | 06178589 | 2.657 | Solar |  |  | Interconnected | Trade Secret | Trade | CHE | CHE076 | Residential | Solar*Rewards | Trade Secret | 2025 | 2025
20263-228838-01 | Xcel Energy | 85 | 13781 | IOU | 03901337 | 975 | Solar |  |  | Active Application | Trade Secret | Trade | COK | COK061 | LMI | Solar*Rewards Community | Trade Secret | 2023
20263-228838-01 | Xcel Energy | 85 | 13781 | IOU | 06213798 | 11.5 | Solar |  | X | Active Application | Trade Secret | Trade | GSL | GSL079 | Residential |  | Trade Secret | 2025
20263-228838-01 | Xcel Energy | 85 | 13781 | IOU | 06060262 | 10.47 | Solar |  | X | Interconnected | Trade Secret | Trade | MPK | MPK071 | Residential | Solar*Rewards | Trade Secret | 2025 | 2026
20263-228838-01 | Xcel Energy | 85 | 13781 | IOU | 05978862 | 4.86 | Solar |  |  | Active Application | Trade Secret | Trade | OAD | OAD074 | Commercial | Solar*Rewards | Trade Secret | 2025
20263-228838-01 | Xcel Energy | 85 | 13781 | IOU | 05978843 | 4.86 | Solar |  |  | Interconnected | Trade Secret | Trade | OAD | OAD074 | Commercial | Solar*Rewards | Trade Secret | 2025 | 2025
20263-228838-01 | Xcel Energy | 85 | 13781 | IOU | 04762550 | 1000 | Solar |  |  | Active Application | Trade Secret | Trade |  |  | Community Solar Garden | Solar*Rewards Community | Trade Secret | 2021
20263-228838-01 |  |  |  |  | 05465487 |  |  |  |  | Withdrawn | Trade Secret | Trade |  |  | Residential |  |  | 2023
20263-228838-01 |  |  |  |  | 06230059 |  |  |  |  | Active Application | Trade Secret | Trade |  |  | Residential |  |  | 2025
20263-228838-01 |  |  |  |  | 06174585 |  | Solar |  |  | Withdrawn | Trade Secret | Trade |  |  | Residential | Solar*Rewards |  | 2025
20263-228838-01 | Xcel Energy | 85 | 13781 | IOU | 05520651 | 960 | Solar |  |  | Active Application | Trade Secret | Trade | TWL | TWL078 | Community Solar Garden | Solar*Rewards Community | Trade Secret | 2023
20263-228838-01 | Xcel Energy | 85 | 13781 | IOU | SRC044943 | 1000 | Solar |  |  | Withdrawn | Trade Secret | Trade | JOR | JOR021 | Community Solar Garden | Solar*Rewards Community | Trade Secret | 2016
20263-228838-01 | Xcel Energy | 85 | 13781 | IOU | SRC038515 | 1000 | Solar |  |  | Withdrawn | Trade Secret | Trade | LAP | LAP311 | Community Solar Garden | Solar*Rewards Community | Trade Secret | 2014
20263-228838-01 | Xcel Energy | 85 | 13781 | IOU | SRC048172 | 1000 | Solar |  |  | Withdrawn | Trade Secret | Trade |  |  | Community Solar Garden | Solar*Rewards Community | Trade Secret | 2016
20263-228838-01 | Xcel Energy | 85 | 13781 | IOU | 03125917 | 940 | Solar |  |  | Interconnected | Saint Cloud | Trade | SCL | SCL322 | Community Solar Garden | Solar*Rewards Community | Trade Secret | 2018 | 2019
20263-228838-01 |  |  |  |  | 04119284 |  |  |  |  | Active Application | Trade Secret | Trade |  |  | Residential |  |  | 2020
20263-228838-01 |  |  |  |  | 05530236 |  | Solar |  |  | Active Application | Trade Secret | Trade |  |  | Residential | Solar*Rewards |  | 2023
20263-228838-01 |  |  |  |  | 06220545 |  |  |  |  | Withdrawn | Trade Secret | Trade |  |  | Residential |  |  | 2025
20263-228838-01 |  |  |  |  | 05329965 |  |  |  |  | Active Application | Trade Secret | Trade |  |  | Residential |  |  | 2022
20263-228838-01 |  |  |  |  | 04840993 |  | Solar |  |  | Active Application | Trade Secret | Trade |  |  | Residential | Solar*Rewards |  | 2022
20263-228838-01 |  |  |  |  | 04107521 |  |  |  |  | Active Application | Trade Secret | Trade |  |  | Residential |  |  | 2020
20263-228838-01 |  |  |  |  | 05397435 |  | Solar |  |  | Active Application | Trade Secret | Trade |  |  | Residential | Solar*Rewards |  | 2023
20263-228838-01 | Xcel Energy | 85 | 13781 | IOU | SRC041228 | 1000 | Solar |  |  | Withdrawn | Trade Secret | Trade | WTN | WTN062 | Community Solar Garden | Solar*Rewards Community | Trade Secret | 2015
20263-228838-01 |  |  |  |  | 05736175 |  | Solar |  |  | Withdrawn | Trade Secret | Trade |  |  | Residential | Solar*Rewards |  | 2024
20263-228838-01 | Xcel Energy | 85 | 13781 | IOU | SRC039438 | 1000 | Solar |  |  | Withdrawn | Trade Secret | Trade | NOF | NOF071 | Community Solar Garden | Solar*Rewards Community | Trade Secret | 2015
20263-228838-01 | Xcel Energy | 85 | 13781 | IOU | SRC040440 | 1000 | Solar |  |  | Withdrawn | Trade Secret | Trade |  |  | Community Solar Garden | Solar*Rewards Community | Trade Secret | 2015
20263-228838-01 | Xcel Energy | 85 | 13781 | IOU | 03128240 | 1000 | Solar |  |  | Interconnected | Byron | Trade | WEB | WEB021 | Community Solar Garden | Solar*Rewards Community | Trade Secret | 2018 | 2020
20263-228838-01 |  |  |  |  | 06163510 |  |  |  |  | Active Application | Trade Secret | Trade |  |  | Residential |  |  | 2025
20263-228838-01 | Xcel Energy | 85 | 13781 | IOU | SRC050642 | 1000 | Solar |  |  | Withdrawn | Trade Secret | Trade |  |  | Community Solar Garden | Solar*Rewards Community | Trade Secret | 2016
20263-228838-01 | Xcel Energy | 85 | 13781 | IOU | SRC039893 | 1000 | Solar |  |  | Withdrawn | Trade Secret | Trade | WAT | WAT081 | Community Solar Garden | Solar*Rewards Community | Trade Secret | 2015
20263-228838-01 | Xcel Energy | 85 | 13781 | IOU | 03131154 | 5625 | Other |  |  | Interconnected | Trade Secret | Trade | RIV | RIV075 | Commercial |  | Trade Secret | 2009 | 2010
20263-228838-01 |  |  |  |  | 03634078 |  |  |  |  | Active Application | Trade Secret | Trade |  |  | Residential |  |  | 2020
20263-228838-01 |  |  |  |  | 05793352 |  |  |  |  | Active Application | Trade Secret | Trade |  |  | Residential |  |  | 2024
20263-228838-01 | Xcel Energy | 85 | 13781 | IOU | 04124023 | 1000 | Solar |  |  | Active Application | Trade Secret | Trade | WAS | WAS092 | Community Solar Garden | Solar*Rewards Community | Trade Secret | 2020
20263-228838-01 | Xcel Energy | 85 | 13781 | IOU | SRC038679 | 1000 | Solar |  |  | Withdrawn | Trade Secret | Trade | LNS | LNS033 | Community Solar Garden | Solar*Rewards Community | Trade Secret | 2014
20263-228838-01 | Xcel Energy | 85 | 13781 | IOU | 03128449 | 400 | Solar |  |  | Interconnected | Waseca | Trade | MRN | MRN021 | Community Solar Garden | Solar*Rewards Community | Trade Secret | 2015 | 2018
20263-228838-01 | Xcel Energy | 85 | 13781 | IOU | 03127287 | 400 | Solar |  |  | Interconnected | Dodge Center | Trade | DOC | DOC031 | Community Solar Garden | Solar*Rewards Community | Trade Secret | 2016 | 2019
20263-228838-01 | Xcel Energy | 85 | 13781 | IOU | 05519323 | 420 | Solar |  |  | Active Application | Trade Secret | Trade | WCR | WCR322 | LMI | Solar*Rewards Community | Trade Secret | 2023
20263-228838-01 | Xcel Energy | 85 | 13781 | IOU | 03129747 | 15.26 | Solar |  |  | Withdrawn | Trade Secret | Trade |  |  | Residential | Solar*Rewards | Trade Secret | 2016
20263-228838-01 |  |  |  |  | 05637035 |  |  |  |  | Active Application | Trade Secret | Trade |  |  | Residential |  |  | 2023
20263-228838-01 | Xcel Energy | 85 | 13781 | IOU | 03939021 | 1000 | Solar |  |  | Withdrawn | Trade Secret | Trade | WTN | WTN062 | Community Solar Garden | Solar*Rewards Community | Trade Secret | 2022
20263-228838-01 |  |  |  |  | 03796836 |  | Solar |  |  | Active Application | Trade Secret | Trade |  |  | Residential | Solar*Rewards |  | 2020
20263-228838-01 | Xcel Energy | 85 | 13781 | IOU | 03129607 | 17.619 | Solar |  |  | Withdrawn | Trade Secret | Trade | VES | VES021 | Residential | Solar*Rewards | Trade Secret | 2018
20263-228838-01 | Xcel Energy | 85 | 13781 | IOU | SRC042387 | 1000 | Solar |  |  | Withdrawn | Trade Secret | Trade | HUG | HUG312 | Community Solar Garden | Solar*Rewards Community | Trade Secret | 2015
20263-228838-01 | Xcel Energy | 85 | 13781 | IOU | 03560146 | 999.95 | Solar |  |  | Active Application | Trade Secret | Trade | CLC | CLC221 | LMI | Solar*Rewards Community | Trade Secret | 2023
20263-228838-01 | Xcel Energy | 85 | 13781 | IOU | 05520695 | 160 | Solar |  |  | Withdrawn | Trade Secret | Trade | EDP | EDP094 | Community Solar Garden | Solar*Rewards Community | Trade Secret | 2023
20263-228838-01 | Xcel Energy | 85 | 13781 | IOU | 05520708 | 532 | Solar |  |  | Withdrawn | Trade Secret | Trade | EBL | EBL084 | Community Solar Garden | Solar*Rewards Community | Trade Secret | 2023
20263-228838-01 | Xcel Energy | 85 | 13781 | IOU | 05438758 | 331.9 | Solar |  |  | Withdrawn | Trade Secret | Trade |  |  | Community Solar Garden | Solar*Rewards Community | Trade Secret | 2023
20263-228838-01 |  |  |  |  | 05966545 |  | Solar |  |  | Active Application | Trade Secret | Trade |  |  | Residential | Solar*Rewards |  | 2024
20263-228838-01 | Xcel Energy | 85 | 13781 | IOU | SRC051596 | 1000 | Solar |  |  | Withdrawn | Trade Secret | Trade | WCS | WCS064 | Community Solar Garden | Solar*Rewards Community | Trade Secret | 2016
20263-228838-01 | Xcel Energy | 85 | 13781 | IOU | SRC042586 | 1000 | Solar |  |  | Withdrawn | Trade Secret | Trade | NOF | NOF061 | Community Solar Garden | Solar*Rewards Community | Trade Secret | 2015
20263-228838-01 | Xcel Energy | 85 | 13781 | IOU | SRC039223 | 1000 | Solar |  |  | Withdrawn | Trade Secret | Trade | WOB | WOB021 | Community Solar Garden | Solar*Rewards Community | Trade Secret | 2015
20263-228838-01 |  |  |  |  | OID2806317 |  | Wind |  |  | Withdrawn | Trade Secret | Trade | [5 empty] | 2009
20263-228838-01 | Xcel Energy | 85 | 13781 | IOU | SRC049327 | 1000 | Solar |  |  | Withdrawn | Trade Secret | Trade |  |  | Community Solar Garden | Solar*Rewards Community | Trade Secret | 2016
20263-228838-01 | Xcel Energy | 85 | 13781 | IOU | OID2806072 | 125 | Other |  |  | Interconnected | Trade Secret | Trade |  |  | Commercial |  | Trade Secret | 2005 | 2005
20263-228838-01 |  |  |  |  | 04454894 |  | Solar |  |  | Active Application | Trade Secret | Trade |  |  | Residential | Solar*Rewards |  | 2021
20263-228838-01 |  |  |  |  | 04492857 |  | Solar |  |  | Active Application | Trade Secret | Trade |  |  | Residential | Solar*Rewards |  | 2021
20263-228838-01 |  |  |  |  | 05469311 |  |  |  |  | Withdrawn | Trade Secret | Trade |  |  | Residential |  |  | 2023
20263-228838-01 | Xcel Energy | 85 | 13781 | IOU | 05660772 | 1000 | Solar |  |  | Withdrawn | Trade Secret | Trade | MTV | MTV021 | Community Solar Garden | Solar*Rewards Community | Trade Secret | 2023
20263-228838-01 |  |  |  |  | 06126233 |  | Solar |  |  | Active Application | Trade Secret | Trade |  |  | Residential |  |  | 2025
20263-228838-01 | Xcel Energy | 85 | 13781 | IOU | 05605601 | 1000 | Solar |  |  | Withdrawn | Trade Secret | Trade | RNV | RNV021 | Community Solar Garden | Solar*Rewards Community | Trade Secret | 2023
20263-228838-01 | Xcel Energy | 85 | 13781 | IOU | 05657253 | 1000 | Solar |  |  | Withdrawn | Trade Secret | Trade | CHI | CHI311 | Community Solar Garden | Solar*Rewards Community | Trade Secret | 2023
20263-228838-01 | Xcel Energy | 85 | 13781 | IOU | 03129637 | 9 | Solar |  |  | Withdrawn | Trade Secret | Trade | MDT | MDT062 | Residential | Solar*Rewards | Trade Secret | 2018
20263-228838-01 | Xcel Energy | 85 | 13781 | IOU | SRC042730 | 950 | Solar |  |  | Withdrawn | Trade Secret | Trade | SAK | SAK311 | Community Solar Garden | Solar*Rewards Community | Trade Secret | 2015
20263-228838-01 | Xcel Energy | 85 | 13781 | IOU | SRC040681 | 1000 | Solar |  |  | Withdrawn | Trade Secret | Trade | AFT | AFT315 | Community Solar Garden | Solar*Rewards Community | Trade Secret | 2015
20263-228838-01 | Xcel Energy | 85 | 13781 | IOU | 03706524 | 560 | Solar |  |  | Withdrawn | Trade Secret | Trade | WAT | WAT021 | Community Solar Garden | Solar*Rewards Community | Trade Secret | 2022
20263-228838-01 |  |  |  |  | 05835005 |  |  |  |  | Active Application | Trade Secret | Trade |  |  | Residential |  |  | 2024
20263-228838-01 |  |  |  |  | 05858143 |  | Solar |  |  | Active Application | Trade Secret | Trade |  |  | Residential | Solar*Rewards |  | 2024
20263-228838-01 |  |  |  |  | 03646727 |  |  |  |  | Active Application | Trade Secret | Trade |  |  | Residential |  |  | 2020
20263-228838-01 | Xcel Energy | 85 | 13781 | IOU | SRC042643 | 950 | Solar |  |  | Withdrawn | Trade Secret | Trade | NOF | NOF061 | Community Solar Garden | Solar*Rewards Community | Trade Secret | 2015
20263-228838-01 | Xcel Energy | 85 | 13781 | IOU | SRC038404 | 1000 | Solar |  |  | Withdrawn | Trade Secret | Trade | KAN | KAN022 | Community Solar Garden | Solar*Rewards Community | Trade Secret | 2014
20263-228838-01 | Xcel Energy | 85 | 13781 | IOU | 04287929 | 1000 | Solar |  |  | Withdrawn | Trade Secret | Trade | PIP | PIP062 | LMI | Solar*Rewards Community | Trade Secret | 2023
20263-228838-01 | Xcel Energy | 85 | 13781 | IOU | 03366916 | 410.04 | Solar |  |  | Withdrawn | Trade Secret | Trade | MRN | MRN021 | Residential |  | Trade Secret | 2019
20263-228838-01 | Xcel Energy | 85 | 13781 | IOU | SRC045930 | 250 | Solar |  |  | Withdrawn | Trade Secret | Trade | NER | NER021 | Community Solar Garden | Solar*Rewards Community | Trade Secret | 2016
20263-228838-01 | Xcel Energy | 85 | 13781 | IOU | SRC042713 | 950 | Solar |  |  | Withdrawn | Trade Secret | Trade | BUR | BUR032 | Community Solar Garden | Solar*Rewards Community | Trade Secret | 2015
20263-228838-01 | Xcel Energy | 85 | 13781 | IOU | 03121443 | 1000 | Solar |  |  | Interconnected | Saint Cloud | Trade | SCL | SCL322 | Community Solar Garden | Solar*Rewards Community | Trade Secret | 2017 | 2019
20263-228838-01 | Xcel Energy | 85 | 13781 | IOU | 03127648 | 1000 | Solar |  |  | Interconnected | Saint Michael | Trade | HSN | HSN321 | Community Solar Garden | Solar*Rewards Community | Trade Secret | 2014 | 2019
20263-228838-01 | Xcel Energy | 85 | 13781 | IOU | 03121420 | 1000 | Solar |  |  | Interconnected | Wabasha | Trade | WAB | WAB031 | Community Solar Garden | Solar*Rewards Community | Trade Secret | 2017 | 2019
20263-228838-01 | Xcel Energy | 85 | 13781 | IOU | 03124706 | 1000 | Solar |  |  | Interconnected | Rosemount | Trade | RMT | RMT311 | Community Solar Garden | Solar*Rewards Community | Trade Secret | 2015 | 2017
20263-228838-01 | Xcel Energy | 85 | 13781 | IOU | SRC041281 | 1000 | Solar |  |  | Withdrawn | Trade Secret | Trade | WWK | WWK321 | Community Solar Garden | Solar*Rewards Community | Trade Secret | 2015
20263-228838-01 | Xcel Energy | 85 | 13781 | IOU | SRC040884 | 1000 | Solar |  |  | Withdrawn | Trade Secret | Trade |  |  | Community Solar Garden | Solar*Rewards Community | Trade Secret | 2015
20263-228838-01 |  |  |  |  | SRO29522 |  | Solar |  |  | Withdrawn | Trade Secret | Trade |  |  |  | Solar*Rewards |  | 2013
20263-228838-01 | Xcel Energy | 85 | 13781 | IOU | 03130317 | 4.14 | Solar |  |  | Withdrawn | Trade Secret | Trade |  |  | Residential | Solar*Rewards | Trade Secret | 2019
20263-228838-01 | Xcel Energy | 85 | 13781 | IOU | SRC038595 | 629.67 | Solar |  |  | Withdrawn | Trade Secret | Trade | BTF | BTF001 | Community Solar Garden | Solar*Rewards Community | Trade Secret | 2014
20263-228838-01 | Xcel Energy | 85 | 13781 | IOU | SRC038632 | 1000 | Solar |  |  | Withdrawn | Trade Secret | Trade | CTF | CTF021 | Community Solar Garden | Solar*Rewards Community | Trade Secret | 2014
20263-228838-01 | Xcel Energy | 85 | 13781 | IOU | 03127969 | 1000 | Solar |  |  | Interconnected | Kenyon | Trade | NER | NER021 | Community Solar Garden | Solar*Rewards Community | Trade Secret | 2014 | 2018
20263-228838-01 | Xcel Energy | 85 | 13781 | IOU | SRC068974 | 1000 | Solar |  |  | Withdrawn | Trade Secret | Trade |  |  | Community Solar Garden | Solar*Rewards Community | Trade Secret | 2018
20263-228838-01 | Xcel Energy | 85 | 13781 | IOU | SRC072574 | 1000 | Solar |  |  | Withdrawn | Trade Secret | Trade | WEF | WEF071 | Community Solar Garden | Solar*Rewards Community | Trade Secret | 2019
20263-228838-01 | Xcel Energy | 85 | 13781 | IOU | SRC064071 | 1000 | Solar |  |  | Withdrawn | Trade Secret | Trade | RCH | RCH061 | Community Solar Garden | Solar*Rewards Community | Trade Secret | 2017
20263-228838-01 |  |  |  |  | 05828381 |  | Solar |  |  | Active Application | Trade Secret | Trade |  |  | Residential | Solar*Rewards |  | 2024
20263-228838-01 | Xcel Energy | 85 | 13781 | IOU | 05597160 | 1000 | Solar |  |  | Withdrawn | Trade Secret | Trade | MDF | MDF021 | Community Solar Garden | Solar*Rewards Community | Trade Secret | 2023
20263-228838-01 |  |  |  |  | 05601998 |  | Solar |  |  | Active Application | Trade Secret | Trade |  |  | Community Solar Garden | Solar*Rewards Community |  | 2023
20263-228838-01 |  |  |  |  | 04445267 |  | Solar |  |  | Active Application | Trade Secret | Trade |  |  | Residential | Solar*Rewards |  | 2021
20263-228838-01 |  |  |  |  | 04187925 |  | Solar |  |  | Active Application | Trade Secret | Trade |  |  | Residential | Solar*Rewards |  | 2020
20263-228838-01 |  |  |  |  | 04543521 |  |  |  |  | Active Application | Trade Secret | Trade |  |  | Residential |  |  | 2021
20263-228838-01 |  |  |  |  | 06152851 |  |  |  |  | Active Application | Trade Secret | Trade |  |  | Residential |  |  | 2025
20263-228838-01 | Xcel Energy | 85 | 13781 | IOU | 03131008 | 5.98 | Solar |  |  | Interconnected | Trade Secret | Trade | ALD | ALD095 | Residential |  | Trade Secret | 2010 | 2013
20263-228838-01 | Xcel Energy | 85 | 13781 | IOU | SRC042138 | 1000 | Solar |  |  | Withdrawn | Trade Secret | Trade | LAF | LAF001 | Community Solar Garden | Solar*Rewards Community | Trade Secret | 2015
20263-228838-01 |  |  |  |  | SRO29508 |  | Solar |  |  | Withdrawn | Trade Secret | Trade |  |  |  | Other |  | 2013
20263-228838-01 | Xcel Energy | 85 | 13781 | IOU | SRC042305 | 1000 | Solar |  |  | Withdrawn | Trade Secret | Trade | OPK | OPK073 | Community Solar Garden | Solar*Rewards Community | Trade Secret | 2015
20263-228838-01 | Xcel Energy | 85 | 13781 | IOU | 03128409 | 1000 | Solar |  |  | Interconnected | Taylors Falls | Trade | LCR | LCR311 | Community Solar Garden | Solar*Rewards Community | Trade Secret | 2015 | 2017
20263-228838-01 | Xcel Energy | 85 | 13781 | IOU | 03121357 | 1000 | Solar |  |  | Interconnected | Woodbury | Trade | RRK | RRK064 | Community Solar Garden | Solar*Rewards Community | Trade Secret | 2015 | 2020
20263-228838-01 | Xcel Energy | 85 | 13781 | IOU | SRC071535 | 1000 | Solar |  |  | Withdrawn | Trade Secret | Trade | CHI | CHI311 | Community Solar Garden | Solar*Rewards Community | Trade Secret | 2019
20263-228838-01 | Xcel Energy | 85 | 13781 | IOU | 03123438 | 1000 | Solar |  |  | Interconnected | Kasson | Trade | KAN | KAN021 | Community Solar Garden | Solar*Rewards Community | Trade Secret | 2018 | 2020
20263-228838-01 | Xcel Energy | 85 | 13781 | IOU | 03128619 | 1000 | Solar |  |  | Interconnected | Montevideo | Trade | MTV | MTV022 | Community Solar Garden | Solar*Rewards Community | Trade Secret | 2015 | 2018
20263-228838-01 | Xcel Energy | 85 | 13781 | IOU | SRC039224 | 1000 | Solar |  |  | Withdrawn | Trade Secret | Trade | WOB | WOB021 | Community Solar Garden | Solar*Rewards Community | Trade Secret | 2015
20263-228838-01 | Xcel Energy | 85 | 13781 | IOU | 03121349 | 1000 | Solar |  |  | Interconnected | Waseca | Trade | WAS | WAS092 | Community Solar Garden | Solar*Rewards Community | Trade Secret | 2015 | 2018
20263-228838-01 |  |  |  |  | 05493147 |  | Solar |  |  | Withdrawn | Trade Secret | Trade |  |  | Residential | Solar*Rewards |  | 2023
20263-228838-01 |  |  |  |  | 06055765 |  | Solar |  |  | Withdrawn | Trade Secret | Trade |  |  | Residential | Solar*Rewards |  | 2025
20263-228838-01 |  |  |  |  | 06177345 |  | Solar |  |  | Active Application | Trade Secret | Trade |  |  | Residential | Solar*Rewards |  | 2025
20263-228838-01 | Xcel Energy | 85 | 13781 | IOU | SRC042711 | 950 | Solar |  |  | Withdrawn | Trade Secret | Trade | BUR | BUR032 | Community Solar Garden | Solar*Rewards Community | Trade Secret | 2015
20263-228838-01 | Xcel Energy | 85 | 13781 | IOU | SRC052823 | 1000 | Solar |  |  | Withdrawn | Trade Secret | Trade |  |  | Community Solar Garden | Solar*Rewards Community | Trade Secret | 2017
20263-228838-01 | Xcel Energy | 85 | 13781 | IOU | 03128253 | 1000 | Solar |  |  | Interconnected | Lindstrom | Trade | SCA | SCA021 | Community Solar Garden | Solar*Rewards Community | Trade Secret | 2015 | 2019
20263-228838-01 |  |  |  |  | 05335370 |  | Solar |  |  | Active Application | Trade Secret | Trade |  |  | Residential | Solar*Rewards |  | 2022
20263-228838-01 | Xcel Energy | 85 | 13781 | IOU | SRC048170 | 1000 | Solar |  |  | Withdrawn | Trade Secret | Trade |  |  | Community Solar Garden | Solar*Rewards Community | Trade Secret | 2016
20263-228838-01 | Xcel Energy | 85 | 13781 | IOU | SRC045692 | 1000 | Solar |  |  | Withdrawn | Trade Secret | Trade |  |  | Community Solar Garden | Solar*Rewards Community | Trade Secret | 2016
20263-228838-01 | Xcel Energy | 85 | 13781 | IOU | 03128314 | 3500 | Solar |  |  | Interconnected | Trade Secret | Trade | MTR | MTR021 | Utility |  | Trade Secret | 2016 | 2017
20263-228838-01 | Xcel Energy | 85 | 13781 | IOU | 03127250 | 1000 | Solar |  |  | Interconnected | Lindstrom | Trade | CHI | CHI311 | Community Solar Garden | Solar*Rewards Community | Trade Secret | 2018 | 2020
20263-228838-01 |  |  |  |  | SRO29500 |  | Solar |  |  | Withdrawn | Trade Secret | Trade |  |  |  | Other |  | 2013
20263-228838-01 |  |  |  |  | 03259139 |  | Solar |  |  | Withdrawn | Trade Secret | Trade | PIL | PIL022 | Residential | Solar*Rewards |  | 2019
20263-228838-01 | Xcel Energy | 85 | 13781 | IOU | SRC039770 | 1000 | Solar |  |  | Withdrawn | Trade Secret | Trade |  |  | Community Solar Garden | Solar*Rewards Community | Trade Secret | 2015
20263-228838-01 | Xcel Energy | 85 | 13781 | IOU | 03127206 | 1000 | Solar |  |  | Interconnected | Clear Lake | Trade | SCL | SCL322 | Community Solar Garden | Solar*Rewards Community | Trade Secret | 2018 | 2019
20263-228838-01 | Xcel Energy | 85 | 13781 | IOU | 03124690 | 1000 | Solar |  |  | Interconnected | Taylors Falls | Trade | CHI | CHI311 | Community Solar Garden | Solar*Rewards Community | Trade Secret | 2017 | 2020
20263-228838-01 |  |  |  |  | 04463555 |  | Solar |  |  | Active Application | Trade Secret | Trade |  |  | Residential | Solar*Rewards |  | 2021
20263-228838-01 |  |  |  |  | 06215066 |  |  |  |  | Active Application | Trade Secret | Trade |  |  | Residential |  |  | 2025
20263-228838-01 |  |  |  |  | 05755893 |  | Solar |  |  | Withdrawn | Trade Secret | Trade |  |  | Residential | Solar*Rewards |  | 2024
20263-228838-01 | Xcel Energy | 85 | 13781 | IOU | 05581806 | 5000 | Solar |  |  | Withdrawn | Trade Secret | Trade |  |  | Commercial | Other | Trade Secret | 2023
20263-228838-01 |  |  |  |  | 05689897 |  |  |  |  | Active Application | Trade Secret | Trade |  |  | Residential |  |  | 2024
20263-228838-01 | Xcel Energy | 85 | 13781 | IOU | 05431075 | 1000 | Solar |  |  | Withdrawn | Trade Secret | Trade |  |  | Community Solar Garden | Solar*Rewards Community | Trade Secret | 2024
20263-228838-01 | Xcel Energy | 85 | 13781 | IOU | 05410666 | 1000 | Solar |  |  | Withdrawn | Trade Secret | Trade | GLD | GLD021 | Community Solar Garden | Solar*Rewards Community | Trade Secret | 2023
20263-228838-01 | Xcel Energy | 85 | 13781 | IOU | 05421223 | 1000 | Solar |  |  | Withdrawn | Trade Secret | Trade | FRA | FRA211 | Community Solar Garden | Solar*Rewards Community | Trade Secret | 2023
20263-228838-01 | Xcel Energy | 85 | 13781 | IOU | SRC038645 | 1000 | Solar |  |  | Withdrawn | Trade Secret | Trade | NER | NER021 | Community Solar Garden | Solar*Rewards Community | Trade Secret | 2014
20263-228838-01 | Xcel Energy | 85 | 13781 | IOU | SRC042249 | 1000 | Solar |  |  | Withdrawn | Trade Secret | Trade | WAV | WAV021 | Community Solar Garden | Solar*Rewards Community | Trade Secret | 2015
20263-228838-01 | Xcel Energy | 85 | 13781 | IOU | 03126046 | 1000 | Solar |  |  | Interconnected | Cottage Grove | Trade | CGR | CGR063 | Community Solar Garden | Solar*Rewards Community | Trade Secret | 2015 | 2018
20263-228838-01 | Xcel Energy | 85 | 13781 | IOU | 03235484 | 4.8 | Solar |  |  | Active Application | Trade Secret | Trade |  |  | Residential | Solar*Rewards | Trade Secret | 2019
20263-228838-01 |  |  |  |  | 05722867 |  | Solar |  |  | Active Application | Trade Secret | Trade |  |  | Residential | Solar*Rewards |  | 2024
20263-228838-01 | Xcel Energy | 85 | 13781 | IOU | SRC042563 | 950 | Solar |  |  | Withdrawn | Trade Secret | Trade | PIP | PIP090 | Community Solar Garden | Solar*Rewards Community | Trade Secret | 2015
20263-228838-01 | Xcel Energy | 85 | 13781 | IOU | SRC068442 | 1000 | Solar |  |  | Withdrawn | Trade Secret | Trade | ANN | ANN021 | Community Solar Garden | Solar*Rewards Community | Trade Secret | 2018
20263-228838-01 |  |  |  |  | 05278813 |  | Solar |  |  | Active Application | Trade Secret | Trade |  |  | Residential | Solar*Rewards |  | 2022
20263-228838-01 | Xcel Energy | 85 | 13781 | IOU | 04067525 | 725 | Solar |  |  | Active Application | Trade Secret | Trade | RAP | RAP081 | LMI | Solar*Rewards Community | Trade Secret | 2022
20263-228838-01 |  |  |  |  | 05231574 |  | Solar |  |  | Active Application | Trade Secret | Trade |  |  | Residential | Solar*Rewards |  | 2022
20263-228838-01 | Xcel Energy | 85 | 13781 | IOU | SRC044989 | 1000 | Solar |  |  | Withdrawn | Trade Secret | Trade |  |  | Community Solar Garden | Solar*Rewards Community | Trade Secret | 2016
20263-228838-01 | Xcel Energy | 85 | 13781 | IOU | SRC042654 | 1000 | Solar |  |  | Withdrawn | Trade Secret | Trade | LAE | LAE061 | Community Solar Garden | Solar*Rewards Community | Trade Secret | 2015
20263-228838-01 | Xcel Energy | 85 | 13781 | IOU | 03127299 | 1000 | Solar |  |  | Interconnected | Felton | Trade | AVR | AVR081 | Community Solar Garden | Solar*Rewards Community | Trade Secret | 2017 | 2020
20263-228838-01 | Xcel Energy | 85 | 13781 | IOU | SRC039064 | 998 | Solar |  |  | Withdrawn | Trade Secret | Trade | ALB | ALB022 | Community Solar Garden | Solar*Rewards Community | Trade Secret | 2015
20263-228838-01 | Xcel Energy | 85 | 13781 | IOU | SRC042503 | 1000 | Solar |  |  | Withdrawn | Trade Secret | Trade | BEK | BEK311 | Community Solar Garden | Solar*Rewards Community | Trade Secret | 2015
20263-228838-01 | Xcel Energy | 85 | 13781 | IOU | 03126864 | 1000 | Solar |  |  | Interconnected | Dodge Center | Trade | DOC | DOC031 | Community Solar Garden | Solar*Rewards Community | Trade Secret | 2016 | 2019
20263-228838-01 |  |  |  |  | SRO27882 |  | Solar |  |  | Withdrawn | Trade Secret | Trade |  |  |  | Solar*Rewards |  | 2012
20263-228838-01 |  |  |  |  | 04862826 |  |  |  |  | Active Application | Trade Secret | Trade |  |  | Residential |  |  | 2022
20263-228838-01 |  |  |  |  | 05719207 |  |  |  |  | Active Application | Trade Secret | Trade |  |  | Residential |  |  | 2024
20263-228838-01 | Xcel Energy | 85 | 13781 | IOU | SRC072759 | 1000 | Solar |  |  | Withdrawn | Trade Secret | Trade | DOC | DOC211 | Community Solar Garden | Solar*Rewards Community | Trade Secret | 2019
20263-228838-01 | Xcel Energy | 85 | 13781 | IOU | SRC041341 | 1000 | Solar |  |  | Withdrawn | Trade Secret | Trade | RAP | RAP081 | Community Solar Garden | Solar*Rewards Community | Trade Secret | 2015
20263-228838-01 | Xcel Energy | 85 | 13781 | IOU | 05520622 | 1000 | Solar |  |  | Active Application | Trade Secret | Trade | HSN | HSN311 | LMI | Solar*Rewards Community | Trade Secret | 2023
20263-228838-01 | Xcel Energy | 85 | 13781 | IOU | 03503514 | 1000 | Solar |  |  | Withdrawn | Trade Secret | Trade | PAT | PAT312 | Community Solar Garden | Solar*Rewards Community | Trade Secret | 2020
20263-228838-01 |  |  |  |  | 05998909 |  | Solar |  |  | Active Application | Trade Secret | Trade |  |  | Residential | Solar*Rewards |  | 2024
20263-228838-01 | Xcel Energy | 85 | 13781 | IOU | SRC041318 | 1000 | Solar |  |  | Withdrawn | Trade Secret | Trade | WCS | WCS061 | Community Solar Garden | Solar*Rewards Community | Trade Secret | 2015
20263-228838-01 | Xcel Energy | 85 | 13781 | IOU | SRC042530 | 950 | Solar |  |  | Withdrawn | Trade Secret | Trade | SMT | SMT082 | Community Solar Garden | Solar*Rewards Community | Trade Secret | 2015
20263-228838-01 | Xcel Energy | 85 | 13781 | IOU | SRC052842 | 250 | Solar |  |  | Withdrawn | Trade Secret | Trade |  |  | Community Solar Garden | Solar*Rewards Community | Trade Secret | 2017
20263-228838-01 | Xcel Energy | 85 | 13781 | IOU | SRC074919 | 1000 | Solar |  |  | Withdrawn | Trade Secret | Trade | LAP | LAP311 | Community Solar Garden | Solar*Rewards Community | Trade Secret | 2019
20263-228838-01 |  |  |  |  | SRO12901 |  | Solar |  |  | Withdrawn | Trade Secret | Trade |  |  |  | Solar*Rewards |  | 2010
20263-228838-01 |  |  |  |  | 06079650 |  | Solar |  |  | Withdrawn | Trade Secret | Trade |  |  | Residential | Solar*Rewards |  | 2025
20263-228838-01 |  |  |  |  | 05610721 |  |  |  |  | Active Application | Trade Secret | Trade |  |  | Residential |  |  | 2023
20263-228838-01 | Xcel Energy | 85 | 13781 | IOU | SRC040084 | 1000 | Solar |  |  | Withdrawn | Trade Secret | Trade |  |  | Community Solar Garden | Solar*Rewards Community | Trade Secret | 2015
20263-228838-01 | Xcel Energy | 85 | 13781 | IOU | SRC040972 | 1000 | Solar |  |  | Withdrawn | Trade Secret | Trade | CHI | CHI311 | Community Solar Garden | Solar*Rewards Community | Trade Secret | 2015
20263-228838-01 | Xcel Energy | 85 | 13781 | IOU | 03127756 | 1000 | Solar |  |  | Interconnected | Kasota | Trade | SMT | SMT072 | Community Solar Garden | Solar*Rewards Community | Trade Secret | 2015 | 2018
20263-228838-01 |  |  |  |  | 05764835 |  | Solar |  |  | Active Application | Trade Secret | Trade |  |  | Residential | Solar*Rewards |  | 2024
20263-228838-01 | Xcel Energy | 85 | 13781 | IOU | SRC069435 | 1000 | Solar |  |  | Withdrawn | Trade Secret | Trade | CAF | CAF022 | Community Solar Garden | Solar*Rewards Community | Trade Secret | 2018
20263-228838-01 | Xcel Energy | 85 | 13781 | IOU | SRC052701 | 1000 | Solar |  |  | Withdrawn | Trade Secret | Trade |  |  | Community Solar Garden | Solar*Rewards Community | Trade Secret | 2016
20263-228838-01 | Xcel Energy | 85 | 13781 | IOU | 03128542 | 1000 | Solar |  |  | Interconnected | Scandia | Trade | SCA | SCA021 | Community Solar Garden | Solar*Rewards Community | Trade Secret | 2015 | 2017
20263-228838-01 | Xcel Energy | 85 | 13781 | IOU | 03128198 | 1000 | Solar |  |  | Interconnected | Farmington | Trade | VMR | VMR061 | Community Solar Garden | Solar*Rewards Community | Trade Secret | 2014 | 2018
20263-228838-01 | Xcel Energy | 85 | 13781 | IOU | 04144192 | 9.36 | Solar |  |  | Interconnected | Trade Secret | Trade | CGR | CGR063 | Residential | Solar*Rewards | Trade Secret | 2020 | 2021
20263-228838-01 | Xcel Energy | 85 | 13781 | IOU | 06195909 | 12.913 | Solar |  |  | Interconnected | Trade Secret | Trade | AHI | AHI025 | Residential |  | Trade Secret | 2025 | 2025
20263-228838-01 | Xcel Energy | 85 | 13781 | IOU | 04794609 | 7.329 | Solar |  |  | Interconnected | Trade Secret | Trade | RPO | RPO311 | Residential | Solar*Rewards | Trade Secret | 2022 | 2022
20263-228838-01 | Xcel Energy | 85 | 13781 | IOU | OID3284598 | 15.5 | Solar |  |  | Withdrawn | Trade Secret | Trade | GVW | GVW031 | Commercial | Solar*Rewards | Trade Secret | 2018
20263-228838-01 | Xcel Energy | 85 | 13781 | IOU | 03130427 | 31 | Solar |  |  | Interconnected | Trade Secret | Trade | GVW | GVW031 | Commercial | Solar*Rewards | Trade Secret | 2018 | 2018
20263-228838-01 | Xcel Energy | 85 | 13781 | IOU | 04511954 | 7.616 | Solar |  |  | Interconnected | Trade Secret | Trade | ECK | ECK321 | Residential |  | Trade Secret | 2021 | 2022
20263-228838-01 | Xcel Energy | 85 | 13781 | IOU | 05952726 | 3.48 | Solar |  |  | Interconnected | Trade Secret | Trade | IDA | IDA062 | Residential | Solar*Rewards | Trade Secret | 2024 | 2024
20263-228838-01 |  |  |  |  | OID3468017 |  | Solar |  |  | Withdrawn | Trade Secret | Trade | MST | MST069 | Commercial |  |  | 2018
20263-228838-01 | Xcel Energy | 85 | 13781 | IOU | 03131438 | 6 | Solar |  |  | Interconnected | Trade Secret | Trade | MEL | MEL061 | Residential | Solar*Rewards | Trade Secret | 2017 | 2019
20263-228838-01 | Xcel Energy | 85 | 13781 | IOU | 03131428 | 2.962 | Solar |  |  | Interconnected | Trade Secret | Trade | MEL | MEL061 | Commercial | Solar*Rewards | Trade Secret | 2017 | 2019
20263-228838-01 | Xcel Energy | 85 | 13781 | IOU | 04341155 | 8.725 | Solar |  |  | Interconnected | Trade Secret | Trade | LOK | LOK093 | Residential | Solar*Rewards | Trade Secret | 2021 | 2021
20263-228838-01 | Xcel Energy | 85 | 13781 | IOU | 05548093 | 8.448 | Solar |  |  | Interconnected | Trade Secret | Trade | RPO | RPO311 | Residential |  | Trade Secret | 2023 | 2023
20263-228838-01 | Xcel Energy | 85 | 13781 | IOU | 03131866 | 9.6 | Solar |  |  | Interconnected | Trade Secret | Trade | ALD | ALD085 | Residential | Solar*Rewards | Trade Secret | 2017 | 2017
20263-228838-01 | Xcel Energy | 85 | 13781 | IOU | 04880873 | 16.054 | Solar |  | X | Active Application | Trade Secret | Trade | ALD | ALD085 | Residential |  | Trade Secret | 2022
20263-228838-01 | Xcel Energy | 85 | 13781 | IOU | 03566875 | 18.27 | Solar |  |  | Interconnected | Trade Secret | Trade | ECK | ECK322 | Residential | Solar*Rewards | Trade Secret | 2020 | 2020
20263-228838-01 | Xcel Energy | 85 | 13781 | IOU | 03131746 | 2.962 | Solar |  |  | Interconnected | Trade Secret | Trade | MEL | MEL061 | Residential | Solar*Rewards | Trade Secret | 2017 | 2017
20263-228838-01 | Xcel Energy | 85 | 13781 | IOU | 05217129 | 7.7 | Solar |  |  | Interconnected | Trade Secret | Trade | HSN | HSN311 | Commercial |  | Trade Secret | 2022 | 2023
20263-228838-01 | Xcel Energy | 85 | 13781 | IOU | 05150059 | 7.7 | Solar |  |  | Interconnected | Trade Secret | Trade | ECK | ECK322 | Residential |  | Trade Secret | 2022 | 2022
20263-228838-01 | Xcel Energy | 85 | 13781 | IOU | 06228044 | 11.032 | Solar |  |  | Active Application | Trade Secret | Trade | RIV | RIV063 | Residential |  | Trade Secret | 2025
20263-228838-01 | Xcel Energy | 85 | 13781 | IOU | 04239419 | 9.35 | Solar |  |  | Interconnected | Trade Secret | Trade | SAV | SAV063 | Residential | Solar*Rewards | Trade Secret | 2021 | 2021
20263-228838-01 | Xcel Energy | 85 | 13781 | IOU | 05711761 | 7.245 | Solar |  |  | Interconnected | Trade Secret | Trade | LOK | LOK093 | Residential | Solar*Rewards | Trade Secret | 2024 | 2024
20263-228838-01 | Xcel Energy | 85 | 13781 | IOU | 04276344 | 3.747 | Solar |  |  | Active Application | Trade Secret | Trade | WAV | WAV021 | Residential |  | Trade Secret | 2020
20263-228838-01 | Xcel Energy | 85 | 13781 | IOU | 04482489 | 3.747 | Solar |  |  | Active Application | Trade Secret | Trade | WAV | WAV021 | Residential | Solar*Rewards | Trade Secret | 2021
20263-228838-01 | Xcel Energy | 85 | 13781 | IOU | 04514454 | 3.747 | Solar |  |  | Interconnected | Trade Secret | Trade | WAV | WAV021 | Residential |  | Trade Secret | 2021 | 2022
20263-228838-01 | Xcel Energy | 85 | 13781 | IOU | 05240164 | 8.12 | Solar |  |  | Withdrawn | Trade Secret | Trade | GSL | GSL341 | Residential | Solar*Rewards | Trade Secret | 2022
20263-228838-01 | Xcel Energy | 85 | 13781 | IOU | 05357156 | 11.96 | Solar |  | X | Withdrawn | Trade Secret | Trade | GSL | GSL341 | Residential | Solar*Rewards | Trade Secret | 2023
20263-228838-01 | Xcel Energy | 85 | 13781 | IOU | 05715670 | 7.56 | Solar |  | X | Interconnected | Trade Secret | Trade | GSL | GSL341 | Residential | Solar*Rewards | Trade Secret | 2024 | 2024
20263-228838-01 | Xcel Energy | 85 | 13781 | IOU | OID3768073 | 39.998 | Solar |  |  | Withdrawn | Trade Secret | Trade | HWW | HWW074 | Commercial | Solar*Rewards | Trade Secret | 2019
20263-228838-01 | Xcel Energy | 85 | 13781 | IOU | 06208235 | 9.074 | Solar |  |  | Interconnected | Trade Secret | Trade | HOL | HOL071 | Residential | Solar*Rewards | Trade Secret | 2025 | 2026
20263-228838-01 | Xcel Energy | 85 | 13781 | IOU | 04833873 | 7.124 | Solar |  |  | Interconnected | Trade Secret | Trade | RPO | RPO311 | Residential | Solar*Rewards | Trade Secret | 2022 | 2022
20263-228838-01 | Xcel Energy | 85 | 13781 | IOU | 03954781 | 8.25 | Solar |  |  | Interconnected | Trade Secret | Trade | VMR | VMR061 | Residential | Solar*Rewards | Trade Secret | 2020 | 2021
20263-228838-01 | Xcel Energy | 85 | 13781 | IOU | 05597895 | 750 | Solar |  |  | Withdrawn | Trade Secret | Trade | GLD | GLD021 | Commercial |  | Trade Secret | 2023
20263-228838-01 | Xcel Energy | 85 | 13781 | IOU | 03133040 | 32.51 | Solar |  |  | Interconnected | Trade Secret | Trade | WCR | WCR322 | Commercial | Solar*Rewards | Trade Secret | 2019 | 2019
20263-228838-01 | Xcel Energy | 85 | 13781 | IOU | 03747793 | 12 | Solar |  |  | Active Application | Trade Secret | Trade | WAS | WAS092 | Residential | Solar*Rewards | Trade Secret | 2020
20263-228838-01 | Xcel Energy | 85 | 13781 | IOU | 04418540 | 6.05 | Solar |  |  | Withdrawn | Trade Secret | Trade | RPO | RPO311 | Residential | Solar*Rewards | Trade Secret | 2021
20263-228838-01 | Xcel Energy | 85 | 13781 | IOU | 05023113 | 5.5 | Solar |  |  | Interconnected | Trade Secret | Trade | LEX | LEX332 | Residential |  | Trade Secret | 2022 | 2022
20263-228838-01 | Xcel Energy | 85 | 13781 | IOU | 04794627 | 10.15 | Solar |  |  | Interconnected | Trade Secret | Trade | CHE | CHE065 | Residential | Solar*Rewards | Trade Secret | 2022 | 2022
20263-228838-01 | Xcel Energy | 85 | 13781 | IOU | 05138166 | 3.288 | Solar |  |  | Interconnected | Trade Secret | Trade | ECK | ECK322 | Residential |  | Trade Secret | 2022 | 2022
20263-228838-01 | Xcel Energy | 85 | 13781 | IOU | 04419994 | 39.999 | Solar |  |  | Interconnected | Trade Secret | Trade | FSL | FSL311 | Commercial | Solar*Rewards | Trade Secret | 2021 | 2021
20263-228838-01 | Xcel Energy | 85 | 13781 | IOU | 05937163 | 8.99 | Solar |  |  | Interconnected | Trade Secret | Trade | FAP | FAP062 | Residential | Solar*Rewards | Trade Secret | 2024 | 2024
20263-228838-01 | Xcel Energy | 85 | 13781 | IOU | 04440651 | 16.564 | Solar |  |  | Interconnected | Trade Secret | Trade | MOL | MOL072 | Commercial | Solar*Rewards | Trade Secret | 2021 | 2022
20263-228838-01 | Xcel Energy | 85 | 13781 | IOU | 06247554 | 6.144 | Solar |  |  | Active Application | Trade Secret | Trade | WAV | WAV021 | Residential |  | Trade Secret | 2025
20263-228838-01 | Xcel Energy | 85 | 13781 | IOU | 05391024 | 3.84 | Solar |  |  | Interconnected | Trade Secret | Trade | RPO | RPO311 | Residential | Solar*Rewards | Trade Secret | 2023 | 2023
20263-228838-01 | Xcel Energy | 85 | 13781 | IOU | 03650254 | 8.768 | Solar |  |  | Interconnected | Trade Secret | Trade | MND | MND072 | Residential | Solar*Rewards | Trade Secret | 2020 | 2020
20263-228838-01 | Xcel Energy | 85 | 13781 | IOU | 03663275 | 5 | Storage |  |  | Interconnected | Trade Secret | Trade | MND | MND072 | Residential |  | Trade Secret | 2020 | 2020
20263-228838-01 | Xcel Energy | 85 | 13781 | IOU | 04082703 | 11.39 | Solar |  |  | Interconnected | Trade Secret | Trade | GSL | GSL341 | Residential | Solar*Rewards | Trade Secret | 2020 | 2021
20263-228838-01 | Xcel Energy | 85 | 13781 | IOU | 05190266 | 9.994 | Solar |  |  | Interconnected | Trade Secret | Trade | FSL | FSL311 | Residential |  | Trade Secret | 2022 | 2022
20263-228838-01 | Xcel Energy | 85 | 13781 | IOU | 05853172 | 5.76 | Solar |  |  | Interconnected | Trade Secret | Trade | ECK | ECK322 | Residential | Solar*Rewards | Trade Secret | 2024 | 2024
20263-228838-01 | Xcel Energy | 85 | 13781 | IOU | 04466472 | 6.67 | Solar |  |  | Active Application | Trade Secret | Trade | WEB | WEB021 | Residential | Solar*Rewards | Trade Secret | 2021
20263-228838-01 | Xcel Energy | 85 | 13781 | IOU | 04503330 | 6.67 | Solar |  |  | Interconnected | Trade Secret | Trade | WEB | WEB021 | Residential |  | Trade Secret | 2021 | 2021
20263-228838-01 | Xcel Energy | 85 | 13781 | IOU | 04358805 | 6.38 | Solar |  |  | Interconnected | Trade Secret | Trade | HUG | HUG321 | Residential | Solar*Rewards | Trade Secret | 2021 | 2021
20263-228838-01 | Xcel Energy | 85 | 13781 | IOU | 05713667 | 9.994 | Solar |  |  | Interconnected | Trade Secret | Trade | DHL | DHL061 | Residential | Solar*Rewards | Trade Secret | 2024 | 2024
20263-228838-01 | Xcel Energy | 85 | 13781 | IOU | 06058978 | 9.6 | Solar |  |  | Active Application | Trade Secret | Trade | OPK | OPK077 | Residential | Solar*Rewards | Trade Secret | 2025
20263-228838-01 | Xcel Energy | 85 | 13781 | IOU | 04998787 | 8.7 | Solar |  |  | Interconnected | Trade Secret | Trade | ALK | ALK072 | Residential |  | Trade Secret | 2022 | 2022
20263-228838-01 | Xcel Energy | 85 | 13781 | IOU | 05344888 | 4.64 | Solar |  |  | Interconnected | Trade Secret | Trade | ECK | ECK322 | Residential |  | Trade Secret | 2022 | 2023
20263-228838-01 | Xcel Energy | 85 | 13781 | IOU | 03170274 | 1000 | Solar |  |  | Interconnected | Balaton | Trade | LAY | LAY061 | Community Solar Garden | Solar*Rewards Community | Trade Secret | 2019 | 2022
20263-228838-01 | Xcel Energy | 85 | 13781 | IOU | 05732714 | 3.774 | Solar |  |  | Interconnected | Trade Secret | Trade | ECK | ECK321 | Residential |  | Trade Secret | 2024 | 2024
20263-228838-01 | Xcel Energy | 85 | 13781 | IOU | 05158503 | 14.304 | Solar |  |  | Interconnected | Trade Secret | Trade | TWL | TWL083 | Residential |  | Trade Secret | 2022 | 2022
20263-228838-01 | Xcel Energy | 85 | 13781 | IOU | 03503312 | 1000 | Solar |  |  | Interconnected | Clarkfield | Trade | MNV | MNV211 | Community Solar Garden | Solar*Rewards Community | Trade Secret | 2020 | 2022
20263-228838-01 | Xcel Energy | 85 | 13781 | IOU | 06018287 | 19.04 | Storage |  |  | Withdrawn | Trade Secret | Trade | CGR | CGR072 | Residential |  | Trade Secret | 2024
20263-228838-01 | Xcel Energy | 85 | 13781 | IOU | 06110668 | 11.5 | Storage |  |  | Interconnected | Trade Secret | Trade | CGR | CGR072 | Residential |  | Trade Secret | 2025 | 2025
20263-228838-01 | Xcel Energy | 85 | 13781 | IOU | 04794305 | 7.54 | Solar |  |  | Interconnected | Trade Secret | Trade | CGR | CGR072 | Residential | Solar*Rewards | Trade Secret | 2022 | 2022
20263-228838-01 | Xcel Energy | 85 | 13781 | IOU | 05562534 | 6.615 | Solar |  |  | Interconnected | Trade Secret | Trade | HSN | HSN322 | Residential |  | Trade Secret | 2023 | 2023
20263-228838-01 | Xcel Energy | 85 | 13781 | IOU | 04941760 | 7.83 | Solar |  |  | Interconnected | Trade Secret | Trade | FSL | FSL312 | Residential |  | Trade Secret | 2022 | 2022
20263-228838-01 | Xcel Energy | 85 | 13781 | IOU | 04794179 | 6.282 | Solar |  |  | Interconnected | Trade Secret | Trade | IDA | IDA073 | Residential | Solar*Rewards | Trade Secret | 2022 | 2022
20263-228838-01 | Xcel Energy | 85 | 13781 | IOU | 06018717 | 29.282 | Storage |  |  | Interconnected | Trade Secret | Trade | IDA | IDA073 | Residential |  | Trade Secret | 2024 | 2025
20263-228838-01 | Xcel Energy | 85 | 13781 | IOU | 05357355 | 2.9 | Solar |  |  | Interconnected | Trade Secret | Trade | PBE | PBE061 | Residential |  | Trade Secret | 2023 | 2023
20263-228838-01 | Xcel Energy | 85 | 13781 | IOU | 04794074 | 34.6 | Solar |  |  | Interconnected | Trade Secret | Trade | MDT | MDT062 | Commercial | Solar*Rewards | Trade Secret | 2022 | 2023
20263-228838-01 | Xcel Energy | 85 | 13781 | IOU | 05240100 | 8.96 | Solar |  |  | Interconnected | Trade Secret | Trade | RPO | RPO311 | Residential |  | Trade Secret | 2022 | 2023
20263-228838-01 | Xcel Energy | 85 | 13781 | IOU | 05866470 | 3.747 | Solar |  |  | Interconnected | Trade Secret | Trade | CGR | CGR062 | Residential |  | Trade Secret | 2024 | 2025
20263-228838-01 | Xcel Energy | 85 | 13781 | IOU | 05609091 | 10.24 | Solar |  |  | Interconnected | Trade Secret | Trade | CTR | CTR031 | Residential |  | Trade Secret | 2023 | 2023
20263-228838-01 | Xcel Energy | 85 | 13781 | IOU | 05539188 | 11.52 | Solar |  |  | Interconnected | Trade Secret | Trade | RPO | RPO311 | Residential |  | Trade Secret | 2023 | 2023
20263-228838-01 | Xcel Energy | 85 | 13781 | IOU | 05386329 | 39.75 | Solar |  |  | Interconnected | Trade Secret | Trade | RIV | RIV061 | Commercial | Solar*Rewards | Trade Secret | 2023 | 2024
20263-228838-01 | Xcel Energy | 85 | 13781 | IOU | 03895405 | 999 | Solar |  |  | Interconnected | Goodhue | Trade | WEL | WEL021 | Community Solar Garden | Solar*Rewards Community | Trade Secret | 2022 | 2023
20263-228838-01 | Xcel Energy | 85 | 13781 | IOU | 06018490 | 20.22 | Storage |  |  | Withdrawn | Trade Secret | Trade | HUG | HUG321 | Residential |  | Trade Secret | 2024
20263-228838-01 | Xcel Energy | 85 | 13781 | IOU | 06066199 | 11.5 | Storage |  |  | Interconnected | Trade Secret | Trade | HUG | HUG321 | Residential |  | Trade Secret | 2025 | 2025
20263-228838-01 | Xcel Energy | 85 | 13781 | IOU | 05386508 | 5.22 | Solar |  |  | Interconnected | Trade Secret | Trade | HUG | HUG321 | Residential |  | Trade Secret | 2023 | 2023
20263-228838-01 | Xcel Energy | 85 | 13781 | IOU | 05562671 | 6.09 | Solar |  |  | Interconnected | Trade Secret | Trade | AVN | AVN021 | Residential | Solar*Rewards | Trade Secret | 2023 | 2023
20263-228838-01 | Xcel Energy | 85 | 13781 | IOU | 05533152 | 12.54 | Solar |  | X | Interconnected | Trade Secret | Trade | GLK | GLK065 | Residential | Solar*Rewards | Trade Secret | 2023 | 2024
20263-228838-01 | Xcel Energy | 85 | 13781 | IOU | 06018087 | 9.489 | Solar |  | X | Interconnected | Trade Secret | Trade | HUG | HUG321 | Residential |  | Trade Secret | 2024 | 2025
20263-228838-01 | Xcel Energy | 85 | 13781 | IOU | 05712230 | 8.82 | Solar |  |  | Interconnected | Trade Secret | Trade | KOL | KOL065 | Residential | Solar*Rewards | Trade Secret | 2024 | 2024
20263-228838-01 | Xcel Energy | 85 | 13781 | IOU | 05950619 | 3.84 | Solar |  |  | Interconnected | Trade Secret | Trade | RLK | RLK073 | Residential | Solar*Rewards | Trade Secret | 2024 | 2024
20263-228838-01 | Xcel Energy | 85 | 13781 | IOU | 05855179 | 5.052 | Solar |  |  | Interconnected | Trade Secret | Trade | DBL | DBL068 | Residential |  | Trade Secret | 2024 | 2025
20263-228838-01 | Xcel Energy | 85 | 13781 | IOU | 03132912 | 30 | Solar |  |  | Interconnected | Trade Secret | Trade | BIS | BIS001 | Commercial | Solar*Rewards | Trade Secret | 2018 | 2019
20263-228838-01 | Xcel Energy | 85 | 13781 | IOU | 06167893 | 3.84 | Solar |  |  | Active Application | Trade Secret | Trade | ALT | ALT021 | Residential | Solar*Rewards | Trade Secret | 2025
20263-228838-01 | Xcel Energy | 85 | 13781 | IOU | 06229284 | 3.84 | Solar |  |  | Active Application | Trade Secret | Trade | ALT | ALT021 | Residential |  | Trade Secret | 2025
20263-228838-01 | Xcel Energy | 85 | 13781 | IOU | 06167011 | 5.314 | Solar |  |  | Interconnected | Trade Secret | Trade | SOU | SOU075 | Residential | Solar*Rewards | Trade Secret | 2025 | 2025
20263-228838-01 | Xcel Energy | 85 | 13781 | IOU | 05754751 | 99.999 | Solar |  |  | Interconnected | Trade Secret | Trade | SLP | SLP086 | Commercial |  | Trade Secret | 2024 | 2024
20263-228838-01 | Xcel Energy | 85 | 13781 | IOU | 03294302 | 5 | Solar |  |  | Interconnected | Trade Secret | Trade | CGR | CGR064 | Residential | Solar*Rewards | Trade Secret | 2019 | 2019
20263-228838-01 | Xcel Energy | 85 | 13781 | IOU | 05820251 | 9.84 | Solar |  |  | Interconnected | Trade Secret | Trade | TLK | TLK066 | Residential | Solar*Rewards | Trade Secret | 2024 | 2024
20263-228838-01 | Xcel Energy | 85 | 13781 | IOU | 05984886 | 4.886 | Solar |  |  | Interconnected | Trade Secret | Trade | SOU | SOU069 | Residential | Solar*Rewards | Trade Secret | 2024 | 2025
20263-228838-01 | Xcel Energy | 85 | 13781 | IOU | 06174054 | 3.84 | Storage |  |  | Interconnected | Trade Secret | Trade | SOU | SOU075 | Residential |  | Trade Secret | 2025 | 2025
20263-228838-01 |  |  |  |  | 06174050 |  |  |  |  | Withdrawn | Trade Secret | Trade | SOU | SOU075 | Residential |  |  | 2025
20263-228838-01 | Xcel Energy | 85 | 13781 | IOU | 04265093 | 1.68 | Solar |  |  | Interconnected | Trade Secret | Trade | SOU | SOU075 | Residential | Solar*Rewards | Trade Secret | 2021 | 2021
20263-228838-01 | Xcel Energy | 85 | 13781 | IOU | 05308663 | 3.48 | Solar |  |  | Interconnected | Trade Secret | Trade | WDY | WDY311 | Residential |  | Trade Secret | 2022 | 2023
20263-228838-01 | Xcel Energy | 85 | 13781 | IOU | 05161330 | 6.4 | Solar |  |  | Interconnected | Trade Secret | Trade | WCR | WCR322 | Residential |  | Trade Secret | 2022 | 2022
20263-228838-01 | Xcel Energy | 85 | 13781 | IOU | 03132265 | 5 | Solar |  |  | Interconnected | Trade Secret | Trade | UPP | UPP082 | Residential | Solar*Rewards | Trade Secret | 2018 | 2018
20263-228838-01 | Xcel Energy | 85 | 13781 | IOU | 06126334 | 12.146 | Solar |  |  | Interconnected | Trade Secret | Trade | GSL | GSL079 | Residential |  | Trade Secret | 2025 | 2025
20263-228838-01 | Xcel Energy | 85 | 13781 | IOU | 05516249 | 8.32 | Solar |  |  | Interconnected | Trade Secret | Trade | RMT | RMT321 | Residential | Solar*Rewards | Trade Secret | 2023 | 2023
20263-228838-01 | Xcel Energy | 85 | 13781 | IOU | 03133081 | 36 | Solar |  |  | Interconnected | Trade Secret | Trade | XRD | XRD076 | Commercial | Solar*Rewards | Trade Secret | 2013 | 2014
20263-228838-01 | Xcel Energy | 85 | 13781 | IOU | 04274748 | 5 | Storage |  |  | Interconnected | Trade Secret | Trade | WDY | WDY312 | Residential |  | Trade Secret | 2021 | 2022
20263-228838-01 | Xcel Energy | 85 | 13781 | IOU | 03946452 | 4.64 | Solar |  |  | Interconnected | Trade Secret | Trade | WDY | WDY312 | Residential | Solar*Rewards | Trade Secret | 2020 | 2020
20263-228838-01 | Xcel Energy | 85 | 13781 | IOU | 04794669 | 5.8 | Solar |  |  | Interconnected | Trade Secret | Trade | RLK | RLK069 | Residential | Solar*Rewards | Trade Secret | 2022 | 2022
20263-228838-01 | Xcel Energy | 85 | 13781 | IOU | 03134357 | 7.63 | Solar |  |  | Interconnected | Trade Secret | Trade | HSN | HSN321 | Residential | Solar*Rewards | Trade Secret | 2015 | 2015
20263-228838-01 | Xcel Energy | 85 | 13781 | IOU | 06018668 | 21.775 | Solar |  | X | Interconnected | Trade Secret | Trade | HSN | HSN321 | Residential | Solar*Rewards | Trade Secret | 2024 | 2025
20263-228838-01 | Xcel Energy | 85 | 13781 | IOU | 03131778 | 9.94 | Solar |  |  | Interconnected | Trade Secret | Trade | AFT | AFT314 | Residential | Made in Minnesota | Trade Secret | 2017 | 2017
20263-228838-01 | Xcel Energy | 85 | 13781 | IOU | 03813866 | 6.282 | Solar |  |  | Interconnected | Trade Secret | Trade | NWA | NWA021 | Residential | Solar*Rewards | Trade Secret | 2020 | 2020
20263-228838-01 | Xcel Energy | 85 | 13781 | IOU | 05271938 | 30 | Solar |  |  | Active Application | Trade Secret | Trade | WAS | WAS092 | Residential | Solar*Rewards | Trade Secret | 2022
20263-228838-01 | Xcel Energy | 85 | 13781 | IOU | 06012200 | 7.216 | Solar |  |  | Interconnected | Trade Secret | Trade | WES | WES073 | Residential | Solar*Rewards | Trade Secret | 2025 | 2025
20263-228838-01 | Xcel Energy | 85 | 13781 | IOU | 05901456 | 5.052 | Solar |  |  | Interconnected | Trade Secret | Trade | RPL | RPL063 | Residential |  | Trade Secret | 2024 | 2025
20263-228838-01 | Xcel Energy | 85 | 13781 | IOU | SRO29558 | 39.98 | Solar |  |  | Withdrawn | Trade Secret | Trade | HYL | HYL073 | Commercial | Solar*Rewards | Trade Secret | 2013
20263-228838-01 | Xcel Energy | 85 | 13781 | IOU | 03132743 | 15.4 | Solar |  |  | Interconnected | Trade Secret | Trade | HYL | HYL073 | Commercial | Solar*Rewards | Trade Secret | 2018 | 2019
20263-228838-01 | Xcel Energy | 85 | 13781 | IOU | 05555771 | 10.88 | Solar |  |  | Interconnected | Trade Secret | Trade | RAM | RAM071 | Residential |  | Trade Secret | 2023 | 2023
20263-228838-01 | Xcel Energy | 85 | 13781 | IOU | 03133425 | 8 | Solar |  |  | Interconnected | Trade Secret | Trade | OPK | OPK077 | Residential | Solar*Rewards | Trade Secret | 2011 | 2011
20263-228838-01 | Xcel Energy | 85 | 13781 | IOU | SRO25403 | 5 | Solar |  |  | Withdrawn | Trade Secret | Trade | SLP | SLP083 | Residential | Solar*Rewards | Trade Secret | 2012
20263-228838-01 |  |  |  |  | SRO25399 |  | Solar |  |  | Withdrawn | Trade Secret | Trade | SLP | SLP083 | Residential | Solar*Rewards |  | 2012
20263-228838-01 | Xcel Energy | 85 | 13781 | IOU | 03133055 | 5 | Solar |  |  | Interconnected | Trade Secret | Trade | SLP | SLP083 | Residential | Solar*Rewards | Trade Secret | 2013 | 2014
20263-228838-01 | Xcel Energy | 85 | 13781 | IOU | 03242292 | 7.616 | Solar |  |  | Interconnected | Trade Secret | Trade | RPO | RPO312 | Residential | Solar*Rewards | Trade Secret | 2019 | 2020
20263-228838-01 | Xcel Energy | 85 | 13781 | IOU | OID3941258 | 7.616 | Solar |  |  | Withdrawn | Trade Secret | Trade | RPO | RPO312 | Residential | Solar*Rewards | Trade Secret | 2019
20263-228838-01 | Xcel Energy | 85 | 13781 | IOU | 06322067 | 5.32 | Solar |  |  | Active Application | Trade Secret | Trade | SOU | SOU086 | Residential | Solar*Rewards | Trade Secret | 2026
20263-228838-01 | Xcel Energy | 85 | 13781 | IOU | 06076654 | 5.32 | Solar |  |  | Active Application | Trade Secret | Trade | SOU | SOU086 | Residential | Solar*Rewards | Trade Secret | 2025
20263-228838-01 | Xcel Energy | 85 | 13781 | IOU | 04519339 | 6 | Solar |  |  | Interconnected | Trade Secret | Trade | ECK | ECK061 | Residential |  | Trade Secret | 2021 | 2022
20263-228838-01 | Xcel Energy | 85 | 13781 | IOU | 05577811 | 30.4 | Solar |  | X | Interconnected | Trade Secret | Trade | ORO | ORO062 | Residential |  | Trade Secret | 2023 | 2024
20263-228838-01 | Xcel Energy | 85 | 13781 | IOU | 05527567 | 5.12 | Solar |  |  | Interconnected | Trade Secret | Trade | RMT | RMT321 | Residential | Solar*Rewards | Trade Secret | 2023 | 2023
20263-228838-01 | Xcel Energy | 85 | 13781 | IOU | OID3325564 | 9.94 | Solar |  |  | Withdrawn | Trade Secret | Trade | PIP | PIP090 | Residential | Solar*Rewards | Trade Secret | 2018
20263-228838-01 | Xcel Energy | 85 | 13781 | IOU | 05477158 | 6.3 | Solar |  |  | Active Application | Trade Secret | Trade | PIP | PIP090 | Residential | Solar*Rewards | Trade Secret | 2023
20263-228838-01 | Xcel Energy | 85 | 13781 | IOU | 03921051 | 4.95 | Solar |  |  | Interconnected | Trade Secret | Trade | WSG | WSG362 | Residential | Solar*Rewards | Trade Secret | 2020 | 2021
20263-228838-01 | Xcel Energy | 85 | 13781 | IOU | 06182888 | 10.368 | Solar |  |  | Interconnected | Trade Secret | Trade | WCR | WCR062 | Residential | Solar*Rewards | Trade Secret | 2025 | 2025
20263-228838-01 | Xcel Energy | 85 | 13781 | IOU | 06217453 | 15.705 | Solar |  | X | Interconnected | Trade Secret | Trade | MEL | MEL068 | Residential |  | Trade Secret | 2025 | 2026
20263-228838-01 | Xcel Energy | 85 | 13781 | IOU | 05451256 | 0.65 | Solar |  |  | Withdrawn | Trade Secret | Trade | ALD | ALD076 | Residential | Solar*Rewards | Trade Secret | 2023
20263-228838-01 | Xcel Energy | 85 | 13781 | IOU | 04794059 | 3.49 | Solar |  |  | Withdrawn | Trade Secret | Trade | ALD | ALD076 | Residential | Solar*Rewards | Trade Secret | 2022
20263-228838-01 | Xcel Energy | 85 | 13781 | IOU | 05711752 | 3.48 | Solar |  |  | Interconnected | Trade Secret | Trade | ALD | ALD076 | Residential | Solar*Rewards | Trade Secret | 2024 | 2024
20263-228838-01 | Xcel Energy | 85 | 13781 | IOU | 06124745 | 4.55 | Solar |  |  | Active Application | Trade Secret | Trade | SHP | SHP062 | Residential |  | Trade Secret | 2025
20263-228838-01 | Xcel Energy | 85 | 13781 | IOU | 04414010 | 39.99 | Solar |  |  | Interconnected | Trade Secret | Trade | APA | APA076 | Commercial | Solar*Rewards | Trade Secret | 2021 | 2022
20263-228838-01 | Xcel Energy | 85 | 13781 | IOU | 04109356 | 33.3 | Solar |  |  | Interconnected | Trade Secret | Trade | SCL | SCL312 | Commercial | Solar*Rewards | Trade Secret | 2020 | 2021
20263-228838-01 | Xcel Energy | 85 | 13781 | IOU | 05357407 | 9.994 | Solar |  |  | Interconnected | Trade Secret | Trade | HUG | HUG321 | Residential | Solar*Rewards | Trade Secret | 2023 | 2023
20263-228838-01 | Xcel Energy | 85 | 13781 | IOU | 05812609 | 7.68 | Solar |  |  | Interconnected | Trade Secret | Trade | OAD | OAD075 | Residential |  | Trade Secret | 2024 | 2024
20263-228838-01 | Xcel Energy | 85 | 13781 | IOU | 05711873 | 2.52 | Solar |  |  | Interconnected | Trade Secret | Trade | AHI | AHI063 | Residential | Solar*Rewards | Trade Secret | 2024 | 2024
20263-228838-01 | Xcel Energy | 85 | 13781 | IOU | 05601505 | 2.52 | Solar |  |  | Active Application | Trade Secret | Trade | AHI | AHI063 | Residential | Solar*Rewards | Trade Secret | 2023
20263-228838-01 | Xcel Energy | 85 | 13781 | IOU | 05992239 | 5.76 | Solar |  |  | Interconnected | Trade Secret | Trade | KOL | KOL071 | Residential | Solar*Rewards | Trade Secret | 2024 | 2025
20263-228838-01 | Xcel Energy | 85 | 13781 | IOU | 04834130 | 5.51 | Solar |  |  | Interconnected | Trade Secret | Trade | SOU | SOU077 | Residential | Solar*Rewards | Trade Secret | 2022 | 2022
20263-228838-01 | Xcel Energy | 85 | 13781 | IOU | 03133216 | 5.1 | Solar |  |  | Interconnected | Trade Secret | Trade | TER | TER062 | Residential | Solar*Rewards | Trade Secret | 2010 | 2010
20263-228838-01 | Xcel Energy | 85 | 13781 | IOU | 04336872 | 3.48 | Solar |  |  | Interconnected | Trade Secret | Trade | APA | APA077 | Residential | Solar*Rewards | Trade Secret | 2021 | 2021
20263-228838-01 | Xcel Energy | 85 | 13781 | IOU | OID3311919 | 7.616 | Solar |  |  | Withdrawn | Trade Secret | Trade | WIL | WIL086 | Residential | Solar*Rewards | Trade Secret | 2018
20263-228838-01 | Xcel Energy | 85 | 13781 | IOU | 04793906 | 4.06 | Solar |  |  | Interconnected | Trade Secret | Trade | SLP | SLP084 | Residential | Solar*Rewards | Trade Secret | 2022 | 2022
20263-228838-01 | Xcel Energy | 85 | 13781 | IOU | 05001761 | 3.747 | Solar |  |  | Withdrawn | Trade Secret | Trade | FAB | FAB063 | Residential |  | Trade Secret | 2022
20263-228838-01 | Xcel Energy | 85 | 13781 | IOU | 03130418 | 6.72 | Solar |  |  | Interconnected | Trade Secret | Trade | MPK | MPK063 | Residential | Solar*Rewards | Trade Secret | 2018 | 2018
20263-228838-01 | Xcel Energy | 85 | 13781 | IOU | 05555479 | 9.216 | Solar |  |  | Interconnected | Trade Secret | Trade | GLK | GLK074 | Residential |  | Trade Secret | 2023 | 2023
20263-228838-01 | Xcel Energy | 85 | 13781 | IOU | 03131996 | 11.39 | Solar |  |  | Interconnected | Trade Secret | Trade | LCR | LCR311 | Residential | Solar*Rewards | Trade Secret | 2017 | 2017
20263-228838-01 | Xcel Energy | 85 | 13781 | IOU | 05668062 | 4.592 | Solar |  |  | Interconnected | Trade Secret | Trade | AFT | AFT322 | Residential |  | Trade Secret | 2023 | 2024
20263-228838-01 | Xcel Energy | 85 | 13781 | IOU | 05207156 | 7.678 | Solar |  |  | Interconnected | Trade Secret | Trade | LEX | LEX061 | Residential |  | Trade Secret | 2022 | 2022
20263-228838-01 | Xcel Energy | 85 | 13781 | IOU | 03134485 | 10.01 | Solar |  |  | Interconnected | Trade Secret | Trade | TER | TER075 | Residential | Made in Minnesota | Trade Secret | 2015 | 2015
20263-228838-01 | Xcel Energy | 85 | 13781 | IOU | 04535751 | 15.6 | Wind |  |  | Interconnected | Trade Secret | Trade | PIP | PIP090 | Residential |  | Trade Secret | 2021 | 2023
20263-228838-01 | Xcel Energy | 85 | 13781 | IOU | 03245642 | 3.36 | Solar |  |  | Interconnected | Trade Secret | Trade | WIL | WIL071 | Residential | Solar*Rewards | Trade Secret | 2019 | 2020
20263-228838-01 | Xcel Energy | 85 | 13781 | IOU | 04793496 | 8.41 | Solar |  |  | Interconnected | Trade Secret | Trade | CGR | CGR063 | Residential | Solar*Rewards | Trade Secret | 2022 | 2022
20263-228838-01 | Xcel Energy | 85 | 13781 | IOU | 05156025 | 5.76 | Solar |  |  | Interconnected | Trade Secret | Trade | HUG | HUG311 | Residential |  | Trade Secret | 2022 | 2023
20263-228838-01 | Xcel Energy | 85 | 13781 | IOU | OID3083547 | 15 | Solar |  |  | Withdrawn | Trade Secret | Trade | PIP | PIP090 | Residential | Solar*Rewards | Trade Secret | 2017
20263-228838-01 |  |  |  |  | OID3061308 |  | Solar |  |  | Withdrawn | Trade Secret | Trade | PIP | PIP090 | Residential | Solar*Rewards |  | 2017
20263-228838-01 | Xcel Energy | 85 | 13781 | IOU | 05424397 | 7.68 | Solar |  |  | Withdrawn | Trade Secret | Trade | MHW | MHW311 | Residential | Solar*Rewards | Trade Secret | 2023
20263-228838-01 | Xcel Energy | 85 | 13781 | IOU | 04574990 | 11.39 | Solar |  |  | Active Application | Trade Secret | Trade | GSL | GSL061 | Residential |  | Trade Secret | 2021
20263-228838-01 | Xcel Energy | 85 | 13781 | IOU | 03923383 | 7.616 | Solar |  |  | Interconnected | Trade Secret | Trade | WCR | WCR322 | Residential | Solar*Rewards | Trade Secret | 2020 | 2020
20263-228838-01 | Xcel Energy | 85 | 13781 | IOU | 04004932 | 4.188 | Solar |  |  | Interconnected | Trade Secret | Trade | SOU | SOU082 | Residential | Solar*Rewards | Trade Secret | 2020 | 2020
20263-228838-01 | Xcel Energy | 85 | 13781 | IOU | 05601610 | 3.78 | Solar |  |  | Interconnected | Trade Secret | Trade | IDA | IDA062 | Residential |  | Trade Secret | 2023 | 2024
20263-228838-01 | Xcel Energy | 85 | 13781 | IOU | 03130028 | 10.08 | Solar |  |  | Interconnected | Trade Secret | Trade | AFT | AFT315 | Residential | Solar*Rewards | Trade Secret | 2018 | 2019
20263-228838-01 | Xcel Energy | 85 | 13781 | IOU | 05376713 | 2.9 | Solar |  |  | Interconnected | Trade Secret | Trade | SOU | SOU081 | Residential |  | Trade Secret | 2023 | 2023
20263-228838-01 | Xcel Energy | 85 | 13781 | IOU | 03132699 | 7.84 | Solar |  |  | Interconnected | Trade Secret | Trade | WSG | WSG071 | Residential | Solar*Rewards | Trade Secret | 2018 | 2019
20263-228838-01 | Xcel Energy | 85 | 13781 | IOU | 03132530 | 3.747 | Solar |  |  | Interconnected | Trade Secret | Trade | WIL | WIL073 | Residential | Solar*Rewards | Trade Secret | 2018 | 2018
20263-228838-01 | Xcel Energy | 85 | 13781 | IOU | OID3363092 | 3.747 | Solar |  |  | Withdrawn | Trade Secret | Trade | WIL | WIL073 | Residential | Solar*Rewards | Trade Secret | 2018
20263-228838-01 | Xcel Energy | 85 | 13781 | IOU | OID3308992 | 3.747 | Solar |  |  | Withdrawn | Trade Secret | Trade | WIL | WIL073 | Residential | Solar*Rewards | Trade Secret | 2018
20263-228838-01 | Xcel Energy | 85 | 13781 | IOU | 05020409 | 6.282 | Solar |  |  | Interconnected | Trade Secret | Trade | MOL | MOL066 | Residential | Solar*Rewards | Trade Secret | 2022 | 2023
20263-228838-01 | Xcel Energy | 85 | 13781 | IOU | OID3705406 | 22.78 | Solar |  |  | Withdrawn | Trade Secret | Trade | FAP | FAP061 | Residential | Solar*Rewards | Trade Secret | 2019
20263-228838-01 | Xcel Energy | 85 | 13781 | IOU | OID3705482 | 22.78 | Solar |  |  | Withdrawn | Trade Secret | Trade | FAP | FAP061 | Commercial | Solar*Rewards | Trade Secret | 2019
20263-228838-01 | Xcel Energy | 85 | 13781 | IOU | 03209742 | 22.78 | Solar |  |  | Interconnected | Trade Secret | Trade | FAP | FAP061 | Commercial | Solar*Rewards | Trade Secret | 2019 | 2020
20263-228838-01 | Xcel Energy | 85 | 13781 | IOU | 06280278 | 5.76 | Solar |  |  | Active Application | Trade Secret | Trade | MOL | MOL071 | Residential |  | Trade Secret | 2025
20263-228838-01 | Xcel Energy | 85 | 13781 | IOU | 05331597 | 14.21 | Solar |  |  | Interconnected | Trade Secret | Trade | ANN | ANN021 | Residential |  | Trade Secret | 2022 | 2024
20263-228838-01 | Xcel Energy | 85 | 13781 | IOU | 05364625 | 5.235 | Solar |  |  | Interconnected | Trade Secret | Trade | WIN | WIN042 | Residential | Solar*Rewards | Trade Secret | 2023 | 2023
20263-228838-01 | Xcel Energy | 85 | 13781 | IOU | 05857362 | 7.6 | Solar |  |  | Interconnected | Trade Secret | Trade | RMT | RMT321 | Residential | Solar*Rewards | Trade Secret | 2024 | 2025
20263-228838-01 | Xcel Energy | 85 | 13781 | IOU | 05766971 | 5.516 | Solar |  |  | Withdrawn | Trade Secret | Trade | MOL | MOL064 | Residential |  | Trade Secret | 2024
20263-228838-01 | Xcel Energy | 85 | 13781 | IOU | 05752942 | 5.516 | Solar |  |  | Withdrawn | Trade Secret | Trade | MOL | MOL064 | Residential | Solar*Rewards | Trade Secret | 2024
20263-228838-01 | Xcel Energy | 85 | 13781 | IOU | 05779987 | 5.516 | Solar |  |  | Interconnected | Trade Secret | Trade | MOL | MOL064 | Residential |  | Trade Secret | 2024 | 2024
20263-228838-01 | Xcel Energy | 85 | 13781 | IOU | 06098210 | 3.49 | Solar |  |  | Interconnected | Trade Secret | Trade | SHP | SHP061 | Residential | Solar*Rewards | Trade Secret | 2025 | 2025
20263-228838-01 | Xcel Energy | 85 | 13781 | IOU | 05939221 | 7.616 | Solar |  |  | Interconnected | Trade Secret | Trade | RRK | RRK063 | Residential |  | Trade Secret | 2024 | 2025
20263-228838-01 | Xcel Energy | 85 | 13781 | IOU | 04834204 | 7.616 | Solar |  |  | Withdrawn | Trade Secret | Trade | LAP | LAP311 | Residential |  | Trade Secret | 2022
20263-228838-01 | Xcel Energy | 85 | 13781 | IOU | 05712602 | 4.592 | Solar |  |  | Active Application | Trade Secret | Trade | RIV | RIV063 | Residential | Solar*Rewards | Trade Secret | 2024
20263-228838-01 | Xcel Energy | 85 | 13781 | IOU | 04799138 | 4.886 | Solar |  |  | Withdrawn | Trade Secret | Trade | RIV | RIV063 | Residential | Solar*Rewards | Trade Secret | 2022
20263-228838-01 | Xcel Energy | 85 | 13781 | IOU | 03134861 | 5.04 | Solar |  |  | Interconnected | Trade Secret | Trade | STY | STY061 | Residential | Made in Minnesota | Trade Secret | 2016 | 2016
20263-228838-01 | Xcel Energy | 85 | 13781 | IOU | 04600296 | 5.8 | Solar |  |  | Withdrawn | Trade Secret | Trade | OAD | OAD063 | Residential |  | Trade Secret | 2021
20263-228838-01 | Xcel Energy | 85 | 13781 | IOU | 05850861 | 4.592 | Solar |  |  | Interconnected | Trade Secret | Trade | WSG | WSG352 | Residential | Solar*Rewards | Trade Secret | 2024 | 2024
20263-228838-01 | Xcel Energy | 85 | 13781 | IOU | OID3624129 | 24 | Solar |  |  | Withdrawn | Trade Secret | Trade | RAP | RAP081 | Commercial | Solar*Rewards | Trade Secret | 2018
20263-228838-01 | Xcel Energy | 85 | 13781 | IOU | 04394650 | 37.5 | Solar |  |  | Interconnected | Trade Secret | Trade | DOC | DOC031 | Commercial | Solar*Rewards | Trade Secret | 2021 | 2022
20263-228838-01 | Xcel Energy | 85 | 13781 | IOU | OID2364219 | 7.63 | Solar |  |  | Withdrawn | Trade Secret | Trade | MAZ | MAZ021 | Residential | Made in Minnesota | Trade Secret | 2015
20263-228838-01 | Xcel Energy | 85 | 13781 | IOU | 06161031 | 1.742 | Solar |  |  | Withdrawn | Trade Secret | Trade | SAV | SAV063 | Residential | Solar*Rewards | Trade Secret | 2025
20263-228838-01 | Xcel Energy | 85 | 13781 | IOU | 06185392 | 3.484 | Solar |  |  | Interconnected | Trade Secret | Trade | SAV | SAV063 | Residential |  | Trade Secret | 2025 | 2025
20263-228838-01 | Xcel Energy | 85 | 13781 | IOU | 03132600 | 2.61 | Solar |  |  | Interconnected | Trade Secret | Trade | MDT | MDT071 | Residential | Solar*Rewards | Trade Secret | 2018 | 2018
20263-228838-01 | Xcel Energy | 85 | 13781 | IOU | 06248094 | 8.064 | Solar |  |  | Active Application | Trade Secret | Trade | GNL | GNL063 | Residential |  | Trade Secret | 2025
20263-228838-01 |  |  |  |  | OID3577777 |  | Solar |  |  | Withdrawn | Trade Secret | Trade | SOU | SOU081 | Residential | Solar*Rewards |  | 2018
20263-228838-01 | Xcel Energy | 85 | 13781 | IOU | 03132973 | 5 | Solar |  |  | Interconnected | Trade Secret | Trade | SOU | SOU081 | Residential | Solar*Rewards | Trade Secret | 2018 | 2019
20263-228838-01 | Xcel Energy | 85 | 13781 | IOU | 03301018 | 7.616 | Solar |  |  | Interconnected | Trade Secret | Trade | SLP | SLP082 | Residential | Solar*Rewards | Trade Secret | 2019 | 2020
20263-228838-01 | Xcel Energy | 85 | 13781 | IOU | 03131300 | 3 | Solar |  |  | Interconnected | Trade Secret | Trade | IDA | IDA073 | Residential | Made in Minnesota | Trade Secret | 2016 | 2017
20263-228838-01 | Xcel Energy | 85 | 13781 | IOU | 06255557 | 5.76 | Solar |  |  | Active Application | Trade Secret | Trade | IDA | IDA073 | Residential |  | Trade Secret | 2025
20263-228838-01 | Xcel Energy | 85 | 13781 | IOU | 03133409 | 10 | Solar |  |  | Interconnected | Trade Secret | Trade | EDP | EDP072 | Residential | Solar*Rewards | Trade Secret | 2011 | 2012
20263-228838-01 | Xcel Energy | 85 | 13781 | IOU | 04192518 | 3.747 | Solar |  |  | Interconnected | Trade Secret | Trade | WIL | WIL082 | Residential |  | Trade Secret | 2021 | 2021
20263-228838-01 | Xcel Energy | 85 | 13781 | IOU | 03134742 | 8.64 | Solar |  |  | Interconnected | Trade Secret | Trade | LCR | LCR311 | Residential | Made in Minnesota | Trade Secret | 2016 | 2016
20263-228838-01 | Xcel Energy | 85 | 13781 | IOU | 03130313 | 5 | Solar |  |  | Active Application | Trade Secret | Trade | HWW | HWW071 | Residential | Solar*Rewards | Trade Secret | 2019
20263-228838-01 | Xcel Energy | 85 | 13781 | IOU | 05950858 | 9.869 | Solar |  |  | Interconnected | Trade Secret | Trade | MPK | MPK087 | Residential | Solar*Rewards | Trade Secret | 2024 | 2025
20263-228838-01 | Xcel Energy | 85 | 13781 | IOU | 05349104 | 4.35 | Solar |  |  | Interconnected | Trade Secret | Trade | CHE | CHE076 | Residential |  | Trade Secret | 2023 | 2023
20263-228838-01 | Xcel Energy | 85 | 13781 | IOU | 04809387 | 7.616 | Solar |  |  | Interconnected | Trade Secret | Trade | OAD | OAD071 | Residential |  | Trade Secret | 2022 | 2022
20263-228838-01 | Xcel Energy | 85 | 13781 | IOU | 05848755 | 3.747 | Solar |  |  | Withdrawn | Trade Secret | Trade | SOU | SOU064 | Residential |  | Trade Secret | 2024
20263-228838-01 | Xcel Energy | 85 | 13781 | IOU | 06148154 | 11.5 | Solar |  | X | Interconnected | Trade Secret | Trade | UPP | UPP063 | Residential | Solar*Rewards | Trade Secret | 2025 | 2025
20263-228838-01 | Xcel Energy | 85 | 13781 | IOU | 05356632 | 6.96 | Solar |  |  | Interconnected | Trade Secret | Trade | ALD | ALD085 | Residential | Solar*Rewards | Trade Secret | 2023 | 2023
20263-228838-01 | Xcel Energy | 85 | 13781 | IOU | 06081081 | 7.216 | Solar |  |  | Interconnected | Trade Secret | Trade | HYL | HYL072 | Residential | Solar*Rewards | Trade Secret | 2025 | 2025
20263-228838-01 |  |  |  |  | 04881762 |  | Solar |  |  | Active Application | Trade Secret | Trade | CNC | CNC073 | Residential | Solar*Rewards |  | 2022
20263-228838-01 | Xcel Energy | 85 | 13781 | IOU | 04517816 | 4.537 | Solar |  |  | Interconnected | Trade Secret | Trade | CNC | CNC073 | Residential |  | Trade Secret | 2021 | 2021
20263-228838-01 | Xcel Energy | 85 | 13781 | IOU | 05814801 | 9.109 | Solar |  |  | Interconnected | Trade Secret | Trade | WIL | WIL062 | Residential | Solar*Rewards | Trade Secret | 2024 | 2024
20263-228838-01 | Xcel Energy | 85 | 13781 | IOU | 03130823 | 20 | Wind |  |  | Interconnected | Trade Secret | Trade | RLK | RLK066 | Commercial |  | Trade Secret | 2007 | 2012
20263-228838-01 | Xcel Energy | 85 | 13781 | IOU | 06035888 | 8.064 | Solar |  |  | Active Application | Trade Secret | Trade | ALB | ALB021 | Residential | Solar*Rewards | Trade Secret | 2025
20263-228838-01 | Xcel Energy | 85 | 13781 | IOU | 05294936 | 8.32 | Solar |  |  | Interconnected | Trade Secret | Trade | HSN | HSN322 | Residential |  | Trade Secret | 2022 | 2023
20263-228838-01 | Xcel Energy | 85 | 13781 | IOU | 03636542 | 9.994 | Solar |  |  | Interconnected | Trade Secret | Trade | WYO | WYO031 | Commercial | Solar*Rewards | Trade Secret | 2020 | 2020
20263-228838-01 | Xcel Energy | 85 | 13781 | IOU | OID2283025 | 5 | Solar |  |  | Withdrawn | Trade Secret | Trade | DND | DND071 | Residential | Solar*Rewards | Trade Secret | 2015
20263-228838-01 | Xcel Energy | 85 | 13781 | IOU | 05821404 | 5.052 | Solar |  |  | Active Application | Trade Secret | Trade | ECK | ECK321 | Residential |  | Trade Secret | 2024
20263-228838-01 | Xcel Energy | 85 | 13781 | IOU | OID3485481 | 39.98 | Solar |  |  | Withdrawn | Trade Secret | Trade | YLM | YLM211 | Commercial | Solar*Rewards | Trade Secret | 2018
20263-228838-01 | Xcel Energy | 85 | 13781 | IOU | OID3485482 | 39.98 | Solar |  |  | Withdrawn | Trade Secret | Trade | YLM | YLM211 | Commercial | Solar*Rewards | Trade Secret | 2018
20263-228838-01 | Xcel Energy | 85 | 13781 | IOU | SRO22426 | 30 | Solar |  |  | Withdrawn | Trade Secret | Trade | LOK | LOK093 | Commercial | Solar*Rewards | Trade Secret | 2012
20263-228838-01 | Xcel Energy | 85 | 13781 | IOU | 06064506 | 14.803 | Solar |  |  | Interconnected | Trade Secret | Trade | HUG | HUG311 | Residential | Solar*Rewards | Trade Secret | 2025 | 2025
20263-228838-01 | Xcel Energy | 85 | 13781 | IOU | 05742831 | 7.329 | Solar |  |  | Interconnected | Trade Secret | Trade | AFT | AFT322 | Residential | Solar*Rewards | Trade Secret | 2024 | 2024
20263-228838-01 | Xcel Energy | 85 | 13781 | IOU | 05269665 | 2.32 | Solar |  |  | Interconnected | Trade Secret | Trade | MST | MST071 | Residential |  | Trade Secret | 2022 | 2023
20263-228838-01 | Xcel Energy | 85 | 13781 | IOU | 03130114 | 19.988 | Solar |  |  | Interconnected | Trade Secret | Trade | OPK | OPK073 | Residential | Solar*Rewards | Trade Secret | 2018 | 2019
20263-228838-01 | Xcel Energy | 85 | 13781 | IOU | 05004998 | 8.7 | Solar |  |  | Withdrawn | Trade Secret | Trade | LSP | LSP021 | Residential |  | Trade Secret | 2022
20263-228838-01 | Xcel Energy | 85 | 13781 | IOU | 05363416 | 6.98 | Solar |  |  | Interconnected | Trade Secret | Trade | TWL | TWL062 | Residential | Solar*Rewards | Trade Secret | 2023 | 2023
20263-228838-01 | Xcel Energy | 85 | 13781 | IOU | 04422246 | 4.537 | Solar |  |  | Interconnected | Trade Secret | Trade | OAD | OAD075 | Residential | Solar*Rewards | Trade Secret | 2021 | 2021
20263-228838-01 | Xcel Energy | 85 | 13781 | IOU | 04940617 | 8.12 | Solar |  |  | Interconnected | Trade Secret | Trade | MEL | MEL073 | Residential | Solar*Rewards | Trade Secret | 2022 | 2022
20263-228838-01 | Xcel Energy | 85 | 13781 | IOU | 03130406 | 5.8 | Solar |  |  | Interconnected | Trade Secret | Trade | SOU | SOU087 | Residential | Solar*Rewards | Trade Secret | 2018 | 2019
20263-228838-01 | Xcel Energy | 85 | 13781 | IOU | OID3820171 | 2.962 | Solar |  |  | Withdrawn | Trade Secret | Trade | MPK | MPK076 | Residential | Solar*Rewards | Trade Secret | 2019
20263-228838-01 | Xcel Energy | 85 | 13781 | IOU | 03139633 | 3.747 | Solar |  |  | Interconnected | Trade Secret | Trade | MPK | MPK076 | Residential | Solar*Rewards | Trade Secret | 2019 | 2019
20263-228838-01 | Xcel Energy | 85 | 13781 | IOU | SRO29582 | 10.535 | Solar |  |  | Withdrawn | Trade Secret | Trade | NOF | NOF061 | Residential | Solar*Rewards | Trade Secret | 2013
20263-228838-01 | Xcel Energy | 85 | 13781 | IOU | 05998334 | 5.052 | Solar |  |  | Interconnected | Trade Secret | Trade | WCS | WCS072 | Residential | Solar*Rewards | Trade Secret | 2024 | 2025
20263-228838-01 | Xcel Energy | 85 | 13781 | IOU | 04335273 | 5.054 | Solar |  |  | Interconnected | Trade Secret | Trade | WCR | WCR062 | Residential |  | Trade Secret | 2021 | 2021
20263-228838-01 | Xcel Energy | 85 | 13781 | IOU | 06068680 | 9.994 | Solar |  |  | Active Application | Trade Secret | Trade | SOU | SOU064 | Residential |  | Trade Secret | 2025
20263-228838-01 | Xcel Energy | 85 | 13781 | IOU | 03243069 | 3.48 | Solar |  |  | Interconnected | Trade Secret | Trade | SOU | SOU087 | Residential | Solar*Rewards | Trade Secret | 2019 | 2020
20263-228838-01 | Xcel Energy | 85 | 13781 | IOU | OID2250572 | 20 | Solar |  |  | Withdrawn | Trade Secret | Trade | WAB | WAB031 | Commercial | Solar*Rewards | Trade Secret | 2015
20263-228838-01 | Xcel Energy | 85 | 13781 | IOU | 05256852 | 8.12 | Solar |  |  | Active Application | Trade Secret | Trade | MDT | MDT074 | Residential |  | Trade Secret | 2022
20263-228838-01 | Xcel Energy | 85 | 13781 | IOU | 05992763 | 3.747 | Solar |  |  | Interconnected | Trade Secret | Trade | GRC | GRC312 | Residential |  | Trade Secret | 2024 | 2025
20263-228838-01 | Xcel Energy | 85 | 13781 | IOU | 03515736 | 39.976 | Solar |  |  | Interconnected | Trade Secret | Trade | MEL | MEL073 | Commercial | Solar*Rewards | Trade Secret | 2020 | 2021
20263-228838-01 | Xcel Energy | 85 | 13781 | IOU | OID4029877 | 49.97 | Solar |  |  | Withdrawn | Trade Secret | Trade | MEL | MEL073 | Commercial | Solar*Rewards | Trade Secret | 2019
20263-228838-01 | Xcel Energy | 85 | 13781 | IOU | 05996334 | 3.49 | Solar |  |  | Interconnected | Trade Secret | Trade | SOU | SOU072 | Residential | Solar*Rewards | Trade Secret | 2024 | 2025
20263-228838-01 | Xcel Energy | 85 | 13781 | IOU | 04793738 | 11.39 | Solar |  |  | Interconnected | Trade Secret | Trade | APA | APA075 | Residential | Solar*Rewards | Trade Secret | 2022 | 2022
20263-228838-01 | Xcel Energy | 85 | 13781 | IOU | 04840863 | 40 | Solar |  |  | Interconnected | Trade Secret | Trade | RMT | RMT321 | Commercial | Solar*Rewards | Trade Secret | 2022 | 2023
20263-228838-01 | Xcel Energy | 85 | 13781 | IOU | 04944563 | 239.8 | Solar |  |  | Interconnected | Trade Secret | Trade | RMT | RMT321 | Commercial |  | Trade Secret | 2022 | 2023
20263-228838-01 | Xcel Energy | 85 | 13781 | IOU | 03133046 | 36 | Solar |  |  | Interconnected | Trade Secret | Trade | RMT | RMT321 | Commercial | Solar*Rewards | Trade Secret | 2013 | 2014
20263-228838-01 | Xcel Energy | 85 | 13781 | IOU | 03133382 | 3.6 | Solar |  |  | Interconnected | Trade Secret | Trade | LNS | LNS021 | Residential | Solar*Rewards | Trade Secret | 2011 | 2011
20263-228838-01 | Xcel Energy | 85 | 13781 | IOU | 06234841 | 6.282 | Solar |  |  | Active Application | Trade Secret | Trade | HYL | HYL072 | Residential |  | Trade Secret | 2025
20263-228838-01 | Xcel Energy | 85 | 13781 | IOU | 05490004 | 6.4 | Solar |  |  | Interconnected | Trade Secret | Trade | CGR | CGR071 | Residential | Solar*Rewards | Trade Secret | 2023 | 2023
20263-228838-01 | Xcel Energy | 85 | 13781 | IOU | 05204107 | 10.44 | Solar |  |  | Interconnected | Trade Secret | Trade | WYO | WYO022 | Residential |  | Trade Secret | 2022 | 2023
20263-228838-01 | Xcel Energy | 85 | 13781 | IOU | 03134321 | 11.39 | Solar |  |  | Interconnected | Trade Secret | Trade | HUG | HUG321 | Residential | Solar*Rewards | Trade Secret | 2015 | 2015
20263-228838-01 | Xcel Energy | 85 | 13781 | IOU | 06264874 | 3.141 | Solar |  |  | Active Application | Trade Secret | Trade | APA | APA069 | Residential |  | Trade Secret | 2025
20263-228838-01 | Xcel Energy | 85 | 13781 | IOU | OID2411949 | 40 | Solar |  |  | Withdrawn | Trade Secret | Trade | PBE | PBE061 | Commercial | Made in Minnesota | Trade Secret | 2015
20263-228838-01 | Xcel Energy | 85 | 13781 | IOU | 05577263 | 6.615 | Solar |  |  | Interconnected | Trade Secret | Trade | SOU | SOU083 | Residential |  | Trade Secret | 2023 | 2023
20263-228838-01 | Xcel Energy | 85 | 13781 | IOU | 05548268 | 4.725 | Solar |  |  | Withdrawn | Trade Secret | Trade | SOU | SOU083 | Residential | Solar*Rewards | Trade Secret | 2023
20263-228838-01 | Xcel Energy | 85 | 13781 | IOU | 05256650 | 7.25 | Solar |  |  | Interconnected | Trade Secret | Trade | STY | STY073 | Residential |  | Trade Secret | 2022 | 2023
20263-228838-01 | Xcel Energy | 85 | 13781 | IOU | 05824675 | 15.925 | Solar |  |  | Interconnected | Trade Secret | Trade | BYT | BYT061 | Residential | Solar*Rewards | Trade Secret | 2024 | 2025
20263-228838-01 | Xcel Energy | 85 | 13781 | IOU | 03129680 | 15.994 | Solar |  |  | Interconnected | Trade Secret | Trade | CGR | CGR061 | Residential | Solar*Rewards | Trade Secret | 2019 | 2019
20263-228838-01 | Xcel Energy | 85 | 13781 | IOU | 06322263 | 12.16 | Solar |  |  | Active Application | Trade Secret | Trade | WIL | WIL074 | Residential | Solar*Rewards | Trade Secret | 2026
20263-228838-01 | Xcel Energy | 85 | 13781 | IOU | 06099957 | 12.16 | Solar |  |  | Active Application | Trade Secret | Trade | WIL | WIL074 | Residential | Solar*Rewards | Trade Secret | 2025
20263-228838-01 | Xcel Energy | 85 | 13781 | IOU | 06322157 | 12.162 | Solar |  |  | Active Application | Trade Secret | Trade | WIL | WIL074 | Residential | Solar*Rewards | Trade Secret | 2026
20263-228838-01 | Xcel Energy | 85 | 13781 | IOU | 05845414 | 3.747 | Solar |  |  | Interconnected | Trade Secret | Trade | WEH | WEH021 | Residential |  | Trade Secret | 2024 | 2024
20263-228838-01 | Xcel Energy | 85 | 13781 | IOU | 05594018 | 13.86 | Solar |  |  | Interconnected | Trade Secret | Trade | SHP | SHP061 | Residential |  | Trade Secret | 2023 | 2024
20263-228838-01 | Xcel Energy | 85 | 13781 | IOU | 06125466 | 8.064 | Solar |  |  | Active Application | Trade Secret | Trade | TLK | TLK061 | Residential |  | Trade Secret | 2025
20263-228838-01 | Xcel Energy | 85 | 13781 | IOU | 03129663 | 3.747 | Solar |  |  | Interconnected | Trade Secret | Trade | MST | MST071 | Residential | Solar*Rewards | Trade Secret | 2019 | 2019
20263-228838-01 | Xcel Energy | 85 | 13781 | IOU | 05998351 | 7.616 | Solar |  |  | Active Application | Trade Secret | Trade | BEL | BEL061 | Residential |  | Trade Secret | 2024
20263-228838-01 | Xcel Energy | 85 | 13781 | IOU | 03130561 | 14.994 | Solar |  |  | Interconnected | Trade Secret | Trade | WSG | WSG063 | Residential | Solar*Rewards | Trade Secret | 2019 | 2019
20263-228838-01 | Xcel Energy | 85 | 13781 | IOU | 06246394 | 5.248 | Solar |  |  | Interconnected | Trade Secret | Trade | SAV | SAV069 | Residential |  | Trade Secret | 2025 | 2026
20263-228838-01 | Xcel Energy | 85 | 13781 | IOU | 05356989 | 6.38 | Solar |  |  | Interconnected | Trade Secret | Trade | SLP | SLP095 | Residential | Solar*Rewards | Trade Secret | 2023 | 2023
20263-228838-01 | Xcel Energy | 85 | 13781 | IOU | 03131487 | 7.63 | Solar |  |  | Interconnected | Trade Secret | Trade | WSG | WSG352 | Residential | Made in Minnesota | Trade Secret | 2017 | 2017
20263-228838-01 | Xcel Energy | 85 | 13781 | IOU | 06183633 | 7.6 | Solar |  |  | Interconnected | Trade Secret | Trade | WEF | WEF061 | Residential | Solar*Rewards | Trade Secret | 2025 | 2025
20263-228838-01 | Xcel Energy | 85 | 13781 | IOU | 03133650 | 40 | Solar |  |  | Interconnected | Trade Secret | Trade | MST | MST074 | Commercial | Solar*Rewards | Trade Secret | 2012 | 2013
20263-228838-01 | Xcel Energy | 85 | 13781 | IOU | 05971344 | 99.086 | Solar |  |  | Active Application | Trade Secret | Trade | LIL | LIL021 | Commercial |  | Trade Secret | 2024
20263-228838-01 | Xcel Energy | 85 | 13781 | IOU | OID2019144 | 20 | Solar |  |  | Withdrawn | Trade Secret | Trade | GVW | GVW023 | Commercial | Made in Minnesota | Trade Secret | 2014
20263-228838-01 | Xcel Energy | 85 | 13781 | IOU | 04228985 | 5 | Solar |  |  | Active Application | Trade Secret | Trade | APA | APA071 | Residential | Solar*Rewards | Trade Secret | 2020
20263-228838-01 | Xcel Energy | 85 | 13781 | IOU | 06084956 | 11.52 | Solar |  |  | Interconnected | Trade Secret | Trade | GLK | GLK074 | Residential | Solar*Rewards | Trade Secret | 2025 | 2025
20263-228838-01 | Xcel Energy | 85 | 13781 | IOU | 06230700 | 9.869 | Solar |  |  | Active Application | Trade Secret | Trade | HYL | HYL073 | Residential |  | Trade Secret | 2025
20263-228838-01 | Xcel Energy | 85 | 13781 | IOU | 04323098 | 7.616 | Solar |  |  | Interconnected | Trade Secret | Trade | SAV | SAV063 | Residential | Solar*Rewards | Trade Secret | 2021 | 2022
20263-228838-01 | Xcel Energy | 85 | 13781 | IOU | 04529373 | 5.8 | Solar |  |  | Interconnected | Trade Secret | Trade | RIV | RIV076 | Residential |  | Trade Secret | 2021 | 2021
20263-228838-01 | Xcel Energy | 85 | 13781 | IOU | 06264622 | 16.896 | Solar |  |  | Active Application | Trade Secret | Trade | CRL | CRL033 | Residential |  | Trade Secret | 2025
20263-228838-01 | Xcel Energy | 85 | 13781 | IOU | 06036941 | 2.094 | Solar |  |  | Interconnected | Trade Secret | Trade | MPK | MPK083 | Residential | Solar*Rewards | Trade Secret | 2024 | 2025
20263-228838-01 | Xcel Energy | 85 | 13781 | IOU | 06263883 | 10.368 | Solar |  |  | Active Application | Trade Secret | Trade | SCA | SCA021 | Residential |  | Trade Secret | 2025
20263-228838-01 | Xcel Energy | 85 | 13781 | IOU | 06199689 | 5.226 | Solar |  |  | Active Application | Trade Secret | Trade | WES | WES075 | Residential |  | Trade Secret | 2025
20263-228838-01 | Xcel Energy | 85 | 13781 | IOU | 03132676 | 3 | Solar |  |  | Interconnected | Trade Secret | Trade | BLH | BLH061 | Commercial |  | Trade Secret | 2018 | 2019
20263-228838-01 |  |  |  |  | OID1903406 |  | Solar |  |  | Withdrawn | Trade Secret | Trade | SLP | SLP085 | Residential | Solar*Rewards |  | 2014
20263-228838-01 | Xcel Energy | 85 | 13781 | IOU | 06174553 | 7.616 | Solar |  |  | Interconnected | Trade Secret | Trade | ESW | ESW081 | Residential | Solar*Rewards | Trade Secret | 2025 | 2025
20263-228838-01 | Xcel Energy | 85 | 13781 | IOU | 05379963 | 11.89 | Solar |  |  | Interconnected | Trade Secret | Trade | HSN | HSN312 | Residential | Solar*Rewards | Trade Secret | 2023 | 2023
20263-228838-01 |  |  |  |  | 05359408 |  | Solar |  |  | Active Application | Trade Secret | Trade | HSN | HSN312 | Residential | Solar*Rewards |  | 2023
20263-228838-01 | Xcel Energy | 85 | 13781 | IOU | 06217572 | 4.645 | Solar |  |  | Interconnected | Trade Secret | Trade | HUG | HUG311 | Residential |  | Trade Secret | 2025 | 2025
20263-228838-01 | Xcel Energy | 85 | 13781 | IOU | 05672668 | 7.26 | Solar |  |  | Interconnected | Trade Secret | Trade | WDY | WDY322 | Residential |  | Trade Secret | 2023 | 2024
20263-228838-01 | Xcel Energy | 85 | 13781 | IOU | 04041414 | 2.03 | Solar |  |  | Active Application | Trade Secret | Trade | ANN | ANN021 | Residential | Solar*Rewards | Trade Secret | 2020
20263-228838-01 | Xcel Energy | 85 | 13781 | IOU | 04066314 | 4.35 | Solar |  |  | Interconnected | Trade Secret | Trade | ANN | ANN021 | Residential |  | Trade Secret | 2020 | 2021
20263-228838-01 | Xcel Energy | 85 | 13781 | IOU | 06218248 | 2.613 | Solar |  |  | Interconnected | Trade Secret | Trade | MOL | MOL071 | Residential |  | Trade Secret | 2025 | 2025
20263-228838-01 | Xcel Energy | 85 | 13781 | IOU | 03128949 | 58.04 | Solar |  |  | Interconnected | Trade Secret | Trade | SOU | SOU066 | Residential |  | Trade Secret | 2018 | 2018
20263-228838-01 | Xcel Energy | 85 | 13781 | IOU | 05498708 | 3.49 | Solar |  |  | Interconnected | Trade Secret | Trade | SOU | SOU063 | Residential | Solar*Rewards | Trade Secret | 2023 | 2023
20263-228838-01 | Xcel Energy | 85 | 13781 | IOU | 05290101 | 4.188 | Solar |  |  | Withdrawn | Trade Secret | Trade | SOU | SOU063 | Residential | Solar*Rewards | Trade Secret | 2022
20263-228838-01 | Xcel Energy | 85 | 13781 | IOU | 06017094 | 2.277 | Solar |  |  | Interconnected | Trade Secret | Trade | RMT | RMT321 | Residential | Solar*Rewards | Trade Secret | 2024 | 2025
20263-228838-01 | Xcel Energy | 85 | 13781 | IOU | 03803017 | 7.54 | Solar |  |  | Interconnected | Trade Secret | Trade | RMT | RMT321 | Residential | Solar*Rewards | Trade Secret | 2020 | 2020
20263-228838-01 | Xcel Energy | 85 | 13781 | IOU | 05573094 | 4.725 | Solar |  |  | Interconnected | Trade Secret | Trade | ECK | ECK322 | Residential |  | Trade Secret | 2023 | 2024
20263-228838-01 | Xcel Energy | 85 | 13781 | IOU | 03130652 | 6 | Solar |  |  | Interconnected | Trade Secret | Trade | RAM | RAM064 | Residential | Solar*Rewards | Trade Secret | 2016 | 2017
20263-228838-01 | Xcel Energy | 85 | 13781 | IOU | 05285310 | 6.96 | Solar |  |  | Interconnected | Trade Secret | Trade | OAD | OAD075 | Residential |  | Trade Secret | 2022 | 2023
20263-228838-01 | Xcel Energy | 85 | 13781 | IOU | 03130682 | 500 | Other |  |  | Interconnected | Trade Secret | Trade | TWL | TWL061 | Commercial |  | Trade Secret | 2003 | 2003
20263-228838-01 | Xcel Energy | 85 | 13781 | IOU | SRO29840 | 5 | Solar |  |  | Withdrawn | Trade Secret | Trade | SOU | SOU087 | Residential | Solar*Rewards | Trade Secret | 2013
20263-228838-01 | Xcel Energy | 85 | 13781 | IOU | 03133905 | 2.5 | Solar |  |  | Interconnected | Trade Secret | Trade | SOU | SOU087 | Residential | Made in Minnesota | Trade Secret | 2014 | 2014
20263-228838-01 | Xcel Energy | 85 | 13781 | IOU | OID2041825 | 20 | Solar |  |  | Withdrawn | Trade Secret | Trade | MST | MST071 | Commercial | Solar*Rewards | Trade Secret | 2014
20263-228838-01 | Xcel Energy | 85 | 13781 | IOU | 03132956 | 39.998 | Solar |  |  | Interconnected | Trade Secret | Trade | MST | MST071 | Commercial | Solar*Rewards | Trade Secret | 2018 | 2018
20263-228838-01 | Xcel Energy | 85 | 13781 | IOU | 06222463 | 5.443 | Solar |  |  | Interconnected | Trade Secret | Trade | RMT | RMT321 | Residential |  | Trade Secret | 2025 | 2026
20263-228838-01 | Xcel Energy | 85 | 13781 | IOU | 04114004 | 5 | Solar |  |  | Interconnected | Trade Secret | Trade | RRK | RRK064 | Residential |  | Trade Secret | 2020 | 2021
20263-228838-01 | Xcel Energy | 85 | 13781 | IOU | OID3565560 | 9.94 | Solar |  |  | Withdrawn | Trade Secret | Trade | BYT | BYT061 | Residential | Solar*Rewards | Trade Secret | 2018
20263-228838-01 | Xcel Energy | 85 | 13781 | IOU | 04438720 | 7.25 | Solar |  |  | Interconnected | Trade Secret | Trade | SOU | SOU060 | Residential | Solar*Rewards | Trade Secret | 2021 | 2021
20263-228838-01 | Xcel Energy | 85 | 13781 | IOU | 03999090 | 7.616 | Solar |  |  | Interconnected | Trade Secret | Trade | WSG | WSG061 | Residential | Solar*Rewards | Trade Secret | 2020 | 2020
20263-228838-01 | Xcel Energy | 85 | 13781 | IOU | 03740892 | 4.188 | Solar |  |  | Interconnected | Trade Secret | Trade | EDA | EDA067 | Residential | Solar*Rewards | Trade Secret | 2020 | 2020
20263-228838-01 | Xcel Energy | 85 | 13781 | IOU | OID3085213 | 19.99 | Solar |  |  | Withdrawn | Trade Secret | Trade | CLC | CLC022 | Commercial | Solar*Rewards | Trade Secret | 2017
20263-228838-01 | Xcel Energy | 85 | 13781 | IOU | 06203014 | 4.064 | Solar |  |  | Interconnected | Trade Secret | Trade | MPK | MPK064 | Residential |  | Trade Secret | 2025 | 2025
20263-228838-01 | Xcel Energy | 85 | 13781 | IOU | OID3284752 | 19.999 | Solar |  |  | Withdrawn | Trade Secret | Trade | CNC | CNC063 | Commercial | Solar*Rewards | Trade Secret | 2018
20263-228838-01 | Xcel Energy | 85 | 13781 | IOU | 03965736 | 19.14 | Solar |  |  | Interconnected | Trade Secret | Trade | KAN | KAN031 | Residential | Solar*Rewards | Trade Secret | 2020 | 2021
20263-228838-01 | Xcel Energy | 85 | 13781 | IOU | 03167704 | 33.3 | Solar |  |  | Interconnected | Trade Secret | Trade | WIL | WIL077 | Commercial | Solar*Rewards | Trade Secret | 2019 | 2020
20263-228838-01 | Xcel Energy | 85 | 13781 | IOU | 06231958 | 5.516 | Solar |  |  | Withdrawn | Trade Secret | Trade | DBL | DBL068 | Residential |  | Trade Secret | 2025
20263-228838-01 | Xcel Energy | 85 | 13781 | IOU | 06264746 | 6.98 | Solar |  |  | Interconnected | Trade Secret | Trade | DBL | DBL068 | Residential |  | Trade Secret | 2025 | 2026
20263-228838-01 | Xcel Energy | 85 | 13781 | IOU | 06171118 | 2.323 | Solar |  |  | Interconnected | Trade Secret | Trade | CGR | CGR071 | Residential | Solar*Rewards | Trade Secret | 2025 | 2025
20263-228838-01 | Xcel Energy | 85 | 13781 | IOU | 04059526 | 9.35 | Solar |  |  | Interconnected | Trade Secret | Trade | WSG | WSG362 | Residential |  | Trade Secret | 2020 | 2021
20263-228838-01 | Xcel Energy | 85 | 13781 | IOU | 06148332 | 8.73 | Solar |  |  | Interconnected | Trade Secret | Trade | HYL | HYL064 | Residential |  | Trade Secret | 2025 | 2025
20263-228838-01 | Xcel Energy | 85 | 13781 | IOU | 06182593 | 7.971 | Solar |  |  | Interconnected | Trade Secret | Trade | SOU | SOU061 | Residential | Solar*Rewards | Trade Secret | 2025 | 2025
20263-228838-01 | Xcel Energy | 85 | 13781 | IOU | 03130950 | 1000 | Solar |  |  | Interconnected | Trade Secret | Trade | GVW | GVW032 | Commercial |  | Trade Secret | 2009 | 2009
20263-228838-01 | Xcel Energy | 85 | 13781 | IOU | 03129645 | 39.998 | Solar |  |  | Interconnected | Trade Secret | Trade | HUG | HUG311 | Commercial | Solar*Rewards | Trade Secret | 2018 | 2019
20263-228838-01 | Xcel Energy | 85 | 13781 | IOU | 06195372 | 10.725 | Solar |  | X | Interconnected | Trade Secret | Trade | RAM | RAM077 | Residential | Solar*Rewards | Trade Secret | 2025 | 2025
20263-228838-01 | Xcel Energy | 85 | 13781 | IOU | 03759033 | 5 | Solar |  |  | Withdrawn | Trade Secret | Trade | MHW | MHW311 | Residential | Solar*Rewards | Trade Secret | 2020
20263-228838-01 | Xcel Energy | 85 | 13781 | IOU | 05959514 | 5.052 | Solar |  |  | Interconnected | Trade Secret | Trade | TWL | TWL073 | Residential |  | Trade Secret | 2024 | 2025
20263-228838-01 | Xcel Energy | 85 | 13781 | IOU | 06131049 | 7.616 | Solar |  |  | Interconnected | Trade Secret | Trade | MPK | MPK084 | Residential | Solar*Rewards | Trade Secret | 2025 | 2025
20263-228838-01 | Xcel Energy | 85 | 13781 | IOU | 05333142 | 4.64 | Solar |  |  | Interconnected | Trade Secret | Trade | WDY | WDY322 | Residential |  | Trade Secret | 2022 | 2023
20263-228838-01 | Xcel Energy | 85 | 13781 | IOU | 04289516 | 9.994 | Solar |  |  | Interconnected | Trade Secret | Trade | HWW | HWW073 | Residential | Solar*Rewards | Trade Secret | 2021 | 2021
20263-228838-01 | Xcel Energy | 85 | 13781 | IOU | 06192048 | 0.325 | Solar |  |  | Active Application | Trade Secret | Trade | MPK | MPK082 | Residential |  | Trade Secret | 2025
20263-228838-01 | Xcel Energy | 85 | 13781 | IOU | 05950029 | 4.875 | Solar |  |  | Interconnected | Trade Secret | Trade | MPK | MPK082 | Residential |  | Trade Secret | 2024 | 2025
20263-228838-01 | Xcel Energy | 85 | 13781 | IOU | 04025807 | 5 | Solar |  |  | Interconnected | Trade Secret | Trade | WSG | WSG352 | Residential | Solar*Rewards | Trade Secret | 2020 | 2021
20263-228838-01 | Xcel Energy | 85 | 13781 | IOU | SRO12861 | 5000 | Solar |  |  | Withdrawn | Trade Secret | Trade | HUG | HUG321 | Commercial | Solar*Rewards | Trade Secret | 2010
20263-228838-01 | Xcel Energy | 85 | 13781 | IOU | 03133125 | 5 | Solar |  |  | Interconnected | Trade Secret | Trade | HUG | HUG321 | Commercial | Solar*Rewards | Trade Secret | 2010 | 2010
20263-228838-01 | Xcel Energy | 85 | 13781 | IOU | 06237575 | 7.6 | Solar |  |  | Active Application | Trade Secret | Trade | WCR | WCR322 | Residential |  | Trade Secret | 2025
20263-228838-01 | Xcel Energy | 85 | 13781 | IOU | 06213276 | 7.616 | Solar |  |  | Interconnected | Trade Secret | Trade | SHP | SHP072 | Residential |  | Trade Secret | 2025 | 2025
20263-228838-01 | Xcel Energy | 85 | 13781 | IOU | 03815288 | 15.007 | Solar |  |  | Interconnected | Trade Secret | Trade | ORO | ORO062 | Residential | Solar*Rewards | Trade Secret | 2020 | 2020
20263-228838-01 | Xcel Energy | 85 | 13781 | IOU | 03130432 | 7.44 | Solar |  |  | Interconnected | Trade Secret | Trade | BYT | BYT061 | Residential | Solar*Rewards | Trade Secret | 2018 | 2019
20263-228838-01 | Xcel Energy | 85 | 13781 | IOU | 04108691 | 5 | Solar |  |  | Active Application | Trade Secret | Trade | FAB | FAB061 | Residential | Solar*Rewards | Trade Secret | 2020
20263-228838-01 | Xcel Energy | 85 | 13781 | IOU | 03166280 | 750 | Solar |  |  | Interconnected | Trade Secret | Trade | DPN | DPN062 | Commercial |  | Trade Secret | 2019 | 2020
20263-228838-01 | Xcel Energy | 85 | 13781 | IOU | OID3824761 | 750 | Solar |  |  | Withdrawn | Trade Secret | Trade | DPN | DPN062 | Commercial |  | Trade Secret | 2019
20263-228838-01 | Xcel Energy | 85 | 13781 | IOU | 05637283 | 7.68 | Solar |  |  | Interconnected | Trade Secret | Trade | NMC | NMC082 | Residential |  | Trade Secret | 2024 | 2024
20263-228838-01 | Xcel Energy | 85 | 13781 | IOU | 04871884 | 7.83 | Solar |  |  | Interconnected | Trade Secret | Trade | GLK | GLK063 | Residential | Solar*Rewards | Trade Secret | 2022 | 2022
20263-228838-01 | Xcel Energy | 85 | 13781 | IOU | 04408363 | 6.38 | Solar |  |  | Interconnected | Trade Secret | Trade | TWL | TWL076 | Residential | Solar*Rewards | Trade Secret | 2021 | 2021
20263-228838-01 | Xcel Energy | 85 | 13781 | IOU | 03129930 | 2.64 | Solar |  |  | Interconnected | Trade Secret | Trade | MPK | MPK073 | Residential | Solar*Rewards | Trade Secret | 2018 | 2019
20263-228838-01 | Xcel Energy | 85 | 13781 | IOU | 03134425 | 37.8 | Solar |  |  | Interconnected | Trade Secret | Trade | SLP | SLP082 | Commercial | Made in Minnesota | Trade Secret | 2015 | 2016
20263-228838-01 | Xcel Energy | 85 | 13781 | IOU | 06026730 | 4.555 | Solar |  |  | Interconnected | Trade Secret | Trade | STY | STY072 | Residential |  | Trade Secret | 2024 | 2025
20263-228838-01 | Xcel Energy | 85 | 13781 | IOU | 04771689 | 8.027 | Solar |  | X | Interconnected | Trade Secret | Trade | SOU | SOU087 | Residential |  | Trade Secret | 2021 | 2022
20263-228838-01 | Xcel Energy | 85 | 13781 | IOU | 06270159 | 4.886 | Solar |  |  | Active Application | Trade Secret | Trade | DBL | DBL063 | Residential |  | Trade Secret | 2025
20263-228838-01 | Xcel Energy | 85 | 13781 | IOU | 05858820 | 5.052 | Solar |  |  | Interconnected | Trade Secret | Trade | SOU | SOU061 | Residential | Solar*Rewards | Trade Secret | 2024 | 2024
20263-228838-01 | Xcel Energy | 85 | 13781 | IOU | 03130478 | 4.06 | Solar |  |  | Interconnected | Trade Secret | Trade | SOU | SOU086 | Residential | Solar*Rewards | Trade Secret | 2018 | 2019
20263-228838-01 | Xcel Energy | 85 | 13781 | IOU | 04796549 | 9.994 | Solar |  |  | Interconnected | Trade Secret | Trade | HWW | HWW073 | Residential | Solar*Rewards | Trade Secret | 2022 | 2022
20263-228838-01 | Xcel Energy | 85 | 13781 | IOU | 06080858 | 7.68 | Solar |  |  | Interconnected | Trade Secret | Trade | CRL | CRL033 | Residential | Solar*Rewards | Trade Secret | 2025 | 2025
20263-228838-01 | Xcel Energy | 85 | 13781 | IOU | 03131717 | 6 | Solar |  |  | Interconnected | Trade Secret | Trade | MEL | MEL068 | Residential | Solar*Rewards | Trade Secret | 2017 | 2017
20263-228838-01 |  |  |  |  | OID2988532 |  | Solar |  |  | Withdrawn | Trade Secret | Trade | MEL | MEL068 | Residential | Solar*Rewards |  | 2017
20263-228838-01 | Xcel Energy | 85 | 13781 | IOU | 05594031 | 3.78 | Solar |  |  | Active Application | Trade Secret | Trade | MEL | MEL068 | Residential |  | Trade Secret | 2023
20263-228838-01 | Xcel Energy | 85 | 13781 | IOU | 06038015 | 32.78 | Storage |  |  | Interconnected | Trade Secret | Trade | MEL | MEL068 | Residential |  | Trade Secret | 2024 | 2025
20263-228838-01 | Xcel Energy | 85 | 13781 | IOU | 05396033 | 4.93 | Solar |  |  | Interconnected | Trade Secret | Trade | SOU | SOU063 | Residential |  | Trade Secret | 2023 | 2023
20263-228838-01 | Xcel Energy | 85 | 13781 | IOU | 05225970 | 6.09 | Solar |  |  | Interconnected | Trade Secret | Trade | SOU | SOU082 | Residential |  | Trade Secret | 2022 | 2023
20263-228838-01 | Xcel Energy | 85 | 13781 | IOU | 03876505 | 4.32 | Solar |  |  | Interconnected | Trade Secret | Trade | PIL | PIL021 | Residential | Solar*Rewards | Trade Secret | 2020 | 2020
20263-228838-01 | Xcel Energy | 85 | 13781 | IOU | 05783242 | 11.393 | Solar |  |  | Interconnected | Trade Secret | Trade | BLC | BLC062 | Residential |  | Trade Secret | 2024 | 2024
20263-228838-01 | Xcel Energy | 85 | 13781 | IOU | 03134031 | 18 | Solar |  |  | Interconnected | Trade Secret | Trade | MPK | MPK068 | Commercial | Solar*Rewards | Trade Secret | 2014 | 2015
20263-228838-01 | Xcel Energy | 85 | 13781 | IOU | 05123081 | 7.616 | Solar |  |  | Interconnected | Trade Secret | Trade | APA | APA077 | Residential |  | Trade Secret | 2022 | 2023
20263-228838-01 | Xcel Energy | 85 | 13781 | IOU | 04353519 | 6 | Solar |  |  | Interconnected | Trade Secret | Trade | APA | APA077 | Residential |  | Trade Secret | 2021 | 2023
20263-228838-01 | Xcel Energy | 85 | 13781 | IOU | 04240102 | 9.994 | Solar |  |  | Interconnected | Trade Secret | Trade | WIL | WIL076 | Residential | Solar*Rewards | Trade Secret | 2020 | 2021
20263-228838-01 | Xcel Energy | 85 | 13781 | IOU | 04996723 | 3.037 | Solar |  | X | Active Application | Trade Secret | Trade | GLD | GLD031 | Residential | Solar*Rewards | Trade Secret | 2022
20263-228838-01 | Xcel Energy | 85 | 13781 | IOU | 03130560 | 9.94 | Solar |  |  | Interconnected | Trade Secret | Trade | WCR | WCR322 | Residential | Solar*Rewards | Trade Secret | 2019 | 2019
20263-228838-01 | Xcel Energy | 85 | 13781 | IOU | 05340126 | 15.37 | Solar |  |  | Interconnected | Trade Secret | Trade | RAM | RAM077 | Residential |  | Trade Secret | 2022 | 2023
20263-228838-01 |  |  |  |  | 06105551 |  |  |  |  | Active Application | Trade Secret | Trade | WCR | WCR311 | Commercial |  |  | 2025
20263-228838-01 | Xcel Energy | 85 | 13781 | IOU | 06134181 | 999.9 | Solar |  |  | Active Application | Trade Secret | Trade | WCR | WCR311 | Commercial |  | Trade Secret | 2025
20263-228838-01 | Xcel Energy | 85 | 13781 | IOU | 03132833 | 2.88 | Solar |  |  | Interconnected | Trade Secret | Trade | MPK | MPK065 | Residential | Solar*Rewards | Trade Secret | 2018 | 2018
20263-228838-01 | Xcel Energy | 85 | 13781 | IOU | 03129889 | 7.54 | Solar |  |  | Interconnected | Trade Secret | Trade | OPK | OPK073 | Residential | Solar*Rewards | Trade Secret | 2018 | 2019
20263-228838-01 | Xcel Energy | 85 | 13781 | IOU | 03133101 | 20 | Solar |  |  | Interconnected | Trade Secret | Trade | PIL | PIL022 | Residential | Solar*Rewards | Trade Secret | 2013 | 2014
20263-228838-01 | Xcel Energy | 85 | 13781 | IOU | SRO29978 | 20 | Solar |  |  | Withdrawn | Trade Secret | Trade | PIL | PIL022 | Residential | Solar*Rewards | Trade Secret | 2013
20263-228838-01 | Xcel Energy | 85 | 13781 | IOU | 05472376 | 5.76 | Solar |  |  | Interconnected | Trade Secret | Trade | CHE | CHE076 | Residential | Solar*Rewards | Trade Secret | 2023 | 2023
20263-228838-01 | Xcel Energy | 85 | 13781 | IOU | 04107530 | 5 | Solar |  |  | Interconnected | Trade Secret | Trade | HUG | HUG311 | Residential | Solar*Rewards | Trade Secret | 2020 | 2021
20263-228838-01 | Xcel Energy | 85 | 13781 | IOU | 05786692 | 12.288 | Solar |  |  | Interconnected | Trade Secret | Trade | CGR | CGR074 | Residential |  | Trade Secret | 2024 | 2025
20263-228838-01 | Xcel Energy | 85 | 13781 | IOU | 05127065 | 10.44 | Solar |  |  | Interconnected | Trade Secret | Trade | PKL | PKL066 | Residential |  | Trade Secret | 2022 | 2022
20263-228838-01 | Xcel Energy | 85 | 13781 | IOU | 03130000 | 4.08 | Solar |  |  | Active Application | Trade Secret | Trade | MPK | MPK071 | Residential | Solar*Rewards | Trade Secret | 2018
20263-228838-01 | Xcel Energy | 85 | 13781 | IOU | 03130699 | 1 | Natural Gas |  |  | Interconnected | Trade Secret | Trade | EDP | EDP093 | Commercial |  | Trade Secret | 2004 | 2004
20263-228838-01 | Xcel Energy | 85 | 13781 | IOU | 04502550 | 3.747 | Solar |  |  | Active Application | Trade Secret | Trade | WES | WES074 | Residential | Solar*Rewards | Trade Secret | 2021
20263-228838-01 | Xcel Energy | 85 | 13781 | IOU | 04509090 | 3.747 | Solar |  |  | Interconnected | Trade Secret | Trade | WES | WES074 | Residential |  | Trade Secret | 2021 | 2022
20263-228838-01 | Xcel Energy | 85 | 13781 | IOU | 03134739 | 6 | Solar |  |  | Interconnected | Trade Secret | Trade | HOW | HOW061 | Commercial | Solar*Rewards | Trade Secret | 2015 | 2016
20263-228838-01 | Xcel Energy | 85 | 13781 | IOU | 04473920 | 4.06 | Solar |  |  | Interconnected | Trade Secret | Trade | SOU | SOU064 | Residential |  | Trade Secret | 2021 | 2021
20263-228838-01 |  |  |  |  | OID3868589 |  | Solar |  |  | Withdrawn | Trade Secret | Trade | DOC | DOC211 | Residential | Solar*Rewards |  | 2019
20263-228838-01 | Xcel Energy | 85 | 13781 | IOU | OID3401158 | 12 | Solar |  |  | Withdrawn | Trade Secret | Trade | DOC | DOC211 | Residential | Solar*Rewards | Trade Secret | 2018
20263-228838-01 | Xcel Energy | 85 | 13781 | IOU | 04883446 | 3.49 | Solar |  |  | Interconnected | Trade Secret | Trade | MDT | MDT071 | Residential | Solar*Rewards | Trade Secret | 2022 | 2023
20263-228838-01 | Xcel Energy | 85 | 13781 | IOU | 03985233 | 5 | Solar |  |  | Interconnected | Trade Secret | Trade | MEL | MEL074 | Residential | Solar*Rewards | Trade Secret | 2020 | 2020
20263-228838-01 | Xcel Energy | 85 | 13781 | IOU | 03131638 | 6 | Solar |  |  | Interconnected | Trade Secret | Trade | AHI | AHI022 | Residential | Made in Minnesota | Trade Secret | 2017 | 2017
20263-228838-01 | Xcel Energy | 85 | 13781 | IOU | 05569932 | 8.96 | Solar |  |  | Interconnected | Trade Secret | Trade | NOF | NOF071 | Residential |  | Trade Secret | 2023 | 2024
20263-228838-01 | Xcel Energy | 85 | 13781 | IOU | 05558089 | 8.96 | Solar |  |  | Withdrawn | Trade Secret | Trade | NOF | NOF071 | Residential | Solar*Rewards | Trade Secret | 2023
20263-228838-01 | Xcel Energy | 85 | 13781 | IOU | OID3941841 | 11.39 | Solar |  |  | Interconnected | Trade Secret | Trade | RMT | RMT321 | Residential | Solar*Rewards | Trade Secret | 2019 | 2020
20263-228838-01 | Xcel Energy | 85 | 13781 | IOU | 03132170 | 5 | Solar |  |  | Interconnected | Trade Secret | Trade | GVW | GVW032 | Residential | Made in Minnesota | Trade Secret | 2017 | 2017
20263-228838-01 | Xcel Energy | 85 | 13781 | IOU | 06196508 | 6.144 | Solar |  |  | Interconnected | Trade Secret | Trade | SLP | SLP083 | Residential |  | Trade Secret | 2025 | 2025
20263-228838-01 | Xcel Energy | 85 | 13781 | IOU | 06005901 | 3.84 | Solar |  |  | Interconnected | Trade Secret | Trade | EDA | EDA079 | Residential | Solar*Rewards | Trade Secret | 2024 | 2025
20263-228838-01 | Xcel Energy | 85 | 13781 | IOU | 04091696 | 7.616 | Solar |  |  | Interconnected | Trade Secret | Trade | MEL | MEL068 | Residential |  | Trade Secret | 2020 | 2021
20263-228838-01 | Xcel Energy | 85 | 13781 | IOU | 04552043 | 6.96 | Solar |  |  | Interconnected | Trade Secret | Trade | EDA | EDA067 | Residential |  | Trade Secret | 2021 | 2021
20263-228838-01 | Xcel Energy | 85 | 13781 | IOU | 04438089 | 6 | Solar |  |  | Active Application | Trade Secret | Trade | NOF | NOF061 | Residential |  | Trade Secret | 2021
20263-228838-01 |  |  |  |  | OID3821670 |  | Solar |  |  | Withdrawn | Trade Secret | Trade | FAP | FAP061 | Residential | Solar*Rewards |  | 2019
20263-228838-01 | Xcel Energy | 85 | 13781 | IOU | OID2559396 | 2.88 | Solar |  |  | Withdrawn | Trade Secret | Trade | BRP | BRP073 | Residential | Solar*Rewards | Trade Secret | 2016
20263-228838-01 | Xcel Energy | 85 | 13781 | IOU | 05814009 | 5.76 | Solar |  |  | Interconnected | Trade Secret | Trade | MPK | MPK063 | Residential | Solar*Rewards | Trade Secret | 2024 | 2024
20263-228838-01 | Xcel Energy | 85 | 13781 | IOU | 05805743 | 5.76 | Solar |  |  | Withdrawn | Trade Secret | Trade | MPK | MPK063 | Residential |  | Trade Secret | 2024
20263-228838-01 | Xcel Energy | 85 | 13781 | IOU | 06044939 | 13.398 | Solar |  | X | Interconnected | Trade Secret | Trade | RPO | RPO311 | Residential | Solar*Rewards | Trade Secret | 2025 | 2026
20263-228838-01 | Xcel Energy | 85 | 13781 | IOU | 03130216 | 66.6 | Solar |  |  | Interconnected | Trade Secret | Trade | ALD | ALD084 | Commercial |  | Trade Secret | 2019 | 2019
20263-228838-01 | Xcel Energy | 85 | 13781 | IOU | 06225195 | 15.2 | Solar |  |  | Active Application | Trade Secret | Trade | WTN | WTN061 | Residential |  | Trade Secret | 2025
20263-228838-01 | Xcel Energy | 85 | 13781 | IOU | 06202638 | 7.6 | Solar |  |  | Withdrawn | Trade Secret | Trade | WTN | WTN061 | Residential | Solar*Rewards | Trade Secret | 2025
20263-228838-01 | Xcel Energy | 85 | 13781 | IOU | 03230596 | 2.32 | Solar |  |  | Interconnected | Trade Secret | Trade | SOU | SOU081 | Residential | Solar*Rewards | Trade Secret | 2019 | 2019
20263-228838-01 | Xcel Energy | 85 | 13781 | IOU | 03580277 | 4.932 | Solar |  |  | Interconnected | Trade Secret | Trade | IDA | IDA072 | Residential | Solar*Rewards | Trade Secret | 2020 | 2020
20263-228838-01 | Xcel Energy | 85 | 13781 | IOU | 03130586 | 9.94 | Solar |  |  | Interconnected | Trade Secret | Trade | LAP | LAP311 | Residential | Solar*Rewards | Trade Secret | 2016 | 2017
20263-228838-01 | Xcel Energy | 85 | 13781 | IOU | 06083578 | 4.934 | Solar |  |  | Withdrawn | Trade Secret | Trade | DBL | DBL063 | Residential | Solar*Rewards | Trade Secret | 2025
20263-228838-01 | Xcel Energy | 85 | 13781 | IOU | 06083581 | 7.971 | Solar |  |  | Active Application | Trade Secret | Trade | DBL | DBL063 | Residential | Solar*Rewards | Trade Secret | 2025
20263-228838-01 | Xcel Energy | 85 | 13781 | IOU | 04873716 | 6.028 | Solar |  |  | Interconnected | Trade Secret | Trade | DND | DND061 | Residential | Solar*Rewards | Trade Secret | 2022 | 2022
20263-228838-01 | Xcel Energy | 85 | 13781 | IOU | 05346311 | 7.625 | Solar |  |  | Interconnected | Trade Secret | Trade | TWL | TWL062 | Residential |  | Trade Secret | 2023 | 2023
20263-228838-01 | Xcel Energy | 85 | 13781 | IOU | 05860071 | 4.875 | Solar |  |  | Interconnected | Trade Secret | Trade | HYL | HYL061 | Residential |  | Trade Secret | 2024 | 2024
20263-228838-01 | Xcel Energy | 85 | 13781 | IOU | 05828048 | 7.616 | Solar |  |  | Active Application | Trade Secret | Trade | MDT | MDT071 | Residential | Solar*Rewards | Trade Secret | 2024
20263-228838-01 | Xcel Energy | 85 | 13781 | IOU | 06322083 | 6.912 | Solar |  |  | Active Application | Trade Secret | Trade | MDT | MDT071 | Residential | Solar*Rewards | Trade Secret | 2026
20263-228838-01 | Xcel Energy | 85 | 13781 | IOU | 04843065 | 3.839 | Solar |  |  | Withdrawn | Trade Secret | Trade | MDT | MDT071 | Residential | Solar*Rewards | Trade Secret | 2022
20263-228838-01 | Xcel Energy | 85 | 13781 | IOU | 03132203 | 8.5 | Solar |  |  | Interconnected | Trade Secret | Trade | ORO | ORO061 | Residential | Solar*Rewards | Trade Secret | 2018 | 2018
20263-228838-01 | Xcel Energy | 85 | 13781 | IOU | 03131403 | 11.39 | Solar |  |  | Interconnected | Trade Secret | Trade | WEB | WEB021 | Residential | Solar*Rewards | Trade Secret | 2017 | 2017
20263-228838-01 | Xcel Energy | 85 | 13781 | IOU | 05233745 | 7.8 | Solar |  |  | Interconnected | Trade Secret | Trade | WIL | WIL098 | Residential |  | Trade Secret | 2022 | 2022
20263-228838-01 | Xcel Energy | 85 | 13781 | IOU | 05570722 | 5.51 | Solar |  |  | Interconnected | Trade Secret | Trade | PKL | PKL085 | Residential |  | Trade Secret | 2023 | 2024
20263-228838-01 | Xcel Energy | 85 | 13781 | IOU | 05214162 | 4.48 | Solar |  |  | Interconnected | Trade Secret | Trade | STY | STY072 | Residential |  | Trade Secret | 2022 | 2023
20263-228838-01 | Xcel Energy | 85 | 13781 | IOU | 05809065 | 3.774 | Solar |  |  | Interconnected | Trade Secret | Trade | CTR | CTR022 | Residential |  | Trade Secret | 2024 | 2024
20263-228838-01 | Xcel Energy | 85 | 13781 | IOU | 03134925 | 9.94 | Solar |  |  | Interconnected | Trade Secret | Trade | RLK | RLK064 | Residential | Made in Minnesota | Trade Secret | 2016 | 2016
20263-228838-01 |  |  |  |  | OID4017194 |  | Solar |  |  | Withdrawn | Trade Secret | Trade | RLK | RLK064 | Residential |  |  | 2019
20263-228838-01 |  |  |  |  | OID4016166 |  | Solar |  |  | Withdrawn | Trade Secret | Trade | RLK | RLK064 | Residential |  |  | 2019
20263-228838-01 |  |  |  |  | OID4017195 |  | Solar |  |  | Withdrawn | Trade Secret | Trade | RLK | RLK064 | Residential |  |  | 2019
20263-228838-01 |  |  |  |  | OID4017043 |  | Solar |  |  | Withdrawn | Trade Secret | Trade | RLK | RLK064 | Residential |  |  | 2019
20263-228838-01 |  |  |  |  | OID4017042 |  | Solar |  |  | Withdrawn | Trade Secret | Trade | RLK | RLK064 | Residential |  |  | 2019
20263-228838-01 |  |  |  |  | OID4017196 |  | Solar |  |  | Withdrawn | Trade Secret | Trade | RLK | RLK064 | Residential |  |  | 2019
20263-228838-01 |  |  |  |  | OID4011244 |  | Solar |  |  | Withdrawn | Trade Secret | Trade | RLK | RLK064 | Residential |  |  | 2019
20263-228838-01 | Xcel Energy | 85 | 13781 | IOU | 03133078 | 45 | Solar |  |  | Interconnected | Trade Secret | Trade | SCA | SCA021 | Commercial | Solar*Rewards | Trade Secret | 2013 | 2015
20263-228838-01 | Xcel Energy | 85 | 13781 | IOU | 03131547 | 7.63 | Solar |  |  | Interconnected | Trade Secret | Trade | WSG | WSG063 | Residential | Made in Minnesota | Trade Secret | 2017 | 2018
20263-228838-01 | Xcel Energy | 85 | 13781 | IOU | 04496642 | 7.54 | Solar |  | X | Interconnected | Trade Secret | Trade | SOU | SOU060 | Residential |  | Trade Secret | 2021 | 2021
20263-228838-01 | Xcel Energy | 85 | 13781 | IOU | 03130043 | 8.64 | Solar |  |  | Interconnected | Trade Secret | Trade | GLK | GLK072 | Residential | Solar*Rewards | Trade Secret | 2018 | 2019
20263-228838-01 | Xcel Energy | 85 | 13781 | IOU | OID2026209 | 3.84 | Solar |  |  | Withdrawn | Trade Secret | Trade | MOL | MOL066 | Residential | Solar*Rewards | Trade Secret | 2014
20263-228838-01 | Xcel Energy | 85 | 13781 | IOU | 03881226 | 42.35 | Solar |  |  | Interconnected | Trade Secret | Trade | SOU | SOU087 | Commercial |  | Trade Secret | 2020 | 2021
20263-228838-01 | Xcel Energy | 85 | 13781 | IOU | 04042661 | 6 | Solar |  |  | Active Application | Trade Secret | Trade | OSS | OSS073 | Residential | Solar*Rewards | Trade Secret | 2020
20263-228838-01 | Xcel Energy | 85 | 13781 | IOU | 04423605 | 7.616 | Solar |  |  | Interconnected | Trade Secret | Trade | OSS | OSS073 | Residential | Solar*Rewards | Trade Secret | 2021 | 2021
20263-228838-01 |  |  |  |  | SRO12517 |  | Solar |  |  | Withdrawn | Trade Secret | Trade | APA | APA078 | Commercial | Solar*Rewards |  | 2010
20263-228838-01 | Xcel Energy | 85 | 13781 | IOU | SRO12645 | 9.995 | Solar |  |  | Withdrawn | Trade Secret | Trade | APA | APA078 | Commercial | Solar*Rewards | Trade Secret | 2010
20263-228838-01 | Xcel Energy | 85 | 13781 | IOU | SRO18662 | 25 | Solar |  |  | Withdrawn | Trade Secret | Trade | APA | APA078 | Commercial | Solar*Rewards | Trade Secret | 2011
20263-228838-01 | Xcel Energy | 85 | 13781 | IOU | 03133629 | 5.16 | Solar |  |  | Interconnected | Trade Secret | Trade | APA | APA078 | Commercial | Solar*Rewards | Trade Secret | 2012 | 2012
20263-228838-01 | Xcel Energy | 85 | 13781 | IOU | 04372610 | 9.994 | Solar |  |  | Active Application | Trade Secret | Trade | SCA | SCA021 | Residential | Solar*Rewards | Trade Secret | 2021
20263-228838-01 | Xcel Energy | 85 | 13781 | IOU | 04386310 | 7.83 | Solar |  |  | Interconnected | Trade Secret | Trade | SCA | SCA021 | Residential | Solar*Rewards | Trade Secret | 2021 | 2021
20263-228838-01 | Xcel Energy | 85 | 13781 | IOU | 05312601 | 4.06 | Solar |  |  | Interconnected | Trade Secret | Trade | HOL | HOL071 | Residential |  | Trade Secret | 2022 | 2023
20263-228838-01 | Xcel Energy | 85 | 13781 | IOU | 05376843 | 4.5 | Solar |  |  | Interconnected | Trade Secret | Trade | APA | APA061 | Residential |  | Trade Secret | 2023 | 2023
20263-228838-01 | Xcel Energy | 85 | 13781 | IOU | 03134685 | 40 | Solar |  |  | Interconnected | Trade Secret | Trade | MST | MST071 | Commercial | Made in Minnesota | Trade Secret | 2015 | 2016
20263-228838-01 | Xcel Energy | 85 | 13781 | IOU | 04501155 | 6.96 | Solar |  |  | Interconnected | Trade Secret | Trade | SLP | SLP083 | Residential |  | Trade Secret | 2021 | 2021
20263-228838-01 | Xcel Energy | 85 | 13781 | IOU | 03319326 | 13.741 | Solar |  |  | Interconnected | Trade Secret | Trade | ECK | ECK062 | Residential | Solar*Rewards | Trade Secret | 2019 | 2020
20263-228838-01 | Xcel Energy | 85 | 13781 | IOU | 03630871 | 3 | Solar |  |  | Active Application | Trade Secret | Trade | TWL | TWL063 | Commercial | Solar*Rewards | Trade Secret | 2020
20263-228838-01 | Xcel Energy | 85 | 13781 | IOU | 04805063 | 5 | Storage |  |  | Interconnected | Trade Secret | Trade | VKG | VKG072 | Residential |  | Trade Secret | 2022 | 2022
20263-228838-01 | Xcel Energy | 85 | 13781 | IOU | OID4024042 | 230 | Solar |  |  | Withdrawn | Trade Secret | Trade | RIV | RIV063 | Commercial |  | Trade Secret | 2019
20263-228838-01 | Xcel Energy | 85 | 13781 | IOU | 03528310 | 230 | Solar |  |  | Interconnected | Trade Secret | Trade | RIV | RIV063 | Commercial |  | Trade Secret | 2020 | 2020
20263-228838-01 | Xcel Energy | 85 | 13781 | IOU | 05405080 | 4.93 | Solar |  |  | Interconnected | Trade Secret | Trade | MPK | MPK082 | Residential |  | Trade Secret | 2023 | 2023
20263-228838-01 | Xcel Energy | 85 | 13781 | IOU | OID2146498 | 18 | Solar |  |  | Withdrawn | Trade Secret | Trade | CDV | CDV071 | Commercial | Solar*Rewards | Trade Secret | 2014
20263-228838-01 | Xcel Energy | 85 | 13781 | IOU | 05807386 | 6.98 | Solar |  |  | Interconnected | Trade Secret | Trade | MDT | MDT074 | Residential | Solar*Rewards | Trade Secret | 2024 | 2024
20263-228838-01 | Xcel Energy | 85 | 13781 | IOU | OID2019277 | 0.72 | Solar |  |  | Withdrawn | Trade Secret | Trade |  |  | Residential | Solar*Rewards | Trade Secret | 2014
20263-228838-01 | Xcel Energy | 85 | 13781 | IOU | 04068276 | 6.09 | Solar |  | X | Active Application | Trade Secret | Trade | FSL | FSL312 | Residential | Solar*Rewards | Trade Secret | 2020
20263-228838-01 | Xcel Energy | 85 | 13781 | IOU | 03132228 | 11.39 | Solar |  |  | Interconnected | Trade Secret | Trade | MPK | MPK084 | Residential | Solar*Rewards | Trade Secret | 2018 | 2018
20263-228838-01 | Xcel Energy | 85 | 13781 | IOU | 05833244 | 6.046 | Solar |  |  | Interconnected | Trade Secret | Trade | RIV | RIV064 | Residential |  | Trade Secret | 2024 | 2025
20263-228838-01 |  |  |  |  | OID3712273 |  | Solar |  |  | Withdrawn | Trade Secret | Trade | CEL | CEL064 | Residential | Solar*Rewards |  | 2019
20263-228838-01 | Xcel Energy | 85 | 13781 | IOU | 05471674 | 5.51 | Solar |  |  | Interconnected | Trade Secret | Trade | UPP | UPP066 | Residential |  | Trade Secret | 2023 | 2023
20263-228838-01 | Xcel Energy | 85 | 13781 | IOU | 03130066 | 19.999 | Solar |  |  | Interconnected | Trade Secret | Trade | OAD | OAD073 | Commercial | Solar*Rewards | Trade Secret | 2018 | 2020
20263-228838-01 | Xcel Energy | 85 | 13781 | IOU | 04273513 | 12.056 | Solar |  |  | Interconnected | Trade Secret | Trade | WSG | WSG076 | Residential | Solar*Rewards | Trade Secret | 2021 | 2021
20263-228838-01 | Xcel Energy | 85 | 13781 | IOU | 03133620 | 22.35 | Solar |  |  | Interconnected | Trade Secret | Trade | UPP | UPP084 | Commercial | Solar*Rewards | Trade Secret | 2011 | 2012
20263-228838-01 | Xcel Energy | 85 | 13781 | IOU | 03132886 | 38.02 | Solar |  |  | Interconnected | Trade Secret | Trade | HSN | HSN321 | Commercial | Solar*Rewards | Trade Secret | 2018 | 2019
20263-228838-01 | Xcel Energy | 85 | 13781 | IOU | 05760803 | 4.725 | Solar |  |  | Active Application | Trade Secret | Trade | STO | STO002 | Residential | Solar*Rewards | Trade Secret | 2024
20263-228838-01 | Xcel Energy | 85 | 13781 | IOU | 04512583 | 2.962 | Solar |  |  | Interconnected | Trade Secret | Trade | FRM | FRM071 | Residential |  | Trade Secret | 2021 | 2021
20263-228838-01 | Xcel Energy | 85 | 13781 | IOU | 03134052 | 9 | Solar |  |  | Interconnected | Trade Secret | Trade | MST | MST069 | Commercial | Made in Minnesota | Trade Secret | 2014 | 2014
20263-228838-01 | Xcel Energy | 85 | 13781 | IOU | 03130671 | 9.94 | Solar |  |  | Interconnected | Trade Secret | Trade | ECK | ECK342 | Residential | Solar*Rewards | Trade Secret | 2016 | 2017
20263-228838-01 | Xcel Energy | 85 | 13781 | IOU | 05505389 | 11.5 | Solar |  |  | Interconnected | Trade Secret | Trade | MOL | MOL068 | Residential |  | Trade Secret | 2023 | 2023
20263-228838-01 | Xcel Energy | 85 | 13781 | IOU | SRO29975 | 5 | Solar |  |  | Withdrawn | Trade Secret | Trade | APA | APA076 | Residential | Solar*Rewards | Trade Secret | 2013
20263-228838-01 | Xcel Energy | 85 | 13781 | IOU | 04395194 | 7.616 | Solar |  |  | Interconnected | Trade Secret | Trade | MPK | MPK063 | Residential | Solar*Rewards | Trade Secret | 2021 | 2021
20263-228838-01 | Xcel Energy | 85 | 13781 | IOU | OID3584151 | 27.78 | Solar |  |  | Withdrawn | Trade Secret | Trade | DOC | DOC021 | Commercial | Solar*Rewards | Trade Secret | 2018
20263-228838-01 | Xcel Energy | 85 | 13781 | IOU | 03181324 | 30.41 | Solar |  |  | Interconnected | Trade Secret | Trade | DOC | DOC021 | Commercial | Solar*Rewards | Trade Secret | 2019 | 2019
20263-228838-01 | Xcel Energy | 85 | 13781 | IOU | 06226139 | 9.109 | Solar |  |  | Active Application | Trade Secret | Trade | WDY | WDY312 | Residential |  | Trade Secret | 2025
20263-228838-01 | Xcel Energy | 85 | 13781 | IOU | 04472486 | 2.962 | Solar |  |  | Active Application | Trade Secret | Trade | APA | APA075 | Residential | Solar*Rewards | Trade Secret | 2021
20263-228838-01 | Xcel Energy | 85 | 13781 | IOU | 06061441 | 4.886 | Solar |  |  | Interconnected | Trade Secret | Trade | SOU | SOU064 | Residential | Solar*Rewards | Trade Secret | 2025 | 2025
20263-228838-01 | Xcel Energy | 85 | 13781 | IOU | 05232458 | 4.188 | Solar |  |  | Interconnected | Trade Secret | Trade | WES | WES074 | Residential |  | Trade Secret | 2022 | 2022
20263-228838-01 | Xcel Energy | 85 | 13781 | IOU | 03133546 | 22.5 | Solar |  |  | Interconnected | Trade Secret | Trade | BYT | BYT071 | Commercial | Solar*Rewards | Trade Secret | 2011 | 2012
20263-228838-01 | Xcel Energy | 85 | 13781 | IOU | 06102483 | 11.933 | Solar |  |  | Active Application | Trade Secret | Trade | LEX | LEX332 | Residential | Solar*Rewards | Trade Secret | 2025
20263-228838-01 | Xcel Energy | 85 | 13781 | IOU | 05773558 | 10.628 | Solar |  |  | Interconnected | Trade Secret | Trade | WDY | WDY322 | Residential |  | Trade Secret | 2024 | 2024
20263-228838-01 | Xcel Energy | 85 | 13781 | IOU | 05158491 | 10.88 | Solar |  |  | Interconnected | Trade Secret | Trade | WCR | WCR322 | Residential |  | Trade Secret | 2022 | 2023
20263-228838-01 | Xcel Energy | 85 | 13781 | IOU | 04342187 | 6.67 | Solar |  |  | Interconnected | Trade Secret | Trade | WCR | WCR062 | Residential | Solar*Rewards | Trade Secret | 2021 | 2021
20263-228838-01 | Xcel Energy | 85 | 13781 | IOU | 04167196 | 8.4 | Solar |  |  | Interconnected | Trade Secret | Trade | SCA | SCA021 | Residential |  | Trade Secret | 2021 | 2021
20263-228838-01 | Xcel Energy | 85 | 13781 | IOU | 04886575 | 10.819 | Solar |  |  | Interconnected | Trade Secret | Trade | GNL | GNL063 | Residential | Solar*Rewards | Trade Secret | 2022 | 2022
20263-228838-01 |  |  |  |  | 06310175 |  | Storage |  |  | Active Application | Trade Secret | Trade | GNL | GNL063 | Residential |  |  | 2025
20263-228838-01 | Xcel Energy | 85 | 13781 | IOU | 03132205 | 6 | Solar |  |  | Interconnected | Trade Secret | Trade | TER | TER061 | Residential | Solar*Rewards | Trade Secret | 2018 | 2018
20263-228838-01 | Xcel Energy | 85 | 13781 | IOU | 03131563 | 19.999 | Solar |  |  | Interconnected | Trade Secret | Trade | CTR | CTR021 | Commercial | Solar*Rewards | Trade Secret | 2017 | 2017
20263-228838-01 | Xcel Energy | 85 | 13781 | IOU | 06009197 | 3.747 | Solar |  |  | Interconnected | Trade Secret | Trade | REW | REW033 | Residential | Solar*Rewards | Trade Secret | 2024 | 2025
20263-228838-01 | Xcel Energy | 85 | 13781 | IOU | 05371950 | 3.84 | Solar |  |  | Interconnected | Trade Secret | Trade | MEL | MEL072 | Residential | Solar*Rewards | Trade Secret | 2023 | 2023
20263-228838-01 | Xcel Energy | 85 | 13781 | IOU | 05899165 | 7.616 | Solar |  |  | Active Application | Trade Secret | Trade | MEL | MEL089 | Residential |  | Trade Secret | 2024
20263-228838-01 | Xcel Energy | 85 | 13781 | IOU | 03990296 | 6.96 | Solar |  |  | Interconnected | Trade Secret | Trade | TWL | TWL073 | Residential | Solar*Rewards | Trade Secret | 2020 | 2020
20263-228838-01 | Xcel Energy | 85 | 13781 | IOU | 05825073 | 9.772 | Solar |  |  | Interconnected | Trade Secret | Trade | WIL | WIL084 | Residential |  | Trade Secret | 2024 | 2024
20263-228838-01 | Xcel Energy | 85 | 13781 | IOU | 04561904 | 5.584 | Solar |  |  | Interconnected | Trade Secret | Trade | SOU | SOU064 | Residential |  | Trade Secret | 2021 | 2021
20263-228838-01 | Xcel Energy | 85 | 13781 | IOU | 03808629 | 8.12 | Solar |  |  | Interconnected | Trade Secret | Trade | EDA | EDA075 | Residential | Solar*Rewards | Trade Secret | 2020 | 2020
20263-228838-01 | Xcel Energy | 85 | 13781 | IOU | 05827292 | 6.282 | Solar |  |  | Active Application | Trade Secret | Trade | WCR | WCR322 | Residential | Solar*Rewards | Trade Secret | 2024
20263-228838-01 | Xcel Energy | 85 | 13781 | IOU | 04611653 | 5.51 | Solar |  |  | Interconnected | Trade Secret | Trade | WIL | WIL082 | Residential |  | Trade Secret | 2021 | 2021
20263-228838-01 | Xcel Energy | 85 | 13781 | IOU | 03134566 | 6.24 | Solar |  |  | Interconnected | Trade Secret | Trade | XRD | XRD076 | Residential | Solar*Rewards | Trade Secret | 2015 | 2016
20263-228838-01 | Xcel Energy | 85 | 13781 | IOU | OID2345961 | 6.24 | Solar |  |  | Withdrawn | Trade Secret | Trade | XRD | XRD076 | Residential | Solar*Rewards | Trade Secret | 2015
20263-228838-01 | Xcel Energy | 85 | 13781 | IOU | 05467045 | 10.24 | Solar |  |  | Interconnected | Trade Secret | Trade | WCR | WCR311 | Residential | Solar*Rewards | Trade Secret | 2023 | 2023
20263-228838-01 | Xcel Energy | 85 | 13781 | IOU | 04400397 | 4.932 | Solar |  |  | Interconnected | Trade Secret | Trade | WEB | WEB021 | Residential | Solar*Rewards | Trade Secret | 2021 | 2021
20263-228838-01 | Xcel Energy | 85 | 13781 | IOU | 05820210 | 7.616 | Solar |  |  | Interconnected | Trade Secret | Trade | BRP | BRP063 | Residential |  | Trade Secret | 2024 | 2025
20263-228838-01 |  |  |  |  | OID1946213 |  | Solar |  |  | Withdrawn | Trade Secret | Trade | AFT | AFT321 | Residential | Made in Minnesota |  | 2014
20263-228838-01 | Xcel Energy | 85 | 13781 | IOU | 03129733 | 37.598 | Solar |  |  | Interconnected | Trade Secret | Trade | LOK | LOK093 | Residential | Solar*Rewards | Trade Secret | 2019 | 2019
20263-228838-01 | Xcel Energy | 85 | 13781 | IOU | OID2395400 | 20 | Solar |  |  | Withdrawn | Trade Secret | Trade | MDT | MDT062 | Commercial | Solar*Rewards | Trade Secret | 2015
20263-228838-01 | Xcel Energy | 85 | 13781 | IOU | SRO26483 | 10 | Solar |  |  | Withdrawn | Trade Secret | Trade | MDT | MDT071 | Commercial | Solar*Rewards | Trade Secret | 2012
20263-228838-01 | Xcel Energy | 85 | 13781 | IOU | SRO29614 | 10 | Solar |  |  | Withdrawn | Trade Secret | Trade | MDT | MDT071 | Commercial | Solar*Rewards | Trade Secret | 2013
20263-228838-01 | Xcel Energy | 85 | 13781 | IOU | 03130623 | 5 | Solar |  |  | Interconnected | Trade Secret | Trade | STY | STY073 | Residential | Solar*Rewards | Trade Secret | 2016 | 2017
20263-228838-01 | Xcel Energy | 85 | 13781 | IOU | OID3269436 | 14.51 | Solar |  |  | Withdrawn | Trade Secret | Trade | AHI | AHI063 | Commercial | Made in Minnesota | Trade Secret | 2017
20263-228838-01 | Xcel Energy | 85 | 13781 | IOU | 04743388 | 4.93 | Solar |  |  | Interconnected | Trade Secret | Trade | APA | APA073 | Residential |  | Trade Secret | 2021 | 2022
20263-228838-01 | Xcel Energy | 85 | 13781 | IOU | 03130798 | 30 | Natural Gas |  |  | Interconnected | Trade Secret | Trade | TLK | TLK077 | Commercial |  | Trade Secret | 2003 | 2004
20263-228838-01 | Xcel Energy | 85 | 13781 | IOU | 03130718 | 1825 | Other |  |  | Interconnected | Trade Secret | Trade | WWK | WWK321 | Commercial |  | Trade Secret | 2005 | 2005
20263-228838-01 | Xcel Energy | 85 | 13781 | IOU | 03130801 | 1825 | Other |  |  | Interconnected | Trade Secret | Trade | WWK | WWK321 | Commercial |  | Trade Secret | 2005 | 2005
20263-228838-01 | Xcel Energy | 85 | 13781 | IOU | 06096073 | 9.184 | Solar |  |  | Withdrawn | Trade Secret | Trade | WCR | WCR322 | Residential | Solar*Rewards | Trade Secret | 2025
20263-228838-01 | Xcel Energy | 85 | 13781 | IOU | 06112130 | 9.184 | Solar |  |  | Interconnected | Trade Secret | Trade | WCR | WCR322 | Residential |  | Trade Secret | 2025 | 2025
20263-228838-01 | Xcel Energy | 85 | 13781 | IOU | 03131335 | 12 | Solar |  |  | Interconnected | Trade Secret | Trade | WWK | WWK321 | Residential | Solar*Rewards | Trade Secret | 2017 | 2017
20263-228838-01 | Xcel Energy | 85 | 13781 | IOU | 06015994 | 6.832 | Solar |  |  | Interconnected | Trade Secret | Trade | ALD | ALD085 | Residential | Solar*Rewards | Trade Secret | 2024 | 2025
20263-228838-01 | Xcel Energy | 85 | 13781 | IOU | 05765685 | 3.796 | Solar |  |  | Active Application | Trade Secret | Trade | ALD | ALD085 | Residential | Solar*Rewards | Trade Secret | 2024
20263-228838-01 | Xcel Energy | 85 | 13781 | IOU | 05944066 | 3.796 | Solar |  |  | Withdrawn | Trade Secret | Trade | ALD | ALD085 | Residential | Solar*Rewards | Trade Secret | 2024
20263-228838-01 | Xcel Energy | 85 | 13781 | IOU | 04246330 | 9.864 | Solar |  |  | Interconnected | Trade Secret | Trade | SAV | SAV063 | Residential | Solar*Rewards | Trade Secret | 2021 | 2021
20263-228838-01 | Xcel Energy | 85 | 13781 | IOU | 06225920 | 11.032 | Solar |  |  | Interconnected | Trade Secret | Trade | CNC | CNC071 | Residential |  | Trade Secret | 2025 | 2025
20263-228838-01 | Xcel Energy | 85 | 13781 | IOU | 06254215 | 2.903 | Solar |  |  | Interconnected | Trade Secret | Trade | APA | APA073 | Residential |  | Trade Secret | 2025 | 2026
20263-228838-01 | Xcel Energy | 85 | 13781 | IOU | 04481044 | 4.06 | Solar |  |  | Interconnected | Trade Secret | Trade | WES | WES074 | Residential |  | Trade Secret | 2021 | 2021
20263-228838-01 | Xcel Energy | 85 | 13781 | IOU | 03132644 | 8.5 | Solar |  |  | Interconnected | Trade Secret | Trade | GVW | GVW022 | Residential | Solar*Rewards | Trade Secret | 2018 | 2018
20263-228838-01 | Xcel Energy | 85 | 13781 | IOU | SRO22307 | 6.02 | Solar |  |  | Withdrawn | Trade Secret | Trade | HAS | HAS021 | Commercial | Solar*Rewards | Trade Secret | 2012
20263-228838-01 | Xcel Energy | 85 | 13781 | IOU | 03131129 | 6.72 | Solar |  |  | Interconnected | Trade Secret | Trade | HAS | HAS021 | Commercial |  | Trade Secret | 2012 | 2013
20263-228838-01 | Xcel Energy | 85 | 13781 | IOU | SRO22179 | 2.5 | Solar |  |  | Withdrawn | Trade Secret | Trade | NOF | NOF073 | Commercial | Solar*Rewards | Trade Secret | 2012
20263-228838-01 | Xcel Energy | 85 | 13781 | IOU | 03131714 | 6 | Solar |  |  | Interconnected | Trade Secret | Trade | MPK | MPK074 | Residential | Made in Minnesota | Trade Secret | 2017 | 2017
20263-228838-01 | Xcel Energy | 85 | 13781 | IOU | 04667334 | 7.25 | Solar |  |  | Interconnected | Trade Secret | Trade | WSG | WSG066 | Residential |  | Trade Secret | 2021 | 2021
20263-228838-01 | Xcel Energy | 85 | 13781 | IOU | 04888025 | 5.8 | Solar |  |  | Interconnected | Trade Secret | Trade | EXC | EXC061 | Residential | Solar*Rewards | Trade Secret | 2022 | 2022
20263-228838-01 | Xcel Energy | 85 | 13781 | IOU | 05530238 | 6.4 | Solar |  |  | Interconnected | Trade Secret | Trade | HYL | HYL061 | Residential | Solar*Rewards | Trade Secret | 2023 | 2023
20263-228838-01 | Xcel Energy | 85 | 13781 | IOU | 03135007 | 18 | Solar |  |  | Interconnected | Trade Secret | Trade | RAM | RAM073 | Commercial | Solar*Rewards | Trade Secret | 2016 | 2016
20263-228838-01 | Xcel Energy | 85 | 13781 | IOU | 03131383 | 18 | Solar |  |  | Interconnected | Trade Secret | Trade | NER | NER021 | Residential | Solar*Rewards | Trade Secret | 2017 | 2017
20263-228838-01 | Xcel Energy | 85 | 13781 | IOU | OID3549199 | 7 | Solar |  |  | Withdrawn | Trade Secret | Trade | SOU | SOU060 | Residential | Solar*Rewards | Trade Secret | 2018
20263-228838-01 | Xcel Energy | 85 | 13781 | IOU | 03130254 | 7.616 | Solar |  |  | Interconnected | Trade Secret | Trade | SOU | SOU060 | Residential | Solar*Rewards | Trade Secret | 2019 | 2019
20263-228838-01 | Xcel Energy | 85 | 13781 | IOU | OID3777680 | 3.36 | Solar |  |  | Withdrawn | Trade Secret | Trade | RMT | RMT321 | Residential | Solar*Rewards | Trade Secret | 2019
20263-228838-01 | Xcel Energy | 85 | 13781 | IOU | 03773786 | 3.747 | Solar |  |  | Interconnected | Trade Secret | Trade | OPK | OPK077 | Residential | Solar*Rewards | Trade Secret | 2020 | 2020
20263-228838-01 | Xcel Energy | 85 | 13781 | IOU | 04348847 | 9.994 | Solar |  |  | Interconnected | Trade Secret | Trade | ECK | ECK321 | Residential | Solar*Rewards | Trade Secret | 2021 | 2021
20263-228838-01 | Xcel Energy | 85 | 13781 | IOU | 03133514 | 35 | Solar |  |  | Interconnected | Trade Secret | Trade | HYL | HYL065 | Commercial | Solar*Rewards | Trade Secret | 2011 | 2012
20263-228838-01 | Xcel Energy | 85 | 13781 | IOU | 05239635 | 4.48 | Solar |  |  | Interconnected | Trade Secret | Trade | WDY | WDY311 | Residential |  | Trade Secret | 2022 | 2023
20263-228838-01 | Xcel Energy | 85 | 13781 | IOU | 04364034 | 6.98 | Solar |  | X | Interconnected | Trade Secret | Trade | CKG | CKG041 | Residential | Solar*Rewards | Trade Secret | 2021 | 2021
20263-228838-01 | Xcel Energy | 85 | 13781 | IOU | 03134386 | 4.08 | Solar |  |  | Interconnected | Trade Secret | Trade | SLP | SLP072 | Residential | Made in Minnesota | Trade Secret | 2015 | 2015
20263-228838-01 | Xcel Energy | 85 | 13781 | IOU | 05836348 | 7.616 | Solar |  |  | Interconnected | Trade Secret | Trade | WCR | WCR322 | Residential |  | Trade Secret | 2024 | 2024
20263-228838-01 | Xcel Energy | 85 | 13781 | IOU | OID3115171 | 34.17 | Solar |  |  | Withdrawn | Trade Secret | Trade | PIP | PIP090 | Commercial | Made in Minnesota | Trade Secret | 2017
20263-228838-01 | Xcel Energy | 85 | 13781 | IOU | 04609510 | 5.054 | Solar |  |  | Interconnected | Trade Secret | Trade | EDP | EDP073 | Residential |  | Trade Secret | 2021 | 2022
20263-228838-01 | Xcel Energy | 85 | 13781 | IOU | 04793834 | 11.517 | Solar |  |  | Interconnected | Trade Secret | Trade | RLK | RLK069 | Residential | Solar*Rewards | Trade Secret | 2022 | 2022
20263-228838-01 | Xcel Energy | 85 | 13781 | IOU | 05834668 | 5.052 | Solar |  |  | Interconnected | Trade Secret | Trade | SAV | SAV063 | Residential |  | Trade Secret | 2024 | 2025
20263-228838-01 | Xcel Energy | 85 | 13781 | IOU | 06074670 | 5.052 | Solar |  |  | Active Application | Trade Secret | Trade | SAV | SAV063 | Residential | Solar*Rewards | Trade Secret | 2025
20263-228838-01 | Xcel Energy | 85 | 13781 | IOU | 06150706 | 5.7 | Solar |  |  | Withdrawn | Trade Secret | Trade | WIN | WIN033 | Residential |  | Trade Secret | 2025
20263-228838-01 | Xcel Energy | 85 | 13781 | IOU | 06324652 | 4.886 | Solar |  |  | Active Application | Trade Secret | Trade | WIN | WIN033 | Residential | Solar*Rewards | Trade Secret | 2026
20263-228838-01 | Xcel Energy | 85 | 13781 | IOU | OID3327934 | 19.999 | Solar |  |  | Withdrawn | Trade Secret | Trade | WIL | WIL097 | Commercial | Solar*Rewards | Trade Secret | 2018
20263-228838-01 | Xcel Energy | 85 | 13781 | IOU | 03130425 | 39.998 | Solar |  |  | Interconnected | Trade Secret | Trade | WIL | WIL097 | Commercial | Solar*Rewards | Trade Secret | 2018 | 2018
20263-228838-01 | Xcel Energy | 85 | 13781 | IOU | 05978380 | 12.215 | Solar |  |  | Interconnected | Trade Secret | Trade | EXC | EXC062 | Residential | Solar*Rewards | Trade Secret | 2024 | 2025
20263-228838-01 | Xcel Energy | 85 | 13781 | IOU | 04364121 | 7.616 | Solar |  |  | Interconnected | Trade Secret | Trade | WIL | WIL075 | Residential |  | Trade Secret | 2021 | 2022
20263-228838-01 | Xcel Energy | 85 | 13781 | IOU | 03131514 | 8.91 | Solar |  |  | Interconnected | Trade Secret | Trade | SOU | SOU081 | Residential | Made in Minnesota | Trade Secret | 2017 | 2017
20263-228838-01 | Xcel Energy | 85 | 13781 | IOU | 06238594 | 4.53 | Solar |  |  | Active Application | Trade Secret | Trade | BLC | BLC062 | Residential |  | Trade Secret | 2025
20263-228838-01 | Xcel Energy | 85 | 13781 | IOU | 06321835 | 6.046 | Solar |  |  | Active Application | Trade Secret | Trade | PAT | PAT313 | Residential | Solar*Rewards | Trade Secret | 2026
20263-228838-01 | Xcel Energy | 85 | 13781 | IOU | 06086644 | 10.121 | Solar |  |  | Interconnected | Trade Secret | Trade | HOL | HOL061 | Residential | Solar*Rewards | Trade Secret | 2025 | 2025
20263-228838-01 | Xcel Energy | 85 | 13781 | IOU | 06267000 | 7.68 | Solar |  |  | Active Application | Trade Secret | Trade | RSP | RSP061 | Residential |  | Trade Secret | 2025
20263-228838-01 | Xcel Energy | 85 | 13781 | IOU | SRO19157 | 40 | Solar |  |  | Withdrawn | Trade Secret | Trade | RWD | RWD082 | Commercial | Solar*Rewards | Trade Secret | 2011
20263-228838-01 | Xcel Energy | 85 | 13781 | IOU | 03133048 | 14 | Solar |  |  | Interconnected | Trade Secret | Trade | RWD | RWD082 | Commercial | Solar*Rewards | Trade Secret | 2013 | 2014
20263-228838-01 | Xcel Energy | 85 | 13781 | IOU | 06268536 | 7.364 | Solar |  |  | Active Application | Trade Secret | Trade | WCR | WCR062 | Residential |  | Trade Secret | 2025
20263-228838-01 | Xcel Energy | 85 | 13781 | IOU | 03132121 | 34.17 | Solar |  |  | Interconnected | Trade Secret | Trade | MST | MST066 | Commercial | Made in Minnesota | Trade Secret | 2017 | 2017
20263-228838-01 | Xcel Energy | 85 | 13781 | IOU | 06044357 | 5.76 | Solar |  | X | Interconnected | Trade Secret | Trade | EWI | EWI022 | Residential |  | Trade Secret | 2025 | 2025
20263-228838-01 | Xcel Energy | 85 | 13781 | IOU | 03133363 | 7.2 | Solar |  |  | Interconnected | Trade Secret | Trade | EDA | EDA067 | Residential | Solar*Rewards | Trade Secret | 2011 | 2011
20263-228838-01 | Xcel Energy | 85 | 13781 | IOU | 06005632 | 5.052 | Solar |  |  | Active Application | Trade Secret | Trade | DBL | DBL063 | Residential |  | Trade Secret | 2024
20263-228838-01 | Xcel Energy | 85 | 13781 | IOU | 04936288 | 4.188 | Solar |  |  | Interconnected | Trade Secret | Trade | HWW | HWW074 | Residential | Solar*Rewards | Trade Secret | 2022 | 2022
20263-228838-01 | Xcel Energy | 85 | 13781 | IOU | OID3957935 | 38.02 | Solar |  |  | Interconnected | Trade Secret | Trade | MST | MST076 | Commercial | Solar*Rewards | Trade Secret | 2019 | 2020
20263-228838-01 | Xcel Energy | 85 | 13781 | IOU | 05535985 | 7.245 | Solar |  |  | Interconnected | Trade Secret | Trade | NMC | NMC082 | Residential | Solar*Rewards | Trade Secret | 2023 | 2023
20263-228838-01 | Xcel Energy | 85 | 13781 | IOU | 06171528 | 5.052 | Solar |  |  | Interconnected | Trade Secret | Trade | HUG | HUG312 | Residential | Solar*Rewards | Trade Secret | 2025 | 2025
20263-228838-01 | Xcel Energy | 85 | 13781 | IOU | 03133435 | 0.86 | Solar |  |  | Interconnected | Trade Secret | Trade | MHW | MHW311 | Residential | Solar*Rewards | Trade Secret | 2011 | 2012
20263-228838-01 | Xcel Energy | 85 | 13781 | IOU | 06234170 | 7.6 | Solar |  |  | Interconnected | Trade Secret | Trade | ESW | ESW081 | Residential |  | Trade Secret | 2025 | 2025
20263-228838-01 | Xcel Energy | 85 | 13781 | IOU | 05262890 | 8.32 | Solar |  |  | Withdrawn | Trade Secret | Trade | CGR | CGR061 | Residential |  | Trade Secret | 2022
20263-228838-01 | Xcel Energy | 85 | 13781 | IOU | 06185890 | 3.84 | Solar |  |  | Active Application | Trade Secret | Trade | APA | APA078 | Residential | Solar*Rewards | Trade Secret | 2025
20263-228838-01 | Xcel Energy | 85 | 13781 | IOU | OID2019152 | 20 | Solar |  |  | Withdrawn | Trade Secret | Trade | HWW | HWW063 | Commercial | Solar*Rewards | Trade Secret | 2014
20263-228838-01 | Xcel Energy | 85 | 13781 | IOU | OID3284571 | 19.999 | Solar |  |  | Withdrawn | Trade Secret | Trade | HWW | HWW063 | Commercial | Solar*Rewards | Trade Secret | 2018
20263-228838-01 | Xcel Energy | 85 | 13781 | IOU | 03133829 | 5 | Solar |  |  | Interconnected | Trade Secret | Trade | ALD | ALD072 | Residential | Solar*Rewards | Trade Secret | 2013 | 2013
20263-228838-01 | Xcel Energy | 85 | 13781 | IOU | SRO29868 | 4.2 | Solar |  |  | Withdrawn | Trade Secret | Trade | ALD | ALD072 | Residential | Solar*Rewards | Trade Secret | 2013
20263-228838-01 | Xcel Energy | 85 | 13781 | IOU | 05818845 | 7.296 | Solar |  |  | Interconnected | Trade Secret | Trade | DBL | DBL060 | Residential |  | Trade Secret | 2024 | 2024
20263-228838-01 | Xcel Energy | 85 | 13781 | IOU | 06158238 | 4.555 | Solar |  |  | Interconnected | Trade Secret | Trade | RMT | RMT321 | Residential |  | Trade Secret | 2025 | 2025
20263-228838-01 | Xcel Energy | 85 | 13781 | IOU | 05356710 | 5.052 | Solar |  |  | Interconnected | Trade Secret | Trade | GLK | GLK074 | Residential | Solar*Rewards | Trade Secret | 2023 | 2023
20263-228838-01 | Xcel Energy | 85 | 13781 | IOU | 03130095 | 5 | Solar |  |  | Interconnected | Trade Secret | Trade | SLP | SLP092 | Residential | Solar*Rewards | Trade Secret | 2018 | 2019
20263-228838-01 | Xcel Energy | 85 | 13781 | IOU | 06217465 | 17.86 | Solar |  |  | Active Application | Trade Secret | Trade | CEL | CEL066 | Residential |  | Trade Secret | 2025
20263-228838-01 | Xcel Energy | 85 | 13781 | IOU | 03133959 | 5 | Solar |  |  | Interconnected | Trade Secret | Trade | RLK | RLK066 | Residential | Solar*Rewards | Trade Secret | 2014 | 2014
20263-228838-01 | Xcel Energy | 85 | 13781 | IOU | 03133448 | 15 | Solar |  |  | Interconnected | Trade Secret | Trade | WAB | WAB031 | Residential | Solar*Rewards | Trade Secret | 2011 | 2011
20263-228838-01 | Xcel Energy | 85 | 13781 | IOU | 05830944 | 4.188 | Solar |  |  | Active Application | Trade Secret | Trade | WCR | WCR322 | Residential |  | Trade Secret | 2024
20263-228838-01 | Xcel Energy | 85 | 13781 | IOU | 05869681 | 6.832 | Solar |  |  | Interconnected | Trade Secret | Trade | WCR | WCR322 | Residential |  | Trade Secret | 2024 | 2025
20263-228838-01 | Xcel Energy | 85 | 13781 | IOU | 05250646 | 13.05 | Solar |  |  | Interconnected | Trade Secret | Trade | SMT | SMT072 | Residential |  | Trade Secret | 2022 | 2023
20263-228838-01 | Xcel Energy | 85 | 13781 | IOU | 05466934 | 5.12 | Solar |  |  | Interconnected | Trade Secret | Trade | CHE | CHE064 | Residential | Solar*Rewards | Trade Secret | 2023 | 2023
20263-228838-01 | Xcel Energy | 85 | 13781 | IOU | 04430723 | 7.616 | Solar |  |  | Withdrawn | Trade Secret | Trade | TLK | TLK077 | Residential |  | Trade Secret | 2021
20263-228838-01 | Xcel Energy | 85 | 13781 | IOU | 05565433 | 14.592 | Solar |  |  | Interconnected | Trade Secret | Trade | TLK | TLK077 | Residential |  | Trade Secret | 2023 | 2023
20263-228838-01 | Xcel Energy | 85 | 13781 | IOU | 05242544 | 7.68 | Solar |  |  | Interconnected | Trade Secret | Trade | FSL | FSL311 | Residential |  | Trade Secret | 2022 | 2023
20263-228838-01 | Xcel Energy | 85 | 13781 | IOU | 05394594 | 10.4 | Solar |  |  | Interconnected | Trade Secret | Trade | LAC | LAC062 | Residential | Solar*Rewards | Trade Secret | 2023 | 2023
20263-228838-01 | Xcel Energy | 85 | 13781 | IOU | 06090581 | 11.904 | Solar |  |  | Active Application | Trade Secret | Trade | TWL | TWL066 | Residential | Solar*Rewards | Trade Secret | 2025
20263-228838-01 | Xcel Energy | 85 | 13781 | IOU | 03134898 | 9.94 | Solar |  |  | Interconnected | Trade Secret | Trade | SCL | SCL322 | Residential | Made in Minnesota | Trade Secret | 2016 | 2016
20263-228838-01 | Xcel Energy | 85 | 13781 | IOU | 05202248 | 5 | Storage |  |  | Active Application | Trade Secret | Trade | SCL | SCL322 | Residential |  | Trade Secret | 2022
20263-228838-01 | Xcel Energy | 85 | 13781 | IOU | 06332297 | 34.96 | Solar |  |  | Active Application | Trade Secret | Trade | RPL | RPL071 | Commercial |  | Trade Secret | 2026
20263-228838-01 | Xcel Energy | 85 | 13781 | IOU | 04971726 | 8.376 | Solar |  |  | Interconnected | Trade Secret | Trade | PKL | PKL065 | Residential | Solar*Rewards | Trade Secret | 2022 | 2022
20263-228838-01 | Xcel Energy | 85 | 13781 | IOU | 03134339 | 7.63 | Solar |  |  | Interconnected | Trade Secret | Trade | CHE | CHE064 | Residential | Made in Minnesota | Trade Secret | 2015 | 2015
20263-228838-01 | Xcel Energy | 85 | 13781 | IOU | OID2075471 | 8.64 | Solar |  |  | Withdrawn | Trade Secret | Trade | WRR | WRR064 | Residential | Solar*Rewards | Trade Secret | 2014
20263-228838-01 | Xcel Energy | 85 | 13781 | IOU | 05292806 | 9.994 | Solar |  |  | Interconnected | Trade Secret | Trade | GNL | GNL063 | Residential |  | Trade Secret | 2022 | 2023
20263-228838-01 | Xcel Energy | 85 | 13781 | IOU | 04989150 | 18 | Solar |  |  | Withdrawn | Trade Secret | Trade | WAT | WAT081 | Commercial | Solar*Rewards | Trade Secret | 2022
20263-228838-01 | Xcel Energy | 85 | 13781 | IOU | 04591271 | 7.616 | Solar |  |  | Active Application | Trade Secret | Trade | LEX | LEX071 | Residential |  | Trade Secret | 2021
20263-228838-01 | Xcel Energy | 85 | 13781 | IOU | 05762054 | 5.226 |  |  |  | Withdrawn | Trade Secret | Trade | CRL | CRL033 | Residential |  | Trade Secret | 2024
20263-228838-01 | Xcel Energy | 85 | 13781 | IOU | 05767070 | 5.226 | Solar |  |  | Interconnected | Trade Secret | Trade | CRL | CRL033 | Residential | Solar*Rewards | Trade Secret | 2024 | 2024
20263-228838-01 |  |  |  |  | 06012643 |  | Solar |  |  | Withdrawn | Trade Secret | Trade | WIN | WIN023 | Commercial | Solar*Rewards |  | 2024
20263-228838-01 | Xcel Energy | 85 | 13781 | IOU | 06146107 | 17.1 | Solar |  |  | Interconnected | Trade Secret | Trade | WIN | WIN023 | Commercial |  | Trade Secret | 2025 | 2025
20263-228838-01 | Xcel Energy | 85 | 13781 | IOU | 03132161 | 35.3 | Solar |  |  | Interconnected | Trade Secret | Trade | KAN | KAN021 | Residential | Made in Minnesota | Trade Secret | 2017 | 2018
20263-228838-01 | Xcel Energy | 85 | 13781 | IOU | 06019460 | 11.5 | Solar |  | X | Interconnected | Trade Secret | Trade | PKL | PKL085 | Residential |  | Trade Secret | 2024 | 2025
20263-228838-01 | Xcel Energy | 85 | 13781 | IOU | 05356638 | 5.99 | Solar |  |  | Interconnected | Trade Secret | Trade | OAD | OAD075 | Residential | Solar*Rewards | Trade Secret | 2023 | 2023
20263-228838-01 | Xcel Energy | 85 | 13781 | IOU | 05553798 | 8.96 | Solar |  |  | Withdrawn | Trade Secret | Trade | NOF | NOF071 | Residential | Solar*Rewards | Trade Secret | 2023
20263-228838-01 | Xcel Energy | 85 | 13781 | IOU | 05565851 | 8.96 | Solar |  |  | Interconnected | Trade Secret | Trade | NOF | NOF071 | Residential |  | Trade Secret | 2023 | 2023
20263-228838-01 | Xcel Energy | 85 | 13781 | IOU | 06183508 | 12.564 | Solar |  |  | Interconnected | Trade Secret | Trade | RPO | RPO312 | Residential | Solar*Rewards | Trade Secret | 2025 | 2025
20263-228838-01 | Xcel Energy | 85 | 13781 | IOU | 06209694 | 300 | Solar |  |  | Active Application | Trade Secret | Trade | WAS | WAS092 | Commercial |  | Trade Secret | 2025
20263-228838-01 | Xcel Energy | 85 | 13781 | IOU | 06120074 | 5.314 | Solar |  |  | Interconnected | Trade Secret | Trade | SLP | SLP084 | Residential |  | Trade Secret | 2025 | 2025
20263-228838-01 | Xcel Energy | 85 | 13781 | IOU | 06033321 | 3.747 | Solar |  |  | Withdrawn | Trade Secret | Trade | SLP | SLP084 | Residential |  | Trade Secret | 2024
20263-228838-01 | Xcel Energy | 85 | 13781 | IOU | 05467111 | 5.12 | Solar |  |  | Interconnected | Trade Secret | Trade | WCR | WCR062 | Residential | Solar*Rewards | Trade Secret | 2023 | 2023
20263-228838-01 |  |  |  |  | OID3870473 |  | Solar |  |  | Withdrawn | Trade Secret | Trade | ALD | ALD083 | Residential |  |  | 2019
20263-228838-01 |  |  |  |  | OID3475631 |  | Solar |  |  | Withdrawn | Trade Secret | Trade | ALD | ALD083 | Residential |  |  | 2018
20263-228838-01 |  |  |  |  | OID3369452 |  | Storage |  |  | Withdrawn | Trade Secret | Trade | ALD | ALD083 | Residential |  |  | 2018
20263-228838-01 | Xcel Energy | 85 | 13781 | IOU | 03195145 | 10 | Storage |  |  | Interconnected | Trade Secret | Trade | ALD | ALD083 | Residential |  | Trade Secret | 2019 | 2013
20263-228838-01 | Xcel Energy | 85 | 13781 | IOU | 03131162 | 8.17 | Solar |  |  | Interconnected | Trade Secret | Trade | ALD | ALD083 | Residential |  | Trade Secret | 2012 | 2013
20263-228838-01 | Xcel Energy | 85 | 13781 | IOU | 06237596 | 5.76 | Solar |  |  | Active Application | Trade Secret | Trade | SOU | SOU083 | Residential |  | Trade Secret | 2025
20263-228838-01 | Xcel Energy | 85 | 13781 | IOU | SRO29823 | 45 | Solar |  |  | Withdrawn | Trade Secret | Trade | DBL | DBL081 | Commercial | Solar*Rewards | Trade Secret | 2013
20263-228838-01 | Xcel Energy | 85 | 13781 | IOU | OID3927604 | 11.39 | Solar |  |  | Interconnected | Trade Secret | Trade | PKL | PKL085 | Residential | Solar*Rewards | Trade Secret | 2019 | 2020
20263-228838-01 | Xcel Energy | 85 | 13781 | IOU | 05856968 | 7.68 | Solar |  |  | Interconnected | Trade Secret | Trade | HSN | HSN322 | Residential | Solar*Rewards | Trade Secret | 2024 | 2025
20263-228838-01 | Xcel Energy | 85 | 13781 | IOU | 05849933 | 7.68 | Solar |  |  | Withdrawn | Trade Secret | Trade | HSN | HSN322 | Residential | Solar*Rewards | Trade Secret | 2024
20263-228838-01 | Xcel Energy | 85 | 13781 | IOU | 05848555 | 7.296 | Solar |  |  | Withdrawn | Trade Secret | Trade | HSN | HSN322 | Residential | Solar*Rewards | Trade Secret | 2024
20263-228838-01 | Xcel Energy | 85 | 13781 | IOU | 04795996 | 5.235 | Solar |  |  | Withdrawn | Trade Secret | Trade | HWW | HWW071 | Residential | Solar*Rewards | Trade Secret | 2022
20263-228838-01 | Xcel Energy | 85 | 13781 | IOU | 05991845 | 5.052 | Solar |  |  | Interconnected | Trade Secret | Trade | HUG | HUG322 | Residential |  | Trade Secret | 2024 | 2025
20263-228838-01 | Xcel Energy | 85 | 13781 | IOU | 06050701 | 10.752 | Solar |  |  | Interconnected | Trade Secret | Trade | GNL | GNL071 | Residential | Solar*Rewards | Trade Secret | 2025 | 2025
20263-228838-01 | Xcel Energy | 85 | 13781 | IOU | 05430658 | 120 | Solar |  |  | Withdrawn | Trade Secret | Trade | DND | DND071 | Commercial |  | Trade Secret | 2023
20263-228838-01 | Xcel Energy | 85 | 13781 | IOU | OID3915526 | 9.994 | Solar |  |  | Withdrawn | Trade Secret | Trade | SLP | SLP081 | Residential | Solar*Rewards | Trade Secret | 2019
20263-228838-01 | Xcel Energy | 85 | 13781 | IOU | 03275303 | 2.32 | Solar |  |  | Interconnected | Trade Secret | Trade | SLP | SLP081 | Residential | Solar*Rewards | Trade Secret | 2019 | 2020
20263-228838-01 | Xcel Energy | 85 | 13781 | IOU | 05276082 | 7.25 | Solar |  |  | Interconnected | Trade Secret | Trade | WDY | WDY311 | Residential |  | Trade Secret | 2022 | 2023
20263-228838-01 | Xcel Energy | 85 | 13781 | IOU | 05177877 | 7.04 | Solar |  |  | Interconnected | Trade Secret | Trade | ECK | ECK321 | Residential |  | Trade Secret | 2022 | 2022
20263-228838-01 | Xcel Energy | 85 | 13781 | IOU | SRO30022 | 10 | Solar |  |  | Withdrawn | Trade Secret | Trade | GRC | GRC063 | Residential | Solar*Rewards | Trade Secret | 2013
20263-228838-01 | Xcel Energy | 85 | 13781 | IOU | 03319859 | 2.32 | Solar |  |  | Interconnected | Trade Secret | Trade | APA | APA075 | Residential | Solar*Rewards | Trade Secret | 2019 | 2020
20263-228838-01 | Xcel Energy | 85 | 13781 | IOU | 03135136 | 18 | Solar |  |  | Interconnected | Trade Secret | Trade | MRN | MRN021 | Commercial | Solar*Rewards | Trade Secret | 2016 | 2016
20263-228838-01 | Xcel Energy | 85 | 13781 | IOU | 05762430 | 25 | Wind |  |  | Active Application | Trade Secret | Trade | MRN | MRN021 | Commercial |  | Trade Secret | 2024
20263-228838-01 | Xcel Energy | 85 | 13781 | IOU | 04193890 | 7.616 | Solar |  |  | Active Application | Trade Secret | Trade | FAB | FAB071 | Commercial | Solar*Rewards | Trade Secret | 2020
20263-228838-01 | Xcel Energy | 85 | 13781 | IOU | OID2942813 | 19.999 | Solar |  |  | Withdrawn | Trade Secret | Trade | HSN | HSN321 | Commercial | Solar*Rewards | Trade Secret | 2017
20263-228838-01 | Xcel Energy | 85 | 13781 | IOU | 06195536 | 8.709 | Solar |  |  | Interconnected | Trade Secret | Trade | WES | WES073 | Residential | Solar*Rewards | Trade Secret | 2025 | 2026
20263-228838-01 | Xcel Energy | 85 | 13781 | IOU | 05485032 | 11.6 | Solar |  |  | Active Application | Trade Secret | Trade | STY | STY072 | Residential |  | Trade Secret | 2023
20263-228838-01 | Xcel Energy | 85 | 13781 | IOU | 05451430 | 11.6 | Solar |  |  | Active Application | Trade Secret | Trade | STY | STY072 | Residential | Solar*Rewards | Trade Secret | 2023
20263-228838-01 | Xcel Energy | 85 | 13781 | IOU | 04458842 | 9.772 | Solar |  |  | Active Application | Trade Secret | Trade | SOU | SOU072 | Residential | Solar*Rewards | Trade Secret | 2021
20263-228838-01 | Xcel Energy | 85 | 13781 | IOU | 05541009 | 5.51 | Solar |  |  | Interconnected | Trade Secret | Trade | AHI | AHI063 | Residential | Solar*Rewards | Trade Secret | 2023 | 2023
20263-228838-01 | Xcel Energy | 85 | 13781 | IOU | 06039072 | 22.08 | Storage |  |  | Interconnected | Trade Secret | Trade | AHI | AHI063 | Residential |  | Trade Secret | 2025 | 2025
20263-228838-01 | Xcel Energy | 85 | 13781 | IOU | 05511825 | 3.476 | Solar |  |  | Withdrawn | Trade Secret | Trade | RPL | RPL063 | Residential | Solar*Rewards | Trade Secret | 2023
20263-228838-01 | Xcel Energy | 85 | 13781 | IOU | 05536019 | 4.095 | Solar |  |  | Interconnected | Trade Secret | Trade | RPL | RPL063 | Residential |  | Trade Secret | 2023 | 2023
20263-228838-01 | Xcel Energy | 85 | 13781 | IOU | 06018669 | 15.595 | Storage |  |  | Interconnected | Trade Secret | Trade | RPL | RPL063 | Residential |  | Trade Secret | 2024 | 2025
20263-228838-01 | Xcel Energy | 85 | 13781 | IOU | 05864729 | 600 | Solar |  |  | Active Application | Trade Secret | Trade | PKL | PKL074 | Commercial |  | Trade Secret | 2024
20263-228838-01 | Xcel Energy | 85 | 13781 | IOU | 05806467 | 11.393 | Solar |  |  | Interconnected | Trade Secret | Trade | MOL | MOL078 | Residential |  | Trade Secret | 2024 | 2024
20263-228838-01 | Xcel Energy | 85 | 13781 | IOU | 03135043 | 8.5 | Solar |  |  | Interconnected | Trade Secret | Trade | LAC | LAC063 | Residential | Made in Minnesota | Trade Secret | 2016 | 2016
20263-228838-01 | Xcel Energy | 85 | 13781 | IOU | 04914919 | 3.19 | Solar |  |  | Interconnected | Trade Secret | Trade | SHP | SHP072 | Residential | Solar*Rewards | Trade Secret | 2022 | 2022
20263-228838-01 | Xcel Energy | 85 | 13781 | IOU | 05855044 | 16.701 | Solar |  |  | Interconnected | Trade Secret | Trade | ALD | ALD073 | Commercial |  | Trade Secret | 2024 | 2024
20263-228838-01 | Xcel Energy | 85 | 13781 | IOU | 05855036 | 16.701 | Solar |  |  | Withdrawn | Trade Secret | Trade | ALD | ALD073 | Residential | Solar*Rewards | Trade Secret | 2024
20263-228838-01 | Xcel Energy | 85 | 13781 | IOU | 06004828 | 3.747 | Solar |  |  | Interconnected | Trade Secret | Trade | MEL | MEL088 | Residential | Solar*Rewards | Trade Secret | 2025 | 2025
20263-228838-01 | Xcel Energy | 85 | 13781 | IOU | 03133528 | 30 | Solar |  |  | Interconnected | Trade Secret | Trade | WIL | WIL091 | Commercial | Solar*Rewards | Trade Secret | 2012 | 2012
20263-228838-01 | Xcel Energy | 85 | 13781 | IOU | 04776780 | 239.798 | Solar |  |  | Interconnected | Trade Secret | Trade | WIL | WIL091 | Commercial |  | Trade Secret | 2021 | 2022
20263-228838-01 | Xcel Energy | 85 | 13781 | IOU | 04793621 | 40.252 | Solar |  |  | Interconnected | Trade Secret | Trade | WIL | WIL091 | Commercial | Solar*Rewards | Trade Secret | 2022 | 2023
20263-228838-01 | Xcel Energy | 85 | 13781 | IOU | 06051068 | 31.644 | Solar |  |  | Active Application | Trade Secret | Trade | UPP | UPP085 | Commercial | Solar*Rewards | Trade Secret | 2024
20263-228838-01 | Xcel Energy | 85 | 13781 | IOU | 04044209 | 6.6 | Solar |  |  | Interconnected | Trade Secret | Trade | WIL | WIL091 | Residential |  | Trade Secret | 2020 | 2021
20263-228838-01 | Xcel Energy | 85 | 13781 | IOU | 03404955 | 5.48 | Solar |  |  | Interconnected | Trade Secret | Trade | ALD | ALD076 | Residential | Solar*Rewards | Trade Secret | 2019 | 2020
20263-228838-01 | Xcel Energy | 85 | 13781 | IOU | 03133317 | 40 | Solar |  |  | Interconnected | Trade Secret | Trade | WDY | WDY322 | Commercial | Solar*Rewards | Trade Secret | 2010 | 2013
20263-228838-01 | Xcel Energy | 85 | 13781 | IOU | 06081782 | 5.314 | Solar |  |  | Interconnected | Trade Secret | Trade | MPK | MPK085 | Residential | Solar*Rewards | Trade Secret | 2025 | 2025
20263-228838-01 |  |  |  |  | 05186926 |  |  |  |  | Active Application | Trade Secret | Trade | LOW | LOW021 | Residential |  |  | 2022
20263-228838-01 | Xcel Energy | 85 | 13781 | IOU | 03131237 | 2.4 | Solar |  |  | Interconnected | Trade Secret | Trade | WIL | WIL086 | Residential | Made in Minnesota | Trade Secret | 2016 | 2017
20263-228838-01 | Xcel Energy | 85 | 13781 | IOU | 06120391 | 8.064 | Solar |  |  | Interconnected | Trade Secret | Trade | IDA | IDA073 | Residential | Solar*Rewards | Trade Secret | 2025 | 2025
20263-228838-01 | Xcel Energy | 85 | 13781 | IOU | 06227358 | 6.631 | Solar |  |  | Interconnected | Trade Secret | Trade | RAM | RAM073 | Residential |  | Trade Secret | 2025 | 2025
20263-228838-01 | Xcel Energy | 85 | 13781 | IOU | 05965175 | 6.073 | Solar |  |  | Interconnected | Trade Secret | Trade | MPK | MPK071 | Residential | Solar*Rewards | Trade Secret | 2024 | 2025
20263-228838-01 | Xcel Energy | 85 | 13781 | IOU | 05942890 | 4.555 | Solar |  |  | Withdrawn | Trade Secret | Trade | MPK | MPK071 | Residential | Solar*Rewards | Trade Secret | 2024
20263-228838-01 | Xcel Energy | 85 | 13781 | IOU | 06202398 | 6.98 | Solar |  |  | Interconnected | Trade Secret | Trade | WWK | WWK311 | Residential | Solar*Rewards | Trade Secret | 2025 | 2025
20263-228838-01 | Xcel Energy | 85 | 13781 | IOU | 05127077 | 9.994 | Solar |  |  | Interconnected | Trade Secret | Trade | MEL | MEL089 | Residential |  | Trade Secret | 2022 | 2023
20263-228838-01 | Xcel Energy | 85 | 13781 | IOU | 04596983 | 6 | Solar |  |  | Interconnected | Trade Secret | Trade | MEL | MEL089 | Residential |  | Trade Secret | 2021 | 2023
20263-228838-01 | Xcel Energy | 85 | 13781 | IOU | 05651170 | 5.8 | Solar |  |  | Interconnected | Trade Secret | Trade | WRR | WRR075 | Residential |  | Trade Secret | 2023 | 2024
20263-228838-01 | Xcel Energy | 85 | 13781 | IOU | 05985091 | 5.904 | Solar |  |  | Interconnected | Trade Secret | Trade | WSG | WSG063 | Residential | Solar*Rewards | Trade Secret | 2024 | 2024
20263-228838-01 | Xcel Energy | 85 | 13781 | IOU | 04665583 | 12.18 | Solar |  |  | Interconnected | Trade Secret | Trade | CGR | CGR061 | Residential |  | Trade Secret | 2021 | 2021
20263-228838-01 | Xcel Energy | 85 | 13781 | IOU | 06099022 | 6.073 | Solar |  |  | Interconnected | Trade Secret | Trade | AFT | AFT314 | Residential | Solar*Rewards | Trade Secret | 2025 | 2025
20263-228838-01 | Xcel Energy | 85 | 13781 | IOU | 06091326 | 9.109 | Solar |  |  | Withdrawn | Trade Secret | Trade | AFT | AFT314 | Residential | Solar*Rewards | Trade Secret | 2025
20263-228838-01 |  |  |  |  | 06286633 |  | Storage |  |  | Active Application | Trade Secret | Trade | AFT | AFT314 | Residential |  |  | 2025
20263-228838-01 | Xcel Energy | 85 | 13781 | IOU | OID3666864 | 39.998 | Solar |  |  | Withdrawn | Trade Secret | Trade | MDT | MDT062 | Commercial | Solar*Rewards | Trade Secret | 2018
20263-228838-01 | Xcel Energy | 85 | 13781 | IOU | OID3538244 | 166.5 | Solar |  |  | Withdrawn | Trade Secret | Trade | MDT | MDT062 | Commercial |  | Trade Secret | 2018
20263-228838-01 | Xcel Energy | 85 | 13781 | IOU | OID3470287 | 39.998 | Solar |  |  | Withdrawn | Trade Secret | Trade | MDT | MDT062 | Commercial | Solar*Rewards | Trade Secret | 2018
20263-228838-01 | Xcel Energy | 85 | 13781 | IOU | OID3284548 | 19.999 | Solar |  |  | Withdrawn | Trade Secret | Trade | MDT | MDT062 | Commercial | Solar*Rewards | Trade Secret | 2018
20263-228838-01 | Xcel Energy | 85 | 13781 | IOU | 03535727 | 239.998 | Solar |  |  | Interconnected | Trade Secret | Trade | MDT | MDT062 | Commercial |  | Trade Secret | 2020 | 2021
20263-228838-01 | Xcel Energy | 85 | 13781 | IOU | 03130515 | 11.39 | Solar |  |  | Interconnected | Trade Secret | Trade | SOU | SOU069 | Commercial | Solar*Rewards | Trade Secret | 2018 | 2019
20263-228838-01 | Xcel Energy | 85 | 13781 | IOU | 06144056 | 7.68 | Solar |  |  | Interconnected | Trade Secret | Trade | EDA | EDA067 | Residential |  | Trade Secret | 2025 | 2025
20263-228838-01 | Xcel Energy | 85 | 13781 | IOU | 05214624 | 11.02 | Solar |  |  | Interconnected | Trade Secret | Trade | RRK | RRK064 | Residential |  | Trade Secret | 2022 | 2023
20263-228838-01 | Xcel Energy | 85 | 13781 | IOU | SRO16102 | 4 | Solar |  |  | Withdrawn | Trade Secret | Trade | ESW | ESW081 | Residential | Solar*Rewards | Trade Secret | 2010
20263-228838-01 | Xcel Energy | 85 | 13781 | IOU | 05966868 | 6.046 | Solar |  |  | Withdrawn | Trade Secret | Trade | DOC | DOC211 | Residential |  | Trade Secret | 2024
20263-228838-01 | Xcel Energy | 85 | 13781 | IOU | 05975713 | 6.046 | Solar |  |  | Withdrawn | Trade Secret | Trade | DOC | DOC211 | Residential |  | Trade Secret | 2024
20263-228838-01 | Xcel Energy | 85 | 13781 | IOU | 05599159 | 3.465 | Solar |  | X | Active Application | Trade Secret | Trade | SOU | SOU075 | Residential | Solar*Rewards | Trade Secret | 2023
20263-228838-01 | Xcel Energy | 85 | 13781 | IOU | 05611177 | 5.76 | Solar |  |  | Interconnected | Trade Secret | Trade | SAV | SAV063 | Residential |  | Trade Secret | 2023 | 2024
20263-228838-01 | Xcel Energy | 85 | 13781 | IOU | OID2250807 | 20 | Solar |  |  | Withdrawn | Trade Secret | Trade | WAB | WAB031 | Commercial | Solar*Rewards | Trade Secret | 2015
20263-228838-01 | Xcel Energy | 85 | 13781 | IOU | 03132648 | 17.556 | Solar |  |  | Interconnected | Trade Secret | Trade | BYT | BYT072 | Residential | Solar*Rewards | Trade Secret | 2018 | 2018
20263-228838-01 | Xcel Energy | 85 | 13781 | IOU | 04843865 | 7.25 | Solar |  |  | Interconnected | Trade Secret | Trade | LEX | LEX332 | Residential | Solar*Rewards | Trade Secret | 2022 | 2022
20263-228838-01 | Xcel Energy | 85 | 13781 | IOU | 05478666 | 6.5 | Solar |  |  | Active Application | Trade Secret | Trade | TWL | TWL063 | Residential | Solar*Rewards | Trade Secret | 2023
20263-228838-01 |  |  |  |  | OID3751401 |  | Solar |  |  | Withdrawn | Trade Secret | Trade | MRN | MRN021 | Residential | Solar*Rewards |  | 2019
20263-228838-01 | Xcel Energy | 85 | 13781 | IOU | 06038977 | 2.792 | Solar |  |  | Interconnected | Trade Secret | Trade | HWW | HWW073 | Residential |  | Trade Secret | 2024 | 2025
20263-228838-01 | Xcel Energy | 85 | 13781 | IOU | 05753029 | 9.45 | Solar |  |  | Interconnected | Trade Secret | Trade | SLP | SLP084 | Commercial | Solar*Rewards | Trade Secret | 2024 | 2024
20263-228838-01 | Xcel Energy | 85 | 13781 | IOU | 05783205 | 4.188 | Solar |  |  | Interconnected | Trade Secret | Trade | MPK | MPK087 | Residential | Solar*Rewards | Trade Secret | 2024 | 2024
20263-228838-01 | Xcel Energy | 85 | 13781 | IOU | 03132897 | 5 | Solar |  |  | Interconnected | Trade Secret | Trade | TER | TER071 | Residential | Solar*Rewards | Trade Secret | 2018 | 2018
20263-228838-01 | Xcel Energy | 85 | 13781 | IOU | 06047267 | 8.73 | Solar |  |  | Interconnected | Trade Secret | Trade | WCR | WCR311 | Residential |  | Trade Secret | 2024 | 2025
20263-228838-01 | Xcel Energy | 85 | 13781 | IOU | 06035779 | 6.832 | Solar |  |  | Withdrawn | Trade Secret | Trade | WCR | WCR311 | Residential | Solar*Rewards | Trade Secret | 2024
20263-228838-01 | Xcel Energy | 85 | 13781 | IOU | 04890780 | 14.79 | Solar |  |  | Active Application | Trade Secret | Trade | HYL | HYL074 | Residential |  | Trade Secret | 2022
20263-228838-01 | Xcel Energy | 85 | 13781 | IOU | 05710516 | 21.255 | Solar |  |  | Interconnected | Trade Secret | Trade | HYL | HYL074 | Residential |  | Trade Secret | 2024 | 2024
20263-228838-01 | Xcel Energy | 85 | 13781 | IOU | 04175491 | 9.994 | Solar |  |  | Interconnected | Trade Secret | Trade | HYL | HYL075 | Residential | Solar*Rewards | Trade Secret | 2020 | 2021
20263-228838-01 | Xcel Energy | 85 | 13781 | IOU | 04318932 | 11.39 | Solar |  |  | Active Application | Trade Secret | Trade | GVW | GVW023 | Residential | Solar*Rewards | Trade Secret | 2021
20263-228838-01 | Xcel Energy | 85 | 13781 | IOU | 05930859 | 6.832 | Solar |  |  | Interconnected | Trade Secret | Trade | SOU | SOU087 | Residential |  | Trade Secret | 2024 | 2024
20263-228838-01 | Xcel Energy | 85 | 13781 | IOU | 03130775 | 1 | Solar |  |  | Interconnected | Trade Secret | Trade | GFD | GFD021 | Residential |  | Trade Secret | 2007 | 2005
20263-228838-01 | Xcel Energy | 85 | 13781 | IOU | 03132516 | 5 | Solar |  |  | Interconnected | Trade Secret | Trade | OAD | OAD061 | Residential | Made in Minnesota | Trade Secret | 2018 | 2018
20263-228838-01 | Xcel Energy | 85 | 13781 | IOU | OID3038257 | 6 | Solar |  |  | Withdrawn | Trade Secret | Trade | OAD | OAD061 | Residential | Made in Minnesota | Trade Secret | 2017
20263-228838-01 | Xcel Energy | 85 | 13781 | IOU | 03133118 | 2.28 | Solar |  |  | Interconnected | Trade Secret | Trade | OAD | OAD061 | Residential | Solar*Rewards | Trade Secret | 2010 | 2018
20263-228838-01 | Xcel Energy | 85 | 13781 | IOU | 04107375 | 3.747 | Solar |  |  | Interconnected | Trade Secret | Trade | TLK | TLK061 | Residential | Solar*Rewards | Trade Secret | 2020 | 2021
20263-228838-01 | Xcel Energy | 85 | 13781 | IOU | 06182072 | 7.6 | Solar |  |  | Interconnected | Trade Secret | Trade | NOF | NOF071 | Residential | Solar*Rewards | Trade Secret | 2025 | 2025
20263-228838-01 | Xcel Energy | 85 | 13781 | IOU | 06097696 | 4.56 | Solar |  |  | Active Application | Trade Secret | Trade | WIL | WIL089 | Residential | Solar*Rewards | Trade Secret | 2025
20263-228838-01 | Xcel Energy | 85 | 13781 | IOU | 06322183 | 4.561 | Solar |  |  | Active Application | Trade Secret | Trade | WIL | WIL089 | Residential | Solar*Rewards | Trade Secret | 2026
20263-228838-01 | Xcel Energy | 85 | 13781 | IOU | 05571524 | 9.074 | Solar |  |  | Interconnected | Trade Secret | Trade | RLK | RLK071 | Residential | Solar*Rewards | Trade Secret | 2023 | 2023
20263-228838-01 | Xcel Energy | 85 | 13781 | IOU | 06111666 | 22.78 | Solar |  |  | Active Application | Trade Secret | Trade | HUG | HUG321 | Residential | Solar*Rewards | Trade Secret | 2025
20263-228838-01 | Xcel Energy | 85 | 13781 | IOU | 03133667 | 18 | Solar |  |  | Interconnected | Trade Secret | Trade | LIN | LIN022 | Commercial | Solar*Rewards | Trade Secret | 2012 | 2012
20263-228838-01 | Xcel Energy | 85 | 13781 | IOU | 06010782 | 7.296 | Solar |  |  | Interconnected | Trade Secret | Trade | GNL | GNL062 | Residential |  | Trade Secret | 2024 | 2025
20263-228838-01 | Xcel Energy | 85 | 13781 | IOU | 03132299 | 7.616 | Solar |  |  | Interconnected | Trade Secret | Trade | MPK | MPK071 | Residential | Solar*Rewards | Trade Secret | 2018 | 2018
20263-228838-01 | Xcel Energy | 85 | 13781 | IOU | 04527425 | 7.54 | Solar |  |  | Interconnected | Trade Secret | Trade | GVW | GVW023 | Residential |  | Trade Secret | 2021 | 2022
20263-228838-01 | Xcel Energy | 85 | 13781 | IOU | 03512849 | 9.994 | Solar |  |  | Interconnected | Trade Secret | Trade | WES | WES074 | Residential | Solar*Rewards | Trade Secret | 2019 | 2020
20263-228838-01 | Xcel Energy | 85 | 13781 | IOU | OID3638590 | 24 | Solar |  |  | Withdrawn | Trade Secret | Trade | WAT | WAT021 | Residential | Solar*Rewards | Trade Secret | 2018
20263-228838-01 |  |  |  |  | OID3898428 |  | Solar |  |  | Withdrawn | Trade Secret | Trade | WAT | WAT021 | Residential | Solar*Rewards |  | 2019
20263-228838-01 | Xcel Energy | 85 | 13781 | IOU | 03181607 | 24 | Solar |  |  | Interconnected | Trade Secret | Trade | WAT | WAT021 | Residential | Solar*Rewards | Trade Secret | 2019 | 2020
20263-228838-01 | Xcel Energy | 85 | 13781 | IOU | 05469040 | 5.67 | Solar |  |  | Interconnected | Trade Secret | Trade | MOL | MOL069 | Residential | Solar*Rewards | Trade Secret | 2023 | 2023
20263-228838-01 | Xcel Energy | 85 | 13781 | IOU | 05800353 | 3.49 | Solar |  |  | Active Application | Trade Secret | Trade | SOU | SOU083 | Residential | Solar*Rewards | Trade Secret | 2024
20263-228838-01 | Xcel Energy | 85 | 13781 | IOU | 06076798 | 3.28 | Solar |  |  | Active Application | Trade Secret | Trade | SOU | SOU083 | Residential | Solar*Rewards | Trade Secret | 2025
20263-228838-01 | Xcel Energy | 85 | 13781 | IOU | 06321802 | 3.28 | Solar |  |  | Active Application | Trade Secret | Trade | SOU | SOU083 | Residential | Solar*Rewards | Trade Secret | 2026
20263-228838-01 | Xcel Energy | 85 | 13781 | IOU | 03130331 | 9.86 | Solar |  |  | Interconnected | Trade Secret | Trade | SIP | SIP072 | Residential | Solar*Rewards | Trade Secret | 2019 | 2019
20263-228838-01 | Xcel Energy | 85 | 13781 | IOU | 06005076 | 6.999 | Solar |  |  | Interconnected | Trade Secret | Trade | OAD | OAD073 | Residential |  | Trade Secret | 2024 | 2025
20263-228838-01 | Xcel Energy | 85 | 13781 | IOU | OID3315292 | 19.88 | Solar |  |  | Withdrawn | Trade Secret | Trade | PIL | PIL021 | Residential | Solar*Rewards | Trade Secret | 2018
20263-228838-01 | Xcel Energy | 85 | 13781 | IOU | 03196172 | 7.616 | Solar |  |  | Interconnected | Trade Secret | Trade | WDY | WDY311 | Residential | Solar*Rewards | Trade Secret | 2019 | 2019
20263-228838-01 | Xcel Energy | 85 | 13781 | IOU | 03134193 | 30 | Solar |  |  | Interconnected | Trade Secret | Trade | HWW | HWW073 | Commercial | Made in Minnesota | Trade Secret | 2015 | 2015
20263-228838-01 | Xcel Energy | 85 | 13781 | IOU | 06139571 | 4.555 | Solar |  |  | Interconnected | Trade Secret | Trade | UPP | UPP085 | Residential | Solar*Rewards | Trade Secret | 2025 | 2025
20263-228838-01 | Xcel Energy | 85 | 13781 | IOU | 03753778 | 9.994 | Solar |  |  | Interconnected | Trade Secret | Trade | KOL | KOL074 | Residential | Solar*Rewards | Trade Secret | 2020 | 2020
20263-228838-01 | Xcel Energy | 85 | 13781 | IOU | OID2806181 | 6 | Solar |  |  | Interconnected | Trade Secret | Trade | BCH | BCH311 | Residential |  | Trade Secret | 2007 | 2007
20263-228838-01 | Xcel Energy | 85 | 13781 | IOU | 04793987 | 6.09 | Solar |  |  | Interconnected | Trade Secret | Trade | WSG | WSG061 | Residential | Solar*Rewards | Trade Secret | 2022 | 2022
20263-228838-01 | Xcel Energy | 85 | 13781 | IOU | 06053374 | 11.766 | Solar |  |  | Interconnected | Trade Secret | Trade | WCS | WCS072 | Residential |  | Trade Secret | 2025 | 2025
20263-228838-01 | Xcel Energy | 85 | 13781 | IOU | 04824878 | 6.67 | Solar |  |  | Interconnected | Trade Secret | Trade | WTN | WTN062 | Residential |  | Trade Secret | 2022 | 2023
20263-228838-01 | Xcel Energy | 85 | 13781 | IOU | SRO21894 | 4.085 | Solar |  |  | Withdrawn | Trade Secret | Trade | GVW | GVW021 | Commercial | Solar*Rewards | Trade Secret | 2012
20263-228838-01 | Xcel Energy | 85 | 13781 | IOU | 04570531 | 3.77 | Solar |  |  | Interconnected | Trade Secret | Trade | SLP | SLP092 | Residential |  | Trade Secret | 2021 | 2021
20263-228838-01 | Xcel Energy | 85 | 13781 | IOU | 04994560 | 8.7 | Solar |  |  | Interconnected | Trade Secret | Trade | RPO | RPO311 | Residential | Solar*Rewards | Trade Secret | 2022 | 2022
20263-228838-01 | Xcel Energy | 85 | 13781 | IOU | SRO18696 | 30 | Solar |  |  | Withdrawn | Trade Secret | Trade | DBL | DBL061 | Commercial | Solar*Rewards | Trade Secret | 2011
20263-228838-01 | Xcel Energy | 85 | 13781 | IOU | 03130578 | 2.4 | Solar |  |  | Interconnected | Trade Secret | Trade | RLK | RLK079 | Commercial | Solar*Rewards | Trade Secret | 2016 | 2017
20263-228838-01 | Xcel Energy | 85 | 13781 | IOU | 05835933 | 5.052 | Solar |  |  | Withdrawn | Trade Secret | Trade | STY | STY073 | Residential |  | Trade Secret | 2024
20263-228838-01 | Xcel Energy | 85 | 13781 | IOU | 04431329 | 6.028 | Solar |  |  | Interconnected | Trade Secret | Trade | AFT | AFT321 | Residential |  | Trade Secret | 2021 | 2021
20263-228838-01 | Xcel Energy | 85 | 13781 | IOU | 04873762 | 8.725 | Solar |  |  | Interconnected | Trade Secret | Trade | HUG | HUG322 | Residential | Solar*Rewards | Trade Secret | 2022 | 2023
20263-228838-01 | Xcel Energy | 85 | 13781 | IOU | 05666801 | 5.76 | Solar |  |  | Interconnected | Trade Secret | Trade | AFT | AFT322 | Residential |  | Trade Secret | 2023 | 2024
20263-228838-01 | Xcel Energy | 85 | 13781 | IOU | 05753427 | 5.904 | Solar |  |  | Interconnected | Trade Secret | Trade | WCR | WCR322 | Residential | Solar*Rewards | Trade Secret | 2024 | 2024
20263-228838-01 | Xcel Energy | 85 | 13781 | IOU | 04096048 | 3.747 | Solar |  |  | Interconnected | Trade Secret | Trade | CEL | CEL064 | Residential | Solar*Rewards | Trade Secret | 2020 | 2021
20263-228838-01 | Xcel Energy | 85 | 13781 | IOU | OID3424310 | 3.6 | Solar |  |  | Withdrawn | Trade Secret | Trade | CEL | CEL064 | Residential | Solar*Rewards | Trade Secret | 2018
20263-228838-01 | Xcel Energy | 85 | 13781 | IOU | 04442727 | 4.384 | Solar |  |  | Interconnected | Trade Secret | Trade | AFT | AFT322 | Residential |  | Trade Secret | 2021 | 2021
20263-228838-01 | Xcel Energy | 85 | 13781 | IOU | 06213253 | 10.47 | Solar |  |  | Interconnected | Trade Secret | Trade | DHL | DHL061 | Residential |  | Trade Secret | 2025 | 2025
20263-228838-01 | Xcel Energy | 85 | 13781 | IOU | 03131091 | 7.2 | Solar |  |  | Interconnected | Trade Secret | Trade | NER | NER021 | Commercial |  | Trade Secret | 2011 | 2013
20263-228838-01 | Xcel Energy | 85 | 13781 | IOU | 04162466 | 14.994 | Solar |  |  | Interconnected | Trade Secret | Trade | GSL | GSL341 | Residential | Solar*Rewards | Trade Secret | 2020 | 2021
20263-228838-01 | Xcel Energy | 85 | 13781 | IOU | OID3470338 | 19.999 | Solar |  |  | Withdrawn | Trade Secret | Trade | HSN | HSN321 | Commercial | Solar*Rewards | Trade Secret | 2018
20263-228838-01 | Xcel Energy | 85 | 13781 | IOU | 03131555 | 39.998 | Solar |  |  | Interconnected | Trade Secret | Trade | HSN | HSN321 | Commercial | Made in Minnesota | Trade Secret | 2017 | 2017
20263-228838-01 | Xcel Energy | 85 | 13781 | IOU | 03131356 | 19.999 | Solar |  |  | Interconnected | Trade Secret | Trade | HSN | HSN321 | Commercial | Solar*Rewards | Trade Secret | 2017 | 2017
20263-228838-01 | Xcel Energy | 85 | 13781 | IOU | 04823846 | 12.913 | Solar |  |  | Interconnected | Trade Secret | Trade | RAM | RAM073 | Residential | Solar*Rewards | Trade Secret | 2022 | 2022
20263-228838-01 | Xcel Energy | 85 | 13781 | IOU | 04793784 | 10.73 | Solar |  |  | Withdrawn | Trade Secret | Trade | RAM | RAM073 | Residential | Solar*Rewards | Trade Secret | 2022
20263-228838-01 |  |  |  |  | SRO25976 |  | Solar |  |  | Withdrawn | Trade Secret | Trade | SAV | SAV071 | Commercial | Solar*Rewards |  | 2012
20263-228838-01 | Xcel Energy | 85 | 13781 | IOU | 05833270 | 6.046 | Solar |  |  | Interconnected | Trade Secret | Trade | CRL | CRL031 | Residential |  | Trade Secret | 2024 | 2024
20263-228838-01 | Xcel Energy | 85 | 13781 | IOU | 05134985 | 8.41 | Solar |  |  | Interconnected | Trade Secret | Trade | GLK | GLK061 | Residential |  | Trade Secret | 2022 | 2022
20263-228838-01 | Xcel Energy | 85 | 13781 | IOU | 06209321 | 4.188 | Solar |  |  | Interconnected | Trade Secret | Trade | HSN | HSN321 | Residential |  | Trade Secret | 2025 | 2025
20263-228838-01 | Xcel Energy | 85 | 13781 | IOU | 03131389 | 9.94 | Solar |  |  | Interconnected | Trade Secret | Trade | PAT | PAT312 | Residential | Solar*Rewards | Trade Secret | 2017 | 2017
20263-228838-01 | Xcel Energy | 85 | 13781 | IOU | 05475283 | 4.93 | Solar |  |  | Interconnected | Trade Secret | Trade | OAD | OAD071 | Residential |  | Trade Secret | 2023 | 2023
20263-228838-01 | Xcel Energy | 85 | 13781 | IOU | OID3481310 | 39.998 | Solar |  |  | Withdrawn | Trade Secret | Trade | SLP | SLP082 | Commercial | Solar*Rewards | Trade Secret | 2018
20263-228838-01 | Xcel Energy | 85 | 13781 | IOU | 03132975 | 19.999 | Solar |  |  | Interconnected | Trade Secret | Trade | SLP | SLP082 | Commercial | Solar*Rewards | Trade Secret | 2018 | 2019
20263-228838-01 | Xcel Energy | 85 | 13781 | IOU | 06266302 | 7.6 | Solar |  |  | Active Application | Trade Secret | Trade | HUG | HUG311 | Residential |  | Trade Secret | 2025
20263-228838-01 | Xcel Energy | 85 | 13781 | IOU | OID2801359 | 5 | Solar |  |  | Withdrawn | Trade Secret | Trade | HUG | HUG311 | Residential | Solar*Rewards | Trade Secret | 2016
20263-228838-01 | Xcel Energy | 85 | 13781 | IOU | 03131665 | 9.94 | Solar |  |  | Interconnected | Trade Secret | Trade | NOF | NOF061 | Residential | Made in Minnesota | Trade Secret | 2017 | 2017
20263-228838-01 | Xcel Energy | 85 | 13781 | IOU | 06212174 | 6.631 | Solar |  |  | Interconnected | Trade Secret | Trade | CEL | CEL062 | Residential |  | Trade Secret | 2025 | 2025
20263-228838-01 | Xcel Energy | 85 | 13781 | IOU | 03130820 | 1000 | Other |  |  | Interconnected | Trade Secret | Trade | CDV | CDV071 | Commercial |  | Trade Secret | 2007 | 2007
20263-228838-01 | Xcel Energy | 85 | 13781 | IOU | 05823004 | 7.296 | Solar |  |  | Active Application | Trade Secret | Trade | MTW | MTW021 | Residential | Solar*Rewards | Trade Secret | 2024
20263-228838-01 | Xcel Energy | 85 | 13781 | IOU | 06131269 | 17.28 | Solar |  |  | Withdrawn | Trade Secret | Trade | ECK | ECK342 | Residential | Solar*Rewards | Trade Secret | 2025
20263-228838-01 | Xcel Energy | 85 | 13781 | IOU | 06239850 | 11.52 | Solar |  |  | Active Application | Trade Secret | Trade | RPO | RPO312 | Residential |  | Trade Secret | 2025
20263-228838-01 | Xcel Energy | 85 | 13781 | IOU | 06212982 | 5.904 | Solar |  |  | Interconnected | Trade Secret | Trade | SHP | SHP072 | Residential |  | Trade Secret | 2025 | 2025
20263-228838-01 | Xcel Energy | 85 | 13781 | IOU | 04793899 | 5.584 | Solar |  |  | Interconnected | Trade Secret | Trade | SLP | SLP092 | Residential | Solar*Rewards | Trade Secret | 2022 | 2022
20263-228838-01 | Xcel Energy | 85 | 13781 | IOU | SRO29548 | 3 | Solar |  |  | Withdrawn | Trade Secret | Trade | NOF | NOF061 | Residential | Solar*Rewards | Trade Secret | 2013
20263-228838-01 | Xcel Energy | 85 | 13781 | IOU | 03132737 | 7.616 | Solar |  |  | Interconnected | Trade Secret | Trade | EXC | EXC062 | Commercial | Solar*Rewards | Trade Secret | 2018 | 2019
20263-228838-01 | Xcel Energy | 85 | 13781 | IOU | 04266759 | 6.028 | Solar |  |  | Interconnected | Trade Secret | Trade | WWK | WWK311 | Residential | Solar*Rewards | Trade Secret | 2021 | 2021
20263-228838-01 | Xcel Energy | 85 | 13781 | IOU | 03133072 | 34.2 | Solar |  |  | Interconnected | Trade Secret | Trade | ECK | ECK342 | Commercial | Solar*Rewards | Trade Secret | 2013 | 2014
20263-228838-01 | Xcel Energy | 85 | 13781 | IOU | SRO25932 | 34.2 | Solar |  |  | Withdrawn | Trade Secret | Trade | ECK | ECK342 | Commercial | Solar*Rewards | Trade Secret | 2012
20263-228838-01 | Xcel Energy | 85 | 13781 | IOU | SRO25934 | 24 | Solar |  |  | Withdrawn | Trade Secret | Trade | ECK | ECK342 | Commercial | Solar*Rewards | Trade Secret | 2012
20263-228838-01 | Xcel Energy | 85 | 13781 | IOU | 04501442 | 4.886 | Solar |  |  | Interconnected | Trade Secret | Trade | DPN | DPN071 | Residential | Solar*Rewards | Trade Secret | 2021 | 2021
20263-228838-01 | Xcel Energy | 85 | 13781 | IOU | 03130752 | 4 | Solar |  |  | Interconnected | Trade Secret | Trade | DPN | DPN071 | Residential |  | Trade Secret | 2006 | 2006
20263-228838-01 | Xcel Energy | 85 | 13781 | IOU | 03133017 | 5 | Solar |  |  | Interconnected | Trade Secret | Trade | SOU | SOU076 | Residential | Solar*Rewards | Trade Secret | 2018 | 2019
20263-228838-01 | Xcel Energy | 85 | 13781 | IOU | 04191203 | 5.22 | Solar |  |  | Interconnected | Trade Secret | Trade | MPK | MPK084 | Residential | Solar*Rewards | Trade Secret | 2021 | 2021
20263-228838-01 | Xcel Energy | 85 | 13781 | IOU | OID3808938 | 6.48 | Solar |  |  | Withdrawn | Trade Secret | Trade | CHE | CHE076 | Residential | Solar*Rewards | Trade Secret | 2019
20263-228838-01 | Xcel Energy | 85 | 13781 | IOU | 03138920 | 9.994 | Solar |  |  | Interconnected | Trade Secret | Trade | CHE | CHE076 | Residential | Solar*Rewards | Trade Secret | 2019 | 2019
20263-228838-01 | Xcel Energy | 85 | 13781 | IOU | 05478613 | 3.465 | Solar |  |  | Interconnected | Trade Secret | Trade | HWW | HWW074 | Residential | Solar*Rewards | Trade Secret | 2023 | 2023
20263-228838-01 | Xcel Energy | 85 | 13781 | IOU | 03133470 | 3.8 | Solar |  |  | Interconnected | Trade Secret | Trade | SLP | SLP074 | Residential | Solar*Rewards | Trade Secret | 2011 | 2010
20263-228838-01 | Xcel Energy | 85 | 13781 | IOU | 03133257 | 148.4 | Solar |  |  | Interconnected | Trade Secret | Trade | SLP | SLP074 | Residential | Solar*Rewards | Trade Secret | 2010 | 2010
20263-228838-01 | Xcel Energy | 85 | 13781 | IOU | 06057066 | 7.98 | Solar |  |  | Active Application | Trade Secret | Trade | BRP | BRP063 | Residential | Solar*Rewards | Trade Secret | 2025
20263-228838-01 | Xcel Energy | 85 | 13781 | IOU | 03130839 | 2.8 | Solar |  |  | Interconnected | Trade Secret | Trade | ALD | ALD092 | Residential |  | Trade Secret | 2008 | 2008
20263-228838-01 | Xcel Energy | 85 | 13781 | IOU | 05981287 | 6.073 | Solar |  |  | Interconnected | Trade Secret | Trade | BRP | BRP063 | Residential |  | Trade Secret | 2024 | 2024
20263-228838-01 | Xcel Energy | 85 | 13781 | IOU | OID3065423 | 17.57 | Solar |  |  | Withdrawn | Trade Secret | Trade | APA | APA064 | Commercial | Solar*Rewards | Trade Secret | 2017
20263-228838-01 |  |  |  |  | 05608446 |  | Solar |  |  | Active Application | Trade Secret | Trade | EDA | EDA067 | Residential | Solar*Rewards |  | 2023
20263-228838-01 | Xcel Energy | 85 | 13781 | IOU | 05741724 | 10.4 | Solar |  |  | Interconnected | Trade Secret | Trade | EDA | EDA067 | Residential |  | Trade Secret | 2024 | 2024
20263-228838-01 | Xcel Energy | 85 | 13781 | IOU | 03134477 | 6 | Solar |  |  | Interconnected | Trade Secret | Trade | GVW | GVW031 | Residential | Solar*Rewards | Trade Secret | 2015 | 2015
20263-228838-01 | Xcel Energy | 85 | 13781 | IOU | 04152729 | 3.747 | Solar |  |  | Interconnected | Trade Secret | Trade | MTV | MTV003 | Residential | Solar*Rewards | Trade Secret | 2020 | 2022
20263-228838-01 | Xcel Energy | 85 | 13781 | IOU | 05131109 | 5.8 | Solar |  |  | Interconnected | Trade Secret | Trade | HYL | HYL073 | Residential |  | Trade Secret | 2022 | 2022
20263-228838-01 | Xcel Energy | 85 | 13781 | IOU | 03130153 | 7.2 | Solar |  |  | Interconnected | Trade Secret | Trade | STO | STO002 | Commercial | Solar*Rewards | Trade Secret | 2019 | 2020
20263-228838-01 | Xcel Energy | 85 | 13781 | IOU | OID3666836 | 7.2 | Solar |  |  | Withdrawn | Trade Secret | Trade | STO | STO002 | Commercial | Solar*Rewards | Trade Secret | 2018
20263-228838-01 | Xcel Energy | 85 | 13781 | IOU | 05359568 | 4.93 | Solar |  |  | Active Application | Trade Secret | Trade | UPP | UPP082 | Residential |  | Trade Secret | 2023
20263-228838-01 | Xcel Energy | 85 | 13781 | IOU | 05402367 | 6.825 | Solar |  |  | Interconnected | Trade Secret | Trade | UPP | UPP082 | Residential |  | Trade Secret | 2023 | 2023
20263-228838-01 | Xcel Energy | 85 | 13781 | IOU | 05235496 | 4.93 | Solar |  |  | Interconnected | Trade Secret | Trade | GNL | GNL062 | Residential |  | Trade Secret | 2022 | 2023
20263-228838-01 | Xcel Energy | 85 | 13781 | IOU | 03132217 | 9.995 | Solar |  |  | Interconnected | Trade Secret | Trade | KAN | KAN031 | Commercial | Solar*Rewards | Trade Secret | 2018 | 2018
20263-228838-01 | Xcel Energy | 85 | 13781 | IOU | 06275640 | 7.6 | Solar |  |  | Active Application | Trade Secret | Trade | MND | MND063 | Residential |  | Trade Secret | 2025
20263-228838-01 | Xcel Energy | 85 | 13781 | IOU | OID2890975 | 19.88 | Solar |  |  | Withdrawn | Trade Secret | Trade | WWK | WWK311 | Residential | Solar*Rewards | Trade Secret | 2016
20263-228838-01 | Xcel Energy | 85 | 13781 | IOU | 03131579 | 17.57 | Solar |  |  | Interconnected | Trade Secret | Trade | WWK | WWK311 | Residential | Solar*Rewards | Trade Secret | 2017 | 2018
20263-228838-01 | Xcel Energy | 85 | 13781 | IOU | 03131757 | 9.94 | Solar |  |  | Interconnected | Trade Secret | Trade | WWK | WWK311 | Residential | Made in Minnesota | Trade Secret | 2017 | 2018
20263-228838-01 | Xcel Energy | 85 | 13781 | IOU | 04495474 | 6.576 | Solar |  |  | Interconnected | Trade Secret | Trade | WES | WES071 | Residential |  | Trade Secret | 2021 | 2022
20263-228838-01 | Xcel Energy | 85 | 13781 | IOU | 05402827 | 43.2 | Solar |  |  | Withdrawn | Trade Secret | Trade | HWW | HWW071 | Commercial |  | Trade Secret | 2023
20263-228838-01 | Xcel Energy | 85 | 13781 | IOU | 06192375 | 34.6 | Solar |  |  | Active Application | Trade Secret | Trade | HWW | HWW071 | Commercial | Solar*Rewards | Trade Secret | 2025
20263-228838-01 | Xcel Energy | 85 | 13781 | IOU | 05021774 | 149.076 |  |  |  | Active Application | Trade Secret | Trade | HWW | HWW071 | Commercial |  | Trade Secret | 2022
20263-228838-01 | Xcel Energy | 85 | 13781 | IOU | 05128343 | 66.6 | Solar |  |  | Active Application | Trade Secret | Trade | HWW | HWW071 | Commercial |  | Trade Secret | 2022
20263-228838-01 | Xcel Energy | 85 | 13781 | IOU | 04425044 | 6.09 | Solar |  |  | Interconnected | Trade Secret | Trade | RAM | RAM064 | Residential | Solar*Rewards | Trade Secret | 2021 | 2021
20263-228838-01 | Xcel Energy | 85 | 13781 | IOU | 06206692 | 4.592 | Solar |  |  | Withdrawn | Trade Secret | Trade | STY | STY061 | Residential | Solar*Rewards | Trade Secret | 2025
20263-228838-01 | Xcel Energy | 85 | 13781 | IOU | 06214096 | 4.592 | Solar |  |  | Interconnected | Trade Secret | Trade | STY | STY061 | Residential |  | Trade Secret | 2025 | 2026
20263-228838-01 | Xcel Energy | 85 | 13781 | IOU | 05509417 | 4.424 | Solar |  |  | Interconnected | Trade Secret | Trade | RRK | RRK063 | Residential |  | Trade Secret | 2023 | 2023
20263-228838-01 | Xcel Energy | 85 | 13781 | IOU | 03132621 | 5.04 | Solar |  |  | Interconnected | Trade Secret | Trade | BLC | BLC063 | Residential | Solar*Rewards | Trade Secret | 2018 | 2018
20263-228838-01 | Xcel Energy | 85 | 13781 | IOU | 04931743 | 3.48 | Solar |  |  | Interconnected | Trade Secret | Trade | SOU | SOU069 | Residential | Solar*Rewards | Trade Secret | 2022 | 2022
20263-228838-01 | Xcel Energy | 85 | 13781 | IOU | 04793791 | 5.8 | Solar |  |  | Interconnected | Trade Secret | Trade | TWL | TWL075 | Residential | Solar*Rewards | Trade Secret | 2022 | 2022
20263-228838-01 | Xcel Energy | 85 | 13781 | IOU | 03133980 | 5 | Solar |  |  | Interconnected | Trade Secret | Trade | PKL | PKL066 | Residential | Solar*Rewards | Trade Secret | 2014 | 2015
20263-228838-01 |  |  |  |  | OID2019161 |  | Solar |  |  | Withdrawn | Trade Secret | Trade | PKL | PKL066 | Residential | Solar*Rewards |  | 2014
20263-228838-01 | Xcel Energy | 85 | 13781 | IOU | OID3812857 | 7.616 | Solar |  |  | Withdrawn | Trade Secret | Trade | DND | DND061 | Residential | Solar*Rewards | Trade Secret | 2019
20263-228838-01 | Xcel Energy | 85 | 13781 | IOU | 03141075 | 7.616 | Solar |  |  | Interconnected | Trade Secret | Trade | DND | DND061 | Residential | Solar*Rewards | Trade Secret | 2019 | 2019
20263-228838-01 | Xcel Energy | 85 | 13781 | IOU | 03626161 | 2.64 | Solar |  |  | Interconnected | Trade Secret | Trade | RVA | RVA061 | Residential | Solar*Rewards | Trade Secret | 2020 | 2020
20263-228838-01 | Xcel Energy | 85 | 13781 | IOU | OID3492022 | 39.98 | Solar |  |  | Withdrawn | Trade Secret | Trade | RNV | RNV021 | Commercial | Solar*Rewards | Trade Secret | 2018
20263-228838-01 | Xcel Energy | 85 | 13781 | IOU | 04121566 | 11.02 | Solar |  |  | Interconnected | Trade Secret | Trade | SHP | SHP061 | Residential | Solar*Rewards | Trade Secret | 2020 | 2021
20263-228838-01 | Xcel Energy | 85 | 13781 | IOU | 04045098 | 8.99 | Solar |  |  | Active Application | Trade Secret | Trade | SHP | SHP061 | Residential | Solar*Rewards | Trade Secret | 2020
20263-228838-01 | Xcel Energy | 85 | 13781 | IOU | 06209313 | 4.188 | Solar |  |  | Interconnected | Trade Secret | Trade | HYL | HYL072 | Residential |  | Trade Secret | 2025 | 2025
20263-228838-01 | Xcel Energy | 85 | 13781 | IOU | 05823502 | 8.064 | Solar |  |  | Interconnected | Trade Secret | Trade | HAS | HAS022 | Residential | Solar*Rewards | Trade Secret | 2024 | 2024
20263-228838-01 | Xcel Energy | 85 | 13781 | IOU | 05667391 | 8.12 | Solar |  |  | Interconnected | Trade Secret | Trade | FSL | FSL312 | Residential |  | Trade Secret | 2024 | 2024
20263-228838-01 | Xcel Energy | 85 | 13781 | IOU | 06255617 | 5.76 | Solar |  |  | Active Application | Trade Secret | Trade | SHP | SHP072 | Residential |  | Trade Secret | 2025
20263-228838-01 | Xcel Energy | 85 | 13781 | IOU | 03130456 | 11.6 | Solar |  |  | Interconnected | Trade Secret | Trade | APA | APA077 | Residential | Solar*Rewards | Trade Secret | 2018 | 2019
20263-228838-01 | Xcel Energy | 85 | 13781 | IOU | 05600035 | 10.752 | Solar |  |  | Interconnected | Trade Secret | Trade | BRP | BRP063 | Residential |  | Trade Secret | 2023 | 2023
20263-228838-01 | Xcel Energy | 85 | 13781 | IOU | 06219709 | 6.387 | Solar |  |  | Active Application | Trade Secret | Trade | APA | APA076 | Residential |  | Trade Secret | 2025
20263-228838-01 | Xcel Energy | 85 | 13781 | IOU | 04507565 | 4.06 | Solar |  |  | Interconnected | Trade Secret | Trade | TWL | TWL063 | Residential |  | Trade Secret | 2021 | 2021
20263-228838-01 | Xcel Energy | 85 | 13781 | IOU | 06074997 | 7.616 | Solar |  |  | Active Application | Trade Secret | Trade | AFT | AFT315 | Residential | Solar*Rewards | Trade Secret | 2025
20263-228838-01 |  |  |  |  | 06073306 |  | Solar |  |  | Withdrawn | Trade Secret | Trade | AFT | AFT315 | Residential | Solar*Rewards |  | 2025
20263-228838-01 | Xcel Energy | 85 | 13781 | IOU | 05998738 | 8.448 | Solar |  |  | Interconnected | Trade Secret | Trade | CGR | CGR064 | Residential | Solar*Rewards | Trade Secret | 2024 | 2024
20263-228838-01 | Xcel Energy | 85 | 13781 | IOU | 04393077 | 9.994 | Solar |  |  | Interconnected | Trade Secret | Trade | MPN | MPN081 | Residential | Solar*Rewards | Trade Secret | 2021 | 2022
20263-228838-01 | Xcel Energy | 85 | 13781 | IOU | 03130675 | 2.4 | Solar |  |  | Interconnected | Trade Secret | Trade | STY | STY061 | Residential | Solar*Rewards | Trade Secret | 2016 | 2017
20263-228838-01 | Xcel Energy | 85 | 13781 | IOU | 03131221 | 468 | Solar |  |  | Interconnected | Trade Secret | Trade | HUG | HUG321 | Commercial |  | Trade Secret | 2015 | 2015
20263-228838-01 | Xcel Energy | 85 | 13781 | IOU | 06321903 | 8.41 | Solar |  |  | Active Application | Trade Secret | Trade | MEL | MEL075 | Residential | Solar*Rewards | Trade Secret | 2026
20263-228838-01 | Xcel Energy | 85 | 13781 | IOU | 05831167 | 8.027 | Solar |  |  | Active Application | Trade Secret | Trade | WCR | WCR311 | Residential |  | Trade Secret | 2024
20263-228838-01 | Xcel Energy | 85 | 13781 | IOU | 04793545 | 6.96 | Solar |  |  | Interconnected | Trade Secret | Trade | SOU | SOU087 | Residential | Solar*Rewards | Trade Secret | 2022 | 2022
20263-228838-01 | Xcel Energy | 85 | 13781 | IOU | 03134507 | 5 | Solar |  |  | Interconnected | Trade Secret | Trade | WIN | WIN043 | Residential | Made in Minnesota | Trade Secret | 2015 | 2015
20263-228838-01 | Xcel Energy | 85 | 13781 | IOU | OID2246591 | 9.5 | Solar |  |  | Withdrawn | Trade Secret | Trade | WIN | WIN043 | Residential | Solar*Rewards | Trade Secret | 2015
20263-228838-01 | Xcel Energy | 85 | 13781 | IOU | 03134901 | 7.63 | Solar |  |  | Interconnected | Trade Secret | Trade | SLP | SLP083 | Residential | Made in Minnesota | Trade Secret | 2016 | 2016
20263-228838-01 |  |  |  |  | OID3771016 |  | Solar |  |  | Withdrawn | Trade Secret | Trade | MND | MND063 | Residential | Solar*Rewards |  | 2019
20263-228838-01 | Xcel Energy | 85 | 13781 | IOU | 03141993 | 6.09 | Solar |  |  | Interconnected | Trade Secret | Trade | MND | MND063 | Residential | Solar*Rewards | Trade Secret | 2019 | 2019
20263-228838-01 | Xcel Energy | 85 | 13781 | IOU | 04990596 | 160 | Solar |  |  | Interconnected | Trade Secret | Trade | RAM | RAM072 | Commercial | Solar*Rewards | Trade Secret | 2022 | 2023
20263-228838-01 | Xcel Energy | 85 | 13781 | IOU | 03131173 | 6 | Solar |  |  | Interconnected | Trade Secret | Trade | ALD | ALD083 | Residential |  | Trade Secret | 2013 | 2013
20263-228838-01 |  |  |  |  | OID3872847 |  | Solar |  |  | Withdrawn | Trade Secret | Trade | WWK | WWK321 | Residential | Solar*Rewards |  | 2019
20263-228838-01 | Xcel Energy | 85 | 13781 | IOU | 05809126 | 10.368 | Solar |  |  | Interconnected | Trade Secret | Trade | BEL | BEL061 | Residential | Solar*Rewards | Trade Secret | 2024 | 2024
20263-228838-01 | Xcel Energy | 85 | 13781 | IOU | 03134696 | 36 | Solar |  |  | Interconnected | Trade Secret | Trade | LEX | LEX064 | Commercial | Made in Minnesota | Trade Secret | 2015 | 2016
20263-228838-01 | Xcel Energy | 85 | 13781 | IOU | OID2267283 | 6 | Solar |  |  | Withdrawn | Trade Secret | Trade | TER | TER075 | Residential | Made in Minnesota | Trade Secret | 2015
20263-228838-01 | Xcel Energy | 85 | 13781 | IOU | 03134361 | 6 | Solar |  |  | Interconnected | Trade Secret | Trade | TER | TER075 | Residential | Made in Minnesota | Trade Secret | 2015 | 2015
20263-228838-01 | Xcel Energy | 85 | 13781 | IOU | 05585106 | 8.88 | Solar |  | X | Interconnected | Trade Secret | Trade | SLP | SLP097 | Residential |  | Trade Secret | 2023 | 2023
20263-228838-01 | Xcel Energy | 85 | 13781 | IOU | 05532390 | 5.04 | Solar |  |  | Withdrawn | Trade Secret | Trade | SLP | SLP097 | Residential | Solar*Rewards | Trade Secret | 2023
20263-228838-01 | Xcel Energy | 85 | 13781 | IOU | 05604670 | 14.592 | Solar |  |  | Interconnected | Trade Secret | Trade | PKL | PKL085 | Residential |  | Trade Secret | 2023 | 2023
20263-228838-01 | Xcel Energy | 85 | 13781 | IOU | 06316569 | 11.933 |  |  |  | Active Application | Trade Secret | Trade | HUG | HUG321 | Residential |  | Trade Secret | 2025
20263-228838-01 |  |  |  |  | 04188587 |  | Solar |  |  | Active Application | Trade Secret | Trade | CHE | CHE076 | Residential | Solar*Rewards |  | 2020
20263-228838-01 | Xcel Energy | 85 | 13781 | IOU | 05588614 | 14.175 | Solar |  |  | Interconnected | Trade Secret | Trade | CHE | CHE076 | Residential | Solar*Rewards | Trade Secret | 2023 | 2023
20263-228838-01 | Xcel Energy | 85 | 13781 | IOU | 06322186 | 9.5 | Solar |  |  | Active Application | Trade Secret | Trade | RPO | RPO312 | Residential | Solar*Rewards | Trade Secret | 2026
20263-228838-01 | Xcel Energy | 85 | 13781 | IOU | 04379883 | 18 | Solar |  |  | Interconnected | Trade Secret | Trade | EXC | EXC061 | Residential | Solar*Rewards | Trade Secret | 2021 | 2021
20263-228838-01 | Xcel Energy | 85 | 13781 | IOU | 04302269 | 6 | Solar |  |  | Active Application | Trade Secret | Trade | EXC | EXC061 | Residential | Solar*Rewards | Trade Secret | 2021
20263-228838-01 | Xcel Energy | 85 | 13781 | IOU | 03131051 | 1.5 | Wind |  |  | Interconnected | Trade Secret | Trade | MND | MND062 | Residential |  | Trade Secret | 2012 | 2013
20263-228838-01 | Xcel Energy | 85 | 13781 | IOU | 03131140 | 1.4 | Solar |  |  | Interconnected | Trade Secret | Trade | MND | MND062 | Residential |  | Trade Secret | 2012 | 2013
20263-228838-01 | Xcel Energy | 85 | 13781 | IOU | 04595651 | 14.21 | Solar |  |  | Interconnected | Trade Secret | Trade | OAD | OAD075 | Residential |  | Trade Secret | 2021 | 2021
20263-228838-01 | Xcel Energy | 85 | 13781 | IOU | 06056865 | 9.12 | Solar |  |  | Interconnected | Trade Secret | Trade | TWL | TWL079 | Residential | Solar*Rewards | Trade Secret | 2025 | 2025
20263-228838-01 | Xcel Energy | 85 | 13781 | IOU | 05823460 | 3.747 | Solar |  |  | Active Application | Trade Secret | Trade | DBL | DBL068 | Residential |  | Trade Secret | 2024
20263-228838-01 | Xcel Energy | 85 | 13781 | IOU | 06321929 | 7.83 | Solar |  |  | Active Application | Trade Secret | Trade | MPK | MPK068 | Residential | Solar*Rewards | Trade Secret | 2026
20263-228838-01 | Xcel Energy | 85 | 13781 | IOU | 06079479 | 10.248 | Solar |  |  | Withdrawn | Trade Secret | Trade | MPK | MPK068 | Residential | Solar*Rewards | Trade Secret | 2025
20263-228838-01 | Xcel Energy | 85 | 13781 | IOU | 03134788 | 27 | Solar |  |  | Interconnected | Trade Secret | Trade | SOU | SOU079 | Commercial | Made in Minnesota | Trade Secret | 2016 | 2017
20263-228838-01 | Xcel Energy | 85 | 13781 | IOU | 04395376 | 4.932 | Solar |  |  | Interconnected | Trade Secret | Trade | KAN | KAN031 | Residential | Solar*Rewards | Trade Secret | 2021 | 2021
20263-228838-01 | Xcel Energy | 85 | 13781 | IOU | 05796179 | 2.613 | Solar |  |  | Interconnected | Trade Secret | Trade | TWL | TWL062 | Residential |  | Trade Secret | 2024 | 2024
20263-228838-01 | Xcel Energy | 85 | 13781 | IOU | 04449327 | 7.672 | Solar |  |  | Interconnected | Trade Secret | Trade | RMT | RMT321 | Residential |  | Trade Secret | 2021 | 2021
20263-228838-01 | Xcel Energy | 85 | 13781 | IOU | 06305793 | 10.24 | Solar |  |  | Active Application | Trade Secret | Trade | ALD | ALD085 | Residential |  | Trade Secret | 2025
20263-228838-01 | Xcel Energy | 85 | 13781 | IOU | 03134875 | 9.94 | Solar |  |  | Interconnected | Trade Secret | Trade | CEL | CEL066 | Residential | Made in Minnesota | Trade Secret | 2016 | 2016
20263-228838-01 | Xcel Energy | 85 | 13781 | IOU | 03400003 | 23.564 | Solar |  |  | Interconnected | Trade Secret | Trade | RPO | RPO312 | Residential | Solar*Rewards | Trade Secret | 2019 | 2020
20263-228838-01 | Xcel Energy | 85 | 13781 | IOU | OID2637938 | 19.88 | Solar |  |  | Withdrawn | Trade Secret | Trade | RPO | RPO312 | Residential | Solar*Rewards | Trade Secret | 2016
20263-228838-01 | Xcel Energy | 85 | 13781 | IOU | OID3308742 | 19.88 | Solar |  |  | Withdrawn | Trade Secret | Trade | RPO | RPO312 | Residential | Solar*Rewards | Trade Secret | 2018
20263-228838-01 | Xcel Energy | 85 | 13781 | IOU | OID2662830 | 19.88 | Solar |  |  | Withdrawn | Trade Secret | Trade | RPO | RPO312 | Residential | Solar*Rewards | Trade Secret | 2016
20263-228838-01 | Xcel Energy | 85 | 13781 | IOU | 06061615 | 8.35 | Solar |  |  | Interconnected | Trade Secret | Trade | GSL | GSL341 | Residential | Solar*Rewards | Trade Secret | 2025 | 2025
20263-228838-01 | Xcel Energy | 85 | 13781 | IOU | 05149979 | 7.15 | Solar |  |  | Interconnected | Trade Secret | Trade | HSN | HSN321 | Residential |  | Trade Secret | 2022 | 2022
20263-228838-01 | Xcel Energy | 85 | 13781 | IOU | 04793569 | 6.96 | Solar |  |  | Interconnected | Trade Secret | Trade | CGR | CGR071 | Residential | Solar*Rewards | Trade Secret | 2022 | 2022
20263-228838-01 | Xcel Energy | 85 | 13781 | IOU | 04453884 | 6.96 | Solar |  |  | Active Application | Trade Secret | Trade | CGR | CGR071 | Residential | Solar*Rewards | Trade Secret | 2021
20263-228838-01 | Xcel Energy | 85 | 13781 | IOU | 05275216 | 10.15 | Solar |  |  | Interconnected | Trade Secret | Trade | DND | DND061 | Residential |  | Trade Secret | 2022 | 2023
20263-228838-01 | Xcel Energy | 85 | 13781 | IOU | 05536885 | 11.39 | Solar |  |  | Active Application | Trade Secret | Trade | CHI | CHI311 | Residential |  | Trade Secret | 2023
20263-228838-01 | Xcel Energy | 85 | 13781 | IOU | 04793744 | 9.28 | Solar |  |  | Interconnected | Trade Secret | Trade | WCR | WCR322 | Residential | Solar*Rewards | Trade Secret | 2022 | 2022
20263-228838-01 | Xcel Energy | 85 | 13781 | IOU | OID2137310 | 10.01 | Solar |  |  | Withdrawn | Trade Secret | Trade | WCR | WCR311 | Residential | Solar*Rewards | Trade Secret | 2014
20263-228838-01 | Xcel Energy | 85 | 13781 | IOU | 03134337 | 10.01 | Solar |  |  | Interconnected | Trade Secret | Trade | WCR | WCR311 | Residential | Made in Minnesota | Trade Secret | 2015 | 2015
20263-228838-01 | Xcel Energy | 85 | 13781 | IOU | OID3093507 | 19.999 | Solar |  |  | Withdrawn | Trade Secret | Trade | GLK | GLK061 | Commercial | Solar*Rewards | Trade Secret | 2017
20263-228838-01 | Xcel Energy | 85 | 13781 | IOU | 03132268 | 7.616 | Solar |  |  | Interconnected | Trade Secret | Trade | WCR | WCR063 | Residential | Solar*Rewards | Trade Secret | 2018 | 2018
20263-228838-01 |  |  |  |  | OID3425799 |  | Solar |  |  | Withdrawn | Trade Secret | Trade | BRO | BRO021 | Commercial | Solar*Rewards |  | 2018
20263-228838-01 | Xcel Energy | 85 | 13781 | IOU | 03132541 | 6 | Solar |  |  | Interconnected | Trade Secret | Trade | VMR | VMR062 | Residential | Solar*Rewards | Trade Secret | 2018 | 2018
20263-228838-01 | Xcel Energy | 85 | 13781 | IOU | 04827758 | 7.124 | Solar |  |  | Interconnected | Trade Secret | Trade | WCR | WCR311 | Residential | Solar*Rewards | Trade Secret | 2022 | 2022
20263-228838-01 | Xcel Energy | 85 | 13781 | IOU | 04794344 | 5 | Solar |  |  | Interconnected | Trade Secret | Trade | WDY | WDY312 | Residential | Solar*Rewards | Trade Secret | 2022 | 2022
20263-228838-01 | Xcel Energy | 85 | 13781 | IOU | 05901134 | 7.616 | Solar |  |  | Active Application | Trade Secret | Trade | HSN | HSN321 | Residential |  | Trade Secret | 2024
20263-228838-01 | Xcel Energy | 85 | 13781 | IOU | 06226967 | 15.356 | Solar |  |  | Interconnected | Trade Secret | Trade | BCR | BCR063 | Residential |  | Trade Secret | 2025 | 2025
20263-228838-01 | Xcel Energy | 85 | 13781 | IOU | 03132978 | 7.616 | Solar |  |  | Interconnected | Trade Secret | Trade | SLP | SLP082 | Residential | Solar*Rewards | Trade Secret | 2018 | 2019
20263-228838-01 | Xcel Energy | 85 | 13781 | IOU | 06013488 | 9.109 | Solar |  |  | Interconnected | Trade Secret | Trade | AHI | AHI025 | Residential | Solar*Rewards | Trade Secret | 2024 | 2025
20263-228838-01 | Xcel Energy | 85 | 13781 | IOU | 05017261 | 10.47 | Solar |  |  | Interconnected | Trade Secret | Trade | OPK | OPK077 | Residential |  | Trade Secret | 2022 | 2022
20263-228838-01 | Xcel Energy | 85 | 13781 | IOU | OID3598524 | 14.51 | Solar |  |  | Withdrawn | Trade Secret | Trade | XRD | XRD076 | Commercial | Solar*Rewards | Trade Secret | 2018
20263-228838-01 | Xcel Energy | 85 | 13781 | IOU | 05535849 | 187.5 | Solar |  |  | Interconnected | Trade Secret | Trade | RIV | RIV072 | Commercial |  | Trade Secret | 2024 | 2025
20263-228838-01 | Xcel Energy | 85 | 13781 | IOU | 06199724 | 5.85 | Solar |  |  | Interconnected | Trade Secret | Trade | ALD | ALD093 | Residential |  | Trade Secret | 2025 | 2026
20263-228838-01 | Xcel Energy | 85 | 13781 | IOU | 05978719 | 4.86 | Solar |  |  | Interconnected | Trade Secret | Trade | OAD | OAD074 | Commercial | Solar*Rewards | Trade Secret | 2025 | 2025
20263-228838-01 | Xcel Energy | 85 | 13781 | IOU | 06238254 | 4.886 | Solar |  | X | Active Application | Trade Secret | Trade | SLP | SLP084 | Commercial |  | Trade Secret | 2025
20263-228838-01 | Xcel Energy | 85 | 13781 | IOU | 05521591 | 540 | Solar |  |  | Active Application | Trade Secret | Trade | PKL | PKL071 | LMI | Solar*Rewards Community | Trade Secret | 2023
20263-228838-01 | Xcel Energy | 85 | 13781 | IOU | 05133786 | 850 | Solar |  |  | Active Application | Trade Secret | Trade |  |  | Community Solar Garden | Solar*Rewards Community | Trade Secret | 2022
20263-228838-01 | Xcel Energy | 85 | 13781 | IOU | SRC042512 | 950 | Solar |  |  | Withdrawn | Trade Secret | Trade | SCA | SCA021 | Community Solar Garden | Solar*Rewards Community | Trade Secret | 2015
20263-228838-01 | Xcel Energy | 85 | 13781 | IOU | 03127996 | 1000 | Solar |  |  | Interconnected | Saint Cloud | Trade | SAK | SAK312 | Community Solar Garden | Solar*Rewards Community | Trade Secret | 2015 | 2019
20263-228838-01 | Xcel Energy | 85 | 13781 | IOU | 03987148 | 1000 | Solar |  |  | Withdrawn | Trade Secret | Trade | WAT | WAT081 | Community Solar Garden | Solar*Rewards Community | Trade Secret | 2020
20263-228838-01 |  |  |  |  | 05995310 |  |  |  |  | Withdrawn | Trade Secret | Trade |  |  | Residential |  |  | 2024
20263-228838-01 | Xcel Energy | 85 | 13781 | IOU | SRC038693 | 1000 | Solar |  |  | Withdrawn | Trade Secret | Trade | FSL | FSL311 | Community Solar Garden | Solar*Rewards Community | Trade Secret | 2014
20263-228838-01 | Xcel Energy | 85 | 13781 | IOU | SRC039779 | 1000 | Solar |  |  | Withdrawn | Trade Secret | Trade |  |  | Community Solar Garden | Solar*Rewards Community | Trade Secret | 2015
20263-228838-01 | Xcel Energy | 85 | 13781 | IOU | 03127930 | 1000 | Solar |  |  | Interconnected | Farmington | Trade | VMR | VMR061 | Community Solar Garden | Solar*Rewards Community | Trade Secret | 2014 | 2018
20263-228838-01 |  |  |  |  | 05479124 |  |  |  |  | Active Application | Trade Secret | Trade |  |  | Residential |  |  | 2023
20263-228838-01 |  |  |  |  | 04971731 |  | Solar |  |  | Active Application | Trade Secret | Trade |  |  | Residential | Solar*Rewards |  | 2022
20263-228838-01 |  |  |  |  | 04409082 |  | Solar |  |  | Active Application | Trade Secret | Trade |  |  | Residential | Solar*Rewards |  | 2021
20263-228838-01 |  |  |  |  | 06188848 |  | Solar |  |  | Withdrawn | Trade Secret | Trade |  |  | Residential | Solar*Rewards |  | 2025
20263-228838-01 |  |  |  |  | 05552148 |  | Solar |  |  | Active Application | Trade Secret | Trade |  |  | Residential | Solar*Rewards |  | 2023
20263-228838-01 |  |  |  |  | 06092671 |  | Solar |  |  | Active Application | Trade Secret | Trade |  |  | Residential | Solar*Rewards |  | 2025
20263-228838-01 |  |  |  |  | 04840986 |  | Solar |  |  | Active Application | Trade Secret | Trade |  |  | Residential | Solar*Rewards |  | 2022
20263-228838-01 | Xcel Energy | 85 | 13781 | IOU | SRC040012 | 1000 | Solar |  |  | Withdrawn | Trade Secret | Trade | DND | DND071 | Community Solar Garden | Solar*Rewards Community | Trade Secret | 2015
20263-228838-01 | Xcel Energy | 85 | 13781 | IOU | SRC042285 | 1000 | Solar |  |  | Withdrawn | Trade Secret | Trade | WTN | WTN061 | Community Solar Garden | Solar*Rewards Community | Trade Secret | 2015
20263-228838-01 | Xcel Energy | 85 | 13781 | IOU | 03127495 | 1000 | Solar |  |  | Interconnected | Webster | Trade | VES | VES021 | Community Solar Garden | Solar*Rewards Community | Trade Secret | 2017 | 2019
20263-228838-01 |  |  |  |  | OID2806408 |  | Solar |  |  | Withdrawn | Trade Secret | Trade | [5 empty] | 2010
20263-228838-01 |  |  |  |  | 05492931 |  | Solar |  |  | Active Application | Trade Secret | Trade |  |  | Residential | Solar*Rewards |  | 2023
20263-228838-01 |  |  |  |  | 05220741 |  | Solar |  |  | Active Application | Trade Secret | Trade |  |  | Residential | Solar*Rewards |  | 2022
20263-228838-01 |  |  |  |  | 05640522 |  |  |  |  | Active Application | Trade Secret | Trade |  |  | Residential |  |  | 2023
20263-228838-01 | Xcel Energy | 85 | 13781 | IOU | SRC042621 | 950 | Solar |  |  | Withdrawn | Trade Secret | Trade |  |  | Community Solar Garden | Solar*Rewards Community | Trade Secret | 2015
20263-228838-01 | Xcel Energy | 85 | 13781 | IOU | SRC042608 | 950 | Solar |  |  | Withdrawn | Trade Secret | Trade | HEC | HEC001 | Community Solar Garden | Solar*Rewards Community | Trade Secret | 2015
20263-228838-01 | Xcel Energy | 85 | 13781 | IOU | SRC042324 | 250 | Solar |  |  | Withdrawn | Trade Secret | Trade | NOF | NOF061 | Community Solar Garden | Solar*Rewards Community | Trade Secret | 2015
20263-228838-01 | Xcel Energy | 85 | 13781 | IOU | SRC041276 | 1000 | Solar |  |  | Withdrawn | Trade Secret | Trade | MTR | MTR021 | Community Solar Garden | Solar*Rewards Community | Trade Secret | 2015
20263-228838-01 | Xcel Energy | 85 | 13781 | IOU | SRC041344 | 1000 | Solar |  |  | Withdrawn | Trade Secret | Trade | RAP | RAP081 | Community Solar Garden | Solar*Rewards Community | Trade Secret | 2015
20263-228838-01 | Xcel Energy | 85 | 13781 | IOU | 03128297 | 4000 | Solar |  |  | Interconnected | Trade Secret | Trade | ATW | ATW061 | Utility |  | Trade Secret | 2016 | 2017
20263-228838-01 | Xcel Energy | 85 | 13781 | IOU | 04224540 | 1000 | Solar |  |  | Active Application | Trade Secret | Trade | MHW | MHW311 | Community Solar Garden | Solar*Rewards Community | Trade Secret | 2021
20263-228838-01 | Xcel Energy | 85 | 13781 | IOU | 04247590 | 1000 | Solar |  |  | Withdrawn | Trade Secret | Trade | HAD | HAD021 | Community Solar Garden | Solar*Rewards Community | Trade Secret | 2021
20263-228838-01 | Xcel Energy | 85 | 13781 | IOU | SRC042603 | 950 | Solar |  |  | Withdrawn | Trade Secret | Trade | FRA | FRA001 | Community Solar Garden | Solar*Rewards Community | Trade Secret | 2015
20263-228838-01 | Xcel Energy | 85 | 13781 | IOU | SRC040599 | 950 | Solar |  |  | Withdrawn | Trade Secret | Trade | FRA | FRA001 | Community Solar Garden | Solar*Rewards Community | Trade Secret | 2015
20263-228838-01 | Xcel Energy | 85 | 13781 | IOU | 03126686 | 250 | Solar |  |  | Interconnected | Hastings | Trade | CGR | CGR063 | Community Solar Garden | Solar*Rewards Community | Trade Secret | 2015 | 2018
20263-228838-01 | Xcel Energy | 85 | 13781 | IOU | 03128081 | 1000 | Solar |  |  | Interconnected | Saint Cloud | Trade | GRC | GRC311 | Community Solar Garden | Solar*Rewards Community | Trade Secret | 2015 | 2018
20263-228838-01 |  |  |  |  | 04014332 |  | Solar |  |  | Active Application | Trade Secret | Trade |  |  | Residential | Solar*Rewards |  | 2020
20263-228838-01 |  |  |  |  | 05459498 |  |  |  |  | Active Application | Trade Secret | Trade |  |  | Residential |  |  | 2023
20263-228838-01 |  |  |  |  | 06043712 |  |  |  |  | Withdrawn | Trade Secret | Trade |  |  | Residential |  |  | 2024
20263-228838-01 |  |  |  |  | 06189923 |  |  |  |  | Withdrawn | Trade Secret | Trade |  |  | Residential |  |  | 2025
20263-228838-01 |  |  |  |  | 06011533 |  |  |  |  | Withdrawn | Trade Secret | Trade |  |  | Residential |  |  | 2024
20263-228838-01 |  |  |  |  | 06268524 |  |  |  |  | Active Application | Trade Secret | Trade |  |  | Residential |  |  | 2025
20263-228838-01 |  |  |  |  | 05433760 |  | Solar |  |  | Withdrawn | Trade Secret | Trade |  |  | Residential | Solar*Rewards |  | 2023
20263-228838-01 |  |  |  |  | 06087193 |  |  |  |  | Active Application | Trade Secret | Trade |  |  | Residential |  |  | 2025
20263-228838-01 | Xcel Energy | 85 | 13781 | IOU | 03124838 | 1000 | Solar |  |  | Interconnected | Sartell | Trade | GRC | GRC312 | Community Solar Garden | Solar*Rewards Community | Trade Secret | 2015 | 2017
20263-228838-01 |  |  |  |  | 03800149 |  | Solar |  |  | Active Application | Trade Secret | Trade |  |  | Residential | Solar*Rewards |  | 2020
20263-228838-01 |  |  |  |  | 04462442 |  | Solar |  |  | Active Application | Trade Secret | Trade |  |  | Residential | Solar*Rewards |  | 2021
20263-228838-01 | Xcel Energy | 85 | 13781 | IOU | SRC040979 | 950 | Solar |  |  | Withdrawn | Trade Secret | Trade | MNL | MNL001 | Community Solar Garden | Solar*Rewards Community | Trade Secret | 2015
20263-228838-01 | Xcel Energy | 85 | 13781 | IOU | SRC042180 | 1000 | Solar |  |  | Withdrawn | Trade Secret | Trade |  |  | Community Solar Garden | Solar*Rewards Community | Trade Secret | 2015
20263-228838-01 | Xcel Energy | 85 | 13781 | IOU | SRC042321 | 1000 | Solar |  |  | Withdrawn | Trade Secret | Trade | KAN | KAN022 | Community Solar Garden | Solar*Rewards Community | Trade Secret | 2015
20263-228838-01 | Xcel Energy | 85 | 13781 | IOU | 03121298 | 990 | Solar |  |  | Interconnected | Northfield | Trade | NOF | NOF061 | Community Solar Garden | Solar*Rewards Community | Trade Secret | 2015 | 2018
20263-228838-01 | Xcel Energy | 85 | 13781 | IOU | 03121329 | 1000 | Solar |  |  | Interconnected | Waterville | Trade | WAT | WAT081 | Community Solar Garden | Solar*Rewards Community | Trade Secret | 2018 | 2021
20263-228838-01 | Xcel Energy | 85 | 13781 | IOU | SRO12764 | 2.7 | Solar |  |  | Withdrawn | Trade Secret | Trade |  |  |  | Solar*Rewards | Trade Secret | 2010
20263-228838-01 | Xcel Energy | 85 | 13781 | IOU | 05650185 | 1000 | Solar |  |  | Withdrawn | Trade Secret | Trade |  |  | Commercial | Other | Trade Secret | 2023
20263-228838-01 | Xcel Energy | 85 | 13781 | IOU | 03129165 | 39.998 | Solar |  |  | Withdrawn | Trade Secret | Trade | WEB | WEB021 | Residential | Solar*Rewards | Trade Secret | 2018
20263-228838-01 |  |  |  |  | 04353505 |  |  |  |  | Active Application | Trade Secret | Trade |  |  | Residential |  |  | 2021
20263-228838-01 |  |  |  |  | 05764624 |  | Solar |  |  | Withdrawn | Trade Secret | Trade |  |  | Residential | Solar*Rewards |  | 2024
20263-228838-01 |  |  |  |  | 05605570 |  | Solar |  |  | Withdrawn | Trade Secret | Trade |  |  | Community Solar Garden | Solar*Rewards Community |  | 2023
20263-228838-01 | Xcel Energy | 85 | 13781 | IOU | 05657293 | 1000 | Solar |  |  | Withdrawn | Trade Secret | Trade | BRO | BRO021 | Community Solar Garden | Solar*Rewards Community | Trade Secret | 2023
20263-228838-01 | Xcel Energy | 85 | 13781 | IOU | 05612268 | 1000 | Solar |  |  | Withdrawn | Trade Secret | Trade | WWK | WWK311 | Community Solar Garden | Solar*Rewards Community | Trade Secret | 2023
20263-228838-01 | Xcel Energy | 85 | 13781 | IOU | SRC038463 | 1000 | Solar |  |  | Withdrawn | Trade Secret | Trade | CTF | CTF021 | Community Solar Garden | Solar*Rewards Community | Trade Secret | 2014
20263-228838-01 |  |  |  |  | 04925970 |  | Solar |  |  | Active Application | Trade Secret | Trade |  |  | Residential | Solar*Rewards |  | 2022
20263-228838-01 |  |  |  |  | 04560994 |  |  |  |  | Active Application | Trade Secret | Trade |  |  | Residential |  |  | 2021
20263-228838-01 |  |  |  |  | 04991846 |  |  |  |  | Active Application | Trade Secret | Trade |  |  | Residential |  |  | 2022
20263-228838-01 |  |  |  |  | 06009210 |  | Solar |  |  | Active Application | Trade Secret | Trade |  |  | Residential | Solar*Rewards |  | 2024
20263-228838-01 |  |  |  |  | 05804349 |  | Solar |  |  | Active Application | Trade Secret | Trade |  |  | Residential | Solar*Rewards |  | 2024
20263-228838-01 |  |  |  |  | 03953098 |  | Solar |  |  | Active Application | Trade Secret | Trade |  |  | Residential | Solar*Rewards |  | 2020
20263-228838-01 | Xcel Energy | 85 | 13781 | IOU | 03127382 | 1000 | Solar |  |  | Interconnected | Melrose | Trade | WOB | WOB021 | Community Solar Garden | Solar*Rewards Community | Trade Secret | 2015 | 2019
20263-228838-01 | Xcel Energy | 85 | 13781 | IOU | SRC042719 | 950 | Solar |  |  | Withdrawn | Trade Secret | Trade | MNL | MNL001 | Community Solar Garden | Solar*Rewards Community | Trade Secret | 2015
20263-228838-01 | Xcel Energy | 85 | 13781 | IOU | SRC038757 | 1000 | Solar |  |  | Withdrawn | Trade Secret | Trade | LNS | LNS033 | Community Solar Garden | Solar*Rewards Community | Trade Secret | 2014
20263-228838-01 |  |  |  |  | OID2806665 |  | Solar |  |  | Withdrawn | Trade Secret | Trade | [5 empty] | 2014
20263-228838-01 | Xcel Energy | 85 | 13781 | IOU | SRC040867 | 1000 | Solar |  |  | Withdrawn | Trade Secret | Trade |  |  | Community Solar Garden | Solar*Rewards Community | Trade Secret | 2015
20263-228838-01 | Xcel Energy | 85 | 13781 | IOU | 05519319 | 360 | Solar |  |  | Active Application | Trade Secret | Trade | WCR | WCR321 | LMI | Solar*Rewards Community | Trade Secret | 2023
20263-228838-01 | Xcel Energy | 85 | 13781 | IOU | SRO13640 | 333 | Solar |  |  | Withdrawn | Trade Secret | Trade |  |  |  | Solar*Rewards | Trade Secret | 2010
20263-228838-01 |  |  |  |  | 03787984 |  | Solar |  |  | Active Application | Trade Secret | Trade |  |  | Residential | Solar*Rewards |  | 2020
20263-228838-01 |  |  |  |  | 05353613 |  | Solar |  |  | Active Application | Trade Secret | Trade |  |  | Residential | Solar*Rewards |  | 2022
20263-228838-01 | Xcel Energy | 85 | 13781 | IOU | SRC043368 | 35 | Solar |  |  | Withdrawn | Trade Secret | Trade |  |  | Community Solar Garden | Solar*Rewards Community | Trade Secret | 2015
20263-228838-01 | Xcel Energy | 85 | 13781 | IOU | SRC042712 | 950 | Solar |  |  | Withdrawn | Trade Secret | Trade | BUR | BUR032 | Community Solar Garden | Solar*Rewards Community | Trade Secret | 2015
20263-228838-01 | Xcel Energy | 85 | 13781 | IOU | SRO25350 | 35 | Solar |  |  | Withdrawn | Trade Secret | Trade |  |  |  | Solar*Rewards | Trade Secret | 2012
20263-228838-01 | Xcel Energy | 85 | 13781 | IOU | 05562320 | 1000 | Solar |  |  | Withdrawn | Trade Secret | Trade | SRD | SRD211 | Community Solar Garden | Solar*Rewards Community | Trade Secret | 2023
20263-228838-01 |  |  |  |  | 05366036 |  | Solar |  |  | Active Application | Trade Secret | Trade |  |  | Residential | Solar*Rewards |  | 2023
20263-228838-01 |  |  |  |  | OID2806108 |  | Other |  |  | Withdrawn | Trade Secret | Trade | [5 empty] | 2005
20263-228838-01 | Xcel Energy | 85 | 13781 | IOU | 06209268 | 8.35 | Solar |  | X | Active Application | Trade Secret | Trade | GNL | GNL072 | Residential |  | Trade Secret | 2025
20263-228838-01 |  |  |  |  | 03948210 |  | Solar |  |  | Active Application | Trade Secret | Trade |  |  | Residential | Solar*Rewards |  | 2020
20263-228838-01 |  |  |  |  | 04793608 |  | Solar |  |  | Active Application | Trade Secret | Trade |  |  | Residential | Solar*Rewards |  | 2022
20263-228838-01 | Xcel Energy | 85 | 13781 | IOU | 03127326 | 1000 | Solar |  |  | Interconnected | Saint Paul Park | Trade | CGR | CGR061 | Community Solar Garden | Solar*Rewards Community | Trade Secret | 2017 | 2019
20263-228838-01 | Xcel Energy | 85 | 13781 | IOU | 03128486 | 1000 | Solar |  |  | Interconnected | Mapleton | Trade | MPN | MPN081 | Community Solar Garden | Solar*Rewards Community | Trade Secret | 2015 | 2018
20263-228838-01 |  |  |  |  | 06270727 |  |  |  |  | Active Application | Trade Secret | Trade |  |  | Residential |  |  | 2025
20263-228838-01 |  |  |  |  | 05853145 |  |  |  |  | Active Application | Trade Secret | Trade |  |  | Residential |  |  | 2024
20263-228838-01 |  |  |  |  | 05356572 |  | Solar |  |  | Withdrawn | Trade Secret | Trade |  |  | Residential | Solar*Rewards |  | 2023
20263-228838-01 | Xcel Energy | 85 | 13781 | IOU | SRC038519 | 1000 | Solar |  |  | Withdrawn | Trade Secret | Trade | MTR | MTR021 | Community Solar Garden | Solar*Rewards Community | Trade Secret | 2014
20263-228838-01 | Xcel Energy | 85 | 13781 | IOU | SRC038440 | 1000 | Solar |  |  | Withdrawn | Trade Secret | Trade | FRM | FRM062 | Community Solar Garden | Solar*Rewards Community | Trade Secret | 2014
20263-228838-01 | Xcel Energy | 85 | 13781 | IOU | SRC040787 | 1000 | Solar |  |  | Withdrawn | Trade Secret | Trade | HUG | HUG321 | Community Solar Garden | Solar*Rewards Community | Trade Secret | 2015
20263-228838-01 | Xcel Energy | 85 | 13781 | IOU | 03128501 | 180 | Solar |  |  | Interconnected | Eden Prairie | Trade | HYL | HYL061 | Community Solar Garden | Solar*Rewards Community | Trade Secret | 2017 | 2019
20263-228838-01 |  |  |  |  | 05676532 |  | Solar |  |  | Withdrawn | Trade Secret | Trade |  |  | Residential | Solar*Rewards |  | 2023
20263-228838-01 |  |  |  |  | 06316846 |  | Solar |  |  | Active Application | Trade Secret | Trade |  |  | Residential |  |  | 2025
20263-228838-01 |  |  |  |  | 05551555 |  |  |  |  | Active Application | Trade Secret | Trade |  |  | Residential |  |  | 2023
20263-228838-01 | Xcel Energy | 85 | 13781 | IOU | SRC042401 | 998 | Solar |  |  | Withdrawn | Trade Secret | Trade |  |  | Community Solar Garden | Solar*Rewards Community | Trade Secret | 2015
20263-228838-01 | Xcel Energy | 85 | 13781 | IOU | SRC045690 | 1000 | Solar |  |  | Withdrawn | Trade Secret | Trade |  |  | Community Solar Garden | Solar*Rewards Community | Trade Secret | 2016
20263-228838-01 | Xcel Energy | 85 | 13781 | IOU | SRC038759 | 1000 | Solar |  |  | Withdrawn | Trade Secret | Trade | FSL | FSL311 | Community Solar Garden | Solar*Rewards Community | Trade Secret | 2014
20263-228838-01 | Xcel Energy | 85 | 13781 | IOU | 03127231 | 1000 | Solar |  |  | Interconnected | Northfield | Trade | NOF | NOF071 | Community Solar Garden | Solar*Rewards Community | Trade Secret | 2018 | 2020
20263-228838-01 | Xcel Energy | 85 | 13781 | IOU | 05581766 | 5000 | Solar |  |  | Withdrawn | Trade Secret | Trade |  |  | Commercial | Other | Trade Secret | 2023
20263-228838-01 | Xcel Energy | 85 | 13781 | IOU | SRC049582 | 1000 | Solar |  |  | Withdrawn | Trade Secret | Trade | RNV | RNV021 | Community Solar Garden | Solar*Rewards Community | Trade Secret | 2016
20263-228838-01 | Xcel Energy | 85 | 13781 | IOU | SRC049643 | 1000 | Solar |  |  | Withdrawn | Trade Secret | Trade |  |  | Community Solar Garden | Solar*Rewards Community | Trade Secret | 2016
20263-228838-01 | Xcel Energy | 85 | 13781 | IOU | SRC039444 | 1000 | Solar |  |  | Withdrawn | Trade Secret | Trade | RMT | RMT311 | Community Solar Garden | Solar*Rewards Community | Trade Secret | 2015
20263-228838-01 | Xcel Energy | 85 | 13781 | IOU | 03170266 | 1000 | Solar |  |  | Interconnected | Clara City | Trade | CLC | CLC022 | Community Solar Garden | Solar*Rewards Community | Trade Secret | 2019 | 2022
20263-228838-01 |  |  |  |  | SRO28884 |  | Solar |  |  | Withdrawn | Trade Secret | Trade |  |  |  | Other |  | 2013
20263-228838-01 | Xcel Energy | 85 | 13781 | IOU | 04773180 | 1000 | Solar |  |  | Active Application | Trade Secret | Trade |  |  | Commercial |  | Trade Secret | 2021
20263-228838-01 |  |  |  |  | 05311978 |  | Solar |  |  | Active Application | Trade Secret | Trade |  |  | Residential | Solar*Rewards |  | 2022
20263-228838-01 | Xcel Energy | 85 | 13781 | IOU | SRC038497 | 1000 | Solar |  |  | Withdrawn | Trade Secret | Trade | WAV | WAV021 | Community Solar Garden | Solar*Rewards Community | Trade Secret | 2014
20263-228838-01 |  |  |  |  | 03129757 |  | Other |  |  | Active Application | Trade Secret | Trade |  |  | Residential |  |  | 2014
20263-228838-01 |  |  |  |  | 03340769 |  | Solar |  |  | Withdrawn | Trade Secret | Trade |  |  | Residential | Solar*Rewards |  | 2019
20263-228838-01 |  |  |  |  | 05646136 |  | Solar |  |  | Active Application | Trade Secret | Trade |  |  | Residential | Solar*Rewards |  | 2023
20263-228838-01 | Xcel Energy | 85 | 13781 | IOU | SRC063640 | 1000 | Solar |  |  | Withdrawn | Trade Secret | Trade |  |  | Community Solar Garden | Solar*Rewards Community | Trade Secret | 2017
20263-228838-01 | Xcel Energy | 85 | 13781 | IOU | SRC042753 | 1000 | Solar |  |  | Withdrawn | Trade Secret | Trade | WTN | WTN062 | Community Solar Garden | Solar*Rewards Community | Trade Secret | 2015
20263-228838-01 | Xcel Energy | 85 | 13781 | IOU | 05648868 | 1000 | Solar |  |  | Active Application | Trade Secret | Trade |  |  | Community Solar Garden | Solar*Rewards Community | Trade Secret | 2023
20263-228838-01 |  |  |  |  | 04161283 |  | Solar |  |  | Active Application | Trade Secret | Trade |  |  | Residential | Solar*Rewards |  | 2020
20263-228838-01 |  |  |  |  | 04759531 |  | Solar |  |  | Active Application | Trade Secret | Trade |  |  | Residential | Solar*Rewards |  | 2021
20263-228838-01 | Xcel Energy | 85 | 13781 | IOU | 05646222 | 5000 | Solar |  |  | Withdrawn | Trade Secret | Trade |  |  | Commercial |  | Trade Secret | 2023
20263-228838-01 | Xcel Energy | 85 | 13781 | IOU | SRC042168 | 1000 | Solar |  |  | Withdrawn | Trade Secret | Trade | LAF | LAF001 | Community Solar Garden | Solar*Rewards Community | Trade Secret | 2015
20263-228838-01 | Xcel Energy | 85 | 13781 | IOU | SRC042617 | 950 | Solar |  |  | Withdrawn | Trade Secret | Trade |  |  | Community Solar Garden | Solar*Rewards Community | Trade Secret | 2015
20263-228838-01 | Xcel Energy | 85 | 13781 | IOU | SRC038346 | 1000 | Solar |  |  | Withdrawn | Trade Secret | Trade | PAT | PAT313 | Community Solar Garden | Solar*Rewards Community | Trade Secret | 2014
20263-228838-01 | Xcel Energy | 85 | 13781 | IOU | SRC040080 | 1000 | Solar |  |  | Withdrawn | Trade Secret | Trade |  |  | Community Solar Garden | Solar*Rewards Community | Trade Secret | 2015
20263-228838-01 |  |  |  |  | OID2806663 |  | Solar |  |  | Withdrawn | Trade Secret | Trade | [5 empty] | 2014
20263-228838-01 | Xcel Energy | 85 | 13781 | IOU | 03129314 | 39.998 | Solar |  |  | Withdrawn | Trade Secret | Trade | GLK | GLK061 | Residential | Solar*Rewards | Trade Secret | 2018
20263-228838-01 | Xcel Energy | 85 | 13781 | IOU | SRC042354 | 1000 | Solar |  |  | Withdrawn | Trade Secret | Trade | KAN | KAN022 | Community Solar Garden | Solar*Rewards Community | Trade Secret | 2015
20263-228838-01 | Xcel Energy | 85 | 13781 | IOU | SRC042125 | 1000 | Solar |  |  | Withdrawn | Trade Secret | Trade | GFD | GFD021 | Community Solar Garden | Solar*Rewards Community | Trade Secret | 2015
20263-228838-01 | Xcel Energy | 85 | 13781 | IOU | SRC041272 | 1000 | Solar |  |  | Withdrawn | Trade Secret | Trade | MTR | MTR021 | Community Solar Garden | Solar*Rewards Community | Trade Secret | 2015
20263-228838-01 | Xcel Energy | 85 | 13781 | IOU | SRC038524 | 1000 | Solar |  |  | Withdrawn | Trade Secret | Trade | LOW | LOW021 | Community Solar Garden | Solar*Rewards Community | Trade Secret | 2014
20263-228838-01 | Xcel Energy | 85 | 13781 | IOU | SRC040826 | 1000 | Solar |  |  | Withdrawn | Trade Secret | Trade | CHI | CHI311 | Community Solar Garden | Solar*Rewards Community | Trade Secret | 2015
20263-228838-01 | Xcel Energy | 85 | 13781 | IOU | 03128588 | 250 | Solar |  |  | Interconnected | Mayer | Trade | WCS | WCS064 | Community Solar Garden | Solar*Rewards Community | Trade Secret | 2015 | 2018
20263-228838-01 | Xcel Energy | 85 | 13781 | IOU | 03125949 | 1000 | Solar |  |  | Interconnected | Lester Prairie | Trade | LSP | LSP021 | Community Solar Garden | Solar*Rewards Community | Trade Secret | 2015 | 2017
20263-228838-01 |  |  |  |  | 05524784 |  | Solar |  |  | Withdrawn | Trade Secret | Trade |  |  | Residential | Solar*Rewards |  | 2023
20263-228838-01 |  |  |  |  | 06316122 |  |  |  |  | Active Application | Trade Secret | Trade |  |  | Residential |  |  | 2025
20263-228838-01 | Xcel Energy | 85 | 13781 | IOU | SRC052711 | 1000 | Solar |  |  | Withdrawn | Trade Secret | Trade | ZUF | ZUF021 | Community Solar Garden | Solar*Rewards Community | Trade Secret | 2016
20263-228838-01 | Xcel Energy | 85 | 13781 | IOU | 03130810 | 4.81 | Solar |  |  | Interconnected | Trade Secret | Trade | PRR | PRR062 | Residential |  | Trade Secret | 2007 | 2007
20263-228838-01 |  |  |  |  | 05552704 |  |  |  |  | Active Application | Trade Secret | Trade |  |  | Residential |  |  | 2023
20263-228838-01 | Xcel Energy | 85 | 13781 | IOU | SRC040679 | 950 | Solar |  |  | Withdrawn | Trade Secret | Trade |  |  | Community Solar Garden | Solar*Rewards Community | Trade Secret | 2015
20263-228838-01 | Xcel Energy | 85 | 13781 | IOU | 03123388 | 1000 | Solar |  |  | Interconnected | Mapleton | Trade | MPN | MPN081 | Community Solar Garden | Solar*Rewards Community | Trade Secret | 2015 | 2017
20263-228838-01 | Xcel Energy | 85 | 13781 | IOU | 03121402 | 1000 | Solar |  |  | Interconnected | Felton | Trade | AVR | AVR081 | Community Solar Garden | Solar*Rewards Community | Trade Secret | 2017 | 2020
20263-228838-01 | Xcel Energy | 85 | 13781 | IOU | SRC042671 | 950 | Solar |  |  | Withdrawn | Trade Secret | Trade | KEN | KEN022 | Community Solar Garden | Solar*Rewards Community | Trade Secret | 2015
20263-228838-01 | Xcel Energy | 85 | 13781 | IOU | 03123287 | 1000 | Solar |  |  | Interconnected | Dassel | Trade | DAS | DAS061 | Community Solar Garden | Solar*Rewards Community | Trade Secret | 2017 | 2019
20263-228838-01 | Xcel Energy | 85 | 13781 | IOU | 03128390 | 1000 | Solar |  |  | Interconnected | Randolph | Trade | CTF | CTF021 | Community Solar Garden | Solar*Rewards Community | Trade Secret | 2015 | 2019
20263-228838-01 |  |  |  |  | 06187990 |  |  |  |  | Active Application | Trade Secret | Trade |  |  | Residential |  |  | 2025
20263-228838-01 |  |  |  |  | 03129755 |  | Solar |  |  | Withdrawn | Trade Secret | Trade |  |  | Residential |  |  | 2014
20263-228838-01 | Xcel Energy | 85 | 13781 | IOU | SRC040683 | 950 | Solar |  |  | Withdrawn | Trade Secret | Trade |  |  | Community Solar Garden | Solar*Rewards Community | Trade Secret | 2015
20263-228838-01 | Xcel Energy | 85 | 13781 | IOU | SRC039396 | 1000 | Solar |  |  | Withdrawn | Trade Secret | Trade | BLL | BLL071 | Community Solar Garden | Solar*Rewards Community | Trade Secret | 2015
20263-228838-01 |  |  |  |  | 05684810 |  | Solar |  |  | Active Application | Trade Secret | Trade |  |  | Residential | Solar*Rewards |  | 2023
20263-228838-01 | Xcel Energy | 85 | 13781 | IOU | 03127800 | 1000 | Solar |  |  | Interconnected | Paynesville | Trade | PAT | PAT313 | Community Solar Garden | Solar*Rewards Community | Trade Secret | 2014 | 2016
20263-228838-01 | Xcel Energy | 85 | 13781 | IOU | 03126683 | 250 | Solar |  |  | Interconnected | Hastings | Trade | CGR | CGR063 | Community Solar Garden | Solar*Rewards Community | Trade Secret | 2015 | 2018
20263-228838-01 | Xcel Energy | 85 | 13781 | IOU | OID3644075 | 33.3 | Solar |  |  | Withdrawn | Trade Secret | Trade | SLP | SLP096 | Commercial | Solar*Rewards | Trade Secret | 2018
20263-228838-01 | Xcel Energy | 85 | 13781 | IOU | 06063481 | 8.832 | Solar |  |  | Active Application | Trade Secret | Trade | SLP | SLP084 | Residential |  | Trade Secret | 2025
20263-228838-01 | Xcel Energy | 85 | 13781 | IOU | 03132074 | 7.625 | Solar |  |  | Interconnected | Trade Secret | Trade | GSL | GSL064 | Residential | Solar*Rewards | Trade Secret | 2017 | 2018
20263-228838-01 | Xcel Energy | 85 | 13781 | IOU | 05356836 | 7.329 | Solar |  |  | Interconnected | Trade Secret | Trade | WDY | WDY312 | Residential | Solar*Rewards | Trade Secret | 2023 | 2023
20263-228838-01 | Xcel Energy | 85 | 13781 | IOU | 03131441 | 6 | Solar |  |  | Interconnected | Trade Secret | Trade | MEL | MEL061 | Residential | Solar*Rewards | Trade Secret | 2017 | 2018
20263-228838-01 | Xcel Energy | 85 | 13781 | IOU | 03131426 | 3.747 | Solar |  |  | Interconnected | Trade Secret | Trade | MEL | MEL061 | Commercial | Solar*Rewards | Trade Secret | 2017 | 2019
20263-228838-01 | Xcel Energy | 85 | 13781 | IOU | 04724345 | 6.576 | Solar |  |  | Interconnected | Trade Secret | Trade | RPO | RPO311 | Residential |  | Trade Secret | 2021 | 2022
20263-228838-01 | Xcel Energy | 85 | 13781 | IOU | 05850989 | 9.109 | Solar |  |  | Interconnected | Trade Secret | Trade | RAM | RAM062 | Residential | Solar*Rewards | Trade Secret | 2024 | 2024
20263-228838-01 | Xcel Energy | 85 | 13781 | IOU | 03131743 | 2.962 | Solar |  |  | Interconnected | Trade Secret | Trade | MEL | MEL061 | Residential | Solar*Rewards | Trade Secret | 2017 | 2017
20263-228838-01 | Xcel Energy | 85 | 13781 | IOU | 05712103 | 2.624 | Solar |  | X | Interconnected | Trade Secret | Trade | RMT | RMT321 | Residential | Solar*Rewards | Trade Secret | 2024 | 2025
20263-228838-01 | Xcel Energy | 85 | 13781 | IOU | 05570956 | 2.192 | Solar |  | X | Withdrawn | Trade Secret | Trade | RMT | RMT321 | Residential | Solar*Rewards | Trade Secret | 2023
20263-228838-01 | Xcel Energy | 85 | 13781 | IOU | 03918696 | 6.05 | Solar |  |  | Interconnected | Trade Secret | Trade | RMT | RMT321 | Residential | Solar*Rewards | Trade Secret | 2020 | 2021
20263-228838-01 | Xcel Energy | 85 | 13781 | IOU | 06327608 | 8.376 | Solar |  |  | Active Application | Trade Secret | Trade | AFT | AFT314 | Residential |  | Trade Secret | 2026
20263-228838-01 | Xcel Energy | 85 | 13781 | IOU | 04407840 | 4.932 | Solar |  |  | Interconnected | Trade Secret | Trade | CGR | CGR072 | Residential | Solar*Rewards | Trade Secret | 2021 | 2021
20263-228838-01 | Xcel Energy | 85 | 13781 | IOU | 06033245 | 7.971 | Solar |  |  | Interconnected | Trade Secret | Trade | WDY | WDY312 | Residential | Solar*Rewards | Trade Secret | 2024 | 2025
20263-228838-01 | Xcel Energy | 85 | 13781 | IOU | 04793928 | 11.31 | Solar |  |  | Interconnected | Trade Secret | Trade | OPK | OPK077 | Residential | Solar*Rewards | Trade Secret | 2022 | 2022
20263-228838-01 | Xcel Energy | 85 | 13781 | IOU | 05390927 | 5.76 | Solar |  |  | Interconnected | Trade Secret | Trade | RPO | RPO311 | Residential | Solar*Rewards | Trade Secret | 2023 | 2023
20263-228838-01 | Xcel Energy | 85 | 13781 | IOU | 05150121 | 4.384 | Solar |  |  | Interconnected | Trade Secret | Trade | ECK | ECK322 | Residential |  | Trade Secret | 2022 | 2022
20263-228838-01 | Xcel Energy | 85 | 13781 | IOU | 05369149 | 1.1 | Solar |  |  | Withdrawn | Trade Secret | Trade | ECK | ECK322 | Residential | Solar*Rewards | Trade Secret | 2023
20263-228838-01 | Xcel Energy | 85 | 13781 | IOU | 05419759 | 1.1 | Solar |  |  | Interconnected | Trade Secret | Trade | ECK | ECK322 | Residential |  | Trade Secret | 2023 | 2023
20263-228838-01 | Xcel Energy | 85 | 13781 | IOU | 05866332 | 3.747 | Solar |  |  | Interconnected | Trade Secret | Trade | MOL | MOL078 | Residential |  | Trade Secret | 2024 | 2025
20263-228838-01 | Xcel Energy | 85 | 13781 | IOU | 03290706 | 9.36 | Solar |  | X | Interconnected | Trade Secret | Trade | APA | APA077 | Residential | Solar*Rewards | Trade Secret | 2019 | 2020
20263-228838-01 | Xcel Energy | 85 | 13781 | IOU | 04820987 | 11.6 | Solar |  |  | Interconnected | Trade Secret | Trade | MEL | MEL074 | Residential | Solar*Rewards | Trade Secret | 2022 | 2022
20263-228838-01 | Xcel Energy | 85 | 13781 | IOU | 06333400 | 360 | Solar |  |  | Active Application | Trade Secret | Trade | MOL | MOL071 | Commercial |  | Trade Secret | 2026
20263-228838-01 | Xcel Energy | 85 | 13781 | IOU | 05477944 | 2.9 | Solar |  |  | Interconnected | Trade Secret | Trade | STY | STY062 | Commercial |  | Trade Secret | 2023 | 2023
20263-228838-01 | Xcel Energy | 85 | 13781 | IOU | 05451380 | 2.9 | Solar |  |  | Withdrawn | Trade Secret | Trade | STY | STY062 | Residential | Solar*Rewards | Trade Secret | 2023
20263-228838-01 | Xcel Energy | 85 | 13781 | IOU | 05465420 | 11.3 | Solar |  | X | Interconnected | Trade Secret | Trade | AHI | AHI063 | Residential | Solar*Rewards | Trade Secret | 2023 | 2023
20263-228838-01 | Xcel Energy | 85 | 13781 | IOU | 06020645 | 13.285 | Solar |  |  | Interconnected | Trade Secret | Trade | RPO | RPO311 | Residential | Solar*Rewards | Trade Secret | 2024 | 2025
20263-228838-01 | Xcel Energy | 85 | 13781 | IOU | 04917204 | 9.316 | Solar |  |  | Interconnected | Trade Secret | Trade | TWL | TWL066 | Residential | Solar*Rewards | Trade Secret | 2022 | 2022
20263-228838-01 | Xcel Energy | 85 | 13781 | IOU | 04722301 | 6.09 | Solar |  |  | Interconnected | Trade Secret | Trade | SLP | SLP074 | Residential |  | Trade Secret | 2021 | 2022
20263-228838-01 | Xcel Energy | 85 | 13781 | IOU | 03998565 | 12.18 | Solar |  |  | Active Application | Trade Secret | Trade | HOL | HOL061 | Residential | Solar*Rewards | Trade Secret | 2020
20263-228838-01 | Xcel Energy | 85 | 13781 | IOU | 05796209 | 6.56 | Solar |  |  | Interconnected | Trade Secret | Trade | CGR | CGR071 | Residential | Solar*Rewards | Trade Secret | 2024 | 2024
20263-228838-01 | Xcel Energy | 85 | 13781 | IOU | 06212230 | 6.832 | Solar |  |  | Active Application | Trade Secret | Trade | EDA | EDA067 | Residential |  | Trade Secret | 2025
20263-228838-01 | Xcel Energy | 85 | 13781 | IOU | 05230326 | 7.25 | Solar |  |  | Interconnected | Trade Secret | Trade | CGR | CGR071 | Residential |  | Trade Secret | 2022 | 2023
20263-228838-01 | Xcel Energy | 85 | 13781 | IOU | 04056466 | 9.994 | Solar |  |  | Interconnected | Trade Secret | Trade | GSL | GSL341 | Residential | Solar*Rewards | Trade Secret | 2020 | 2020
20263-228838-01 | Xcel Energy | 85 | 13781 | IOU | 05006760 | 987 | Solar |  |  | Active Application | Trade Secret | Trade | CRF | CRF062 | Commercial |  | Trade Secret | 2022
20263-228838-01 | Xcel Energy | 85 | 13781 | IOU | 06301943 | 14.3 | Storage |  |  | Active Application | Trade Secret | Trade | LEX | LEX071 | Residential |  | Trade Secret | 2025
20263-228838-01 | Xcel Energy | 85 | 13781 | IOU | 03635588 | 9.994 | Solar |  |  | Interconnected | Trade Secret | Trade | LEX | LEX071 | Residential | Solar*Rewards | Trade Secret | 2020 | 2020
20263-228838-01 | Xcel Energy | 85 | 13781 | IOU | 05858540 | 8.448 | Solar |  |  | Withdrawn | Trade Secret | Trade | ECK | ECK322 | Residential | Solar*Rewards | Trade Secret | 2024
20263-228838-01 | Xcel Energy | 85 | 13781 | IOU | 05488651 | 5.12 | Solar |  |  | Withdrawn | Trade Secret | Trade | CGR | CGR072 | Residential | Solar*Rewards | Trade Secret | 2023
20263-228838-01 | Xcel Energy | 85 | 13781 | IOU | 06019782 | 23.533 | Solar |  |  | Interconnected | Trade Secret | Trade | SLP | SLP095 | Residential | Solar*Rewards | Trade Secret | 2024 | 2025
20263-228838-01 | Xcel Energy | 85 | 13781 | IOU | 06191023 | 7.591 | Solar |  | X | Interconnected | Trade Secret | Trade | HUG | HUG321 | Residential | Solar*Rewards | Trade Secret | 2025 | 2025
20263-228838-01 | Xcel Energy | 85 | 13781 | IOU | 05440368 | 6.631 | Solar |  |  | Interconnected | Trade Secret | Trade | WDY | WDY312 | Residential | Solar*Rewards | Trade Secret | 2023 | 2023
20263-228838-01 | Xcel Energy | 85 | 13781 | IOU | 04793519 | 39.998 | Solar |  |  | Interconnected | Trade Secret | Trade | HUG | HUG311 | Commercial | Solar*Rewards | Trade Secret | 2022 | 2022
20263-228838-01 | Xcel Energy | 85 | 13781 | IOU | 04976011 | 10.47 | Solar |  |  | Interconnected | Trade Secret | Trade | HUG | HUG311 | Residential | Solar*Rewards | Trade Secret | 2022 | 2023
20263-228838-01 | Xcel Energy | 85 | 13781 | IOU | 05330279 | 127.16 | Solar |  |  | Withdrawn | Trade Secret | Trade | KAN | KAN031 | Commercial |  | Trade Secret | 2023
20263-228838-01 | Xcel Energy | 85 | 13781 | IOU | 05575065 | 6.93 | Solar |  |  | Active Application | Trade Secret | Trade | NOF | NOF061 | Residential | Solar*Rewards | Trade Secret | 2023
20263-228838-01 | Xcel Energy | 85 | 13781 | IOU | 04967379 | 4.93 | Solar |  |  | Interconnected | Trade Secret | Trade | SLP | SLP096 | Commercial | Solar*Rewards | Trade Secret | 2022 | 2022
20263-228838-01 | Xcel Energy | 85 | 13781 | IOU | 04837671 | 17.3 | Solar |  |  | Interconnected | Trade Secret | Trade | ELP | ELP084 | Commercial | Solar*Rewards | Trade Secret | 2022 | 2022
20263-228838-01 | Xcel Energy | 85 | 13781 | IOU | 04793694 | 6.67 | Solar |  |  | Interconnected | Trade Secret | Trade | RIV | RIV061 | Residential | Solar*Rewards | Trade Secret | 2022 | 2022
20263-228838-01 | Xcel Energy | 85 | 13781 | IOU | 06008414 | 6.912 | Solar |  |  | Interconnected | Trade Secret | Trade | PBE | PBE061 | Residential | Solar*Rewards | Trade Secret | 2024 | 2025
20263-228838-01 | Xcel Energy | 85 | 13781 | IOU | 05250433 | 11.6 | Solar |  |  | Interconnected | Trade Secret | Trade | RPO | RPO311 | Residential |  | Trade Secret | 2022 | 2023
20263-228838-01 | Xcel Energy | 85 | 13781 | IOU | 04880209 | 6.38 | Solar |  |  | Interconnected | Trade Secret | Trade | SOU | SOU079 | Residential | Solar*Rewards | Trade Secret | 2022 | 2022
20263-228838-01 | Xcel Energy | 85 | 13781 | IOU | 05535948 | 4.095 | Solar |  |  | Withdrawn | Trade Secret | Trade | HSN | HSN322 | Residential | Solar*Rewards | Trade Secret | 2023
20263-228838-01 | Xcel Energy | 85 | 13781 | IOU | 05711805 | 4.095 | Solar |  |  | Interconnected | Trade Secret | Trade | HSN | HSN322 | Residential | Solar*Rewards | Trade Secret | 2024 | 2024
20263-228838-01 | Xcel Energy | 85 | 13781 | IOU | 05396729 | 50 | Solar |  |  | Interconnected | Trade Secret | Trade | FSL | FSL311 | Commercial |  | Trade Secret | 2023 | 2024
20263-228838-01 | Xcel Energy | 85 | 13781 | IOU | 05149953 | 3.3 | Solar |  |  | Interconnected | Trade Secret | Trade | HSN | HSN322 | Residential |  | Trade Secret | 2022 | 2022
20263-228838-01 | Xcel Energy | 85 | 13781 | IOU | 05451222 | 7.68 | Solar |  |  | Interconnected | Trade Secret | Trade | PBE | PBE061 | Residential |  | Trade Secret | 2023 | 2024
20263-228838-01 | Xcel Energy | 85 | 13781 | IOU | 05437854 | 9.6 | Solar |  |  | Interconnected | Trade Secret | Trade | WWK | WWK321 | Residential |  | Trade Secret | 2023 | 2023
20263-228838-01 | Xcel Energy | 85 | 13781 | IOU | 05992116 | 2.657 | Solar |  |  | Interconnected | Trade Secret | Trade | RPO | RPO311 | Residential |  | Trade Secret | 2024 | 2024
20263-228838-01 | Xcel Energy | 85 | 13781 | IOU | 05945941 | 3.575 | Solar |  |  | Interconnected | Trade Secret | Trade | CGR | CGR062 | Residential |  | Trade Secret | 2024 | 2024
20263-228838-01 | Xcel Energy | 85 | 13781 | IOU | 03566334 | 1000 | Solar |  |  | Interconnected | Monticello | Trade | LAP | LAP311 | Community Solar Garden | Solar*Rewards Community | Trade Secret | 2021 | 2023
20263-228838-01 | Xcel Energy | 85 | 13781 | IOU | 04091604 | 1000 | Solar |  |  | Interconnected | Red Wing | Trade | REW | REW023 | LMI | Solar*Rewards Community | Trade Secret | 2021 | 2025
20263-228838-01 | Xcel Energy | 85 | 13781 | IOU | 05442578 | 7.83 | Solar |  |  | Interconnected | Trade Secret | Trade | SOU | SOU069 | Residential | Solar*Rewards | Trade Secret | 2023 | 2023
20263-228838-01 | Xcel Energy | 85 | 13781 | IOU | 05337545 | 50 | Solar |  |  | Interconnected | Trade Secret | Trade | NOF | NOF072 | Commercial |  | Trade Secret | 2023 | 2024
20263-228838-01 | Xcel Energy | 85 | 13781 | IOU | 05363751 | 17.61 | Solar |  |  | Interconnected | Trade Secret | Trade | SOU | SOU061 | Commercial | Solar*Rewards | Trade Secret | 2023 | 2024
20263-228838-01 | Xcel Energy | 85 | 13781 | IOU | 05413559 | 11.39 | Solar |  |  | Interconnected | Trade Secret | Trade | LOK | LOK093 | Residential |  | Trade Secret | 2023 | 2024
20263-228838-01 | Xcel Energy | 85 | 13781 | IOU | 05555979 | 40.001 | Solar |  |  | Interconnected | Trade Secret | Trade | SLP | SLP091 | Commercial |  | Trade Secret | 2024 | 2024
20263-228838-01 | Xcel Energy | 85 | 13781 | IOU | 05756175 | 11.52 | Solar |  |  | Interconnected | Trade Secret | Trade | RPO | RPO311 | Residential |  | Trade Secret | 2024 | 2024
20263-228838-01 | Xcel Energy | 85 | 13781 | IOU | 06124513 | 6.832 | Solar |  |  | Interconnected | Trade Secret | Trade | SAV | SAV063 | Residential |  | Trade Secret | 2025 | 2025
20263-228838-01 | Xcel Energy | 85 | 13781 | IOU | 05901632 | 5.76 | Solar |  |  | Interconnected | Trade Secret | Trade | HSN | HSN321 | Residential | Solar*Rewards | Trade Secret | 2024 | 2025
20263-228838-01 | Xcel Energy | 85 | 13781 | IOU | 05644830 | 9.45 | Solar |  |  | Interconnected | Trade Secret | Trade | CHE | CHE065 | Residential |  | Trade Secret | 2023 | 2024
20263-228838-01 | Xcel Energy | 85 | 13781 | IOU | 05769645 | 8.709 | Solar |  |  | Interconnected | Trade Secret | Trade | WRR | WRR064 | Residential | Solar*Rewards | Trade Secret | 2024 | 2024
20263-228838-01 | Xcel Energy | 85 | 13781 | IOU | 06321980 | 3.28 | Solar |  |  | Active Application | Trade Secret | Trade | HWW | HWW071 | Residential | Solar*Rewards | Trade Secret | 2026
20263-228838-01 | Xcel Energy | 85 | 13781 | IOU | 05597364 | 1.575 | Solar |  |  | Interconnected | Trade Secret | Trade | DOC | DOC021 | Residential |  | Trade Secret | 2023 | 2024
20263-228838-01 | Xcel Energy | 85 | 13781 | IOU | 05356878 | 19 | Solar |  |  | Interconnected | Trade Secret | Trade | SOU | SOU084 | Commercial | Solar*Rewards | Trade Secret | 2023 | 2024
20263-228838-01 | Xcel Energy | 85 | 13781 | IOU | 06315672 | 5.226 | Solar |  |  | Active Application | Trade Secret | Trade | GSL | GSL341 | Residential |  | Trade Secret | 2025
20263-228838-01 | Xcel Energy | 85 | 13781 | IOU | SRO24991 | 3.6 | Solar |  |  | Withdrawn | Trade Secret | Trade | RAM | RAM077 | Residential | Solar*Rewards | Trade Secret | 2012
20263-228838-01 | Xcel Energy | 85 | 13781 | IOU | SRO19830 | 2.58 | Solar |  |  | Withdrawn | Trade Secret | Trade | RAM | RAM077 | Residential | Solar*Rewards | Trade Secret | 2011
20263-228838-01 | Xcel Energy | 85 | 13781 | IOU | 03133818 | 5 | Solar |  |  | Interconnected | Trade Secret | Trade | RAM | RAM077 | Residential | Solar*Rewards | Trade Secret | 2013 | 2013
20263-228838-01 | Xcel Energy | 85 | 13781 | IOU | 04427489 | 7.83 | Solar |  |  | Interconnected | Trade Secret | Trade | DND | DND072 | Residential | Solar*Rewards | Trade Secret | 2021 | 2021
20263-228838-01 | Xcel Energy | 85 | 13781 | IOU | 05235311 | 4.64 | Solar |  |  | Interconnected | Trade Secret | Trade | LEX | LEX332 | Residential |  | Trade Secret | 2022 | 2023
20263-228838-01 | Xcel Energy | 85 | 13781 | IOU | 03130897 | 2000 | Wind |  |  | Interconnected | Trade Secret | Trade | WSG | WSG351 | Commercial |  | Trade Secret | 2009 | 2009
20263-228838-01 | Xcel Energy | 85 | 13781 | IOU | 05989044 | 6.967 | Solar |  |  | Interconnected | Trade Secret | Trade | KOL | KOL063 | Residential | Solar*Rewards | Trade Secret | 2025 | 2025
20263-228838-01 | Xcel Energy | 85 | 13781 | IOU | 03132078 | 2.962 | Solar |  |  | Interconnected | Trade Secret | Trade | SLP | SLP086 | Residential | Solar*Rewards | Trade Secret | 2017 | 2017
20263-228838-01 | Xcel Energy | 85 | 13781 | IOU | 05356899 | 4.992 | Solar |  |  | Interconnected | Trade Secret | Trade | TWL | TWL064 | Residential | Solar*Rewards | Trade Secret | 2023 | 2023
20263-228838-01 | Xcel Energy | 85 | 13781 | IOU | 05988432 | 4.592 | Solar |  |  | Interconnected | Trade Secret | Trade | RPL | RPL064 | Residential | Solar*Rewards | Trade Secret | 2024 | 2025
20263-228838-01 | Xcel Energy | 85 | 13781 | IOU | 05626158 | 4.41 | Solar |  |  | Active Application | Trade Secret | Trade | ECK | ECK341 | Residential |  | Trade Secret | 2023
20263-228838-01 | Xcel Energy | 85 | 13781 | IOU | 03133691 | 5.1 | Solar |  |  | Interconnected | Trade Secret | Trade | ALD | ALD088 | Commercial | Solar*Rewards | Trade Secret | 2012 | 2012
20263-228838-01 | Xcel Energy | 85 | 13781 | IOU | SRO22089 | 5.16 | Solar |  |  | Withdrawn | Trade Secret | Trade | ALD | ALD088 | Commercial | Solar*Rewards | Trade Secret | 2012
20263-228838-01 | Xcel Energy | 85 | 13781 | IOU | 05175816 | 13.36 | Solar |  | X | Active Application | Trade Secret | Trade | OPK | OPK073 | Residential |  | Trade Secret | 2022
20263-228838-01 | Xcel Energy | 85 | 13781 | IOU | 04918471 | 12.329 | Solar |  | X | Interconnected | Trade Secret | Trade | OPK | OPK073 | Residential | Solar*Rewards | Trade Secret | 2022 | 2022
20263-228838-01 | Xcel Energy | 85 | 13781 | IOU | 05763041 | 8.832 | Solar |  |  | Interconnected | Trade Secret | Trade | STY | STY061 | Residential | Solar*Rewards | Trade Secret | 2024 | 2024
20263-228838-01 | Xcel Energy | 85 | 13781 | IOU | 05302703 | 4.48 | Solar |  |  | Interconnected | Trade Secret | Trade | WEH | WEH021 | Residential |  | Trade Secret | 2022 | 2023
20263-228838-01 | Xcel Energy | 85 | 13781 | IOU | SRO22501 | 8.17 | Solar |  |  | Withdrawn | Trade Secret | Trade | MPK | MPK087 | Commercial | Solar*Rewards | Trade Secret | 2012
20263-228838-01 | Xcel Energy | 85 | 13781 | IOU | 06013421 | 3.9 | Solar |  |  | Interconnected | Trade Secret | Trade | MPK | MPK085 | Residential |  | Trade Secret | 2024 | 2025
20263-228838-01 |  |  |  |  | OID3471998 |  | Solar |  |  | Withdrawn | Trade Secret | Trade | MOL | MOL061 | Commercial | Solar*Rewards |  | 2018
20263-228838-01 | Xcel Energy | 85 | 13781 | IOU | 03677890 | 4.93 | Solar |  |  | Interconnected | Trade Secret | Trade | APA | APA074 | Residential | Solar*Rewards | Trade Secret | 2020 | 2021
20263-228838-01 | Xcel Energy | 85 | 13781 | IOU | 05167828 | 14.93 | Solar |  | X | Withdrawn | Trade Secret | Trade | APA | APA074 | Residential |  | Trade Secret | 2022
20263-228838-01 | Xcel Energy | 85 | 13781 | IOU | 03986457 | 7.616 | Solar |  |  | Interconnected | Trade Secret | Trade | MEL | MEL061 | Residential | Solar*Rewards | Trade Secret | 2020 | 2020
20263-228838-01 | Xcel Energy | 85 | 13781 | IOU | 06246386 | 5.76 | Solar |  |  | Active Application | Trade Secret | Trade | TER | TER071 | Residential |  | Trade Secret | 2025
20263-228838-01 | Xcel Energy | 85 | 13781 | IOU | 03131862 | 7.625 | Solar |  |  | Interconnected | Trade Secret | Trade | MPN | MPN081 | Residential | Solar*Rewards | Trade Secret | 2017 | 2017
20263-228838-01 | Xcel Energy | 85 | 13781 | IOU | 06230610 | 4.188 | Solar |  |  | Withdrawn | Trade Secret | Trade | MND | MND071 | Residential |  | Trade Secret | 2025
20263-228838-01 | Xcel Energy | 85 | 13781 | IOU | 04425694 | 5.054 | Solar |  |  | Active Application | Trade Secret | Trade | CGR | CGR064 | Residential | Solar*Rewards | Trade Secret | 2021
20263-228838-01 | Xcel Energy | 85 | 13781 | IOU | SRO29881 | 5 | Solar |  |  | Withdrawn | Trade Secret | Trade | HWW | HWW062 | Residential | Solar*Rewards | Trade Secret | 2013
20263-228838-01 | Xcel Energy | 85 | 13781 | IOU | 06004452 | 9.88 | Solar |  |  | Interconnected | Trade Secret | Trade | SOU | SOU077 | Residential |  | Trade Secret | 2024 | 2025
20263-228838-01 | Xcel Energy | 85 | 13781 | IOU | 04025544 | 3.747 | Solar |  |  | Interconnected | Trade Secret | Trade | SAR | SAR021 | Residential | Solar*Rewards | Trade Secret | 2020 | 2021
20263-228838-01 | Xcel Energy | 85 | 13781 | IOU | 03133183 | 9.12 | Solar |  |  | Interconnected | Trade Secret | Trade | FAB | FAB063 | Residential | Solar*Rewards | Trade Secret | 2010 | 2013
20263-228838-01 | Xcel Energy | 85 | 13781 | IOU | 05228893 | 5.22 | Solar |  |  | Interconnected | Trade Secret | Trade | EDA | EDA089 | Residential |  | Trade Secret | 2022 | 2023
20263-228838-01 | Xcel Energy | 85 | 13781 | IOU | 04682287 | 14.658 | Solar |  | X | Interconnected | Trade Secret | Trade | EXC | EXC061 | Residential |  | Trade Secret | 2021 | 2022
20263-228838-01 | Xcel Energy | 85 | 13781 | IOU | 03238385 | 39.998 | Solar |  |  | Interconnected | Trade Secret | Trade | BRP | BRP072 | Commercial | Solar*Rewards | Trade Secret | 2019 | 2020
20263-228838-01 | Xcel Energy | 85 | 13781 | IOU | 03245309 | 11.89 | Solar |  |  | Interconnected | Trade Secret | Trade | ALK | ALK072 | Residential | Solar*Rewards | Trade Secret | 2019 | 2020
20263-228838-01 | Xcel Energy | 85 | 13781 | IOU | 05263250 | 12.956 | Solar |  |  | Interconnected | Trade Secret | Trade | IDA | IDA064 | Residential |  | Trade Secret | 2022 | 2022
20263-228838-01 | Xcel Energy | 85 | 13781 | IOU | 03133540 | 2.58 | Solar |  |  | Interconnected | Trade Secret | Trade | BCR | BCR082 | Residential | Solar*Rewards | Trade Secret | 2011 | 2012
20263-228838-01 | Xcel Energy | 85 | 13781 | IOU | OID3705937 | 39.998 | Solar |  |  | Withdrawn | Trade Secret | Trade | TWL | TWL081 | Commercial | Solar*Rewards | Trade Secret | 2019
20263-228838-01 | Xcel Energy | 85 | 13781 | IOU | OID3851339 | 39.998 | Solar |  |  | Withdrawn | Trade Secret | Trade | TWL | TWL081 | Commercial | Solar*Rewards | Trade Secret | 2019
20263-228838-01 | Xcel Energy | 85 | 13781 | IOU | 03159762 | 39.998 | Solar |  |  | Interconnected | Trade Secret | Trade | TWL | TWL081 | Commercial | Solar*Rewards | Trade Secret | 2019 | 2020
20263-228838-01 | Xcel Energy | 85 | 13781 | IOU | 05761809 | 6.282 | Solar |  |  | Active Application | Trade Secret | Trade | TWL | TWL075 | Residential | Solar*Rewards | Trade Secret | 2024
20263-228838-01 | Xcel Energy | 85 | 13781 | IOU | 05746050 | 6.631 | Solar |  |  | Interconnected | Trade Secret | Trade | TWL | TWL075 | Residential | Solar*Rewards | Trade Secret | 2024 | 2024
20263-228838-01 | Xcel Energy | 85 | 13781 | IOU | 03853819 | 7.678 | Solar |  |  | Interconnected | Trade Secret | Trade | ALD | ALD076 | Residential | Solar*Rewards | Trade Secret | 2020 | 2020
20263-228838-01 | Xcel Energy | 85 | 13781 | IOU | 05935623 | 3.747 | Solar |  |  | Interconnected | Trade Secret | Trade | WIL | WIL082 | Residential |  | Trade Secret | 2024 | 2025
20263-228838-01 | Xcel Energy | 85 | 13781 | IOU | 03131509 | 6 | Solar |  |  | Interconnected | Trade Secret | Trade | RLK | RLK069 | Residential | Made in Minnesota | Trade Secret | 2017 | 2017
20263-228838-01 | Xcel Energy | 85 | 13781 | IOU | OID2893105 | 6 | Solar |  |  | Withdrawn | Trade Secret | Trade | RLK | RLK069 | Residential | Solar*Rewards | Trade Secret | 2016
20263-228838-01 | Xcel Energy | 85 | 13781 | IOU | 04554939 | 2.094 | Solar |  |  | Interconnected | Trade Secret | Trade | HWW | HWW072 | Residential |  | Trade Secret | 2021 | 2022
20263-228838-01 | Xcel Energy | 85 | 13781 | IOU | 06084617 | 4.555 | Solar |  |  | Interconnected | Trade Secret | Trade | HWW | HWW072 | Residential | Solar*Rewards | Trade Secret | 2025 | 2025
20263-228838-01 | Xcel Energy | 85 | 13781 | IOU | 03132946 | 4.08 | Solar |  |  | Interconnected | Trade Secret | Trade | HYL | HYL063 | Residential | Solar*Rewards | Trade Secret | 2018 | 2019
20263-228838-01 | Xcel Energy | 85 | 13781 | IOU | 06001675 | 9.109 | Solar |  |  | Interconnected | Trade Secret | Trade | RMT | RMT321 | Residential | Solar*Rewards | Trade Secret | 2024 | 2025
20263-228838-01 | Xcel Energy | 85 | 13781 | IOU | 03131348 | 7.625 | Solar |  |  | Interconnected | Trade Secret | Trade | FSL | FSL312 | Residential | Made in Minnesota | Trade Secret | 2017 | 2017
20263-228838-01 | Xcel Energy | 85 | 13781 | IOU | 06057610 | 2.61 | Solar |  |  | Interconnected | Trade Secret | Trade | MEL | MEL075 | Residential | Solar*Rewards | Trade Secret | 2025 | 2025
20263-228838-01 | Xcel Energy | 85 | 13781 | IOU | 05851549 | 14.592 | Solar |  |  | Active Application | Trade Secret | Trade | CRL | CRL065 | Residential |  | Trade Secret | 2024
20263-228838-01 | Xcel Energy | 85 | 13781 | IOU | 06300114 | 3.52 | Solar |  |  | Active Application | Trade Secret | Trade | OAD | OAD061 | Residential |  | Trade Secret | 2025
20263-228838-01 |  |  |  |  | 06336713 |  |  |  |  | Active Application | Trade Secret | Trade | OAD | OAD061 | Residential |  |  | 2026
20263-228838-01 | Xcel Energy | 85 | 13781 | IOU | 06064597 | 8.064 | Solar |  |  | Interconnected | Trade Secret | Trade | MEL | MEL062 | Residential | Solar*Rewards | Trade Secret | 2025 | 2025
20263-228838-01 | Xcel Energy | 85 | 13781 | IOU | OID3719048 | 4.93 | Solar |  |  | Withdrawn | Trade Secret | Trade | STY | STY061 | Residential | Solar*Rewards | Trade Secret | 2019
20263-228838-01 | Xcel Energy | 85 | 13781 | IOU | 06165672 | 4.175 | Solar |  |  | Interconnected | Trade Secret | Trade | SOU | SOU076 | Residential | Solar*Rewards | Trade Secret | 2025 | 2025
20263-228838-01 | Xcel Energy | 85 | 13781 | IOU | 03133579 | 7.5 | Solar |  |  | Interconnected | Trade Secret | Trade | PIL | PIL021 | Residential | Solar*Rewards | Trade Secret | 2011 | 2012
20263-228838-01 | Xcel Energy | 85 | 13781 | IOU | SRO18336 | 15 | Solar |  |  | Withdrawn | Trade Secret | Trade | PIL | PIL021 | Residential | Solar*Rewards | Trade Secret | 2011
20263-228838-01 | Xcel Energy | 85 | 13781 | IOU | SRO18083 | 7.5 | Solar |  |  | Withdrawn | Trade Secret | Trade | PIL | PIL021 | Residential | Solar*Rewards | Trade Secret | 2011
20263-228838-01 | Xcel Energy | 85 | 13781 | IOU | 06199674 | 11.5 | Storage |  |  | Interconnected | Trade Secret | Trade | TWL | TWL079 | Residential |  | Trade Secret | 2025 | 2025
20263-228838-01 | Xcel Energy | 85 | 13781 | IOU | 04069511 | 4.64 | Solar |  |  | Interconnected | Trade Secret | Trade | TWL | TWL079 | Residential | Solar*Rewards | Trade Secret | 2020 | 2020
20263-228838-01 | Xcel Energy | 85 | 13781 | IOU | 05220235 | 3.84 | Solar |  |  | Interconnected | Trade Secret | Trade | CTR | CTR031 | Residential |  | Trade Secret | 2022 | 2022
20263-228838-01 | Xcel Energy | 85 | 13781 | IOU | 05901623 | 6.453 | Solar |  |  | Interconnected | Trade Secret | Trade | WDY | WDY311 | Residential |  | Trade Secret | 2024 | 2024
20263-228838-01 | Xcel Energy | 85 | 13781 | IOU | SRO12724 | 39.98 | Solar |  |  | Withdrawn | Trade Secret | Trade | MST | MST074 | Commercial | Solar*Rewards | Trade Secret | 2010
20263-228838-01 | Xcel Energy | 85 | 13781 | IOU | 03133281 | 40 | Solar |  |  | Interconnected | Trade Secret | Trade | MST | MST074 | Commercial | Solar*Rewards | Trade Secret | 2010 | 2011
20263-228838-01 | Xcel Energy | 85 | 13781 | IOU | 04595742 | 8.41 | Solar |  |  | Interconnected | Trade Secret | Trade | WCR | WCR322 | Residential | Solar*Rewards | Trade Secret | 2021 | 2021
20263-228838-01 | Xcel Energy | 85 | 13781 | IOU | 04275079 | 39.998 | Solar |  |  | Interconnected | Trade Secret | Trade | WIL | WIL061 | Commercial | Solar*Rewards | Trade Secret | 2021 | 2022
20263-228838-01 | Xcel Energy | 85 | 13781 | IOU | 06209690 | 300 | Solar |  |  | Active Application | Trade Secret | Trade | WAS | WAS092 | Commercial |  | Trade Secret | 2025
20263-228838-01 | Xcel Energy | 85 | 13781 | IOU | 06120319 | 6.073 | Solar |  |  | Interconnected | Trade Secret | Trade | CNC | CNC063 | Residential |  | Trade Secret | 2025 | 2025
20263-228838-01 | Xcel Energy | 85 | 13781 | IOU | 06087306 | 4.592 | Solar |  |  | Interconnected | Trade Secret | Trade | HYL | HYL071 | Residential |  | Trade Secret | 2025 | 2025
20263-228838-01 | Xcel Energy | 85 | 13781 | IOU | 06073344 | 4.592 | Solar |  |  | Withdrawn | Trade Secret | Trade | HYL | HYL071 | Residential | Solar*Rewards | Trade Secret | 2025
20263-228838-01 | Xcel Energy | 85 | 13781 | IOU | 06250543 | 9.6 | Solar |  |  | Active Application | Trade Secret | Trade | PBE | PBE061 | Residential |  | Trade Secret | 2025
20263-228838-01 | Xcel Energy | 85 | 13781 | IOU | 04793761 | 5.054 | Solar |  |  | Interconnected | Trade Secret | Trade | WES | WES076 | Residential | Solar*Rewards | Trade Secret | 2022 | 2022
20263-228838-01 | Xcel Energy | 85 | 13781 | IOU | 04024134 | 3.747 | Solar |  |  | Interconnected | Trade Secret | Trade | RWD | RWD063 | Residential | Solar*Rewards | Trade Secret | 2020 | 2021
20263-228838-01 | Xcel Energy | 85 | 13781 | IOU | 04800394 | 6.282 | Solar |  |  | Withdrawn | Trade Secret | Trade | HAS | HAS033 | Residential | Solar*Rewards | Trade Secret | 2022
20263-228838-01 | Xcel Energy | 85 | 13781 | IOU | 05899148 | 7.616 | Solar |  |  | Interconnected | Trade Secret | Trade | MEL | MEL065 | Residential |  | Trade Secret | 2024 | 2025
20263-228838-01 | Xcel Energy | 85 | 13781 | IOU | 03134579 | 19.5 | Solar |  |  | Interconnected | Trade Secret | Trade | RMT | RMT321 | Commercial | Solar*Rewards | Trade Secret | 2015 | 2016
20263-228838-01 | Xcel Energy | 85 | 13781 | IOU | 05595481 | 6.3 | Solar |  |  | Interconnected | Trade Secret | Trade | RPO | RPO312 | Residential |  | Trade Secret | 2023 | 2024
20263-228838-01 | Xcel Energy | 85 | 13781 | IOU | 03131139 | 13.25 | Solar |  |  | Interconnected | Trade Secret | Trade | ALD | ALD096 | Commercial |  | Trade Secret | 2012 | 2012
20263-228838-01 | Xcel Energy | 85 | 13781 | IOU | 05445950 | 4.06 | Solar |  |  | Interconnected | Trade Secret | Trade | WES | WES072 | Residential |  | Trade Secret | 2023 | 2023
20263-228838-01 | Xcel Energy | 85 | 13781 | IOU | 03131338 | 3.12 | Solar |  |  | Interconnected | Trade Secret | Trade | WEB | WEB021 | Residential | Made in Minnesota | Trade Secret | 2017 | 2017
20263-228838-01 | Xcel Energy | 85 | 13781 | IOU | 05268833 | 3.839 | Solar |  |  | Interconnected | Trade Secret | Trade | MST | MST071 | Residential |  | Trade Secret | 2022 | 2022
20263-228838-01 | Xcel Energy | 85 | 13781 | IOU | OID2394244 | 17.495 | Solar |  |  | Withdrawn | Trade Secret | Trade | PAT | PAT314 | Commercial | Made in Minnesota | Trade Secret | 2015
20263-228838-01 | Xcel Energy | 85 | 13781 | IOU | 03131205 | 456 | Solar |  |  | Interconnected | Trade Secret | Trade | PAT | PAT314 | Commercial |  | Trade Secret | 2014 | 2015
20263-228838-01 | Xcel Energy | 85 | 13781 | IOU | 05569402 | 4.48 | Solar |  |  | Interconnected | Trade Secret | Trade | CTR | CTR022 | Residential | Solar*Rewards | Trade Secret | 2023 | 2023
20263-228838-01 | Xcel Energy | 85 | 13781 | IOU | 05588648 | 11.393 | Solar |  |  | Interconnected | Trade Secret | Trade | SOU | SOU064 | Residential | Solar*Rewards | Trade Secret | 2023 | 2024
20263-228838-01 | Xcel Energy | 85 | 13781 | IOU | 04400492 | 2.61 | Solar |  |  | Interconnected | Trade Secret | Trade | FAB | FAB061 | Residential | Solar*Rewards | Trade Secret | 2021 | 2021
20263-228838-01 | Xcel Energy | 85 | 13781 | IOU | 06211669 | 6.912 | Solar |  |  | Active Application | Trade Secret | Trade | RPL | RPL063 | Residential |  | Trade Secret | 2025
20263-228838-01 | Xcel Energy | 85 | 13781 | IOU | 05951874 | 2.32 | Solar |  |  | Interconnected | Trade Secret | Trade | SOU | SOU069 | Residential | Solar*Rewards | Trade Secret | 2024 | 2024
20263-228838-01 | Xcel Energy | 85 | 13781 | IOU | 06171643 | 6.097 | Solar |  |  | Interconnected | Trade Secret | Trade | CGR | CGR071 | Residential | Solar*Rewards | Trade Secret | 2025 | 2025
20263-228838-01 | Xcel Energy | 85 | 13781 | IOU | 06039129 | 6.832 | Solar |  |  | Active Application | Trade Secret | Trade | TLK | TLK062 | Residential |  | Trade Secret | 2024
20263-228838-01 | Xcel Energy | 85 | 13781 | IOU | 03130205 | 7.616 | Solar |  | X | Interconnected | Trade Secret | Trade | EDA | EDA067 | Residential | Solar*Rewards | Trade Secret | 2019 | 2019
20263-228838-01 |  |  |  |  | OID3731720 |  | Solar |  |  | Withdrawn | Trade Secret | Trade | EDA | EDA067 | Residential | Solar*Rewards |  | 2019
20263-228838-01 |  |  |  |  | OID3731722 |  | Solar |  |  | Withdrawn | Trade Secret | Trade | EDA | EDA067 | Residential | Solar*Rewards |  | 2019
20263-228838-01 |  |  |  |  | 05426338 |  | Solar |  |  | Active Application | Trade Secret | Trade | WAS | WAS092 | Residential | Solar*Rewards |  | 2023
20263-228838-01 | Xcel Energy | 85 | 13781 | IOU | 03132247 | 7.625 | Solar |  |  | Interconnected | Trade Secret | Trade | WEB | WEB021 | Residential | Solar*Rewards | Trade Secret | 2018 | 2018
20263-228838-01 | Xcel Energy | 85 | 13781 | IOU | 05935206 | 7.548 | Solar |  |  | Interconnected | Trade Secret | Trade | BCR | BCR083 | Residential |  | Trade Secret | 2024 | 2024
20263-228838-01 | Xcel Energy | 85 | 13781 | IOU | 05017281 | 20.94 | Solar |  |  | Withdrawn | Trade Secret | Trade | MHW | MHW311 | Commercial |  | Trade Secret | 2022
20263-228838-01 | Xcel Energy | 85 | 13781 | IOU | SRO29698 | 6 | Solar |  |  | Withdrawn | Trade Secret | Trade | HUG | HUG311 | Residential | Solar*Rewards | Trade Secret | 2013
20263-228838-01 | Xcel Energy | 85 | 13781 | IOU | SRO22737 | 9995 | Solar |  |  | Withdrawn | Trade Secret | Trade | HUG | HUG311 | Commercial | Solar*Rewards | Trade Secret | 2012
20263-228838-01 | Xcel Energy | 85 | 13781 | IOU | 06022037 | 12.564 | Solar |  |  | Withdrawn | Trade Secret | Trade | HUG | HUG311 | Residential | Solar*Rewards | Trade Secret | 2024
20263-228838-01 | Xcel Energy | 85 | 13781 | IOU | 06032452 | 7.971 | Solar |  |  | Active Application | Trade Secret | Trade | BYT | BYT061 | Residential | Solar*Rewards | Trade Secret | 2024
20263-228838-01 | Xcel Energy | 85 | 13781 | IOU | 06284281 | 3.9 | Solar |  |  | Active Application | Trade Secret | Trade | SLP | SLP084 | Residential |  | Trade Secret | 2025
20263-228838-01 | Xcel Energy | 85 | 13781 | IOU | 05835741 | 5.933 | Solar |  |  | Interconnected | Trade Secret | Trade | RAM | RAM077 | Residential | Solar*Rewards | Trade Secret | 2024 | 2025
20263-228838-01 | Xcel Energy | 85 | 13781 | IOU | 03132019 | 9.94 | Solar |  |  | Interconnected | Trade Secret | Trade | AFT | AFT321 | Residential | Solar*Rewards | Trade Secret | 2017 | 2017
20263-228838-01 | Xcel Energy | 85 | 13781 | IOU | 03130291 | 9.94 | Solar |  |  | Interconnected | Trade Secret | Trade | WAV | WAV021 | Residential | Solar*Rewards | Trade Secret | 2019 | 2019
20263-228838-01 | Xcel Energy | 85 | 13781 | IOU | 06044602 | 4.355 | Solar |  |  | Interconnected | Trade Secret | Trade | IDA | IDA073 | Residential | Solar*Rewards | Trade Secret | 2024 | 2025
20263-228838-01 | Xcel Energy | 85 | 13781 | IOU | SRO29716 | 45 | Solar |  |  | Withdrawn | Trade Secret | Trade | KOL | KOL062 | Commercial | Solar*Rewards | Trade Secret | 2013
20263-228838-01 | Xcel Energy | 85 | 13781 | IOU | 05817262 | 6.528 | Solar |  |  | Interconnected | Trade Secret | Trade | WIL | WIL073 | Residential |  | Trade Secret | 2024 | 2024
20263-228838-01 | Xcel Energy | 85 | 13781 | IOU | 03133755 | 35 | Solar |  |  | Interconnected | Trade Secret | Trade | RPL | RPL071 | Commercial | Solar*Rewards | Trade Secret | 2013 | 2013
20263-228838-01 | Xcel Energy | 85 | 13781 | IOU | 04440470 | 17.61 | Solar |  |  | Interconnected | Trade Secret | Trade | APA | APA077 | Residential | Solar*Rewards | Trade Secret | 2021 | 2021
20263-228838-01 | Xcel Energy | 85 | 13781 | IOU | 03131876 | 5 | Solar |  |  | Interconnected | Trade Secret | Trade | PBE | PBE061 | Residential | Solar*Rewards | Trade Secret | 2017 | 2017
20263-228838-01 | Xcel Energy | 85 | 13781 | IOU | 05708071 | 39.75 | Solar |  |  | Interconnected | Trade Secret | Trade | XRD | XRD077 | Commercial |  | Trade Secret | 2024 | 2025
20263-228838-01 | Xcel Energy | 85 | 13781 | IOU | 05966549 | 9.994 | Solar |  |  | Interconnected | Trade Secret | Trade | FSL | FSL311 | Residential | Solar*Rewards | Trade Secret | 2024 | 2025
20263-228838-01 | Xcel Energy | 85 | 13781 | IOU | 04545222 | 8.12 | Solar |  |  | Interconnected | Trade Secret | Trade | BEL | BEL061 | Residential |  | Trade Secret | 2021 | 2022
20263-228838-01 |  |  |  |  | OID3493874 |  | Wind |  |  | Withdrawn | Trade Secret | Trade | ALT | ALT021 | Commercial |  |  | 2018
20263-228838-01 | Xcel Energy | 85 | 13781 | IOU | 03131484 | 7.63 | Solar |  |  | Interconnected | Trade Secret | Trade | WCR | WCR311 | Residential | Solar*Rewards | Trade Secret | 2017 | 2017
20263-228838-01 | Xcel Energy | 85 | 13781 | IOU | SRO23953 | 22.8 | Solar |  |  | Withdrawn | Trade Secret | Trade | TWL | TWL064 | Commercial | Solar*Rewards | Trade Secret | 2012
20263-228838-01 | Xcel Energy | 85 | 13781 | IOU | 06298961 | 8.32 | Solar |  |  | Active Application | Trade Secret | Trade | BCR | BCR083 | Residential |  | Trade Secret | 2025
20263-228838-01 | Xcel Energy | 85 | 13781 | IOU | 05943763 | 6.046 | Solar |  |  | Active Application | Trade Secret | Trade | UPP | UPP086 | Residential |  | Trade Secret | 2024
20263-228838-01 | Xcel Energy | 85 | 13781 | IOU | 03130754 | 2 | Solar |  |  | Interconnected | Trade Secret | Trade | RMT | RMT321 | Residential |  | Trade Secret | 2006 | 2006
20263-228838-01 | Xcel Energy | 85 | 13781 | IOU | 06263000 | 3.84 | Solar |  |  | Active Application | Trade Secret | Trade | TER | TER071 | Residential |  | Trade Secret | 2025
20263-228838-01 | Xcel Energy | 85 | 13781 | IOU | 04089929 | 3.3 | Solar |  |  | Interconnected | Trade Secret | Trade | TER | TER071 | Residential | Solar*Rewards | Trade Secret | 2020 | 2021
20263-228838-01 | Xcel Energy | 85 | 13781 | IOU | SRO29919 | 15 | Solar |  |  | Withdrawn | Trade Secret | Trade | RPL | RPL072 | Commercial | Solar*Rewards | Trade Secret | 2013
20263-228838-01 | Xcel Energy | 85 | 13781 | IOU | 05250289 | 6.67 | Solar |  |  | Active Application | Trade Secret | Trade | TWL | TWL063 | Residential |  | Trade Secret | 2022
20263-228838-01 | Xcel Energy | 85 | 13781 | IOU | 04380883 | 5 | Solar |  |  | Interconnected | Trade Secret | Trade | SLP | SLP092 | Residential | Solar*Rewards | Trade Secret | 2021 | 2021
20263-228838-01 | Xcel Energy | 85 | 13781 | IOU | 06322093 | 4.06 | Solar |  |  | Active Application | Trade Secret | Trade | WIL | WIL091 | Residential | Solar*Rewards | Trade Secret | 2026
20263-228838-01 | Xcel Energy | 85 | 13781 | IOU | 03131011 | 100 | Other |  |  | Interconnected | Trade Secret | Trade | FSL | FSL311 | Commercial |  | Trade Secret | 2010 | 2010
20263-228838-01 | Xcel Energy | 85 | 13781 | IOU | 03134870 | 9.94 | Solar |  |  | Interconnected | Trade Secret | Trade | CHI | CHI311 | Residential | Made in Minnesota | Trade Secret | 2016 | 2016
20263-228838-01 | Xcel Energy | 85 | 13781 | IOU | OID2395363 | 20 | Solar |  |  | Withdrawn | Trade Secret | Trade | MDT | MDT062 | Commercial | Solar*Rewards | Trade Secret | 2015
20263-228838-01 | Xcel Energy | 85 | 13781 | IOU | 05620348 | 8.19 | Solar |  |  | Interconnected | Trade Secret | Trade | DHL | DHL061 | Residential |  | Trade Secret | 2023 | 2024
20263-228838-01 | Xcel Energy | 85 | 13781 | IOU | 04410712 | 6.98 | Solar |  |  | Interconnected | Trade Secret | Trade | WSG | WSG352 | Residential | Solar*Rewards | Trade Secret | 2021 | 2021
20263-228838-01 | Xcel Energy | 85 | 13781 | IOU | 03132120 | 34.17 | Solar |  |  | Interconnected | Trade Secret | Trade | MST | MST080 | Commercial | Made in Minnesota | Trade Secret | 2017 | 2018
20263-228838-01 | Xcel Energy | 85 | 13781 | IOU | 06098735 | 11.5 | Solar |  | X | Interconnected | Trade Secret | Trade | HUG | HUG321 | Residential |  | Trade Secret | 2025 | 2025
20263-228838-01 | Xcel Energy | 85 | 13781 | IOU | 03133622 | 5 | Solar |  |  | Interconnected | Trade Secret | Trade | SLP | SLP097 | Commercial | Solar*Rewards | Trade Secret | 2012 | 2012
20263-228838-01 | Xcel Energy | 85 | 13781 | IOU | 05973196 | 5.76 | Solar |  |  | Interconnected | Trade Secret | Trade | OSS | OSS073 | Residential | Solar*Rewards | Trade Secret | 2024 | 2025
20263-228838-01 | Xcel Energy | 85 | 13781 | IOU | 06129517 | 7.329 | Solar |  |  | Interconnected | Trade Secret | Trade | ALD | ALD088 | Residential | Solar*Rewards | Trade Secret | 2025 | 2025
20263-228838-01 | Xcel Energy | 85 | 13781 | IOU | 06163098 | 4.355 | Solar |  |  | Active Application | Trade Secret | Trade | RLK | RLK071 | Residential | Solar*Rewards | Trade Secret | 2025
20263-228838-01 | Xcel Energy | 85 | 13781 | IOU | 03133568 | 2.58 | Solar |  |  | Interconnected | Trade Secret | Trade | MPK | MPK087 | Residential | Solar*Rewards | Trade Secret | 2011 | 2012
20263-228838-01 | Xcel Energy | 85 | 13781 | IOU | 04847301 | 9.994 | Solar |  |  | Interconnected | Trade Secret | Trade | SLP | SLP092 | Residential | Solar*Rewards | Trade Secret | 2022 | 2022
20263-228838-01 | Xcel Energy | 85 | 13781 | IOU | 03131069 | 2000 | Other |  |  | Interconnected | Trade Secret | Trade | HWW | HWW063 | Commercial |  | Trade Secret | 2011 | 2011
20263-228838-01 | Xcel Energy | 85 | 13781 | IOU | 06275651 | 5.933 | Solar |  | X | Active Application | Trade Secret | Trade | RAM | RAM077 | Residential |  | Trade Secret | 2025
20263-228838-01 | Xcel Energy | 85 | 13781 | IOU | OID3934555 | 15 | Solar |  |  | Withdrawn | Trade Secret | Trade | WAT | WAT021 | Residential | Solar*Rewards | Trade Secret | 2019
20263-228838-01 | Xcel Energy | 85 | 13781 | IOU | 06324647 | 4.188 | Solar |  |  | Active Application | Trade Secret | Trade | MDT | MDT062 | Residential | Solar*Rewards | Trade Secret | 2026
20263-228838-01 | Xcel Energy | 85 | 13781 | IOU | 03168705 | 43.53 | Solar |  |  | Interconnected | Trade Secret | Trade | SLP | SLP094 | Commercial |  | Trade Secret | 2019 | 2018
20263-228838-01 | Xcel Energy | 85 | 13781 | IOU | OID3805174 | 43.2 | Solar |  |  | Withdrawn | Trade Secret | Trade | SLP | SLP094 | Commercial |  | Trade Secret | 2019
20263-228838-01 |  |  |  |  | OID3856835 |  | Solar |  |  | Withdrawn | Trade Secret | Trade | SLP | SLP094 | Commercial |  |  | 2019
20263-228838-01 | Xcel Energy | 85 | 13781 | IOU | 03132080 | 66.6 | Solar |  |  | Interconnected | Trade Secret | Trade | SLP | SLP094 | Commercial |  | Trade Secret | 2017 | 2018
20263-228838-01 | Xcel Energy | 85 | 13781 | IOU | 06008284 | 6.832 | Solar |  |  | Withdrawn | Trade Secret | Trade | TWL | TWL068 | Residential | Solar*Rewards | Trade Secret | 2024
20263-228838-01 | Xcel Energy | 85 | 13781 | IOU | 06257079 | 7.6 | Solar |  |  | Active Application | Trade Secret | Trade | GLK | GLK074 | Residential |  | Trade Secret | 2025
20263-228838-01 | Xcel Energy | 85 | 13781 | IOU | 03275434 | 4.35 | Solar |  |  | Interconnected | Trade Secret | Trade | SOU | SOU063 | Residential | Solar*Rewards | Trade Secret | 2019 | 2020
20263-228838-01 | Xcel Energy | 85 | 13781 | IOU | 03134500 | 11.2 | Solar |  |  | Interconnected | Trade Secret | Trade | WES | WES072 | Residential | Made in Minnesota | Trade Secret | 2015 | 2015
20263-228838-01 | Xcel Energy | 85 | 13781 | IOU | 05378192 | 3.84 | Solar |  |  | Interconnected | Trade Secret | Trade | HUG | HUG311 | Residential | Solar*Rewards | Trade Secret | 2023 | 2023
20263-228838-01 | Xcel Energy | 85 | 13781 | IOU | 04793980 | 5.22 | Solar |  |  | Interconnected | Trade Secret | Trade | EDA | EDA075 | Residential | Solar*Rewards | Trade Secret | 2022 | 2022
20263-228838-01 | Xcel Energy | 85 | 13781 | IOU | 04182246 | 9.994 | Solar |  |  | Interconnected | Trade Secret | Trade | MTR | MTR021 | Residential | Solar*Rewards | Trade Secret | 2020 | 2021
20263-228838-01 | Xcel Energy | 85 | 13781 | IOU | 04807696 | 8.376 | Solar |  |  | Active Application | Trade Secret | Trade | WSG | WSG065 | Residential | Solar*Rewards | Trade Secret | 2022
20263-228838-01 | Xcel Energy | 85 | 13781 | IOU | 03134217 | 9 | Solar |  |  | Interconnected | Trade Secret | Trade | OPK | OPK077 | Residential | Made in Minnesota | Trade Secret | 2015 | 2015
20263-228838-01 | Xcel Energy | 85 | 13781 | IOU | OID3284727 | 9.94 | Solar |  |  | Withdrawn | Trade Secret | Trade | MOL | MOL068 | Residential | Solar*Rewards | Trade Secret | 2018
20263-228838-01 | Xcel Energy | 85 | 13781 | IOU | 05639740 | 9.6 | Solar |  |  | Interconnected | Trade Secret | Trade | WIL | WIL085 | Residential |  | Trade Secret | 2023 | 2024
20263-228838-01 | Xcel Energy | 85 | 13781 | IOU | 06198490 | 6.631 | Solar |  |  | Interconnected | Trade Secret | Trade | RIV | RIV076 | Residential | Solar*Rewards | Trade Secret | 2025 | 2025
20263-228838-01 | Xcel Energy | 85 | 13781 | IOU | 05833077 | 3.747 | Solar |  |  | Interconnected | Trade Secret | Trade | SOU | SOU061 | Residential |  | Trade Secret | 2024 | 2025
20263-228838-01 | Xcel Energy | 85 | 13781 | IOU | 04723372 | 8.22 | Solar |  |  | Interconnected | Trade Secret | Trade | TLK | TLK061 | Residential |  | Trade Secret | 2021 | 2022
20263-228838-01 | Xcel Energy | 85 | 13781 | IOU | 05356476 | 5.052 | Solar |  |  | Interconnected | Trade Secret | Trade | ALD | ALD084 | Residential | Solar*Rewards | Trade Secret | 2023 | 2023
20263-228838-01 | Xcel Energy | 85 | 13781 | IOU | 04923193 | 4.64 | Solar |  |  | Interconnected | Trade Secret | Trade | TWL | TWL075 | Residential | Solar*Rewards | Trade Secret | 2022 | 2023
20263-228838-01 | Xcel Energy | 85 | 13781 | IOU | 05357831 | 9.35 | Solar |  | X | Interconnected | Trade Secret | Trade | EDA | EDA088 | Residential | Solar*Rewards | Trade Secret | 2023 | 2023
20263-228838-01 | Xcel Energy | 85 | 13781 | IOU | 03132035 | 7.625 | Solar |  |  | Interconnected | Trade Secret | Trade | CNC | CNC073 | Residential | Solar*Rewards | Trade Secret | 2017 | 2018
20263-228838-01 | Xcel Energy | 85 | 13781 | IOU | 06323062 | 5.584 | Solar |  |  | Active Application | Trade Secret | Trade | EDA | EDA067 | Residential | Solar*Rewards | Trade Secret | 2026
20263-228838-01 | Xcel Energy | 85 | 13781 | IOU | 03132961 | 6 | Solar |  |  | Interconnected | Trade Secret | Trade | WSG | WSG352 | Residential | Solar*Rewards | Trade Secret | 2018 | 2019
20263-228838-01 | Xcel Energy | 85 | 13781 | IOU | 03423963 | 3.48 | Solar |  |  | Interconnected | Trade Secret | Trade | MPK | MPK065 | Residential | Solar*Rewards | Trade Secret | 2019 | 2020
20263-228838-01 | Xcel Energy | 85 | 13781 | IOU | 05933187 | 4.555 | Solar |  |  | Interconnected | Trade Secret | Trade | HWW | HWW074 | Residential |  | Trade Secret | 2024 | 2025
20263-228838-01 | Xcel Energy | 85 | 13781 | IOU | 06214147 | 3.484 | Solar |  |  | Interconnected | Trade Secret | Trade | RAM | RAM077 | Residential |  | Trade Secret | 2025 | 2025
20263-228838-01 | Xcel Energy | 85 | 13781 | IOU | 05412076 | 4.48 | Solar |  |  | Interconnected | Trade Secret | Trade | GRC | GRC312 | Residential | Solar*Rewards | Trade Secret | 2023 | 2023
20263-228838-01 | Xcel Energy | 85 | 13781 | IOU | 05997128 | 8.709 | Solar |  |  | Interconnected | Trade Secret | Trade | MEL | MEL077 | Residential | Solar*Rewards | Trade Secret | 2024 | 2025
20263-228838-01 | Xcel Energy | 85 | 13781 | IOU | 03565035 | 11.52 | Solar |  |  | Interconnected | Trade Secret | Trade | RVA | RVA061 | Residential | Solar*Rewards | Trade Secret | 2020 | 2020
20263-228838-01 | Xcel Energy | 85 | 13781 | IOU | 03132546 | 5 | Solar |  |  | Interconnected | Trade Secret | Trade | HOL | HOL072 | Residential | Solar*Rewards | Trade Secret | 2018 | 2018
20263-228838-01 | Xcel Energy | 85 | 13781 | IOU | OID2637929 | 9.94 | Solar |  |  | Withdrawn | Trade Secret | Trade | GLK | GLK074 | Residential | Solar*Rewards | Trade Secret | 2016
20263-228838-01 | Xcel Energy | 85 | 13781 | IOU | OID2601455 | 9.94 | Solar |  |  | Withdrawn | Trade Secret | Trade | GLK | GLK074 | Residential | Made in Minnesota | Trade Secret | 2016
20263-228838-01 | Xcel Energy | 85 | 13781 | IOU | 03134786 | 9.94 | Solar |  |  | Interconnected | Trade Secret | Trade | GLK | GLK074 | Residential | Made in Minnesota | Trade Secret | 2016 | 2016
20263-228838-01 | Xcel Energy | 85 | 13781 | IOU | 04877230 | 4.64 | Solar |  |  | Interconnected | Trade Secret | Trade | MPK | MPK085 | Residential | Solar*Rewards | Trade Secret | 2022 | 2022
20263-228838-01 | Xcel Energy | 85 | 13781 | IOU | 03131573 | 9.94 | Solar |  |  | Interconnected | Trade Secret | Trade | RLK | RLK069 | Residential | Made in Minnesota | Trade Secret | 2017 | 2017
20263-228838-01 | Xcel Energy | 85 | 13781 | IOU | OID2887794 | 9.94 | Solar |  |  | Withdrawn | Trade Secret | Trade | RLK | RLK069 | Residential | Solar*Rewards | Trade Secret | 2016
20263-228838-01 | Xcel Energy | 85 | 13781 | IOU | 04613174 | 3.747 | Solar |  |  | Interconnected | Trade Secret | Trade | HWW | HWW074 | Residential |  | Trade Secret | 2021 | 2022
20263-228838-01 | Xcel Energy | 85 | 13781 | IOU | 05829871 | 4.592 | Solar |  |  | Interconnected | Trade Secret | Trade | RRK | RRK064 | Residential | Solar*Rewards | Trade Secret | 2024 | 2024
20263-228838-01 | Xcel Energy | 85 | 13781 | IOU | 04083637 | 11.39 | Solar |  |  | Interconnected | Trade Secret | Trade | WYO | WYO032 | Residential | Solar*Rewards | Trade Secret | 2020 | 2020
20263-228838-01 | Xcel Energy | 85 | 13781 | IOU | 04101514 | 33.3 | Solar |  |  | Interconnected | Trade Secret | Trade | DBL | DBL074 | Commercial | Solar*Rewards | Trade Secret | 2020 | 2021
20263-228838-01 | Xcel Energy | 85 | 13781 | IOU | 04093854 | 33.3 | Solar |  |  | Active Application | Trade Secret | Trade | DBL | DBL074 | Commercial | Solar*Rewards | Trade Secret | 2020
20263-228838-01 | Xcel Energy | 85 | 13781 | IOU | 03130693 | 1750 | Other |  |  | Interconnected | Trade Secret | Trade | WES | WES072 | Commercial |  | Trade Secret | 2003 | 2005
20263-228838-01 | Xcel Energy | 85 | 13781 | IOU | 06134212 | 8.832 | Solar |  |  | Active Application | Trade Secret | Trade | AFT | AFT322 | Residential | Solar*Rewards | Trade Secret | 2025
20263-228838-01 | Xcel Energy | 85 | 13781 | IOU | 06166666 | 10.368 | Solar |  |  | Interconnected | Trade Secret | Trade | AFT | AFT322 | Residential | Solar*Rewards | Trade Secret | 2025 | 2025
20263-228838-01 | Xcel Energy | 85 | 13781 | IOU | 06214253 | 7.258 | Solar |  |  | Interconnected | Trade Secret | Trade | LEX | LEX061 | Residential |  | Trade Secret | 2025 | 2026
20263-228838-01 | Xcel Energy | 85 | 13781 | IOU | 05831030 | 3.747 | Solar |  |  | Interconnected | Trade Secret | Trade | WIL | WIL085 | Residential |  | Trade Secret | 2024 | 2025
20263-228838-01 | Xcel Energy | 85 | 13781 | IOU | 04798879 | 6.38 | Solar |  |  | Interconnected | Trade Secret | Trade | UPP | UPP082 | Residential | Solar*Rewards | Trade Secret | 2022 | 2023
20263-228838-01 | Xcel Energy | 85 | 13781 | IOU | 05485146 | 6.4 | Solar |  |  | Interconnected | Trade Secret | Trade | REW | REW033 | Residential |  | Trade Secret | 2023 | 2023
20263-228838-01 | Xcel Energy | 85 | 13781 | IOU | 03131172 | 5.57 | Solar |  |  | Interconnected | Trade Secret | Trade | GNL | GNL072 | Residential |  | Trade Secret | 2013 | 2013
20263-228838-01 |  |  |  |  | 05457176 |  |  |  |  | Active Application | Trade Secret | Trade | DBL | DBL068 | Residential |  |  | 2023
20263-228838-01 | Xcel Energy | 85 | 13781 | IOU | OID2019439 | 18 | Solar |  |  | Withdrawn | Trade Secret | Trade | ALD | ALD076 | Commercial | Solar*Rewards | Trade Secret | 2014
20263-228838-01 | Xcel Energy | 85 | 13781 | IOU | 05311916 | 4.48 | Solar |  |  | Interconnected | Trade Secret | Trade | HUG | HUG312 | Residential |  | Trade Secret | 2022 | 2023
20263-228838-01 | Xcel Energy | 85 | 13781 | IOU | 05356573 | 6.38 | Solar |  |  | Interconnected | Trade Secret | Trade | AFT | AFT321 | Residential | Solar*Rewards | Trade Secret | 2023 | 2023
20263-228838-01 | Xcel Energy | 85 | 13781 | IOU | 04067846 | 7.616 | Solar |  |  | Interconnected | Trade Secret | Trade | RWD | RWD062 | Residential | Solar*Rewards | Trade Secret | 2020 | 2021
20263-228838-01 | Xcel Energy | 85 | 13781 | IOU | 03132885 | 2.16 | Solar |  |  | Interconnected | Trade Secret | Trade | MDT | MDT061 | Residential | Solar*Rewards | Trade Secret | 2018 | 2018
20263-228838-01 | Xcel Energy | 85 | 13781 | IOU | 05199280 | 4.35 | Solar |  |  | Withdrawn | Trade Secret | Trade | BCR | BCR063 | Residential |  | Trade Secret | 2022
20263-228838-01 | Xcel Energy | 85 | 13781 | IOU | 05274827 | 12.18 | Solar |  |  | Active Application | Trade Secret | Trade | SCL | SCL322 | Residential |  | Trade Secret | 2022
20263-228838-01 | Xcel Energy | 85 | 13781 | IOU | 03129943 | 3.36 | Solar |  |  | Interconnected | Trade Secret | Trade | LEX | LEX332 | Residential | Solar*Rewards | Trade Secret | 2018 | 2019
20263-228838-01 | Xcel Energy | 85 | 13781 | IOU | 05459952 | 7.68 | Solar |  |  | Interconnected | Trade Secret | Trade | TWL | TWL089 | Residential |  | Trade Secret | 2023 | 2023
20263-228838-01 | Xcel Energy | 85 | 13781 | IOU | 05303020 | 8.7 | Solar |  |  | Interconnected | Trade Secret | Trade | RVA | RVA061 | Residential |  | Trade Secret | 2022 | 2021
20263-228838-01 | Xcel Energy | 85 | 13781 | IOU | 03131722 | 9.94 | Solar |  |  | Interconnected | Trade Secret | Trade | WIN | WIN032 | Residential | Made in Minnesota | Trade Secret | 2017 | 2018
20263-228838-01 | Xcel Energy | 85 | 13781 | IOU | 03952311 | 10 | Storage |  |  | Interconnected | Trade Secret | Trade | WIN | WIN032 | Residential |  | Trade Secret | 2020 | 2020
20263-228838-01 | Xcel Energy | 85 | 13781 | IOU | 06020683 | 5 | Storage |  |  | Interconnected | Trade Secret | Trade | WIN | WIN032 | Residential |  | Trade Secret | 2024 | 2025
20263-228838-01 | Xcel Energy | 85 | 13781 | IOU | 03132256 | 9.94 | Solar |  | X | Interconnected | Trade Secret | Trade | LOK | LOK081 | Residential | Solar*Rewards | Trade Secret | 2018 | 2018
20263-228838-01 | Xcel Energy | 85 | 13781 | IOU | 03677887 | 4.06 | Solar |  |  | Interconnected | Trade Secret | Trade | TLK | TLK067 | Residential | Solar*Rewards | Trade Secret | 2020 | 2021
20263-228838-01 | Xcel Energy | 85 | 13781 | IOU | 06171647 | 11.903 | Solar |  |  | Interconnected | Trade Secret | Trade | CHE | CHE076 | Residential | Solar*Rewards | Trade Secret | 2025 | 2025
20263-228838-01 | Xcel Energy | 85 | 13781 | IOU | 04192121 | 6.38 | Solar |  |  | Interconnected | Trade Secret | Trade | GLK | GLK074 | Residential | Solar*Rewards | Trade Secret | 2020 | 2021
20263-228838-01 |  |  |  |  | 05705055 |  |  |  |  | Active Application | Trade Secret | Trade | GFD | GFD021 | Residential |  |  | 2024
20263-228838-01 | Xcel Energy | 85 | 13781 | IOU | 03130747 | 1650 | Wind |  |  | Interconnected | Trade Secret | Trade | NOF | NOF071 | Commercial |  | Trade Secret | 2005 | 2006
20263-228838-01 | Xcel Energy | 85 | 13781 | IOU | 04498403 | 960 | Solar |  |  | Interconnected | Trade Secret | Trade | NOF | NOF071 | Commercial |  | Trade Secret | 2021 | 2025
20263-228838-01 | Xcel Energy | 85 | 13781 | IOU | 05945080 | 5.76 | Solar |  |  | Interconnected | Trade Secret | Trade | FSL | FSL311 | Residential | Solar*Rewards | Trade Secret | 2024 | 2024
20263-228838-01 |  |  |  |  | OID3997102 |  | Solar |  |  | Withdrawn | Trade Secret | Trade | CNC | CNC063 | Residential | Solar*Rewards |  | 2019
20263-228838-01 |  |  |  |  | OID3997101 |  | Solar |  |  | Withdrawn | Trade Secret | Trade | CNC | CNC063 | Residential | Solar*Rewards |  | 2019
20263-228838-01 | Xcel Energy | 85 | 13781 | IOU | 05593872 | 3.84 | Solar |  |  | Active Application | Trade Secret | Trade | FAP | FAP061 | Residential | Solar*Rewards | Trade Secret | 2023
20263-228838-01 | Xcel Energy | 85 | 13781 | IOU | 05616380 | 3.84 | Solar |  |  | Interconnected | Trade Secret | Trade | FAP | FAP061 | Residential |  | Trade Secret | 2023 | 2024
20263-228838-01 | Xcel Energy | 85 | 13781 | IOU | 04690219 | 11.363 | Solar |  |  | Interconnected | Trade Secret | Trade | MPK | MPK071 | Residential |  | Trade Secret | 2021 | 2022
20263-228838-01 | Xcel Energy | 85 | 13781 | IOU | 04426543 | 2.03 | Solar |  |  | Interconnected | Trade Secret | Trade | MST | MST070 | Residential | Solar*Rewards | Trade Secret | 2021 | 2021
20263-228838-01 | Xcel Energy | 85 | 13781 | IOU | SRO24012 | 8.2 | Solar |  |  | Withdrawn | Trade Secret | Trade | MST | MST070 | Residential | Solar*Rewards | Trade Secret | 2012
20263-228838-01 | Xcel Energy | 85 | 13781 | IOU | 03291787 | 11.39 | Solar |  |  | Interconnected | Trade Secret | Trade | GLK | GLK071 | Commercial | Solar*Rewards | Trade Secret | 2019 | 2019
20263-228838-01 | Xcel Energy | 85 | 13781 | IOU | 04496308 | 3.747 | Solar |  |  | Active Application | Trade Secret | Trade | TWL | TWL062 | Residential | Solar*Rewards | Trade Secret | 2021
20263-228838-01 | Xcel Energy | 85 | 13781 | IOU | 04364148 | 3.747 | Solar |  |  | Interconnected | Trade Secret | Trade | WSG | WSG352 | Residential |  | Trade Secret | 2021 | 2022
20263-228838-01 | Xcel Energy | 85 | 13781 | IOU | 03133979 | 17.28 | Solar |  |  | Interconnected | Trade Secret | Trade | NOF | NOF061 | Residential | Solar*Rewards | Trade Secret | 2014 | 2015
20263-228838-01 | Xcel Energy | 85 | 13781 | IOU | 06098908 | 3.936 | Solar |  |  | Interconnected | Trade Secret | Trade | OSS | OSS077 | Residential |  | Trade Secret | 2025 | 2025
20263-228838-01 | Xcel Energy | 85 | 13781 | IOU | 06093314 | 3.936 | Solar |  |  | Withdrawn | Trade Secret | Trade | OSS | OSS077 | Residential | Solar*Rewards | Trade Secret | 2025
20263-228838-01 | Xcel Energy | 85 | 13781 | IOU | 06196953 | 5.235 | Solar |  |  | Active Application | Trade Secret | Trade | TWL | TWL063 | Residential | Solar*Rewards | Trade Secret | 2025
20263-228838-01 | Xcel Energy | 85 | 13781 | IOU | 05514115 | 4.48 | Solar |  |  | Withdrawn | Trade Secret | Trade | CRL | CRL031 | Residential | Solar*Rewards | Trade Secret | 2023
20263-228838-01 | Xcel Energy | 85 | 13781 | IOU | 05562530 | 4.48 | Solar |  |  | Interconnected | Trade Secret | Trade | CRL | CRL031 | Residential |  | Trade Secret | 2023 | 2023
20263-228838-01 | Xcel Energy | 85 | 13781 | IOU | 06221589 | 5.763 | Solar |  |  | Active Application | Trade Secret | Trade | WES | WES074 | Residential |  | Trade Secret | 2025
20263-228838-01 | Xcel Energy | 85 | 13781 | IOU | 05380390 | 2.9 | Solar |  |  | Active Application | Trade Secret | Trade | WES | WES074 | Residential |  | Trade Secret | 2023
20263-228838-01 | Xcel Energy | 85 | 13781 | IOU | 03133909 | 3.5 | Solar |  |  | Interconnected | Trade Secret | Trade | DBL | DBL067 | Residential | Made in Minnesota | Trade Secret | 2014 | 2014
20263-228838-01 | Xcel Energy | 85 | 13781 | IOU | 03131217 | 84 | Solar |  |  | Interconnected | Trade Secret | Trade | WYO | WYO031 | Residential |  | Trade Secret | 2015 | 2015
20263-228838-01 | Xcel Energy | 85 | 13781 | IOU | 05024621 | 6.96 | Solar |  |  | Interconnected | Trade Secret | Trade | WEF | WEF071 | Residential | Solar*Rewards | Trade Secret | 2022 | 2023
20263-228838-01 | Xcel Energy | 85 | 13781 | IOU | 03170568 | 9.994 | Solar |  |  | Interconnected | Trade Secret | Trade | HUG | HUG321 | Residential | Solar*Rewards | Trade Secret | 2019 | 2020
20263-228838-01 | Xcel Energy | 85 | 13781 | IOU | 06162905 | 10 | Storage |  |  | Interconnected | Trade Secret | Trade | HUG | HUG321 | Residential |  | Trade Secret | 2025 | 2025
20263-228838-01 | Xcel Energy | 85 | 13781 | IOU | 03133366 | 3 | Solar |  |  | Interconnected | Trade Secret | Trade | SLP | SLP073 | Residential | Solar*Rewards | Trade Secret | 2011 | 2011
20263-228838-01 | Xcel Energy | 85 | 13781 | IOU | 05174327 | 8.528 | Solar |  |  | Withdrawn | Trade Secret | Trade | KAN | KAN031 | Residential |  | Trade Secret | 2022
20263-228838-01 | Xcel Energy | 85 | 13781 | IOU | OID3666334 | 9.994 | Solar |  |  | Withdrawn | Trade Secret | Trade |  |  | Residential | Solar*Rewards | Trade Secret | 2018
20263-228838-01 | Xcel Energy | 85 | 13781 | IOU | 05990482 | 3.747 | Solar |  |  | Active Application | Trade Secret | Trade | ESW | ESW062 | Residential | Solar*Rewards | Trade Secret | 2024
20263-228838-01 | Xcel Energy | 85 | 13781 | IOU | 03244175 | 10.44 | Solar |  |  | Interconnected | Trade Secret | Trade | PKL | PKL085 | Residential | Solar*Rewards | Trade Secret | 2019 | 2020
20263-228838-01 | Xcel Energy | 85 | 13781 | IOU | 05933327 | 8.41 | Solar |  |  | Interconnected | Trade Secret | Trade | MST | MST076 | Residential | Solar*Rewards | Trade Secret | 2024 | 2024
20263-228838-01 | Xcel Energy | 85 | 13781 | IOU | 05741155 | 9.184 | Solar |  |  | Interconnected | Trade Secret | Trade | WCR | WCR062 | Residential |  | Trade Secret | 2024 | 2024
20263-228838-01 | Xcel Energy | 85 | 13781 | IOU | 05733751 | 9.184 | Solar |  |  | Withdrawn | Trade Secret | Trade | WCR | WCR062 | Residential | Solar*Rewards | Trade Secret | 2024
20263-228838-01 | Xcel Energy | 85 | 13781 | IOU | SRO12698 | 9.6 | Solar |  |  | Withdrawn | Trade Secret | Trade | WDY | WDY322 | Commercial | Solar*Rewards | Trade Secret | 2010
20263-228838-01 | Xcel Energy | 85 | 13781 | IOU | 03133171 | 9.995 | Solar |  |  | Interconnected | Trade Secret | Trade | WDY | WDY322 | Commercial | Solar*Rewards | Trade Secret | 2010 | 2013
20263-228838-01 | Xcel Energy | 85 | 13781 | IOU | 06253343 | 7.216 | Solar |  |  | Interconnected | Trade Secret | Trade | WIL | WIL085 | Residential |  | Trade Secret | 2025 | 2026
20263-228838-01 | Xcel Energy | 85 | 13781 | IOU | 06211665 | 11.393 | Solar |  |  | Interconnected | Trade Secret | Trade | UPP | UPP063 | Residential | Solar*Rewards | Trade Secret | 2025 | 2026
20263-228838-01 | Xcel Energy | 85 | 13781 | IOU | 03360167 | 7.616 | Solar |  |  | Interconnected | Trade Secret | Trade | RLK | RLK066 | Residential | Solar*Rewards | Trade Secret | 2019 | 2020
20263-228838-01 | Xcel Energy | 85 | 13781 | IOU | 03130741 | 8.6 | Solar |  |  | Interconnected | Trade Secret | Trade | MPK | MPK084 | Commercial |  | Trade Secret | 2005 | 2005
20263-228838-01 | Xcel Energy | 85 | 13781 | IOU | 03183343 | 7.616 | Solar |  |  | Interconnected | Trade Secret | Trade | MPK | MPK065 | Residential | Solar*Rewards | Trade Secret | 2019 | 2020
20263-228838-01 | Xcel Energy | 85 | 13781 | IOU | SRO13196 | 4 | Solar |  |  | Withdrawn | Trade Secret | Trade | MTV | MTV021 | Commercial | Solar*Rewards | Trade Secret | 2010
20263-228838-01 | Xcel Energy | 85 | 13781 | IOU | 03131279 | 5 | Solar |  |  | Interconnected | Trade Secret | Trade | RPL | RPL074 | Residential | Solar*Rewards | Trade Secret | 2016 | 2017
20263-228838-01 | Xcel Energy | 85 | 13781 | IOU | 06022030 | 39.75 | Solar |  |  | Interconnected | Trade Secret | Trade | TWL | TWL073 | Commercial |  | Trade Secret | 2025 | 2025
20263-228838-01 | Xcel Energy | 85 | 13781 | IOU | 03133094 | 36 | Solar |  |  | Interconnected | Trade Secret | Trade | OAD | OAD065 | Commercial | Solar*Rewards | Trade Secret | 2013 | 2014
20263-228838-01 | Xcel Energy | 85 | 13781 | IOU | 05237203 | 8.12 | Solar |  |  | Interconnected | Trade Secret | Trade | BYT | BYT061 | Residential |  | Trade Secret | 2022 | 2023
20263-228838-01 | Xcel Energy | 85 | 13781 | IOU | 04086431 | 4.384 | Solar |  |  | Interconnected | Trade Secret | Trade | FRM | FRM062 | Residential | Solar*Rewards | Trade Secret | 2020 | 2021
20263-228838-01 | Xcel Energy | 85 | 13781 | IOU | 06250767 | 7.043 | Solar |  |  | Interconnected | Trade Secret | Trade | WSG | WSG362 | Residential |  | Trade Secret | 2025 | 2026
20263-228838-01 | Xcel Energy | 85 | 13781 | IOU | 03133056 | 3 | Solar |  |  | Interconnected | Trade Secret | Trade | NOF | NOF061 | Residential | Solar*Rewards | Trade Secret | 2013 | 2014
20263-228838-01 | Xcel Energy | 85 | 13781 | IOU | 05120113 | 5.8 | Solar |  |  | Withdrawn | Trade Secret | Trade | SOU | SOU075 | Residential |  | Trade Secret | 2022
20263-228838-01 | Xcel Energy | 85 | 13781 | IOU | 03132084 | 2.4 | Solar |  |  | Interconnected | Trade Secret | Trade | WDY | WDY312 | Residential | Solar*Rewards | Trade Secret | 2017 | 2018
20263-228838-01 | Xcel Energy | 85 | 13781 | IOU | 04898385 | 8.027 | Solar |  |  | Interconnected | Trade Secret | Trade | CGR | CGR074 | Residential | Solar*Rewards | Trade Secret | 2022 | 2022
20263-228838-01 | Xcel Energy | 85 | 13781 | IOU | 03130569 | 6 | Solar |  |  | Interconnected | Trade Secret | Trade | GSL | GSL074 | Residential | Solar*Rewards | Trade Secret | 2016 | 2017
20263-228838-01 | Xcel Energy | 85 | 13781 | IOU | 05852305 | 23.04 | Solar |  |  | Withdrawn | Trade Secret | Trade | HSN | HSN321 | Residential | Solar*Rewards | Trade Secret | 2024
20263-228838-01 | Xcel Energy | 85 | 13781 | IOU | 06057191 | 3.8 | Solar |  |  | Interconnected | Trade Secret | Trade | WCR | WCR062 | Residential | Solar*Rewards | Trade Secret | 2025 | 2025
20263-228838-01 | Xcel Energy | 85 | 13781 | IOU | 05003779 | 3.747 | Solar |  |  | Interconnected | Trade Secret | Trade | SOU | SOU084 | Residential |  | Trade Secret | 2022 | 2022
20263-228838-01 | Xcel Energy | 85 | 13781 | IOU | 06235509 | 9.772 | Solar |  |  | Interconnected | Trade Secret | Trade | WES | WES073 | Residential |  | Trade Secret | 2025 | 2025
20263-228838-01 | Xcel Energy | 85 | 13781 | IOU | 04041662 | 7.7 | Solar |  |  | Interconnected | Trade Secret | Trade | WIL | WIL079 | Residential |  | Trade Secret | 2020 | 2021
20263-228838-01 | Xcel Energy | 85 | 13781 | IOU | 03133960 | 17.2 | Solar |  |  | Interconnected | Trade Secret | Trade | YAM | YAM021 | Residential | Solar*Rewards | Trade Secret | 2014 | 2015
20263-228838-01 | Xcel Energy | 85 | 13781 | IOU | 05539572 | 13.44 | Solar |  |  | Withdrawn | Trade Secret | Trade | GLD | GLD021 | Residential |  | Trade Secret | 2023
20263-228838-01 | Xcel Energy | 85 | 13781 | IOU | 05942508 | 3.747 | Solar |  |  | Interconnected | Trade Secret | Trade | WIL | WIL071 | Residential |  | Trade Secret | 2024 | 2025
20263-228838-01 | Xcel Energy | 85 | 13781 | IOU | 03130537 | 7.616 | Solar |  |  | Interconnected | Trade Secret | Trade | AFT | AFT315 | Residential | Solar*Rewards | Trade Secret | 2018 | 2019
20263-228838-01 | Xcel Energy | 85 | 13781 | IOU | OID2019238 | 20 | Solar |  |  | Withdrawn | Trade Secret | Trade | DBL | DBL061 | Commercial | Solar*Rewards | Trade Secret | 2014
20263-228838-01 | Xcel Energy | 85 | 13781 | IOU | OID3666712 | 22.78 | Solar |  |  | Withdrawn | Trade Secret | Trade | ZUF | ZUF021 | Residential | Solar*Rewards | Trade Secret | 2018
20263-228838-01 | Xcel Energy | 85 | 13781 | IOU | OID3758236 | 23.9 | Solar |  |  | Withdrawn | Trade Secret | Trade | ZUF | ZUF021 | Residential | Solar*Rewards | Trade Secret | 2019
20263-228838-01 | Xcel Energy | 85 | 13781 | IOU | OID3860446 | 23.9 | Solar |  |  | Withdrawn | Trade Secret | Trade | ZUF | ZUF021 | Residential | Solar*Rewards | Trade Secret | 2019
20263-228838-01 | Xcel Energy | 85 | 13781 | IOU | OID3328659 | 19.999 | Solar |  |  | Withdrawn | Trade Secret | Trade | WIL | WIL061 | Commercial | Solar*Rewards | Trade Secret | 2018
20263-228838-01 | Xcel Energy | 85 | 13781 | IOU | 03132623 | 39.998 | Solar |  |  | Interconnected | Trade Secret | Trade | OAD | OAD065 | Commercial | Made in Minnesota | Trade Secret | 2018 | 2018
20263-228838-01 | Xcel Energy | 85 | 13781 | IOU | OID3093490 | 19.999 | Solar |  |  | Withdrawn | Trade Secret | Trade | OAD | OAD065 | Commercial | Solar*Rewards | Trade Secret | 2017
20263-228838-01 | Xcel Energy | 85 | 13781 | IOU | OID2072860 | 3 | Solar |  |  | Withdrawn | Trade Secret | Trade | MOL | MOL072 | Residential | Solar*Rewards | Trade Secret | 2014
20263-228838-01 | Xcel Energy | 85 | 13781 | IOU | 03134464 | 3.8 | Solar |  |  | Interconnected | Trade Secret | Trade | MOL | MOL072 | Residential | Made in Minnesota | Trade Secret | 2015 | 2015
20263-228838-01 | Xcel Energy | 85 | 13781 | IOU | 03133705 | 12.9 | Solar |  |  | Interconnected | Trade Secret | Trade | AFT | AFT314 | Residential | Solar*Rewards | Trade Secret | 2013 | 2013
20263-228838-01 | Xcel Energy | 85 | 13781 | IOU | 04613060 | 7.616 | Solar |  |  | Interconnected | Trade Secret | Trade | TWL | TWL064 | Residential |  | Trade Secret | 2021 | 2022
20263-228838-01 | Xcel Energy | 85 | 13781 | IOU | 05770409 | 7.68 | Solar |  |  | Interconnected | Trade Secret | Trade | HWW | HWW061 | Residential | Solar*Rewards | Trade Secret | 2024 | 2024
20263-228838-01 | Xcel Energy | 85 | 13781 | IOU | 06256437 | 12.193 | Solar |  |  | Active Application | Trade Secret | Trade | BYT | BYT061 | Residential |  | Trade Secret | 2025
20263-228838-01 | Xcel Energy | 85 | 13781 | IOU | OID2019410 | 18 | Solar |  |  | Withdrawn | Trade Secret | Trade | HWW | HWW075 | Commercial | Solar*Rewards | Trade Secret | 2014
20263-228838-01 | Xcel Energy | 85 | 13781 | IOU | 04360739 | 10.819 | Solar |  |  | Active Application | Trade Secret | Trade | LIN | LIN031 | Residential | Solar*Rewards | Trade Secret | 2021
20263-228838-01 | Xcel Energy | 85 | 13781 | IOU | 04387698 | 10.819 | Solar |  |  | Interconnected | Trade Secret | Trade | LIN | LIN031 | Residential | Solar*Rewards | Trade Secret | 2021 | 2021
20263-228838-01 | Xcel Energy | 85 | 13781 | IOU | 03843470 | 6.96 | Solar |  |  | Interconnected | Trade Secret | Trade | HYL | HYL062 | Residential | Solar*Rewards | Trade Secret | 2020 | 2020
20263-228838-01 | Xcel Energy | 85 | 13781 | IOU | 06193063 | 4.645 | Solar |  |  | Active Application | Trade Secret | Trade | STY | STY072 | Residential | Solar*Rewards | Trade Secret | 2025
20263-228838-01 | Xcel Energy | 85 | 13781 | IOU | 04660085 | 12.18 | Solar |  |  | Interconnected | Trade Secret | Trade | PKL | PKL083 | Residential |  | Trade Secret | 2021 | 2022
20263-228838-01 | Xcel Energy | 85 | 13781 | IOU | 05163213 | 27.18 | Solar |  | X | Interconnected | Trade Secret | Trade | PKL | PKL083 | Residential |  | Trade Secret | 2022 | 2022
20263-228838-01 | Xcel Energy | 85 | 13781 | IOU | 04448484 | 11.31 | Solar |  |  | Active Application | Trade Secret | Trade | PKL | PKL083 | Residential | Solar*Rewards | Trade Secret | 2021
20263-228838-01 | Xcel Energy | 85 | 13781 | IOU | 05850897 | 10.44 | Solar |  |  | Interconnected | Trade Secret | Trade | WRR | WRR064 | Residential | Solar*Rewards | Trade Secret | 2024 | 2024
20263-228838-01 | Xcel Energy | 85 | 13781 | IOU | 05269716 | 5.51 | Solar |  |  | Interconnected | Trade Secret | Trade | WDY | WDY311 | Residential |  | Trade Secret | 2022 | 2023
20263-228838-01 | Xcel Energy | 85 | 13781 | IOU | 03132114 | 33.3 | Solar |  |  | Interconnected | Trade Secret | Trade | RWD | RWD062 | Commercial | Made in Minnesota | Trade Secret | 2017 | 2018
20263-228838-01 | Xcel Energy | 85 | 13781 | IOU | 06175153 | 7.258 | Solar |  |  | Interconnected | Trade Secret | Trade | PKL | PKL085 | Residential | Solar*Rewards | Trade Secret | 2025 | 2025
20263-228838-01 | Xcel Energy | 85 | 13781 | IOU | 06264136 | 3.49 | Solar |  |  | Active Application | Trade Secret | Trade | OAD | OAD071 | Residential |  | Trade Secret | 2025
20263-228838-01 | Xcel Energy | 85 | 13781 | IOU | 04262688 | 3.77 | Solar |  |  | Interconnected | Trade Secret | Trade | OAD | OAD071 | Residential | Solar*Rewards | Trade Secret | 2021 | 2021
20263-228838-01 | Xcel Energy | 85 | 13781 | IOU | OID1963867 | 39 | Solar |  |  | Interconnected | Trade Secret | Trade | NOF | NOF071 | Commercial | Made in Minnesota | Trade Secret | 2014 | 2015
20263-228838-01 | Xcel Energy | 85 | 13781 | IOU | 03134186 | 30 | Solar |  |  | Interconnected | Trade Secret | Trade | NOF | NOF071 | Commercial | Made in Minnesota | Trade Secret | 2015 | 2015
20263-228838-01 | Xcel Energy | 85 | 13781 | IOU | 03133583 | 9.675 | Solar |  |  | Interconnected | Trade Secret | Trade | REW | REW023 | Residential | Solar*Rewards | Trade Secret | 2011 | 2012
20263-228838-01 | Xcel Energy | 85 | 13781 | IOU | 06162505 | 6.046 | Solar |  | X | Interconnected | Trade Secret | Trade | UPP | UPP084 | Residential | Solar*Rewards | Trade Secret | 2025 | 2025
20263-228838-01 | Xcel Energy | 85 | 13781 | IOU | 05575072 | 9.216 | Solar |  |  | Interconnected | Trade Secret | Trade | GNL | GNL063 | Residential |  | Trade Secret | 2023 | 2023
20263-228838-01 | Xcel Energy | 85 | 13781 | IOU | 05760251 | 2.323 | Solar |  |  | Interconnected | Trade Secret | Trade | WES | WES072 | Residential |  | Trade Secret | 2024 | 2024
20263-228838-01 | Xcel Energy | 85 | 13781 | IOU | 04605171 | 5.8 | Solar |  |  | Interconnected | Trade Secret | Trade | RAM | RAM073 | Residential |  | Trade Secret | 2021 | 2021
20263-228838-01 | Xcel Energy | 85 | 13781 | IOU | 05858686 | 6.144 | Solar |  |  | Interconnected | Trade Secret | Trade | SOU | SOU076 | Residential | Solar*Rewards | Trade Secret | 2024 | 2024
20263-228838-01 | Xcel Energy | 85 | 13781 | IOU | 06141770 | 4.175 | Solar |  |  | Interconnected | Trade Secret | Trade | UPP | UPP084 | Residential |  | Trade Secret | 2025 | 2025
20263-228838-01 | Xcel Energy | 85 | 13781 | IOU | 03132376 | 6 | Solar |  |  | Interconnected | Trade Secret | Trade | UPP | UPP066 | Residential | Solar*Rewards | Trade Secret | 2018 | 2018
20263-228838-01 |  |  |  |  | OID3308759 |  | Solar |  |  | Withdrawn | Trade Secret | Trade | UPP | UPP066 | Residential | Solar*Rewards |  | 2018
20263-228838-01 |  |  |  |  | OID3284841 |  | Solar |  |  | Withdrawn | Trade Secret | Trade | UPP | UPP066 | Residential | Solar*Rewards |  | 2018
20263-228838-01 |  |  |  |  | OID3290182 |  | Solar |  |  | Withdrawn | Trade Secret | Trade | UPP | UPP066 | Residential | Solar*Rewards |  | 2018
20263-228838-01 | Xcel Energy | 85 | 13781 | IOU | 03744333 | 13.741 | Solar |  |  | Interconnected | Trade Secret | Trade | GRC | GRC313 | Residential | Solar*Rewards | Trade Secret | 2020 | 2020
20263-228838-01 | Xcel Energy | 85 | 13781 | IOU | 03132445 | 5 | Solar |  |  | Interconnected | Trade Secret | Trade | ALD | ALD084 | Residential | Solar*Rewards | Trade Secret | 2018 | 2018
20263-228838-01 | Xcel Energy | 85 | 13781 | IOU | 05221661 | 15 | Solar |  | X | Interconnected | Trade Secret | Trade | GLK | GLK064 | Residential |  | Trade Secret | 2022 | 2024
20263-228838-01 | Xcel Energy | 85 | 13781 | IOU | 04402998 | 3.48 | Solar |  |  | Interconnected | Trade Secret | Trade | WIL | WIL081 | Residential | Solar*Rewards | Trade Secret | 2021 | 2021
20263-228838-01 | Xcel Energy | 85 | 13781 | IOU | 05015531 | 11.39 | Solar |  |  | Interconnected | Trade Secret | Trade | MPK | MPK063 | Commercial |  | Trade Secret | 2022 | 2022
20263-228838-01 | Xcel Energy | 85 | 13781 | IOU | 05260351 | 18.27 | Solar |  |  | Withdrawn | Trade Secret | Trade | FRM | FRM071 | Residential |  | Trade Secret | 2022
20263-228838-01 | Xcel Energy | 85 | 13781 | IOU | 03525817 | 39.998 | Solar |  |  | Active Application | Trade Secret | Trade | MEL | MEL075 | Commercial | Solar*Rewards | Trade Secret | 2020
20263-228838-01 | Xcel Energy | 85 | 13781 | IOU | 06089337 | 6.46 | Solar |  |  | Active Application | Trade Secret | Trade | WIL | WIL089 | Residential | Solar*Rewards | Trade Secret | 2025
20263-228838-01 | Xcel Energy | 85 | 13781 | IOU | 06322035 | 6.46 | Solar |  |  | Active Application | Trade Secret | Trade | WIL | WIL089 | Residential | Solar*Rewards | Trade Secret | 2026
20263-228838-01 | Xcel Energy | 85 | 13781 | IOU | 04504659 | 5.054 | Solar |  |  | Active Application | Trade Secret | Trade | MPK | MPK068 | Residential | Solar*Rewards | Trade Secret | 2021
20263-228838-01 | Xcel Energy | 85 | 13781 | IOU | 05263598 | 9.5 | Solar |  |  | Interconnected | Trade Secret | Trade | TWL | TWL063 | Residential |  | Trade Secret | 2022 | 2023
20263-228838-01 | Xcel Energy | 85 | 13781 | IOU | 03133337 | 40 | Solar |  |  | Interconnected | Trade Secret | Trade | MST | MST071 | Commercial | Solar*Rewards | Trade Secret | 2011 | 2012
20263-228838-01 | Xcel Energy | 85 | 13781 | IOU | SRO15573 | 40 | Solar |  |  | Withdrawn | Trade Secret | Trade | MST | MST071 | Commercial | Solar*Rewards | Trade Secret | 2010
20263-228838-01 | Xcel Energy | 85 | 13781 | IOU | SRO16490 | 10 | Solar |  |  | Withdrawn | Trade Secret | Trade | MST | MST071 | Commercial | Solar*Rewards | Trade Secret | 2011
20263-228838-01 | Xcel Energy | 85 | 13781 | IOU | 03218566 | 7.616 | Solar |  |  | Interconnected | Trade Secret | Trade | LOK | LOK062 | Residential | Solar*Rewards | Trade Secret | 2019 | 2019
20263-228838-01 | Xcel Energy | 85 | 13781 | IOU | 05581606 | 7.56 | Solar |  |  | Interconnected | Trade Secret | Trade | GRC | GRC063 | Residential |  | Trade Secret | 2023 | 2024
20263-228838-01 | Xcel Energy | 85 | 13781 | IOU | 03188223 | 9.994 | Solar |  |  | Interconnected | Trade Secret | Trade | LEX | LEX063 | Residential | Solar*Rewards | Trade Secret | 2019 | 2020
20263-228838-01 | Xcel Energy | 85 | 13781 | IOU | 03131543 | 9.94 | Solar |  |  | Interconnected | Trade Secret | Trade | SCA | SCA021 | Residential | Made in Minnesota | Trade Secret | 2017 | 2018
20263-228838-01 | Xcel Energy | 85 | 13781 | IOU | 03136016 | 120 | Solar |  |  | Interconnected | Trade Secret | Trade | TER | TER086 | Commercial |  | Trade Secret | 2018 | 2020
20263-228838-01 | Xcel Energy | 85 | 13781 | IOU | 03136024 | 72 | Solar |  |  | Interconnected | Trade Secret | Trade | TER | TER086 | Commercial |  | Trade Secret | 2018 | 2018
20263-228838-01 | Xcel Energy | 85 | 13781 | IOU | OID3421305 | 86 | Solar |  |  | Withdrawn | Trade Secret | Trade | TER | TER086 | Commercial |  | Trade Secret | 2018
20263-228838-01 | Xcel Energy | 85 | 13781 | IOU | OID3419199 | 290 | Solar |  |  | Withdrawn | Trade Secret | Trade | TER | TER086 | Commercial |  | Trade Secret | 2018
20263-228838-01 | Xcel Energy | 85 | 13781 | IOU | 03579691 | 290 | Solar |  |  | Interconnected | Trade Secret | Trade | TER | TER086 | Commercial |  | Trade Secret | 2020 | 2020
20263-228838-01 | Xcel Energy | 85 | 13781 | IOU | 04424819 | 7.54 | Solar |  |  | Active Application | Trade Secret | Trade | NOF | NOF061 | Residential | Solar*Rewards | Trade Secret | 2021
20263-228838-01 | Xcel Energy | 85 | 13781 | IOU | 06322955 | 10.121 | Solar |  |  | Active Application | Trade Secret | Trade | HUG | HUG311 | Residential | Solar*Rewards | Trade Secret | 2026
20263-228838-01 | Xcel Energy | 85 | 13781 | IOU | 05017345 | 4.35 | Solar |  |  | Interconnected | Trade Secret | Trade | UPP | UPP086 | Residential |  | Trade Secret | 2022 | 2022
20263-228838-01 | Xcel Energy | 85 | 13781 | IOU | 03133673 | 6 | Solar |  |  | Interconnected | Trade Secret | Trade | UPP | UPP084 | Residential | Solar*Rewards | Trade Secret | 2012 | 2012
20263-228838-01 | Xcel Energy | 85 | 13781 | IOU | 04444683 | 4.35 | Solar |  |  | Interconnected | Trade Secret | Trade | TLK | TLK075 | Residential | Solar*Rewards | Trade Secret | 2021 | 2021
20263-228838-01 | Xcel Energy | 85 | 13781 | IOU | OID3849834 | 7.616 | Solar |  |  | Interconnected | Trade Secret | Trade | SLP | SLP084 | Residential | Solar*Rewards | Trade Secret | 2019 | 2019
20263-228838-01 | Xcel Energy | 85 | 13781 | IOU | 05200176 | 12.6 | Storage |  |  | Interconnected | Trade Secret | Trade | SLP | SLP084 | Residential |  | Trade Secret | 2022 | 2019
20263-228838-01 | Xcel Energy | 85 | 13781 | IOU | 06210836 | 7.616 | Solar |  |  | Interconnected | Trade Secret | Trade | PKL | PKL085 | Residential | Solar*Rewards | Trade Secret | 2025 | 2025
20263-228838-01 | Xcel Energy | 85 | 13781 | IOU | 05232419 | 4.188 | Solar |  |  | Interconnected | Trade Secret | Trade | TWL | TWL082 | Residential |  | Trade Secret | 2022 | 2023
20263-228838-01 | Xcel Energy | 85 | 13781 | IOU | 04078862 | 3.747 | Solar |  |  | Interconnected | Trade Secret | Trade | VES | VES021 | Residential |  | Trade Secret | 2020 | 2021
20263-228838-01 | Xcel Energy | 85 | 13781 | IOU | 06055730 | 63.175 |  |  |  | Active Application | Trade Secret | Trade | MOL | MOL073 | Commercial |  | Trade Secret | 2025
20263-228838-01 | Xcel Energy | 85 | 13781 | IOU | 05933381 | 5.052 | Solar |  |  | Interconnected | Trade Secret | Trade | OSS | OSS071 | Residential | Solar*Rewards | Trade Secret | 2024 | 2025
20263-228838-01 | Xcel Energy | 85 | 13781 | IOU | 06066137 | 4.56 | Solar |  |  | Active Application | Trade Secret | Trade | TWL | TWL076 | Residential | Solar*Rewards | Trade Secret | 2025
20263-228838-01 | Xcel Energy | 85 | 13781 | IOU | 05985257 | 7.8 | Solar |  |  | Interconnected | Trade Secret | Trade | TWL | TWL074 | Residential | Solar*Rewards | Trade Secret | 2024 | 2025
20263-228838-01 | Xcel Energy | 85 | 13781 | IOU | 05775252 | 8.448 | Solar |  |  | Interconnected | Trade Secret | Trade | LAP | LAP311 | Residential | Solar*Rewards | Trade Secret | 2024 | 2024
20263-228838-01 | Xcel Energy | 85 | 13781 | IOU | 03132471 | 15.4 | Solar |  |  | Interconnected | Trade Secret | Trade | NOF | NOF061 | Residential | Solar*Rewards | Trade Secret | 2018 | 2019
20263-228838-01 | Xcel Energy | 85 | 13781 | IOU | 03132573 | 7.616 | Solar |  |  | Interconnected | Trade Secret | Trade | MPK | MPK087 | Residential | Solar*Rewards | Trade Secret | 2018 | 2018
20263-228838-01 | Xcel Energy | 85 | 13781 | IOU | 03135098 | 8.4 | Solar |  |  | Interconnected | Trade Secret | Trade | SAV | SAV063 | Residential | Made in Minnesota | Trade Secret | 2016 | 2017
20263-228838-01 | Xcel Energy | 85 | 13781 | IOU | OID2416430 | 6.72 | Solar |  |  | Withdrawn | Trade Secret | Trade | SAV | SAV063 | Residential | Solar*Rewards | Trade Secret | 2015
20263-228838-01 | Xcel Energy | 85 | 13781 | IOU | 06211999 | 9.109 | Solar |  |  | Interconnected | Trade Secret | Trade | HUG | HUG312 | Residential |  | Trade Secret | 2025 | 2025
20263-228838-01 | Xcel Energy | 85 | 13781 | IOU | 04842924 | 9.994 | Solar |  |  | Interconnected | Trade Secret | Trade | RAM | RAM064 | Residential |  | Trade Secret | 2022 | 2022
20263-228838-01 | Xcel Energy | 85 | 13781 | IOU | OID2966350 | 9.94 | Solar |  |  | Withdrawn | Trade Secret | Trade | RPO | RPO312 | Residential | Made in Minnesota | Trade Secret | 2017
20263-228838-01 | Xcel Energy | 85 | 13781 | IOU | OID2932123 | 9.94 | Solar |  |  | Withdrawn | Trade Secret | Trade | RPO | RPO312 | Residential | Solar*Rewards | Trade Secret | 2017
20263-228838-01 | Xcel Energy | 85 | 13781 | IOU | 04948564 | 12.104 | Solar |  | X | Active Application | Trade Secret | Trade | RPO | RPO312 | Residential | Solar*Rewards | Trade Secret | 2022
20263-228838-01 | Xcel Energy | 85 | 13781 | IOU | 04962638 | 12 | Solar |  |  | Active Application | Trade Secret | Trade | MRN | MRN021 | Commercial | Solar*Rewards | Trade Secret | 2022
20263-228838-01 | Xcel Energy | 85 | 13781 | IOU | 03134110 | 9 | Solar |  |  | Interconnected | Trade Secret | Trade | WIL | WIL073 | Residential | Made in Minnesota | Trade Secret | 2014 | 2014
20263-228838-01 | Xcel Energy | 85 | 13781 | IOU | 05422425 | 8.12 | Solar |  |  | Interconnected | Trade Secret | Trade | SCL | SCL312 | Residential |  | Trade Secret | 2023 | 2023
20263-228838-01 | Xcel Energy | 85 | 13781 | IOU | 06224005 | 7.6 | Solar |  |  | Active Application | Trade Secret | Trade | LLK | LLK071 | Commercial |  | Trade Secret | 2025
20263-228838-01 | Xcel Energy | 85 | 13781 | IOU | SRO30551 | 30 | Solar |  |  | Withdrawn | Trade Secret | Trade | WSG | WSG075 | Commercial | Solar*Rewards | Trade Secret | 2013
20263-228838-01 | Xcel Energy | 85 | 13781 | IOU | 03129910 | 366.3 | Solar |  |  | Interconnected | Trade Secret | Trade | WSG | WSG075 | Commercial |  | Trade Secret | 2018 | 2019
20263-228838-01 | Xcel Energy | 85 | 13781 | IOU | 04422268 | 8.41 | Solar |  |  | Interconnected | Trade Secret | Trade | AFT | AFT321 | Residential | Solar*Rewards | Trade Secret | 2021 | 2021
20263-228838-01 | Xcel Energy | 85 | 13781 | IOU | 03131636 | 7.63 | Solar |  |  | Interconnected | Trade Secret | Trade | EDA | EDA073 | Residential | Made in Minnesota | Trade Secret | 2017 | 2017
20263-228838-01 | Xcel Energy | 85 | 13781 | IOU | 05785265 | 4.935 | Solar |  |  | Interconnected | Trade Secret | Trade | FSL | FSL312 | Residential |  | Trade Secret | 2024 | 2024
20263-228838-01 | Xcel Energy | 85 | 13781 | IOU | 05834840 | 25.728 | Solar |  |  | Interconnected | Trade Secret | Trade | HSN | HSN321 | Residential |  | Trade Secret | 2024 | 2025
20263-228838-01 | Xcel Energy | 85 | 13781 | IOU | 05829418 | 23.383 | Solar |  |  | Withdrawn | Trade Secret | Trade | HSN | HSN321 | Residential | Solar*Rewards | Trade Secret | 2024
20263-228838-01 | Xcel Energy | 85 | 13781 | IOU | 03134857 | 7.63 | Solar |  |  | Interconnected | Trade Secret | Trade | SOU | SOU063 | Residential | Made in Minnesota | Trade Secret | 2016 | 2016
20263-228838-01 | Xcel Energy | 85 | 13781 | IOU | 06062460 | 13.056 | Solar |  |  | Active Application | Trade Secret | Trade | UPP | UPP085 | Residential |  | Trade Secret | 2025
20263-228838-01 | Xcel Energy | 85 | 13781 | IOU | 06062450 | 13.056 | Solar |  |  | Withdrawn | Trade Secret | Trade | UPP | UPP085 | Residential | Solar*Rewards | Trade Secret | 2025
20263-228838-01 | Xcel Energy | 85 | 13781 | IOU | 06194665 | 7.6 | Solar |  |  | Interconnected | Trade Secret | Trade | HSN | HSN311 | Residential | Solar*Rewards | Trade Secret | 2025 | 2025
20263-228838-01 | Xcel Energy | 85 | 13781 | IOU | 05170340 | 9.28 | Solar |  |  | Interconnected | Trade Secret | Trade | EDA | EDA075 | Residential |  | Trade Secret | 2022 | 2022
20263-228838-01 | Xcel Energy | 85 | 13781 | IOU | 03130274 | 7.616 | Solar |  |  | Interconnected | Trade Secret | Trade | HSN | HSN311 | Residential | Solar*Rewards | Trade Secret | 2019 | 2019
20263-228838-01 | Xcel Energy | 85 | 13781 | IOU | 06308791 | 3.84 | Storage |  |  | Active Application | Trade Secret | Trade | MPK | MPK071 | Residential |  | Trade Secret | 2025
20263-228838-01 | Xcel Energy | 85 | 13781 | IOU | 04540724 | 8.41 | Solar |  | X | Interconnected | Trade Secret | Trade | MPK | MPK071 | Residential |  | Trade Secret | 2021 | 2022
20263-228838-01 | Xcel Energy | 85 | 13781 | IOU | 03133188 | 5 | Solar |  |  | Interconnected | Trade Secret | Trade | BRP | BRP061 | Residential | Solar*Rewards | Trade Secret | 2010 | 2010
20263-228838-01 | Xcel Energy | 85 | 13781 | IOU | 06001640 | 2.792 | Solar |  |  | Interconnected | Trade Secret | Trade | TWL | TWL066 | Residential | Solar*Rewards | Trade Secret | 2024 | 2025
20263-228838-01 | Xcel Energy | 85 | 13781 | IOU | 05313125 | 4.35 | Solar |  |  | Interconnected | Trade Secret | Trade | WCR | WCR321 | Residential |  | Trade Secret | 2022 | 2023
20263-228838-01 | Xcel Energy | 85 | 13781 | IOU | 05397898 | 7.54 | Solar |  |  | Interconnected | Trade Secret | Trade | PIP | PIP061 | Residential |  | Trade Secret | 2023 | 2023
20263-228838-01 | Xcel Energy | 85 | 13781 | IOU | 03496863 | 250 | Solar |  |  | Interconnected | Trade Secret | Trade | PKL | PKL062 | Commercial |  | Trade Secret | 2019 | 2020
20263-228838-01 | Xcel Energy | 85 | 13781 | IOU | 03130298 | 7.616 | Solar |  |  | Interconnected | Trade Secret | Trade | RWD | RWD063 | Residential | Solar*Rewards | Trade Secret | 2019 | 2020
20263-228838-01 | Xcel Energy | 85 | 13781 | IOU | 05447366 | 4.48 | Solar |  |  | Interconnected | Trade Secret | Trade | WEH | WEH021 | Residential | Solar*Rewards | Trade Secret | 2023 | 2023
20263-228838-01 |  |  |  |  | OID3754560 |  | Solar |  |  | Withdrawn | Trade Secret | Trade | BEL | BEL062 | Residential | Solar*Rewards |  | 2019
20263-228838-01 | Xcel Energy | 85 | 13781 | IOU | 04257840 | 7.672 | Solar |  |  | Interconnected | Trade Secret | Trade | WSG | WSG075 | Residential | Solar*Rewards | Trade Secret | 2021 | 2021
20263-228838-01 | Xcel Energy | 85 | 13781 | IOU | OID3643355 | 33.3 | Solar |  |  | Withdrawn | Trade Secret | Trade | LAB | LAB312 | Commercial | Solar*Rewards | Trade Secret | 2018
20263-228838-01 | Xcel Energy | 85 | 13781 | IOU | 03129676 | 19.999 | Solar |  |  | Interconnected | Trade Secret | Trade | LAB | LAB312 | Commercial | Solar*Rewards | Trade Secret | 2019 | 2019
20263-228838-01 | Xcel Energy | 85 | 13781 | IOU | 05590270 | 10.08 | Solar |  |  | Interconnected | Trade Secret | Trade | HYL | HYL064 | Residential | Solar*Rewards | Trade Secret | 2023 | 2023
20263-228838-01 | Xcel Energy | 85 | 13781 | IOU | 03130222 | 3.36 | Solar |  |  | Interconnected | Trade Secret | Trade | OAD | OAD063 | Residential | Solar*Rewards | Trade Secret | 2019 | 2019
20263-228838-01 | Xcel Energy | 85 | 13781 | IOU | 04613463 | 2.094 | Solar |  |  | Interconnected | Trade Secret | Trade | SHP | SHP062 | Residential |  | Trade Secret | 2021 | 2021
20263-228838-01 | Xcel Energy | 85 | 13781 | IOU | 04446021 | 9.86 | Solar |  |  | Active Application | Trade Secret | Trade | DBL | DBL067 | Residential | Solar*Rewards | Trade Secret | 2021
20263-228838-01 | Xcel Energy | 85 | 13781 | IOU | 04793566 | 9.86 | Solar |  |  | Interconnected | Trade Secret | Trade | DBL | DBL067 | Residential | Solar*Rewards | Trade Secret | 2022 | 2022
20263-228838-01 | Xcel Energy | 85 | 13781 | IOU | 04943865 | 8.7 | Solar |  |  | Interconnected | Trade Secret | Trade | WSG | WSG061 | Residential | Solar*Rewards | Trade Secret | 2022 | 2022
20263-228838-01 | Xcel Energy | 85 | 13781 | IOU | 05828803 | 8.064 | Solar |  |  | Interconnected | Trade Secret | Trade | ECK | ECK321 | Residential | Solar*Rewards | Trade Secret | 2024 | 2024
20263-228838-01 | Xcel Energy | 85 | 13781 | IOU | 05990563 | 9.12 | Solar |  |  | Interconnected | Trade Secret | Trade | SOU | SOU084 | Residential | Solar*Rewards | Trade Secret | 2024 | 2024
20263-228838-01 | Xcel Energy | 85 | 13781 | IOU | 04387167 | 9.57 | Solar |  |  | Interconnected | Trade Secret | Trade | WCS | WCS072 | Residential |  | Trade Secret | 2021 | 2022
20263-228838-01 | Xcel Energy | 85 | 13781 | IOU | OID2670476 | 8 | Solar |  |  | Withdrawn | Trade Secret | Trade | WAB | WAB021 | Residential | Made in Minnesota | Trade Secret | 2016
20263-228838-01 | Xcel Energy | 85 | 13781 | IOU | OID2882932 | 37.8 | Solar |  |  | Withdrawn | Trade Secret | Trade | ALD | ALD085 | Commercial | Made in Minnesota | Trade Secret | 2016
20263-228838-01 | Xcel Energy | 85 | 13781 | IOU | 04136865 | 9.86 | Solar |  |  | Interconnected | Trade Secret | Trade | CRL | CRL033 | Residential | Solar*Rewards | Trade Secret | 2020 | 2021
20263-228838-01 | Xcel Energy | 85 | 13781 | IOU | 04444864 | 5.235 | Solar |  |  | Active Application | Trade Secret | Trade | IDA | IDA063 | Residential | Solar*Rewards | Trade Secret | 2021
20263-228838-01 | Xcel Energy | 85 | 13781 | IOU | 04337502 | 2.9 | Solar |  |  | Active Application | Trade Secret | Trade | IDA | IDA063 | Residential | Solar*Rewards | Trade Secret | 2021
20263-228838-01 | Xcel Energy | 85 | 13781 | IOU | 05218135 | 9.423 | Solar |  |  | Interconnected | Trade Secret | Trade | WSG | WSG065 | Residential |  | Trade Secret | 2022 | 2022
20263-228838-01 | Xcel Energy | 85 | 13781 | IOU | 03294318 | 3.48 | Solar |  |  | Interconnected | Trade Secret | Trade | AHI | AHI063 | Residential | Solar*Rewards | Trade Secret | 2019 | 2019
20263-228838-01 | Xcel Energy | 85 | 13781 | IOU | 03134040 | 7.2 | Solar |  |  | Interconnected | Trade Secret | Trade | WTN | WTN062 | Residential | Solar*Rewards | Trade Secret | 2014 | 2015
20263-228838-01 | Xcel Energy | 85 | 13781 | IOU | 06094158 | 7.68 | Storage |  |  | Interconnected | Trade Secret | Trade | WTN | WTN062 | Residential |  | Trade Secret | 2025 | 2026
20263-228838-01 | Xcel Energy | 85 | 13781 | IOU | 03134680 | 10.01 | Solar |  |  | Interconnected | Trade Secret | Trade | MTW | MTW021 | Residential | Made in Minnesota | Trade Secret | 2015 | 2016
20263-228838-01 | Xcel Energy | 85 | 13781 | IOU | OID2291026 | 20 | Solar |  |  | Withdrawn | Trade Secret | Trade | OSS | OSS064 | Commercial | Solar*Rewards | Trade Secret | 2015
20263-228838-01 | Xcel Energy | 85 | 13781 | IOU | 03130242 | 6 | Solar |  |  | Interconnected | Trade Secret | Trade | EDA | EDA073 | Residential | Solar*Rewards | Trade Secret | 2019 | 2019
20263-228838-01 | Xcel Energy | 85 | 13781 | IOU | SRO22248 | 40 | Solar |  |  | Withdrawn | Trade Secret | Trade | MPK | MPK078 | Commercial | Solar*Rewards | Trade Secret | 2012
20263-228838-01 | Xcel Energy | 85 | 13781 | IOU | 06035033 | 11.5 | Storage |  |  | Withdrawn | Trade Secret | Trade | WAB | WAB021 | Residential |  | Trade Secret | 2024
20263-228838-01 | Xcel Energy | 85 | 13781 | IOU | 04630924 | 8.376 | Solar |  |  | Interconnected | Trade Secret | Trade | WAB | WAB021 | Residential |  | Trade Secret | 2021 | 2022
20263-228838-01 | Xcel Energy | 85 | 13781 | IOU | 06080192 | 11.5 | Storage |  |  | Interconnected | Trade Secret | Trade | WAB | WAB021 | Residential |  | Trade Secret | 2025 | 2025
20263-228838-01 | Xcel Energy | 85 | 13781 | IOU | SRO29819 | 6.02 | Solar |  |  | Withdrawn | Trade Secret | Trade | ALD | ALD088 | Residential | Solar*Rewards | Trade Secret | 2013
20263-228838-01 | Xcel Energy | 85 | 13781 | IOU | OID2019174 | 7.63 | Solar |  |  | Withdrawn | Trade Secret | Trade | ALD | ALD088 | Residential | Solar*Rewards | Trade Secret | 2014
20263-228838-01 | Xcel Energy | 85 | 13781 | IOU | 03942736 | 8.41 | Solar |  |  | Interconnected | Trade Secret | Trade | ALD | ALD088 | Residential | Solar*Rewards | Trade Secret | 2020 | 2020
20263-228838-01 | Xcel Energy | 85 | 13781 | IOU | 04794243 | 3.747 | Solar |  |  | Withdrawn | Trade Secret | Trade | SLP | SLP092 | Residential | Solar*Rewards | Trade Secret | 2022
20263-228838-01 | Xcel Energy | 85 | 13781 | IOU | OID3666837 | 39.998 | Solar |  |  | Withdrawn | Trade Secret | Trade | HUG | HUG311 | Commercial | Solar*Rewards | Trade Secret | 2018
20263-228838-01 | Xcel Energy | 85 | 13781 | IOU | 03249152 | 7.124 | Solar |  |  | Interconnected | Trade Secret | Trade | MPK | MPK082 | Residential | Solar*Rewards | Trade Secret | 2019 | 2019
20263-228838-01 | Xcel Energy | 85 | 13781 | IOU | 05334686 | 6.5 | Solar |  |  | Interconnected | Trade Secret | Trade | BRP | BRP061 | Residential |  | Trade Secret | 2023 | 2023
20263-228838-01 | Xcel Energy | 85 | 13781 | IOU | OID2457479 | 4 | Solar |  |  | Withdrawn | Trade Secret | Trade | WAB | WAB021 | Residential | Solar*Rewards | Trade Secret | 2015
20263-228838-01 | Xcel Energy | 85 | 13781 | IOU | 03134191 | 4 | Solar |  |  | Interconnected | Trade Secret | Trade | WAB | WAB021 | Residential | Solar*Rewards | Trade Secret | 2015 | 2016
20263-228838-01 | Xcel Energy | 85 | 13781 | IOU | 03134403 | 9.5 | Solar |  |  | Interconnected | Trade Secret | Trade | WAB | WAB021 | Residential | Made in Minnesota | Trade Secret | 2015 | 2015
20263-228838-01 | Xcel Energy | 85 | 13781 | IOU | 05947072 | 11.766 | Solar |  |  | Interconnected | Trade Secret | Trade | WIL | WIL063 | Residential |  | Trade Secret | 2024 | 2025
20263-228838-01 | Xcel Energy | 85 | 13781 | IOU | 05267098 | 11.152 | Solar |  |  | Interconnected | Trade Secret | Trade | RPO | RPO311 | Residential |  | Trade Secret | 2022 | 2023
20263-228838-01 | Xcel Energy | 85 | 13781 | IOU | 03133306 | 4.2 | Solar |  |  | Interconnected | Trade Secret | Trade | HUG | HUG321 | Residential | Solar*Rewards | Trade Secret | 2010 | 2011
20263-228838-01 | Xcel Energy | 85 | 13781 | IOU | OID3076776 | 12 | Solar |  |  | Withdrawn | Trade Secret | Trade | RAP | RAP081 | Residential | Solar*Rewards | Trade Secret | 2017
20263-228838-01 | Xcel Energy | 85 | 13781 | IOU | 05394614 | 2.6 | Solar |  |  | Interconnected | Trade Secret | Trade | WES | WES062 | Residential | Solar*Rewards | Trade Secret | 2023 | 2023
20263-228838-01 | Xcel Energy | 85 | 13781 | IOU | 05440604 | 9.994 | Solar |  |  | Interconnected | Trade Secret | Trade | UPP | UPP082 | Residential |  | Trade Secret | 2023 | 2023
20263-228838-01 | Xcel Energy | 85 | 13781 | IOU | 03496160 | 29.982 | Solar |  |  | Active Application | Trade Secret | Trade | MEL | MEL073 | Commercial | Solar*Rewards | Trade Secret | 2019
20263-228838-01 | Xcel Energy | 85 | 13781 | IOU | 04656795 | 7.616 | Solar |  |  | Interconnected | Trade Secret | Trade | HWW | HWW062 | Residential |  | Trade Secret | 2021 | 2021
20263-228838-01 | Xcel Energy | 85 | 13781 | IOU | OID3284753 | 3.8 | Solar |  |  | Withdrawn | Trade Secret | Trade | RPL | RPL063 | Residential | Solar*Rewards | Trade Secret | 2018
20263-228838-01 | Xcel Energy | 85 | 13781 | IOU | 03132522 | 3.8 | Solar |  |  | Interconnected | Trade Secret | Trade | RPL | RPL063 | Residential | Solar*Rewards | Trade Secret | 2018 | 2018
20263-228838-01 | Xcel Energy | 85 | 13781 | IOU | 03133985 | 3.6 | Solar |  |  | Interconnected | Trade Secret | Trade | HOL | HOL071 | Residential | Solar*Rewards | Trade Secret | 2014 | 2015
20263-228838-01 | Xcel Energy | 85 | 13781 | IOU | 05611150 | 8.96 | Solar |  |  | Interconnected | Trade Secret | Trade | CRL | CRL065 | Residential |  | Trade Secret | 2023 | 2024
20263-228838-01 | Xcel Energy | 85 | 13781 | IOU | 05380981 | 5.76 | Solar |  |  | Interconnected | Trade Secret | Trade | WIL | WIL097 | Residential | Solar*Rewards | Trade Secret | 2023 | 2023
20263-228838-01 | Xcel Energy | 85 | 13781 | IOU | 05556027 | 8.064 | Solar |  |  | Interconnected | Trade Secret | Trade | XRD | XRD077 | Residential |  | Trade Secret | 2023 | 2023
20263-228838-01 | Xcel Energy | 85 | 13781 | IOU | 05795159 | 6.282 | Solar |  |  | Interconnected | Trade Secret | Trade | MPK | MPK074 | Residential | Solar*Rewards | Trade Secret | 2024 | 2024
20263-228838-01 | Xcel Energy | 85 | 13781 | IOU | 03141896 | 12 | Solar |  |  | Interconnected | Trade Secret | Trade | WDY | WDY311 | Residential | Solar*Rewards | Trade Secret | 2019 | 2019
20263-228838-01 | Xcel Energy | 85 | 13781 | IOU | OID3811936 | 10.44 | Solar |  |  | Withdrawn | Trade Secret | Trade | WDY | WDY311 | Residential | Solar*Rewards | Trade Secret | 2019
20263-228838-01 | Xcel Energy | 85 | 13781 | IOU | 05239279 | 5.22 | Solar |  |  | Active Application | Trade Secret | Trade | DBL | DBL074 | Residential |  | Trade Secret | 2022
20263-228838-01 | Xcel Energy | 85 | 13781 | IOU | 03294373 | 4.06 | Solar |  |  | Interconnected | Trade Secret | Trade | MPK | MPK071 | Residential | Solar*Rewards | Trade Secret | 2019 | 2020
20263-228838-01 | Xcel Energy | 85 | 13781 | IOU | 03130234 | 3.747 | Solar |  |  | Interconnected | Trade Secret | Trade | PKL | PKL074 | Residential | Solar*Rewards | Trade Secret | 2019 | 2019
20263-228838-01 | Xcel Energy | 85 | 13781 | IOU | 03129760 | 39.36 | Solar |  |  | Interconnected | Trade Secret | Trade | MGN | MGN211 | Commercial |  | Trade Secret | 2014 | 2010
20263-228838-01 | Xcel Energy | 85 | 13781 | IOU | 06127817 | 10.496 | Solar |  |  | Withdrawn | Trade Secret | Trade | WDY | WDY311 | Residential | Solar*Rewards | Trade Secret | 2025
20263-228838-01 | Xcel Energy | 85 | 13781 | IOU | 06138808 | 10.496 | Solar |  |  | Interconnected | Trade Secret | Trade | WDY | WDY311 | Residential |  | Trade Secret | 2025 | 2025
20263-228838-01 |  |  |  |  | OID3011500 |  | Solar |  |  | Withdrawn | Trade Secret | Trade | SOU | SOU075 | Residential | Solar*Rewards |  | 2017
20263-228838-01 |  |  |  |  | OID2996807 |  | Solar |  |  | Withdrawn | Trade Secret | Trade | SOU | SOU075 | Residential | Made in Minnesota |  | 2017
20263-228838-01 | Xcel Energy | 85 | 13781 | IOU | 03131929 | 5 | Solar |  |  | Interconnected | Trade Secret | Trade | SOU | SOU075 | Residential | Solar*Rewards | Trade Secret | 2017 | 2018
20263-228838-01 | Xcel Energy | 85 | 13781 | IOU | 03131914 | 7.625 | Solar |  |  | Interconnected | Trade Secret | Trade | SOU | SOU075 | Residential | Made in Minnesota | Trade Secret | 2017 | 2018
20263-228838-01 | Xcel Energy | 85 | 13781 | IOU | 05668095 | 1875 | Solar |  |  | Active Application | Trade Secret | Trade | WCR | WCR311 | Commercial |  | Trade Secret | 2024
20263-228838-01 | Xcel Energy | 85 | 13781 | IOU | 05808716 | 9.184 | Solar |  |  | Interconnected | Trade Secret | Trade | ECK | ECK062 | Residential | Solar*Rewards | Trade Secret | 2024 | 2024
20263-228838-01 | Xcel Energy | 85 | 13781 | IOU | 03130482 | 15.232 | Solar |  | X | Interconnected | Trade Secret | Trade | MAZ | MAZ021 | Residential | Solar*Rewards | Trade Secret | 2018 | 2019
20263-228838-01 | Xcel Energy | 85 | 13781 | IOU | 06187117 | 11.168 | Solar |  |  | Interconnected | Trade Secret | Trade | SOU | SOU072 | Residential | Solar*Rewards | Trade Secret | 2025 | 2025
20263-228838-01 | Xcel Energy | 85 | 13781 | IOU | 04263882 | 11.39 | Solar |  |  | Interconnected | Trade Secret | Trade | SLP | SLP071 | Residential | Solar*Rewards | Trade Secret | 2021 | 2021
20263-228838-01 | Xcel Energy | 85 | 13781 | IOU | 03134674 | 5.7 | Solar |  |  | Interconnected | Trade Secret | Trade | SHP | SHP062 | Residential | Made in Minnesota | Trade Secret | 2015 | 2015
20263-228838-01 | Xcel Energy | 85 | 13781 | IOU | 03134306 | 144 | Solar |  |  | Interconnected | Trade Secret | Trade | SOU | SOU065 | Residential | Made in Minnesota | Trade Secret | 2015 | 2015
20263-228838-01 | Xcel Energy | 85 | 13781 | IOU | OID2108170 | 5.76 | Solar |  |  | Withdrawn | Trade Secret | Trade | SOU | SOU065 | Residential | Solar*Rewards | Trade Secret | 2014
20263-228838-01 | Xcel Energy | 85 | 13781 | IOU | 03131181 | 200 | Other |  |  | Interconnected | Trade Secret | Trade | BEL | BEL061 | Commercial |  | Trade Secret | 2013 | 2013
20263-228838-01 | Xcel Energy | 85 | 13781 | IOU | 04538868 | 7.616 | Solar |  |  | Withdrawn | Trade Secret | Trade | SCL | SCL322 | Residential |  | Trade Secret | 2021
20263-228838-01 | Xcel Energy | 85 | 13781 | IOU | 05944180 | 2.903 | Solar |  |  | Interconnected | Trade Secret | Trade | SOU | SOU078 | Residential | Solar*Rewards | Trade Secret | 2024 | 2024
20263-228838-01 | Xcel Energy | 85 | 13781 | IOU | 05711966 | 5.22 | Solar |  |  | Interconnected | Trade Secret | Trade | SOU | SOU083 | Residential | Solar*Rewards | Trade Secret | 2024 | 2024
20263-228838-01 | Xcel Energy | 85 | 13781 | IOU | 05973247 | 4.592 | Solar |  |  | Interconnected | Trade Secret | Trade | APA | APA064 | Residential |  | Trade Secret | 2024 | 2024
20263-228838-01 | Xcel Energy | 85 | 13781 | IOU | 05737994 | 9.074 | Solar |  |  | Interconnected | Trade Secret | Trade | AFT | AFT322 | Residential |  | Trade Secret | 2024 | 2024
20263-228838-01 | Xcel Energy | 85 | 13781 | IOU | 05737921 | 5.235 | Solar |  |  | Withdrawn | Trade Secret | Trade | AFT | AFT322 | Residential | Solar*Rewards | Trade Secret | 2024
20263-228838-01 | Xcel Energy | 85 | 13781 | IOU | OID2284121 | 9.5 | Solar |  |  | Interconnected | Trade Secret | Trade | SLP | SLP071 | Residential | Made in Minnesota | Trade Secret | 2015 | 2015
20263-228838-01 | Xcel Energy | 85 | 13781 | IOU | OID2248108 | 10.01 | Solar |  |  | Withdrawn | Trade Secret | Trade | LEX | LEX074 | Residential | Solar*Rewards | Trade Secret | 2015
20263-228838-01 | Xcel Energy | 85 | 13781 | IOU | 03134192 | 11.39 | Solar |  |  | Interconnected | Trade Secret | Trade | LEX | LEX074 | Residential | Solar*Rewards | Trade Secret | 2015 | 2015
20263-228838-01 | Xcel Energy | 85 | 13781 | IOU | 04428178 | 35.563 | Solar |  |  | Interconnected | Trade Secret | Trade | WEH | WEH022 | Commercial | Solar*Rewards | Trade Secret | 2021 | 2021
20263-228838-01 | Xcel Energy | 85 | 13781 | IOU | 04614825 | 7.38 | Solar |  |  | Interconnected | Trade Secret | Trade | RLK | RLK069 | Residential |  | Trade Secret | 2021 | 2022
20263-228838-01 | Xcel Energy | 85 | 13781 | IOU | OID2019226 | 7.525 | Solar |  |  | Withdrawn | Trade Secret | Trade | HSN | HSN321 | Residential | Solar*Rewards | Trade Secret | 2014
20263-228838-01 | Xcel Energy | 85 | 13781 | IOU | 04778106 | 3.747 | Solar |  |  | Interconnected | Trade Secret | Trade | SOU | SOU063 | Residential |  | Trade Secret | 2021 | 2022
20263-228838-01 | Xcel Energy | 85 | 13781 | IOU | SRO21014 | 11.4 | Solar |  |  | Withdrawn | Trade Secret | Trade | AFT | AFT314 | Residential | Solar*Rewards | Trade Secret | 2011
20263-228838-01 | Xcel Energy | 85 | 13781 | IOU | 05932271 | 7.591 | Solar |  |  | Interconnected | Trade Secret | Trade | OSS | OSS077 | Residential | Solar*Rewards | Trade Secret | 2024 | 2024
20263-228838-01 | Xcel Energy | 85 | 13781 | IOU | 03400718 | 6.09 | Solar |  |  | Interconnected | Trade Secret | Trade | MPK | MPK063 | Residential | Solar*Rewards | Trade Secret | 2019 | 2020
20263-228838-01 | Xcel Energy | 85 | 13781 | IOU | OID2969168 | 3.8 | Solar |  |  | Withdrawn | Trade Secret | Trade | RRK | RRK082 | Residential | Made in Minnesota | Trade Secret | 2017
20263-228838-01 | Xcel Energy | 85 | 13781 | IOU | 03132586 | 3.747 | Solar |  |  | Interconnected | Trade Secret | Trade | RRK | RRK082 | Residential | Made in Minnesota | Trade Secret | 2018 | 2018
20263-228838-01 | Xcel Energy | 85 | 13781 | IOU | 06001424 | 5.052 | Solar |  |  | Active Application | Trade Secret | Trade | JOR | JOR022 | Residential |  | Trade Secret | 2024
20263-228838-01 | Xcel Energy | 85 | 13781 | IOU | 06078748 | 3.936 | Solar |  |  | Interconnected | Trade Secret | Trade | HYL | HYL073 | Residential | Solar*Rewards | Trade Secret | 2025 | 2025
20263-228838-01 | Xcel Energy | 85 | 13781 | IOU | 03133307 | 2.5 | Solar |  |  | Interconnected | Trade Secret | Trade | GSL | GSL079 | Residential | Solar*Rewards | Trade Secret | 2010 | 2011
20263-228838-01 | Xcel Energy | 85 | 13781 | IOU | 05507110 | 2.5 | Solar |  |  | Active Application | Trade Secret | Trade | GSL | GSL079 | Residential | Solar*Rewards | Trade Secret | 2023
20263-228838-01 | Xcel Energy | 85 | 13781 | IOU | 05991683 | 7.678 | Solar |  |  | Interconnected | Trade Secret | Trade | OAD | OAD075 | Residential | Solar*Rewards | Trade Secret | 2024 | 2024
20263-228838-01 | Xcel Energy | 85 | 13781 | IOU | 06142733 | 8.027 | Solar |  | X | Interconnected | Trade Secret | Trade | WIL | WIL071 | Residential |  | Trade Secret | 2025 | 2025
20263-228838-01 | Xcel Energy | 85 | 13781 | IOU | 06142717 | 8.027 | Solar |  |  | Withdrawn | Trade Secret | Trade | WIL | WIL071 | Residential | Solar*Rewards | Trade Secret | 2025
20263-228838-01 | Xcel Energy | 85 | 13781 | IOU | 05871480 | 6.046 | Solar |  |  | Interconnected | Trade Secret | Trade | MOL | MOL061 | Residential |  | Trade Secret | 2024 | 2025
20263-228838-01 | Xcel Energy | 85 | 13781 | IOU | 05260452 | 4.5 | Solar |  |  | Withdrawn | Trade Secret | Trade | MOL | MOL061 | Residential |  | Trade Secret | 2022
20263-228838-01 | Xcel Energy | 85 | 13781 | IOU | 04120046 | 7.494 | Solar |  |  | Interconnected | Trade Secret | Trade | SOU | SOU083 | Residential | Solar*Rewards | Trade Secret | 2020 | 2021
20263-228838-01 | Xcel Energy | 85 | 13781 | IOU | 06226943 | 6.073 | Solar |  |  | Interconnected | Trade Secret | Trade | SOU | SOU065 | Residential |  | Trade Secret | 2025 | 2025
20263-228838-01 | Xcel Energy | 85 | 13781 | IOU | 06183066 | 3.774 | Solar |  |  | Interconnected | Trade Secret | Trade | WIL | WIL071 | Residential | Solar*Rewards | Trade Secret | 2025 | 2025
20263-228838-01 | Xcel Energy | 85 | 13781 | IOU | 06178068 | 4.355 | Solar |  |  | Interconnected | Trade Secret | Trade | RLK | RLK069 | Residential |  | Trade Secret | 2025 | 2025
20263-228838-01 | Xcel Energy | 85 | 13781 | IOU | 06105456 | 3.25 | Solar |  |  | Active Application | Trade Secret | Trade | SOU | SOU077 | Residential |  | Trade Secret | 2025
20263-228838-01 | Xcel Energy | 85 | 13781 | IOU | 04793541 | 4.8 | Solar |  |  | Interconnected | Trade Secret | Trade | GVW | GVW032 | Residential | Solar*Rewards | Trade Secret | 2022 | 2022
20263-228838-01 | Xcel Energy | 85 | 13781 | IOU | 04403650 | 5.054 | Solar |  |  | Interconnected | Trade Secret | Trade | SOU | SOU064 | Residential |  | Trade Secret | 2021 | 2021
20263-228838-01 | Xcel Energy | 85 | 13781 | IOU | 05768659 | 2.323 | Solar |  |  | Interconnected | Trade Secret | Trade | PRR | PRR063 | Residential |  | Trade Secret | 2024 | 2024
20263-228838-01 | Xcel Energy | 85 | 13781 | IOU | 05818958 | 7.616 | Solar |  |  | Interconnected | Trade Secret | Trade | APA | APA061 | Residential |  | Trade Secret | 2024 | 2025
20263-228838-01 | Xcel Energy | 85 | 13781 | IOU | 05994333 | 4.592 | Solar |  |  | Interconnected | Trade Secret | Trade | WCS | WCS072 | Residential | Solar*Rewards | Trade Secret | 2024 | 2024
20263-228838-01 | Xcel Energy | 85 | 13781 | IOU | 04609540 | 9.994 | Solar |  |  | Withdrawn | Trade Secret | Trade | WCR | WCR322 | Residential |  | Trade Secret | 2022
20263-228838-01 | Xcel Energy | 85 | 13781 | IOU | 05294941 | 7.68 | Solar |  |  | Interconnected | Trade Secret | Trade | HSN | HSN321 | Residential |  | Trade Secret | 2022 | 2023
20263-228838-01 |  |  |  |  | OID3693483 |  | Solar |  |  | Withdrawn | Trade Secret | Trade | OPK | OPK073 | Residential |  |  | 2019
20263-228838-01 | Xcel Energy | 85 | 13781 | IOU | 05957162 | 7.616 | Solar |  |  | Interconnected | Trade Secret | Trade | RAM | RAM064 | Residential |  | Trade Secret | 2024 | 2025
20263-228838-01 | Xcel Energy | 85 | 13781 | IOU | 03131965 | 6 | Solar |  |  | Interconnected | Trade Secret | Trade | WIL | WIL062 | Residential | Made in Minnesota | Trade Secret | 2017 | 2018
20263-228838-01 | Xcel Energy | 85 | 13781 | IOU | 03133440 | 45 | Solar |  |  | Decommissioned | Trade Secret | Trade | OAD | OAD075 | Commercial | Solar*Rewards | Trade Secret | 2011
20263-228838-01 | Xcel Energy | 85 | 13781 | IOU | 05308597 | 4.93 | Solar |  |  | Interconnected | Trade Secret | Trade | ECK | ECK082 | Residential |  | Trade Secret | 2022 | 2023
20263-228838-01 | Xcel Energy | 85 | 13781 | IOU | 03952287 | 5.22 | Solar |  |  | Active Application | Trade Secret | Trade | ORO | ORO061 | Residential | Solar*Rewards | Trade Secret | 2020
20263-228838-01 | Xcel Energy | 85 | 13781 | IOU | 03990524 | 5.22 | Solar |  |  | Interconnected | Trade Secret | Trade | ORO | ORO061 | Residential | Solar*Rewards | Trade Secret | 2020 | 2020
20263-228838-01 | Xcel Energy | 85 | 13781 | IOU | 03206362 | 17.61 | Solar |  |  | Interconnected | Trade Secret | Trade | LIN | LIN031 | Residential | Solar*Rewards | Trade Secret | 2019 | 2020
20263-228838-01 | Xcel Energy | 85 | 13781 | IOU | 05698038 | 7.875 | Solar |  |  | Interconnected | Trade Secret | Trade | WCR | WCR322 | Residential |  | Trade Secret | 2024 | 2024
20263-228838-01 |  |  |  |  | 03129792 |  | Solar |  |  | Active Application | Trade Secret | Trade | MPK | MPK083 | Commercial |  |  | 2016
20263-228838-01 | Xcel Energy | 85 | 13781 | IOU | 03130618 | 37.8 | Solar |  |  | Interconnected | Trade Secret | Trade | MPK | MPK083 | Commercial | Made in Minnesota | Trade Secret | 2016 | 2017
20263-228838-01 | Xcel Energy | 85 | 13781 | IOU | OID3873847 | 3.6 | Solar |  |  | Withdrawn | Trade Secret | Trade | SLP | SLP075 | Residential | Solar*Rewards | Trade Secret | 2019
20263-228838-01 | Xcel Energy | 85 | 13781 | IOU | 03133754 | 35 | Solar |  |  | Interconnected | Trade Secret | Trade | CNC | CNC071 | Commercial | Solar*Rewards | Trade Secret | 2013 | 2013
20263-228838-01 | Xcel Energy | 85 | 13781 | IOU | 03844271 | 5 | Solar |  |  | Interconnected | Trade Secret | Trade | MPK | MPK076 | Residential |  | Trade Secret | 2021 | 2021
20263-228838-01 | Xcel Energy | 85 | 13781 | IOU | 03290805 | 9.28 | Solar |  |  | Interconnected | Trade Secret | Trade | RAM | RAM062 | Residential | Solar*Rewards | Trade Secret | 2019 | 2020
20263-228838-01 | Xcel Energy | 85 | 13781 | IOU | 06061036 | 9.88 | Solar |  |  | Interconnected | Trade Secret | Trade | WCR | WCR322 | Residential | Solar*Rewards | Trade Secret | 2025 | 2025
20263-228838-01 | Xcel Energy | 85 | 13781 | IOU | 05949074 | 16.25 | Solar |  |  | Interconnected | Trade Secret | Trade | WYO | WYO021 | Residential | Solar*Rewards | Trade Secret | 2024 | 2025
20263-228838-01 | Xcel Energy | 85 | 13781 | IOU | 05801960 | 8.832 | Solar |  |  | Active Application | Trade Secret | Trade | STY | STY071 | Residential | Solar*Rewards | Trade Secret | 2024
20263-228838-01 | Xcel Energy | 85 | 13781 | IOU | 04793825 | 5.8 | Solar |  |  | Interconnected | Trade Secret | Trade | RPL | RPL063 | Residential | Solar*Rewards | Trade Secret | 2022 | 2022
20263-228838-01 | Xcel Energy | 85 | 13781 | IOU | 03133520 | 36 | Solar |  |  | Interconnected | Trade Secret | Trade | GPH | GPH073 | Commercial | Solar*Rewards | Trade Secret | 2011 | 2012
20263-228838-01 | Xcel Energy | 85 | 13781 | IOU | OID3546483 | 5 | Solar |  |  | Withdrawn | Trade Secret | Trade | MEL | MEL087 | Residential | Made in Minnesota | Trade Secret | 2018
20263-228838-01 | Xcel Energy | 85 | 13781 | IOU | OID3066521 | 6 | Solar |  |  | Withdrawn | Trade Secret | Trade | MEL | MEL087 | Residential | Made in Minnesota | Trade Secret | 2017
20263-228838-01 | Xcel Energy | 85 | 13781 | IOU | 04794116 | 5.22 | Solar |  |  | Interconnected | Trade Secret | Trade | RPL | RPL064 | Residential | Solar*Rewards | Trade Secret | 2022 | 2022
20263-228838-01 | Xcel Energy | 85 | 13781 | IOU | 04425205 | 7.83 | Solar |  |  | Active Application | Trade Secret | Trade | HWW | HWW074 | Residential | Solar*Rewards | Trade Secret | 2021
20263-228838-01 | Xcel Energy | 85 | 13781 | IOU | 05948927 | 11.866 | Solar |  |  | Interconnected | Trade Secret | Trade | GLK | GLK064 | Residential | Solar*Rewards | Trade Secret | 2024 | 2024
20263-228838-01 | Xcel Energy | 85 | 13781 | IOU | 04184946 | 6 | Solar |  |  | Interconnected | Trade Secret | Trade | UPP | UPP082 | Residential | Solar*Rewards | Trade Secret | 2020 | 2021
20263-228838-01 | Xcel Energy | 85 | 13781 | IOU | 06212175 | 8.376 | Solar |  |  | Interconnected | Trade Secret | Trade | PKL | PKL085 | Residential |  | Trade Secret | 2025 | 2025
20263-228838-01 | Xcel Energy | 85 | 13781 | IOU | 04795173 | 6.96 | Solar |  |  | Interconnected | Trade Secret | Trade | ALD | ALD083 | Residential |  | Trade Secret | 2022 | 2022
20263-228838-01 | Xcel Energy | 85 | 13781 | IOU | OID3863350 | 5 | Solar |  |  | Withdrawn | Trade Secret | Trade | XRD | XRD062 | Residential | Solar*Rewards | Trade Secret | 2019
20263-228838-01 | Xcel Energy | 85 | 13781 | IOU | OID3871512 | 5 | Solar |  |  | Withdrawn | Trade Secret | Trade | XRD | XRD062 | Residential | Solar*Rewards | Trade Secret | 2019
20263-228838-01 | Xcel Energy | 85 | 13781 | IOU | OID3872761 | 5 | Solar |  |  | Withdrawn | Trade Secret | Trade | XRD | XRD062 | Residential | Solar*Rewards | Trade Secret | 2019
20263-228838-01 | Xcel Energy | 85 | 13781 | IOU | OID3874838 | 5.05 | Solar |  |  | Interconnected | Trade Secret | Trade | XRD | XRD062 | Residential | Solar*Rewards | Trade Secret | 2019 | 2020
20263-228838-01 | Xcel Energy | 85 | 13781 | IOU | 05130698 | 5.76 | Solar |  |  | Interconnected | Trade Secret | Trade | ECK | ECK342 | Residential |  | Trade Secret | 2022 | 2022
20263-228838-01 | Xcel Energy | 85 | 13781 | IOU | 03132007 | 5.2 | Solar |  |  | Interconnected | Trade Secret | Trade | DHL | DHL061 | Residential | Solar*Rewards | Trade Secret | 2017 | 2017
20263-228838-01 |  |  |  |  | OID3032946 |  | Solar |  |  | Withdrawn | Trade Secret | Trade | DHL | DHL061 | Residential | Solar*Rewards |  | 2017
20263-228838-01 | Xcel Energy | 85 | 13781 | IOU | 05978737 | 1.74 | Solar |  |  | Interconnected | Trade Secret | Trade | MND | MND071 | Residential |  | Trade Secret | 2024 | 2025
20263-228838-01 | Xcel Energy | 85 | 13781 | IOU | 04606035 | 7.616 | Solar |  |  | Interconnected | Trade Secret | Trade | PIL | PIL022 | Residential |  | Trade Secret | 2021 | 2022
20263-228838-01 | Xcel Energy | 85 | 13781 | IOU | OID2019300 | 18 | Solar |  |  | Withdrawn | Trade Secret | Trade | MEL | MEL077 | Commercial | Solar*Rewards | Trade Secret | 2014
20263-228838-01 | Xcel Energy | 85 | 13781 | IOU | 03131881 | 2.76 | Solar |  |  | Interconnected | Trade Secret | Trade | AHI | AHI063 | Residential | Made in Minnesota | Trade Secret | 2017 | 2018
20263-228838-01 | Xcel Energy | 85 | 13781 | IOU | 06246380 | 7.68 | Solar |  |  | Withdrawn | Trade Secret | Trade | WCS | WCS072 | Residential |  | Trade Secret | 2025
20263-228838-01 | Xcel Energy | 85 | 13781 | IOU | 04526382 | 3.48 | Solar |  |  | Interconnected | Trade Secret | Trade | SOU | SOU077 | Residential |  | Trade Secret | 2021 | 2021
20263-228838-01 | Xcel Energy | 85 | 13781 | IOU | 05256422 | 7.678 | Solar |  |  | Interconnected | Trade Secret | Trade | WES | WES062 | Residential |  | Trade Secret | 2022 | 2023
20263-228838-01 | Xcel Energy | 85 | 13781 | IOU | 03130250 | 2.88 | Solar |  |  | Interconnected | Trade Secret | Trade | BRP | BRP073 | Residential | Solar*Rewards | Trade Secret | 2019 | 2020
20263-228838-01 | Xcel Energy | 85 | 13781 | IOU | 03514278 | 3.3 | Solar |  |  | Interconnected | Trade Secret | Trade | HWW | HWW074 | Residential | Solar*Rewards | Trade Secret | 2019 | 2020
20263-228838-01 |  |  |  |  | OID3901099 |  | Solar |  |  | Withdrawn | Trade Secret | Trade | HWW | HWW074 | Residential | Solar*Rewards |  | 2019
20263-228838-01 | Xcel Energy | 85 | 13781 | IOU | 06277421 | 3.484 | Solar |  |  | Active Application | Trade Secret | Trade | MEL | MEL065 | Residential |  | Trade Secret | 2025
20263-228838-01 | Xcel Energy | 85 | 13781 | IOU | 05785213 | 84.6 | Solar |  |  | Active Application | Trade Secret | Trade | MEL | MEL077 | Commercial |  | Trade Secret | 2024
20263-228838-01 | Xcel Energy | 85 | 13781 | IOU | 03135034 | 9 | Solar |  |  | Interconnected | Trade Secret | Trade | WAB | WAB031 | Residential | Made in Minnesota | Trade Secret | 2016 | 2016
20263-228838-01 | Xcel Energy | 85 | 13781 | IOU | OID2251365 | 18.5 | Solar |  |  | Withdrawn | Trade Secret | Trade | WAB | WAB031 | Residential | Solar*Rewards | Trade Secret | 2015
20263-228838-01 | Xcel Energy | 85 | 13781 | IOU | OID3376205 | 9.84 | Solar |  |  | Withdrawn | Trade Secret | Trade | RPO | RPO312 | Residential | Solar*Rewards | Trade Secret | 2018
20263-228838-01 | Xcel Energy | 85 | 13781 | IOU | 04652418 | 5.51 | Solar |  |  | Interconnected | Trade Secret | Trade | WEB | WEB021 | Residential |  | Trade Secret | 2021 | 2022
20263-228838-01 | Xcel Energy | 85 | 13781 | IOU | 03130414 | 4.06 | Solar |  |  | Interconnected | Trade Secret | Trade | UPP | UPP085 | Residential | Solar*Rewards | Trade Secret | 2018 | 2019
20263-228838-01 | Xcel Energy | 85 | 13781 | IOU | 03134568 | 8.4 | Solar |  |  | Interconnected | Trade Secret | Trade | FAB | FAB063 | Residential | Made in Minnesota | Trade Secret | 2015 | 2016
20263-228838-01 | Xcel Energy | 85 | 13781 | IOU | 03134969 | 9.94 | Solar |  |  | Interconnected | Trade Secret | Trade | CHI | CHI311 | Residential | Made in Minnesota | Trade Secret | 2016 | 2016
20263-228838-01 | Xcel Energy | 85 | 13781 | IOU | 04238282 | 11.04 | Solar |  |  | Interconnected | Trade Secret | Trade | HWW | HWW062 | Residential | Solar*Rewards | Trade Secret | 2021 | 2021
20263-228838-01 | Xcel Energy | 85 | 13781 | IOU | 05836473 | 6.046 | Solar |  |  | Interconnected | Trade Secret | Trade | STY | STY072 | Residential |  | Trade Secret | 2024 | 2024
20263-228838-01 | Xcel Energy | 85 | 13781 | IOU | 05272378 | 4.93 | Solar |  |  | Interconnected | Trade Secret | Trade | SHP | SHP061 | Residential |  | Trade Secret | 2022 | 2023
20263-228838-01 | Xcel Energy | 85 | 13781 | IOU | 06235771 | 5.516 | Solar |  |  | Interconnected | Trade Secret | Trade | WES | WES064 | Residential |  | Trade Secret | 2025 | 2025
20263-228838-01 | Xcel Energy | 85 | 13781 | IOU | 05719701 | 5.248 | Solar |  |  | Interconnected | Trade Secret | Trade | MEL | MEL065 | Residential | Solar*Rewards | Trade Secret | 2024 | 2024
20263-228838-01 | Xcel Energy | 85 | 13781 | IOU | 06193411 | 2.613 | Solar |  |  | Interconnected | Trade Secret | Trade | RAM | RAM061 | Residential | Solar*Rewards | Trade Secret | 2025 | 2025
20263-228838-01 | Xcel Energy | 85 | 13781 | IOU | 05852376 | 7.6 | Solar |  |  | Interconnected | Trade Secret | Trade | ECK | ECK321 | Residential | Solar*Rewards | Trade Secret | 2024 | 2025
20263-228838-01 | Xcel Energy | 85 | 13781 | IOU | 03133850 | 5 | Solar |  |  | Interconnected | Trade Secret | Trade | HWW | HWW073 | Residential | Made in Minnesota | Trade Secret | 2014 | 2014
20263-228838-01 | Xcel Energy | 85 | 13781 | IOU | 05693611 | 7.875 | Solar |  |  | Interconnected | Trade Secret | Trade | RLK | RLK079 | Residential |  | Trade Secret | 2024 | 2024
20263-228838-01 | Xcel Energy | 85 | 13781 | IOU | 04425399 | 9.994 | Solar |  |  | Interconnected | Trade Secret | Trade | STY | STY061 | Residential |  | Trade Secret | 2021 | 2021
20263-228838-01 | Xcel Energy | 85 | 13781 | IOU | 03133013 | 15.232 | Solar |  |  | Interconnected | Trade Secret | Trade | WCR | WCR321 | Residential | Solar*Rewards | Trade Secret | 2018 | 2019
20263-228838-01 | Xcel Energy | 85 | 13781 | IOU | 03132678 | 9.94 | Solar |  |  | Interconnected | Trade Secret | Trade | MEL | MEL068 | Residential | Made in Minnesota | Trade Secret | 2018 | 2018
20263-228838-01 | Xcel Energy | 85 | 13781 | IOU | 04454139 | 5.22 | Solar |  |  | Active Application | Trade Secret | Trade | ALD | ALD076 | Residential | Solar*Rewards | Trade Secret | 2021
20263-228838-01 | Xcel Energy | 85 | 13781 | IOU | 04862460 | 4.35 | Solar |  |  | Interconnected | Trade Secret | Trade | ALD | ALD076 | Residential | Solar*Rewards | Trade Secret | 2022 | 2022
20263-228838-01 | Xcel Energy | 85 | 13781 | IOU | 03134658 | 33.4 | Solar |  |  | Interconnected | Trade Secret | Trade | RLK | RLK066 | Commercial | Made in Minnesota | Trade Secret | 2015 | 2017
20263-228838-01 | Xcel Energy | 85 | 13781 | IOU | 05845719 | 7.6 | Solar |  |  | Interconnected | Trade Secret | Trade | MPK | MPK074 | Residential | Solar*Rewards | Trade Secret | 2024 | 2025
20263-228838-01 | Xcel Energy | 85 | 13781 | IOU | 03133387 | 8 | Solar |  |  | Interconnected | Trade Secret | Trade | REW | REW023 | Residential | Solar*Rewards | Trade Secret | 2011 | 2011
20263-228838-01 | Xcel Energy | 85 | 13781 | IOU | 03134078 | 6 | Solar |  |  | Interconnected | Trade Secret | Trade | ALD | ALD083 | Residential | Made in Minnesota | Trade Secret | 2014 | 2014
20263-228838-01 | Xcel Energy | 85 | 13781 | IOU | 03131599 | 11.39 | Solar |  |  | Interconnected | Trade Secret | Trade | LLK | LLK071 | Commercial | Solar*Rewards | Trade Secret | 2017 | 2017
20263-228838-01 |  |  |  |  | 03897270 |  | Solar |  |  | Active Application | Trade Secret | Trade | FRM | FRM062 | Residential | Solar*Rewards |  | 2020
20263-228838-01 | Xcel Energy | 85 | 13781 | IOU | 04794406 | 5 | Solar |  |  | Interconnected | Trade Secret | Trade | SOU | SOU088 | Residential | Solar*Rewards | Trade Secret | 2022 | 2022
20263-228838-01 | Xcel Energy | 85 | 13781 | IOU | 03135145 | 33.3 | Solar |  |  | Interconnected | Trade Secret | Trade | CEL | CEL072 | Commercial | Made in Minnesota | Trade Secret | 2016 | 2017
20263-228838-01 | Xcel Energy | 85 | 13781 | IOU | 05204753 | 5.12 | Solar |  |  | Interconnected | Trade Secret | Trade | SAK | SAK321 | Residential |  | Trade Secret | 2022 | 2023
20263-228838-01 | Xcel Energy | 85 | 13781 | IOU | 06268114 | 13.824 | Solar |  |  | Active Application | Trade Secret | Trade | UPP | UPP085 | Residential |  | Trade Secret | 2025
20263-228838-01 | Xcel Energy | 85 | 13781 | IOU | 06237658 | 18.497 | Solar |  |  | Interconnected | Trade Secret | Trade | EDA | EDA079 | Residential |  | Trade Secret | 2025 | 2025
20263-228838-01 | Xcel Energy | 85 | 13781 | IOU | 03210199 | 9.28 | Solar |  |  | Interconnected | Trade Secret | Trade | STY | STY065 | Commercial | Solar*Rewards | Trade Secret | 2019 | 2019
20263-228838-01 | Xcel Energy | 85 | 13781 | IOU | OID3629146 | 7.68 | Solar |  |  | Withdrawn | Trade Secret | Trade | STY | STY065 | Commercial | Solar*Rewards | Trade Secret | 2018
20263-228838-01 | Xcel Energy | 85 | 13781 | IOU | 04997131 | 5.8 | Solar |  |  | Interconnected | Trade Secret | Trade | GRC | GRC313 | Residential |  | Trade Secret | 2022 | 2022
20263-228838-01 | Xcel Energy | 85 | 13781 | IOU | 05974066 | 38.018 | Solar |  |  | Interconnected | Trade Secret | Trade | WEL | WEL021 | Commercial |  | Trade Secret | 2024 | 2025
20263-228838-01 | Xcel Energy | 85 | 13781 | IOU | 03651857 | 14.995 | Solar |  |  | Active Application | Trade Secret | Trade | WEL | WEL021 | Commercial | Solar*Rewards | Trade Secret | 2020
20263-228838-01 | Xcel Energy | 85 | 13781 | IOU | 05212474 | 135 |  |  |  | Active Application | Trade Secret | Trade | WEL | WEL021 | Commercial |  | Trade Secret | 2022
20263-228838-01 | Xcel Energy | 85 | 13781 | IOU | 03132977 | 5 | Solar |  |  | Interconnected | Trade Secret | Trade | SOU | SOU064 | Residential | Solar*Rewards | Trade Secret | 2018 | 2019
20263-228838-01 | Xcel Energy | 85 | 13781 | IOU | 05432272 | 5.985 | Solar |  |  | Withdrawn | Trade Secret | Trade | MEL | MEL073 | Residential | Solar*Rewards | Trade Secret | 2023
20263-228838-01 | Xcel Energy | 85 | 13781 | IOU | 05523642 | 11.4 | Solar |  | X | Interconnected | Trade Secret | Trade | MEL | MEL073 | Residential |  | Trade Secret | 2023 | 2023
20263-228838-01 | Xcel Energy | 85 | 13781 | IOU | 04425402 | 8.12 | Solar |  |  | Interconnected | Trade Secret | Trade | HUG | HUG311 | Residential | Solar*Rewards | Trade Secret | 2021 | 2021
20263-228838-01 | Xcel Energy | 85 | 13781 | IOU | OID2267207 | 3.8 | Solar |  |  | Withdrawn | Trade Secret | Trade | NOF | NOF061 | Residential | Solar*Rewards | Trade Secret | 2015
20263-228838-01 | Xcel Energy | 85 | 13781 | IOU | 03134822 | 3.8 | Solar |  |  | Interconnected | Trade Secret | Trade | NOF | NOF061 | Residential | Made in Minnesota | Trade Secret | 2016 | 2016
20263-228838-01 | Xcel Energy | 85 | 13781 | IOU | 05769123 | 3.072 | Solar |  |  | Withdrawn | Trade Secret | Trade | NOF | NOF061 | Residential |  | Trade Secret | 2024
20263-228838-01 | Xcel Energy | 85 | 13781 | IOU | 05941874 | 2.277 | Solar |  |  | Interconnected | Trade Secret | Trade | OAD | OAD074 | Residential |  | Trade Secret | 2024 | 2025
20263-228838-01 | Xcel Energy | 85 | 13781 | IOU | 05536640 | 7.04 | Solar |  |  | Interconnected | Trade Secret | Trade | ECK | ECK061 | Residential | Solar*Rewards | Trade Secret | 2023 | 2024
20263-228838-01 | Xcel Energy | 85 | 13781 | IOU | 05449584 | 5.76 | Solar |  |  | Interconnected | Trade Secret | Trade | FAP | FAP061 | Residential | Solar*Rewards | Trade Secret | 2023 | 2023
20263-228838-01 | Xcel Energy | 85 | 13781 | IOU | 05404403 | 8.41 | Solar |  |  | Interconnected | Trade Secret | Trade | SLP | SLP092 | Residential |  | Trade Secret | 2023 | 2023
20263-228838-01 | Xcel Energy | 85 | 13781 | IOU | 06088677 | 5.314 | Solar |  |  | Interconnected | Trade Secret | Trade | TLK | TLK067 | Residential |  | Trade Secret | 2025 | 2025
20263-228838-01 | Xcel Energy | 85 | 13781 | IOU | 04793506 | 6 | Solar |  |  | Interconnected | Trade Secret | Trade | SLP | SLP081 | Residential | Solar*Rewards | Trade Secret | 2022 | 2022
20263-228838-01 | Xcel Energy | 85 | 13781 | IOU | 05813426 | 3.747 | Solar |  |  | Interconnected | Trade Secret | Trade | UPP | UPP063 | Residential |  | Trade Secret | 2024 | 2025
20263-228838-01 | Xcel Energy | 85 | 13781 | IOU | 06205189 | 9.489 | Solar |  |  | Interconnected | Trade Secret | Trade | ALD | ALD084 | Residential |  | Trade Secret | 2025 | 2025
20263-228838-01 | Xcel Energy | 85 | 13781 | IOU | 06214273 | 4.064 | Solar |  |  | Interconnected | Trade Secret | Trade | APA | APA061 | Residential |  | Trade Secret | 2025 | 2025
20263-228838-01 |  |  |  |  | OID3596022 |  | Solar |  |  | Withdrawn | Trade Secret | Trade | APA | APA064 | Commercial | Solar*Rewards |  | 2018
20263-228838-01 |  |  |  |  | OID3596020 |  | Solar |  |  | Withdrawn | Trade Secret | Trade | APA | APA064 | Commercial | Solar*Rewards |  | 2018
20263-228838-01 | Xcel Energy | 85 | 13781 | IOU | 03132991 | 17.565 | Solar |  |  | Interconnected | Trade Secret | Trade | APA | APA064 | Commercial | Solar*Rewards | Trade Secret | 2018 | 2019
20263-228838-01 | Xcel Energy | 85 | 13781 | IOU | 05623739 | 57.96 |  |  |  | Active Application | Trade Secret | Trade | APA | APA064 | Commercial |  | Trade Secret | 2023
20263-228838-01 | Xcel Energy | 85 | 13781 | IOU | 05623761 | 57.96 | Solar |  |  | Interconnected | Trade Secret | Trade | APA | APA064 | Commercial |  | Trade Secret | 2023 | 2024
20263-228838-01 | Xcel Energy | 85 | 13781 | IOU | 03260830 | 6 | Solar |  |  | Interconnected | Trade Secret | Trade | SOU | SOU064 | Residential | Solar*Rewards | Trade Secret | 2019 | 2020
20263-228838-01 | Xcel Energy | 85 | 13781 | IOU | 03133273 | 2.09 | Solar |  |  | Interconnected | Trade Secret | Trade | SOU | SOU064 | Residential | Solar*Rewards | Trade Secret | 2010 | 2010
20263-228838-01 | Xcel Energy | 85 | 13781 | IOU | 03131014 | 32.2 | Solar |  |  | Interconnected | Trade Secret | Trade | HWW | HWW073 | Commercial |  | Trade Secret | 2010 | 2013
20263-228838-01 | Xcel Energy | 85 | 13781 | IOU | OID3951422 | 21.372 | Solar |  |  | Withdrawn | Trade Secret | Trade | ELP | ELP062 | Commercial | Solar*Rewards | Trade Secret | 2019
20263-228838-01 | Xcel Energy | 85 | 13781 | IOU | 04492290 | 40.252 | Solar |  |  | Active Application | Trade Secret | Trade | MND | MND072 | Commercial | Solar*Rewards | Trade Secret | 2021
20263-228838-01 | Xcel Energy | 85 | 13781 | IOU | 05449720 | 5 | Solar |  |  | Interconnected | Trade Secret | Trade | KOL | KOL062 | Residential | Solar*Rewards | Trade Secret | 2023 | 2023
20263-228838-01 | Xcel Energy | 85 | 13781 | IOU | OID2314242 | 21 | Solar |  |  | Withdrawn | Trade Secret | Trade | TSS | TSS061 | Commercial | Solar*Rewards | Trade Secret | 2015
20263-228838-01 | Xcel Energy | 85 | 13781 | IOU | OID2922127 | 12 | Solar |  |  | Withdrawn | Trade Secret | Trade | TSS | TSS061 | Commercial | Solar*Rewards | Trade Secret | 2017
20263-228838-01 |  |  |  |  | OID2958838 |  | Solar |  |  | Withdrawn | Trade Secret | Trade | TSS | TSS061 | Commercial | Solar*Rewards |  | 2017
20263-228838-01 | Xcel Energy | 85 | 13781 | IOU | 03130067 | 7.68 | Solar |  |  | Interconnected | Trade Secret | Trade | LAC | LAC063 | Residential | Solar*Rewards | Trade Secret | 2018 | 2019
20263-228838-01 | Xcel Energy | 85 | 13781 | IOU | 06253334 | 3.936 | Solar |  |  | Withdrawn | Trade Secret | Trade | SOU | SOU073 | Residential |  | Trade Secret | 2025
20263-228838-01 | Xcel Energy | 85 | 13781 | IOU | 05452674 | 4.48 | Solar |  |  | Withdrawn | Trade Secret | Trade | WEF | WEF071 | Residential | Solar*Rewards | Trade Secret | 2023
20263-228838-01 | Xcel Energy | 85 | 13781 | IOU | 06043315 | 3.416 | Solar |  |  | Withdrawn | Trade Secret | Trade | HWW | HWW062 | Residential | Solar*Rewards | Trade Secret | 2024
20263-228838-01 | Xcel Energy | 85 | 13781 | IOU | 06060778 | 3.416 | Solar |  |  | Interconnected | Trade Secret | Trade | HWW | HWW062 | Residential | Solar*Rewards | Trade Secret | 2025 | 2025
20263-228838-01 | Xcel Energy | 85 | 13781 | IOU | 04703942 | 5.48 | Solar |  |  | Interconnected | Trade Secret | Trade | PBE | PBE061 | Residential |  | Trade Secret | 2021 | 2022
20263-228838-01 | Xcel Energy | 85 | 13781 | IOU | 03132430 | 3.747 | Solar |  |  | Interconnected | Trade Secret | Trade | SLP | SLP092 | Residential | Solar*Rewards | Trade Secret | 2018 | 2018
20263-228838-01 | Xcel Energy | 85 | 13781 | IOU | 03131460 | 7.63 | Solar |  |  | Interconnected | Trade Secret | Trade | MPK | MPK084 | Residential | Made in Minnesota | Trade Secret | 2017 | 2017
20263-228838-01 | Xcel Energy | 85 | 13781 | IOU | OID2019179 | 20 | Solar |  |  | Withdrawn | Trade Secret | Trade | HWW | HWW063 | Commercial | Solar*Rewards | Trade Secret | 2014
20263-228838-01 |  |  |  |  | SRO16727 |  | Solar |  |  | Withdrawn | Trade Secret | Trade | MPK | MPK085 | Residential | Solar*Rewards |  | 2011
20263-228838-01 | Xcel Energy | 85 | 13781 | IOU | 03133454 | 3 | Solar |  |  | Interconnected | Trade Secret | Trade | MPK | MPK085 | Residential | Solar*Rewards | Trade Secret | 2011 | 2012
20263-228838-01 | Xcel Energy | 85 | 13781 | IOU | 03131481 | 13.63 | Solar |  |  | Interconnected | Trade Secret | Trade | AFT | AFT315 | Residential | Solar*Rewards | Trade Secret | 2017 | 2017
20263-228838-01 | Xcel Energy | 85 | 13781 | IOU | 03131340 | 7.92 | Solar |  |  | Interconnected | Trade Secret | Trade | ALD | ALD085 | Residential | Made in Minnesota | Trade Secret | 2017 | 2017
20263-228838-01 | Xcel Energy | 85 | 13781 | IOU | 03132752 | 6 | Solar |  |  | Interconnected | Trade Secret | Trade | ALD | ALD073 | Residential | Solar*Rewards | Trade Secret | 2018 | 2018
20263-228838-01 | Xcel Energy | 85 | 13781 | IOU | 05320752 | 86.4 | Solar |  |  | Interconnected | Trade Secret | Trade | STY | STY063 | Commercial |  | Trade Secret | 2023 | 2024
20263-228838-01 | Xcel Energy | 85 | 13781 | IOU | OID2314810 | 20 | Solar |  |  | Withdrawn | Trade Secret | Trade | FSL | FSL312 | Commercial | Solar*Rewards | Trade Secret | 2015
20263-228838-01 | Xcel Energy | 85 | 13781 | IOU | 05971650 | 7.616 | Solar |  |  | Active Application | Trade Secret | Trade | SCL | SCL312 | Residential |  | Trade Secret | 2024
20263-228838-01 | Xcel Energy | 85 | 13781 | IOU | 03131379 | 9.94 | Solar |  |  | Interconnected | Trade Secret | Trade | WEB | WEB021 | Residential | Made in Minnesota | Trade Secret | 2017 | 2017
20263-228838-01 | Xcel Energy | 85 | 13781 | IOU | 03836847 | 14.4 | Solar |  |  | Interconnected | Trade Secret | Trade | AFT | AFT314 | Residential | Solar*Rewards | Trade Secret | 2020 | 2020
20263-228838-01 | Xcel Energy | 85 | 13781 | IOU | 03421167 | 139.898 | Solar |  |  | Interconnected | Trade Secret | Trade | CNC | CNC062 | Commercial |  | Trade Secret | 2019 | 2020
20263-228838-01 | Xcel Energy | 85 | 13781 | IOU | 03133092 | 36 | Solar |  |  | Interconnected | Trade Secret | Trade | CNC | CNC062 | Commercial | Solar*Rewards | Trade Secret | 2013 | 2014
20263-228838-01 | Xcel Energy | 85 | 13781 | IOU | 03132033 | 15.26 | Solar |  |  | Interconnected | Trade Secret | Trade | MTV | MTV021 | Residential | Solar*Rewards | Trade Secret | 2017 | 2018
20263-228838-01 | Xcel Energy | 85 | 13781 | IOU | 03134021 | 18 | Solar |  |  | Interconnected | Trade Secret | Trade | PKL | PKL071 | Commercial | Solar*Rewards | Trade Secret | 2014 | 2015
20263-228838-01 | Xcel Energy | 85 | 13781 | IOU | 03133836 | 36 | Solar |  |  | Interconnected | Trade Secret | Trade | PKL | PKL071 | Commercial | Made in Minnesota | Trade Secret | 2014 | 2014
20263-228838-01 | Xcel Energy | 85 | 13781 | IOU | 04268648 | 1.92 | Solar |  |  | Interconnected | Trade Secret | Trade | TWL | TWL072 | Residential | Solar*Rewards | Trade Secret | 2021 | 2021
20263-228838-01 | Xcel Energy | 85 | 13781 | IOU | 04509340 | 6 | Solar |  |  | Interconnected | Trade Secret | Trade | RAM | RAM063 | Residential |  | Trade Secret | 2021 | 2022
20263-228838-01 | Xcel Energy | 85 | 13781 | IOU | 04492905 | 6 | Solar |  |  | Active Application | Trade Secret | Trade | RAM | RAM063 | Residential | Solar*Rewards | Trade Secret | 2021
20263-228838-01 | Xcel Energy | 85 | 13781 | IOU | 05738211 | 5.584 | Solar |  |  | Interconnected | Trade Secret | Trade | SOU | SOU079 | Residential | Solar*Rewards | Trade Secret | 2024 | 2024
20263-228838-01 | Xcel Energy | 85 | 13781 | IOU | 04522989 | 3.48 | Solar |  |  | Interconnected | Trade Secret | Trade | RIV | RIV063 | Residential |  | Trade Secret | 2021 | 2021
20263-228838-01 | Xcel Energy | 85 | 13781 | IOU | 05994339 | 3.936 | Solar |  |  | Interconnected | Trade Secret | Trade | UPP | UPP084 | Residential | Solar*Rewards | Trade Secret | 2024 | 2024
20263-228838-01 | Xcel Energy | 85 | 13781 | IOU | 04974233 | 6.282 | Solar |  |  | Interconnected | Trade Secret | Trade | SOU | SOU063 | Residential | Solar*Rewards | Trade Secret | 2022 | 2022
20263-228838-01 | Xcel Energy | 85 | 13781 | IOU | 04970775 | 13.63 | Solar |  |  | Active Application | Trade Secret | Trade | APA | APA068 | Residential |  | Trade Secret | 2022
20263-228838-01 | Xcel Energy | 85 | 13781 | IOU | 06214021 | 10.121 | Solar |  |  | Interconnected | Trade Secret | Trade | APA | APA068 | Residential |  | Trade Secret | 2025 | 2025
20263-228838-01 | Xcel Energy | 85 | 13781 | IOU | 04425803 | 15.08 | Solar |  |  | Interconnected | Trade Secret | Trade | CGR | CGR061 | Residential | Solar*Rewards | Trade Secret | 2021 | 2021
20263-228838-01 | Xcel Energy | 85 | 13781 | IOU | OID3748353 | 9.994 | Solar |  |  | Withdrawn | Trade Secret | Trade | ZUF | ZUF021 | Residential | Solar*Rewards | Trade Secret | 2019
20263-228838-01 | Xcel Energy | 85 | 13781 | IOU | OID3666681 | 9.994 | Solar |  |  | Withdrawn | Trade Secret | Trade | ZUF | ZUF021 | Residential | Solar*Rewards | Trade Secret | 2018
20263-228838-01 | Xcel Energy | 85 | 13781 | IOU | 03176704 | 9.994 | Solar |  |  | Interconnected | Trade Secret | Trade | ZUF | ZUF021 | Residential | Solar*Rewards | Trade Secret | 2019 | 2020
20263-228838-01 | Xcel Energy | 85 | 13781 | IOU | 06123545 | 8.448 | Solar |  |  | Interconnected | Trade Secret | Trade | MOL | MOL064 | Residential | Solar*Rewards | Trade Secret | 2025 | 2025
20263-228838-01 | Xcel Energy | 85 | 13781 | IOU | 05978424 | 5.904 | Solar |  |  | Interconnected | Trade Secret | Trade | WSG | WSG066 | Residential | Solar*Rewards | Trade Secret | 2024 | 2024
20263-228838-01 | Xcel Energy | 85 | 13781 | IOU | 03132254 | 3.747 | Solar |  |  | Interconnected | Trade Secret | Trade | HWW | HWW074 | Residential | Solar*Rewards | Trade Secret | 2018 | 2018
20263-228838-01 | Xcel Energy | 85 | 13781 | IOU | 03136021 | 3.36 | Solar |  |  | Interconnected | Trade Secret | Trade | AFT | AFT321 | Residential | Solar*Rewards | Trade Secret | 2018 | 2019
20263-228838-01 | Xcel Energy | 85 | 13781 | IOU | 06041231 | 9.12 | Solar |  |  | Withdrawn | Trade Secret | Trade | HWW | HWW061 | Residential | Solar*Rewards | Trade Secret | 2024
20263-228838-01 | Xcel Energy | 85 | 13781 | IOU | 06056847 | 9.12 | Solar |  |  | Active Application | Trade Secret | Trade | HWW | HWW061 | Residential | Solar*Rewards | Trade Secret | 2025
20263-228838-01 | Xcel Energy | 85 | 13781 | IOU | 05116214 | 15.198 | Solar |  |  | Interconnected | Trade Secret | Trade | HYL | HYL074 | Residential |  | Trade Secret | 2022 | 2023
20263-228838-01 |  |  |  |  | 03709002 |  | Solar |  |  | Active Application | Trade Secret | Trade | TWL | TWL068 | Residential | Solar*Rewards |  | 2020
20263-228838-01 | Xcel Energy | 85 | 13781 | IOU | 04306006 | 14.5 | Solar |  |  | Interconnected | Trade Secret | Trade | TWL | TWL068 | Residential | Solar*Rewards | Trade Secret | 2021 | 2021
20263-228838-01 | Xcel Energy | 85 | 13781 | IOU | 05192473 | 9.6 | Solar |  |  | Interconnected | Trade Secret | Trade | GRC | GRC313 | Residential |  | Trade Secret | 2022 | 2023
20263-228838-01 | Xcel Energy | 85 | 13781 | IOU | 05503571 | 9.1 | Solar |  |  | Interconnected | Trade Secret | Trade | TLK | TLK077 | Residential |  | Trade Secret | 2023 | 2023
20263-228838-01 | Xcel Energy | 85 | 13781 | IOU | 05428669 | 7.475 | Solar |  |  | Withdrawn | Trade Secret | Trade | TLK | TLK077 | Residential | Solar*Rewards | Trade Secret | 2023
20263-228838-01 | Xcel Energy | 85 | 13781 | IOU | 03132246 | 6 | Solar |  |  | Interconnected | Trade Secret | Trade | APA | APA067 | Residential | Solar*Rewards | Trade Secret | 2018 | 2018
20263-228838-01 | Xcel Energy | 85 | 13781 | IOU | 06195392 | 5.693 | Solar |  |  | Interconnected | Trade Secret | Trade | TWL | TWL066 | Residential | Solar*Rewards | Trade Secret | 2025 | 2025
20263-228838-01 | Xcel Energy | 85 | 13781 | IOU | 05338364 | 2.9 | Solar |  |  | Interconnected | Trade Secret | Trade | UPP | UPP084 | Residential |  | Trade Secret | 2022 | 2023
20263-228838-01 | Xcel Energy | 85 | 13781 | IOU | 05711714 | 6.93 | Solar |  |  | Interconnected | Trade Secret | Trade | MPK | MPK065 | Residential | Solar*Rewards | Trade Secret | 2024 | 2024
20263-228838-01 | Xcel Energy | 85 | 13781 | IOU | 04879303 | 13.96 | Solar |  |  | Active Application | Trade Secret | Trade | WCS | WCS064 | Residential | Solar*Rewards | Trade Secret | 2022
20263-228838-01 | Xcel Energy | 85 | 13781 | IOU | 04101545 | 5 | Solar |  |  | Interconnected | Trade Secret | Trade | FSL | FSL312 | Residential |  | Trade Secret | 2020 | 2021
20263-228838-01 | Xcel Energy | 85 | 13781 | IOU | 06059921 | 4.355 | Solar |  |  | Interconnected | Trade Secret | Trade | SLP | SLP082 | Residential | Solar*Rewards | Trade Secret | 2025 | 2025
20263-228838-01 | Xcel Energy | 85 | 13781 | IOU | 03130512 | 17.69 | Solar |  |  | Interconnected | Trade Secret | Trade | FAB | FAB073 | Commercial | Solar*Rewards | Trade Secret | 2018 | 2019
20263-228838-01 | Xcel Energy | 85 | 13781 | IOU | 04492911 | 3.747 | Solar |  |  | Active Application | Trade Secret | Trade | HWW | HWW073 | Residential | Solar*Rewards | Trade Secret | 2021
20263-228838-01 | Xcel Energy | 85 | 13781 | IOU | 04509396 | 3.747 | Solar |  |  | Withdrawn | Trade Secret | Trade | HWW | HWW073 | Residential |  | Trade Secret | 2021
20263-228838-01 | Xcel Energy | 85 | 13781 | IOU | 03503343 | 13.63 | Solar |  |  | Interconnected | Trade Secret | Trade | LEX | LEX075 | Residential | Solar*Rewards | Trade Secret | 2019 | 2020
20263-228838-01 | Xcel Energy | 85 | 13781 | IOU | 06178529 | 7.6 | Solar |  |  | Active Application | Trade Secret | Trade | WIL | WIL079 | Residential | Solar*Rewards | Trade Secret | 2025
20263-228838-01 | Xcel Energy | 85 | 13781 | IOU | 05357970 | 9.423 | Solar |  |  | Interconnected | Trade Secret | Trade | STY | STY061 | Residential |  | Trade Secret | 2023 | 2023
20263-228838-01 | Xcel Energy | 85 | 13781 | IOU | 05578105 | 5.04 | Solar |  |  | Interconnected | Trade Secret | Trade | OPK | OPK065 | Residential |  | Trade Secret | 2023 | 2024
20263-228838-01 | Xcel Energy | 85 | 13781 | IOU | 06227076 | 5.235 | Solar |  |  | Interconnected | Trade Secret | Trade | SOU | SOU083 | Residential |  | Trade Secret | 2025 | 2025
20263-228838-01 | Xcel Energy | 85 | 13781 | IOU | 03130084 | 7.44 | Solar |  |  | Interconnected | Trade Secret | Trade | HUG | HUG321 | Residential | Solar*Rewards | Trade Secret | 2018 | 2019
20263-228838-01 | Xcel Energy | 85 | 13781 | IOU | 06166364 | 2.903 | Solar |  |  | Active Application | Trade Secret | Trade | RPO | RPO312 | Residential |  | Trade Secret | 2025
20263-228838-01 | Xcel Energy | 85 | 13781 | IOU | 05831437 | 6.98 | Solar |  |  | Interconnected | Trade Secret | Trade | WDY | WDY311 | Residential | Solar*Rewards | Trade Secret | 2024 | 2024
20263-228838-01 | Xcel Energy | 85 | 13781 | IOU | 04865842 | 8.027 | Solar |  |  | Interconnected | Trade Secret | Trade | AFT | AFT322 | Residential | Solar*Rewards | Trade Secret | 2022 | 2022
20263-228838-01 | Xcel Energy | 85 | 13781 | IOU | 04292892 | 11.39 | Solar |  |  | Interconnected | Trade Secret | Trade | SOU | SOU078 | Commercial |  | Trade Secret | 2021 | 2021
20263-228838-01 | Xcel Energy | 85 | 13781 | IOU | OID3867364 | 2.64 | Solar |  |  | Withdrawn | Trade Secret | Trade | MPK | MPK084 | Residential | Solar*Rewards | Trade Secret | 2019
20263-228838-01 | Xcel Energy | 85 | 13781 | IOU | 03195094 | 3.747 | Solar |  |  | Interconnected | Trade Secret | Trade | MPK | MPK084 | Residential | Solar*Rewards | Trade Secret | 2019 | 2020
20263-228838-01 | Xcel Energy | 85 | 13781 | IOU | 03135142 | 9.94 | Solar |  |  | Interconnected | Trade Secret | Trade | GSL | GSL065 | Residential | Made in Minnesota | Trade Secret | 2016 | 2016
20263-228838-01 | Xcel Energy | 85 | 13781 | IOU | 03134476 | 9.03 | Solar |  |  | Interconnected | Trade Secret | Trade | DND | DND061 | Residential | Solar*Rewards | Trade Secret | 2015 | 2016
20263-228838-01 | Xcel Energy | 85 | 13781 | IOU | OID3666235 | 12 | Solar |  |  | Withdrawn | Trade Secret | Trade | WIN | WIN043 | Residential | Solar*Rewards | Trade Secret | 2018
20263-228838-01 |  |  |  |  | OID3643779 |  | Solar |  |  | Withdrawn | Trade Secret | Trade | WIN | WIN043 | Residential | Solar*Rewards |  | 2018
20263-228838-01 | Xcel Energy | 85 | 13781 | IOU | OID3644861 | 12 | Solar |  |  | Withdrawn | Trade Secret | Trade | WIN | WIN043 | Residential | Solar*Rewards | Trade Secret | 2018
20263-228838-01 | Xcel Energy | 85 | 13781 | IOU | OID3666344 | 15.5 | Solar |  |  | Withdrawn | Trade Secret | Trade | WIN | WIN043 | Residential | Solar*Rewards | Trade Secret | 2018
20263-228838-01 |  |  |  |  | OID3666294 |  | Solar |  |  | Withdrawn | Trade Secret | Trade | WIN | WIN043 | Residential | Solar*Rewards |  | 2018
20263-228838-01 | Xcel Energy | 85 | 13781 | IOU | 04640854 | 15.007 | Solar |  |  | Interconnected | Trade Secret | Trade | HAS | HAS021 | Residential |  | Trade Secret | 2021 | 2022
20263-228838-01 | Xcel Energy | 85 | 13781 | IOU | SRO18697 | 40 | Solar |  |  | Withdrawn | Trade Secret | Trade | SLP | SLP096 | Commercial | Solar*Rewards | Trade Secret | 2011
20263-228838-01 | Xcel Energy | 85 | 13781 | IOU | 04651522 | 100 | Solar |  |  | Interconnected | Trade Secret | Trade | SLP | SLP096 | Commercial |  | Trade Secret | 2021 | 2022
20263-228838-01 | Xcel Energy | 85 | 13781 | IOU | 05417562 | 240 | Solar |  |  | Interconnected | Trade Secret | Trade | SLP | SLP096 | Commercial |  | Trade Secret | 2023 | 2024
20263-228838-01 | Xcel Energy | 85 | 13781 | IOU | 06018771 | 16.225 | Storage |  |  | Interconnected | Trade Secret | Trade | SOU | SOU069 | Residential |  | Trade Secret | 2024 | 2025
20263-228838-01 | Xcel Energy | 85 | 13781 | IOU | 05551232 | 4.725 | Solar |  |  | Interconnected | Trade Secret | Trade | SOU | SOU069 | Residential |  | Trade Secret | 2023 | 2023
20263-228838-01 | Xcel Energy | 85 | 13781 | IOU | 04045165 | 2.9 | Solar |  |  | Interconnected | Trade Secret | Trade | MPK | MPK086 | Residential | Solar*Rewards | Trade Secret | 2020 | 2021
20263-228838-01 | Xcel Energy | 85 | 13781 | IOU | 06223461 | 3.484 | Solar |  |  | Active Application | Trade Secret | Trade | MOL | MOL063 | Residential |  | Trade Secret | 2025
20263-228838-01 | Xcel Energy | 85 | 13781 | IOU | 04967472 | 4.95 | Solar |  |  | Active Application | Trade Secret | Trade | MOL | MOL063 | Residential | Solar*Rewards | Trade Secret | 2022
20263-228838-01 | Xcel Energy | 85 | 13781 | IOU | 05467034 | 5.12 | Solar |  |  | Interconnected | Trade Secret | Trade | CHE | CHE076 | Residential | Solar*Rewards | Trade Secret | 2023 | 2023
20263-228838-01 | Xcel Energy | 85 | 13781 | IOU | 06212152 | 4.188 | Solar |  |  | Active Application | Trade Secret | Trade | SOU | SOU064 | Residential |  | Trade Secret | 2025
20263-228838-01 |  |  |  |  | 04850122 |  | Solar |  |  | Active Application | Trade Secret | Trade | MOL | MOL078 | Residential | Solar*Rewards |  | 2022
20263-228838-01 | Xcel Energy | 85 | 13781 | IOU | 03132657 | 9.94 | Solar |  | X | Interconnected | Trade Secret | Trade | EDA | EDA067 | Residential | Solar*Rewards | Trade Secret | 2018 | 2018
20263-228838-01 | Xcel Energy | 85 | 13781 | IOU | OID3317702 | 9.94 | Solar |  |  | Withdrawn | Trade Secret | Trade | EDA | EDA067 | Residential | Solar*Rewards | Trade Secret | 2018
20263-228838-01 | Xcel Energy | 85 | 13781 | IOU | 03134333 | 6.48 | Solar |  |  | Interconnected | Trade Secret | Trade | SOU | SOU076 | Residential | Made in Minnesota | Trade Secret | 2015 | 2015
20263-228838-01 |  |  |  |  | OID3812688 |  | Solar |  |  | Withdrawn | Trade Secret | Trade | FIC | FIC021 | Residential | Solar*Rewards |  | 2019
20263-228838-01 | Xcel Energy | 85 | 13781 | IOU | SRO29726 | 15 | Solar |  |  | Withdrawn | Trade Secret | Trade | GIB | GIB021 | Residential | Solar*Rewards | Trade Secret | 2013
20263-228838-01 | Xcel Energy | 85 | 13781 | IOU | 05285438 | 12.8 | Solar |  |  | Interconnected | Trade Secret | Trade | CHE | CHE065 | Residential |  | Trade Secret | 2022 | 2023
20263-228838-01 | Xcel Energy | 85 | 13781 | IOU | 04040709 | 5 | Solar |  |  | Interconnected | Trade Secret | Trade | WYO | WYO031 | Residential | Solar*Rewards | Trade Secret | 2020 | 2021
20263-228838-01 | Xcel Energy | 85 | 13781 | IOU | 03498665 | 7.25 | Solar |  |  | Interconnected | Trade Secret | Trade | NOF | NOF071 | Residential | Solar*Rewards | Trade Secret | 2019 | 2020
20263-228838-01 | Xcel Energy | 85 | 13781 | IOU | 05829745 | 5.052 | Solar |  |  | Interconnected | Trade Secret | Trade | SOU | SOU061 | Residential |  | Trade Secret | 2024 | 2024
20263-228838-01 | Xcel Energy | 85 | 13781 | IOU | 05244816 | 38 | Solar |  |  | Withdrawn | Trade Secret | Trade | EGL | EGL022 | Commercial |  | Trade Secret | 2022
20263-228838-01 | Xcel Energy | 85 | 13781 | IOU | 05805155 | 4.225 | Solar |  |  | Interconnected | Trade Secret | Trade | UPP | UPP063 | Residential | Solar*Rewards | Trade Secret | 2024 | 2024
20263-228838-01 | Xcel Energy | 85 | 13781 | IOU | 04403761 | 19.14 | Solar |  |  | Interconnected | Trade Secret | Trade | APA | APA077 | Residential | Solar*Rewards | Trade Secret | 2021 | 2021
20263-228838-01 | Xcel Energy | 85 | 13781 | IOU | 04955776 | 14.51 | Solar |  |  | Interconnected | Trade Secret | Trade | HSN | HSN321 | Commercial | Solar*Rewards | Trade Secret | 2022 | 2022
20263-228838-01 | Xcel Energy | 85 | 13781 | IOU | 04970944 | 6.96 | Solar |  |  | Interconnected | Trade Secret | Trade | SOU | SOU063 | Residential | Solar*Rewards | Trade Secret | 2022 | 2022
20263-228838-01 | Xcel Energy | 85 | 13781 | IOU | 06004595 | 5.7 | Solar |  |  | Interconnected | Trade Secret | Trade | IDA | IDA073 | Residential | Solar*Rewards | Trade Secret | 2024 | 2025
20263-228838-01 | Xcel Energy | 85 | 13781 | IOU | SRO29998 | 5 | Solar |  |  | Withdrawn | Trade Secret | Trade | DOC | DOC031 | Commercial | Solar*Rewards | Trade Secret | 2013
20263-228838-01 | Xcel Energy | 85 | 13781 | IOU | OID3284672 | 19.999 | Solar |  |  | Withdrawn | Trade Secret | Trade | FAB | FAB063 | Commercial | Solar*Rewards | Trade Secret | 2018
20263-228838-01 | Xcel Energy | 85 | 13781 | IOU | SRO29942 | 45 | Solar |  |  | Withdrawn | Trade Secret | Trade | FAB | FAB063 | Commercial | Solar*Rewards | Trade Secret | 2013
20263-228838-01 | Xcel Energy | 85 | 13781 | IOU | 05864145 | 12.905 | Solar |  |  | Interconnected | Trade Secret | Trade | LEX | LEX331 | Residential | Solar*Rewards | Trade Secret | 2024 | 2025
20263-228838-01 | Xcel Energy | 85 | 13781 | IOU | 06065423 | 19.18 | Solar |  | X | Active Application | Trade Secret | Trade | HUG | HUG321 | Residential |  | Trade Secret | 2025
20263-228838-01 | Xcel Energy | 85 | 13781 | IOU | 06107135 | 10.752 | Solar |  | X | Interconnected | Trade Secret | Trade | SCL | SCL312 | Residential | Solar*Rewards | Trade Secret | 2025 | 2025
20263-228838-01 | Xcel Energy | 85 | 13781 | IOU | 03132567 | 5.76 | Solar |  |  | Interconnected | Trade Secret | Trade | VKG | VKG061 | Residential | Made in Minnesota | Trade Secret | 2018 | 2018
20263-228838-01 | Xcel Energy | 85 | 13781 | IOU | OID3241583 | 7.63 | Solar |  |  | Withdrawn | Trade Secret | Trade | VKG | VKG061 | Residential | Made in Minnesota | Trade Secret | 2017
20263-228838-01 | Xcel Energy | 85 | 13781 | IOU | 05950614 | 6.046 | Solar |  |  | Active Application | Trade Secret | Trade | SCL | SCL322 | Residential |  | Trade Secret | 2024
20263-228838-01 | Xcel Energy | 85 | 13781 | IOU | 05227843 | 5.584 | Solar |  |  | Interconnected | Trade Secret | Trade | MPK | MPK071 | Residential |  | Trade Secret | 2022 | 2024
20263-228838-01 | Xcel Energy | 85 | 13781 | IOU | 04192520 | 5.22 | Solar |  |  | Active Application | Trade Secret | Trade | HUG | HUG321 | Residential | Solar*Rewards | Trade Secret | 2020
20263-228838-01 | Xcel Energy | 85 | 13781 | IOU | 04205322 | 6 | Solar |  |  | Interconnected | Trade Secret | Trade | HUG | HUG321 | Commercial | Solar*Rewards | Trade Secret | 2021 | 2021
20263-228838-01 | Xcel Energy | 85 | 13781 | IOU | 05399729 | 6.3 | Solar |  |  | Interconnected | Trade Secret | Trade | SOU | SOU083 | Residential | Solar*Rewards | Trade Secret | 2023 | 2023
20263-228838-01 | Xcel Energy | 85 | 13781 | IOU | 05225171 | 6.98 | Solar |  |  | Interconnected | Trade Secret | Trade | HYL | HYL073 | Residential |  | Trade Secret | 2022 | 2022
20263-228838-01 | Xcel Energy | 85 | 13781 | IOU | 06208201 | 13.302 | Solar |  |  | Interconnected | Trade Secret | Trade | HYL | HYL071 | Residential | Solar*Rewards | Trade Secret | 2025 | 2026
20263-228838-01 | Xcel Energy | 85 | 13781 | IOU | 06073114 | 7.68 | Solar |  |  | Active Application | Trade Secret | Trade | YAM | YAM031 | Residential | Solar*Rewards | Trade Secret | 2025
20263-228838-01 | Xcel Energy | 85 | 13781 | IOU | 05345072 | 6.09 | Solar |  |  | Withdrawn | Trade Secret | Trade | OAD | OAD072 | Residential |  | Trade Secret | 2022
20263-228838-01 | Xcel Energy | 85 | 13781 | IOU | 06249323 | 24.576 | Solar |  |  | Active Application | Trade Secret | Trade | SCL | SCL312 | Residential |  | Trade Secret | 2025
20263-228838-01 | Xcel Energy | 85 | 13781 | IOU | 04589874 | 6 | Solar |  |  | Interconnected | Trade Secret | Trade | TER | TER063 | Residential |  | Trade Secret | 2021 | 2022
20263-228838-01 | Xcel Energy | 85 | 13781 | IOU | SRO29807 | 45 | Solar |  |  | Withdrawn | Trade Secret | Trade | TLK | TLK064 | Commercial | Solar*Rewards | Trade Secret | 2013
20263-228838-01 | Xcel Energy | 85 | 13781 | IOU | OID3470335 | 39.998 | Solar |  |  | Withdrawn | Trade Secret | Trade | WTN | WTN061 | Commercial | Solar*Rewards | Trade Secret | 2018
20263-228838-01 | Xcel Energy | 85 | 13781 | IOU | 05844576 | 5.85 | Solar |  |  | Interconnected | Trade Secret | Trade | IDA | IDA062 | Residential |  | Trade Secret | 2024 | 2024
20263-228838-01 | Xcel Energy | 85 | 13781 | IOU | 03130729 | 6000 | Other |  |  | Interconnected | Trade Secret | Trade | WIN | WIN033 | Commercial |  | Trade Secret | 2004 | 2004
20263-228838-01 | Xcel Energy | 85 | 13781 | IOU | 04399909 | 150 | Solar |  |  | Interconnected | Trade Secret | Trade | WIN | WIN033 | Commercial |  | Trade Secret | 2021 | 2024
20263-228838-01 | Xcel Energy | 85 | 13781 | IOU | 04399945 | 250 | Solar |  |  | Interconnected | Trade Secret | Trade | WIN | WIN033 | Commercial |  | Trade Secret | 2021 | 2024
20263-228838-01 | Xcel Energy | 85 | 13781 | IOU | 04401363 | 420 | Solar |  |  | Interconnected | Trade Secret | Trade | WIN | WIN033 | Commercial |  | Trade Secret | 2021 | 2024
20263-228838-01 |  |  |  |  | 04410618 |  | Solar |  |  | Active Application | Trade Secret | Trade | WIN | WIN033 | Commercial | Solar*Rewards |  | 2021
20263-228838-01 | Xcel Energy | 85 | 13781 | IOU | 04398641 | 25.432 | Solar |  |  | Interconnected | Trade Secret | Trade | WIN | WIN033 | Commercial | Solar*Rewards | Trade Secret | 2021 | 2023
20263-228838-01 | Xcel Energy | 85 | 13781 | IOU | 04389190 | 25.432 | Solar |  |  | Interconnected | Trade Secret | Trade | WIN | WIN033 | Commercial | Solar*Rewards | Trade Secret | 2021 | 2023
20263-228838-01 | Xcel Energy | 85 | 13781 | IOU | OID3328380 | 39.998 | Solar |  |  | Withdrawn | Trade Secret | Trade | ALD | ALD098 | Commercial | Made in Minnesota | Trade Secret | 2018
20263-228838-01 | Xcel Energy | 85 | 13781 | IOU | 03133876 | 36 | Solar |  |  | Interconnected | Trade Secret | Trade | SOU | SOU063 | Commercial | Made in Minnesota | Trade Secret | 2014 | 2014
20263-228838-01 | Xcel Energy | 85 | 13781 | IOU | 04784812 | 12.956 | Solar |  |  | Interconnected | Trade Secret | Trade | BEL | BEL061 | Residential |  | Trade Secret | 2022 | 2022
20263-228838-01 | Xcel Energy | 85 | 13781 | IOU | 05424274 | 6.38 | Solar |  |  | Active Application | Trade Secret | Trade | EBL | EBL084 | Residential |  | Trade Secret | 2023
20263-228838-01 | Xcel Energy | 85 | 13781 | IOU | 05419507 | 6.38 | Solar |  |  | Active Application | Trade Secret | Trade | EBL | EBL084 | Residential |  | Trade Secret | 2023
20263-228838-01 | Xcel Energy | 85 | 13781 | IOU | OID3815272 | 11.39 | Solar |  |  | Withdrawn | Trade Secret | Trade | APA | APA068 | Residential | Solar*Rewards | Trade Secret | 2019
20263-228838-01 | Xcel Energy | 85 | 13781 | IOU | 03141316 | 11.39 | Solar |  |  | Interconnected | Trade Secret | Trade | APA | APA068 | Residential | Solar*Rewards | Trade Secret | 2019 | 2019
20263-228838-01 | Xcel Energy | 85 | 13781 | IOU | 05240117 | 15.08 | Solar |  |  | Interconnected | Trade Secret | Trade | ECK | ECK341 | Residential |  | Trade Secret | 2022 | 2023
20263-228838-01 | Xcel Energy | 85 | 13781 | IOU | 04915293 | 8.7 | Solar |  |  | Active Application | Trade Secret | Trade | DBL | DBL063 | Residential |  | Trade Secret | 2022
20263-228838-01 | Xcel Energy | 85 | 13781 | IOU | 05356570 | 4.35 | Solar |  |  | Interconnected | Trade Secret | Trade | MPK | MPK063 | Residential | Solar*Rewards | Trade Secret | 2023 | 2023
20263-228838-01 | Xcel Energy | 85 | 13781 | IOU | 04434043 | 11.517 | Solar |  |  | Active Application | Trade Secret | Trade | CGR | CGR071 | Residential | Solar*Rewards | Trade Secret | 2021
20263-228838-01 | Xcel Energy | 85 | 13781 | IOU | SRO24314 | 9.995 | Solar |  |  | Withdrawn | Trade Secret | Trade | SWN | SWN021 | Commercial | Solar*Rewards | Trade Secret | 2012
20263-228838-01 | Xcel Energy | 85 | 13781 | IOU | 04375381 | 3.48 | Solar |  |  | Withdrawn | Trade Secret | Trade | SOU | SOU079 | Residential | Solar*Rewards | Trade Secret | 2021
20263-228838-01 | Xcel Energy | 85 | 13781 | IOU | 03131748 | 2.962 | Solar |  |  | Interconnected | Trade Secret | Trade | TWL | TWL075 | Residential | Solar*Rewards | Trade Secret | 2017 | 2017
20263-228838-01 | Xcel Energy | 85 | 13781 | IOU | 03812786 | 3.747 | Solar |  |  | Active Application | Trade Secret | Trade | DBL | DBL068 | Residential | Solar*Rewards | Trade Secret | 2020
20263-228838-01 | Xcel Energy | 85 | 13781 | IOU | OID1998992 | 5 | Solar |  |  | Withdrawn | Trade Secret | Trade | HWW | HWW075 | Commercial | Made in Minnesota | Trade Secret | 2014
20263-228838-01 | Xcel Energy | 85 | 13781 | IOU | 03451911 | 7.616 | Solar |  |  | Interconnected | Trade Secret | Trade | HYL | HYL064 | Residential | Solar*Rewards | Trade Secret | 2019 | 2020
20263-228838-01 | Xcel Energy | 85 | 13781 | IOU | 05988329 | 6.98 | Solar |  |  | Interconnected | Trade Secret | Trade | TWL | TWL063 | Residential | Solar*Rewards | Trade Secret | 2024 | 2024
20263-228838-01 |  |  |  |  | 05979229 |  |  |  |  | Withdrawn | Trade Secret | Trade | TWL | TWL063 | Residential |  |  | 2024
20263-228838-01 | Xcel Energy | 85 | 13781 | IOU | 05816061 | 9.994 | Solar |  |  | Withdrawn | Trade Secret | Trade | HSN | HSN321 | Residential | Solar*Rewards | Trade Secret | 2024
20263-228838-01 | Xcel Energy | 85 | 13781 | IOU | 03424116 | 5 | Solar |  |  | Interconnected | Trade Secret | Trade | MOL | MOL071 | Residential | Solar*Rewards | Trade Secret | 2019 | 2020
20263-228838-01 |  |  |  |  | 06342807 |  | Solar |  |  | Active Application | Trade Secret | Trade | BLC | BLC062 | Residential | Solar*Rewards |  | 2026
20263-228838-01 | Xcel Energy | 85 | 13781 | IOU | 06119423 | 9.109 | Solar |  |  | Interconnected | Trade Secret | Trade | LAP | LAP311 | Commercial |  | Trade Secret | 2025 | 2025
20263-228838-01 | Xcel Energy | 85 | 13781 | IOU | 03131144 | 1000 | Other |  |  | Interconnected | Trade Secret | Trade | WDY | WDY312 | Commercial |  | Trade Secret | 2012 | 2013
20263-228838-01 | Xcel Energy | 85 | 13781 | IOU | 04800766 | 15.8 | Solar |  |  | Interconnected | Trade Secret | Trade | KOL | KOL065 | Residential | Solar*Rewards | Trade Secret | 2022 | 2023
20263-228838-01 | Xcel Energy | 85 | 13781 | IOU | 03994211 | 15.6 | Solar |  |  | Interconnected | Trade Secret | Trade | SCL | SCL313 | Residential | Solar*Rewards | Trade Secret | 2020 | 2021
20263-228838-01 | Xcel Energy | 85 | 13781 | IOU | 03130346 | 7.616 | Solar |  |  | Interconnected | Trade Secret | Trade | LAP | LAP311 | Residential | Solar*Rewards | Trade Secret | 2019 | 2019
20263-228838-01 | Xcel Energy | 85 | 13781 | IOU | 05356636 | 11.6 | Solar |  |  | Interconnected | Trade Secret | Trade | GLK | GLK074 | Residential | Solar*Rewards | Trade Secret | 2023 | 2023
20263-228838-01 | Xcel Energy | 85 | 13781 | IOU | 05572064 | 4.06 | Solar |  |  | Interconnected | Trade Secret | Trade | HUG | HUG312 | Residential |  | Trade Secret | 2023 | 2024
20263-228838-01 | Xcel Energy | 85 | 13781 | IOU | 03131474 | 2.88 | Solar |  |  | Interconnected | Trade Secret | Trade | HUG | HUG312 | Residential | Solar*Rewards | Trade Secret | 2017 | 2017
20263-228838-01 | Xcel Energy | 85 | 13781 | IOU | 03131179 | 5.04 | Solar |  |  | Interconnected | Trade Secret | Trade | HUG | HUG312 | Residential |  | Trade Secret | 2013 | 2013
20263-228838-01 | Xcel Energy | 85 | 13781 | IOU | 06134786 | 6.832 | Solar |  | X | Withdrawn | Trade Secret | Trade | BCR | BCR061 | Residential | Solar*Rewards | Trade Secret | 2025
20263-228838-01 | Xcel Energy | 85 | 13781 | IOU | 05729519 | 13.056 | Solar |  |  | Interconnected | Trade Secret | Trade | AFT | AFT322 | Residential | Solar*Rewards | Trade Secret | 2024 | 2024
20263-228838-01 | Xcel Energy | 85 | 13781 | IOU | 05562295 | 15.4 | Solar |  |  | Interconnected | Trade Secret | Trade | RPO | RPO312 | Residential | Solar*Rewards | Trade Secret | 2023 | 2023
20263-228838-01 | Xcel Energy | 85 | 13781 | IOU | 04794290 | 3.747 | Solar |  |  | Interconnected | Trade Secret | Trade | ALD | ALD076 | Residential | Solar*Rewards | Trade Secret | 2022 | 2022
20263-228838-01 | Xcel Energy | 85 | 13781 | IOU | 06322259 | 6.98 | Solar |  |  | Active Application | Trade Secret | Trade | ESW | ESW073 | Residential | Solar*Rewards | Trade Secret | 2026
20263-228838-01 | Xcel Energy | 85 | 13781 | IOU | 04051199 | 9.994 | Solar |  |  | Active Application | Trade Secret | Trade | WCR | WCR322 | Residential | Solar*Rewards | Trade Secret | 2020
20263-228838-01 | Xcel Energy | 85 | 13781 | IOU | 03131349 | 19.999 | Solar |  |  | Interconnected | Trade Secret | Trade | MPK | MPK071 | Commercial | Solar*Rewards | Trade Secret | 2017 | 2017
20263-228838-01 | Xcel Energy | 85 | 13781 | IOU | 03134682 | 7.63 | Solar |  |  | Interconnected | Trade Secret | Trade | ALD | ALD088 | Residential | Solar*Rewards | Trade Secret | 2015 | 2016
20263-228838-01 | Xcel Energy | 85 | 13781 | IOU | 05004103 | 8.99 | Solar |  |  | Interconnected | Trade Secret | Trade | ALK | ALK072 | Residential | Solar*Rewards | Trade Secret | 2022 | 2022
20263-228838-01 | Xcel Energy | 85 | 13781 | IOU | 05357141 | 6.93 | Solar |  |  | Interconnected | Trade Secret | Trade | LOK | LOK093 | Residential | Solar*Rewards | Trade Secret | 2023 | 2023
20263-228838-01 | Xcel Energy | 85 | 13781 | IOU | 03129754 | 5000 | Solar |  |  | Interconnected | Trade Secret | Trade | HAS | HAS021 | Commercial |  | Trade Secret | 2013 | 2016
20263-228838-01 | Xcel Energy | 85 | 13781 | IOU | 05251973 | 5.51 | Solar |  |  | Interconnected | Trade Secret | Trade | ECK | ECK321 | Residential |  | Trade Secret | 2022 | 2023
20263-228838-01 | Xcel Energy | 85 | 13781 | IOU | 04877643 | 10 | Solar |  |  | Interconnected | Trade Secret | Trade | OAD | OAD072 | Residential | Solar*Rewards | Trade Secret | 2022 | 2023
20263-228838-01 | Xcel Energy | 85 | 13781 | IOU | 03129806 | 96.24 | Solar |  |  | Interconnected | Trade Secret | Trade | EDP | EDP082 | Commercial |  | Trade Secret | 2017 | 2020
20263-228838-01 | Xcel Energy | 85 | 13781 | IOU | 03131592 | 7.63 | Solar |  |  | Interconnected | Trade Secret | Trade | SOU | SOU060 | Residential | Made in Minnesota | Trade Secret | 2017 | 2017
20263-228838-01 | Xcel Energy | 85 | 13781 | IOU | 03131247 | 32.4 | Solar |  |  | Interconnected | Trade Secret | Trade | FST | FST078 | Commercial | Made in Minnesota | Trade Secret | 2016 | 2017
20263-228838-01 | Xcel Energy | 85 | 13781 | IOU | 03630901 | 39.976 | Solar |  |  | Active Application | Trade Secret | Trade | WRR | WRR064 | Commercial | Solar*Rewards | Trade Secret | 2020
20263-228838-01 | Xcel Energy | 85 | 13781 | IOU | 04046586 | 43.53 | Solar |  |  | Active Application | Trade Secret | Trade | WRR | WRR064 | Commercial | Solar*Rewards | Trade Secret | 2020
20263-228838-01 | Xcel Energy | 85 | 13781 | IOU | 04820871 | 39.999 | Solar |  |  | Interconnected | Trade Secret | Trade | WRR | WRR064 | Commercial | Solar*Rewards | Trade Secret | 2022 | 2025
20263-228838-01 | Xcel Energy | 85 | 13781 | IOU | OID3725114 | 43.53 | Solar |  |  | Withdrawn | Trade Secret | Trade | WRR | WRR064 | Commercial | Solar*Rewards | Trade Secret | 2019
20263-228838-01 | Xcel Energy | 85 | 13781 | IOU | OID3667920 | 39.998 | Solar |  |  | Withdrawn | Trade Secret | Trade | WRR | WRR064 | Commercial | Solar*Rewards | Trade Secret | 2018
20263-228838-01 |  |  |  |  | OID3725115 |  | Solar |  |  | Withdrawn | Trade Secret | Trade | WRR | WRR064 | Commercial | Solar*Rewards |  | 2019
20263-228838-01 |  |  |  |  | OID3725116 |  | Solar |  |  | Withdrawn | Trade Secret | Trade | WRR | WRR064 | Commercial | Solar*Rewards |  | 2019
20263-228838-01 | Xcel Energy | 85 | 13781 | IOU | OID3853730 | 43.53 | Solar |  |  | Withdrawn | Trade Secret | Trade | WRR | WRR064 | Commercial | Solar*Rewards | Trade Secret | 2019
20263-228838-01 | Xcel Energy | 85 | 13781 | IOU | 05830225 | 6.046 | Solar |  |  | Interconnected | Trade Secret | Trade | TWL | TWL066 | Residential |  | Trade Secret | 2024 | 2024
20263-228838-01 | Xcel Energy | 85 | 13781 | IOU | 04809136 | 7.124 | Solar |  |  | Interconnected | Trade Secret | Trade | WCR | WCR311 | Residential | Solar*Rewards | Trade Secret | 2022 | 2022
20263-228838-01 | Xcel Energy | 85 | 13781 | IOU | 05305570 | 9.28 | Solar |  |  | Interconnected | Trade Secret | Trade | WYO | WYO021 | Residential |  | Trade Secret | 2022 | 2023
20263-228838-01 | Xcel Energy | 85 | 13781 | IOU | 06322247 | 3.49 | Solar |  | X | Active Application | Trade Secret | Trade | AFT | AFT314 | Residential | Solar*Rewards | Trade Secret | 2026
20263-228838-01 | Xcel Energy | 85 | 13781 | IOU | 05804444 | 60 | Solar |  |  | Interconnected | Trade Secret | Trade | WES | WES064 | Commercial |  | Trade Secret | 2024 | 2025
20263-228838-01 | Xcel Energy | 85 | 13781 | IOU | 03690110 | 850 | Solar |  |  | Active Application | Trade Secret | Trade | WAT | WAT221 | LMI | Solar*Rewards Community | Trade Secret | 2022
20263-228838-01 | Xcel Energy | 85 | 13781 | IOU | 03735946 | 960 | Solar |  |  | Interconnected | Paynesville | Trade | PAT | PAT312 | LMI | Solar*Rewards Community | Trade Secret | 2024 | 2026
20263-228838-01 | Xcel Energy | 85 | 13781 | IOU | 05791597 | 6.387 | Solar |  |  | Interconnected | Trade Secret | Trade | OAD | OAD074 | Residential | Solar*Rewards | Trade Secret | 2024 | 2024
20263-228838-01 | Xcel Energy | 85 | 13781 | IOU | 06230639 | 8.376 | Solar |  |  | Interconnected | Trade Secret | Trade | RPO | RPO311 | Residential |  | Trade Secret | 2025 | 2026
20263-228838-01 | Xcel Energy | 85 | 13781 | IOU | 05678942 | 975 | Solar |  |  | Active Application | Trade Secret | Trade | FAP | FAP061 | LMI | Solar*Rewards Community | Trade Secret | 2024
20263-228838-01 | Xcel Energy | 85 | 13781 | IOU | 06070880 | 5.76 | Solar |  |  | Interconnected | Trade Secret | Trade | TWL | TWL063 | Residential |  | Trade Secret | 2025 | 2025
20263-228838-01 | Xcel Energy | 85 | 13781 | IOU | 06279522 | 5.12 | Solar |  |  | Active Application | Trade Secret | Trade | CGR | CGR071 | Residential |  | Trade Secret | 2025
20263-228838-01 | Xcel Energy | 85 | 13781 | IOU | 05689763 | 529.464 | Solar |  |  | Active Application | Trade Secret | Trade | RIV | RIV061 | LMI | Solar*Rewards Community | Trade Secret | 2024
20263-228838-01 | Xcel Energy | 85 | 13781 | IOU | 05799953 | 5000 | Solar |  |  | Active Application | Trade Secret | Trade | GRC | GRC312 | LMI | Solar*Rewards Community | Trade Secret | 2024
20263-228838-01 |  |  |  |  | 04817374 |  | Solar |  |  | Active Application | Trade Secret | Trade |  |  | Residential | Solar*Rewards |  | 2022
20263-228838-01 | Xcel Energy | 85 | 13781 | IOU | SRC040397 | 984 | Solar |  |  | Withdrawn | Trade Secret | Trade | FRO | FRO021 | Community Solar Garden | Solar*Rewards Community | Trade Secret | 2015
20263-228838-01 | Xcel Energy | 85 | 13781 | IOU | SRC039065 | 998 | Solar |  |  | Withdrawn | Trade Secret | Trade | ALB | ALB022 | Community Solar Garden | Solar*Rewards Community | Trade Secret | 2015
20263-228838-01 | Xcel Energy | 85 | 13781 | IOU | SRC040443 | 250 | Solar |  |  | Withdrawn | Trade Secret | Trade | HYL | HYL064 | Community Solar Garden | Solar*Rewards Community | Trade Secret | 2015
20263-228838-01 | Xcel Energy | 85 | 13781 | IOU | 03129694 | 39.998 | Solar |  |  | Withdrawn | Trade Secret | Trade | MEL | MEL074 | Residential | Solar*Rewards | Trade Secret | 2018
20263-228838-01 |  |  |  |  | 05945060 |  | Solar |  |  | Active Application | Trade Secret | Trade |  |  | Residential | Solar*Rewards |  | 2024
20263-228838-01 |  |  |  |  | 04861896 |  | Solar |  |  | Active Application | Trade Secret | Trade |  |  | Residential | Solar*Rewards |  | 2022
20263-228838-01 |  |  |  |  | 04818308 |  | Solar |  |  | Active Application | Trade Secret | Trade |  |  | Residential | Solar*Rewards |  | 2022
20263-228838-01 |  |  |  |  | 05210170 |  |  |  |  | Active Application | Trade Secret | Trade |  |  | Residential |  |  | 2022
20263-228838-01 |  |  |  |  | 05598235 |  | Solar |  |  | Withdrawn | Trade Secret | Trade |  |  | Residential | Solar*Rewards |  | 2023
20263-228838-01 |  |  |  |  | 06015980 |  | Solar |  |  | Active Application | Trade Secret | Trade |  |  | Residential | Solar*Rewards |  | 2024
20263-228838-01 |  |  |  |  | 06019371 |  | Solar |  |  | Withdrawn | Trade Secret | Trade |  |  | Residential | Solar*Rewards |  | 2024
20263-228838-01 | Xcel Energy | 85 | 13781 | IOU | SRC074278 | 1000 | Solar |  |  | Withdrawn | Trade Secret | Trade | LSP | LSP022 | Community Solar Garden | Solar*Rewards Community | Trade Secret | 2019
20263-228838-01 | Xcel Energy | 85 | 13781 | IOU | SRC039433 | 1000 | Solar |  |  | Withdrawn | Trade Secret | Trade | NOF | NOF071 | Community Solar Garden | Solar*Rewards Community | Trade Secret | 2015
20263-228838-01 |  |  |  |  | 05371626 |  | Solar |  |  | Active Application | Trade Secret | Trade |  |  | Residential | Solar*Rewards |  | 2023
20263-228838-01 | Xcel Energy | 85 | 13781 | IOU | 05681081 | 5000 | Solar |  |  | Active Application | Trade Secret | Trade |  |  | Community Solar Garden | Solar*Rewards Community | Trade Secret | 2023
20263-228838-01 |  |  |  |  | 06101337 |  | Solar |  |  | Active Application | Trade Secret | Trade |  |  | Residential | Solar*Rewards |  | 2025
20263-228838-01 | Xcel Energy | 85 | 13781 | IOU | 03130037 | 11.39 | Solar |  |  | Withdrawn | Trade Secret | Trade |  |  | Residential | Solar*Rewards | Trade Secret | 2018
20263-228838-01 | Xcel Energy | 85 | 13781 | IOU | SRC040701 | 950 | Solar |  |  | Withdrawn | Trade Secret | Trade |  |  | Community Solar Garden | Solar*Rewards Community | Trade Secret | 2015
20263-228838-01 | Xcel Energy | 85 | 13781 | IOU | SRC038340 | 1000 | Solar |  |  | Withdrawn | Trade Secret | Trade | RMT | RMT311 | Community Solar Garden | Solar*Rewards Community | Trade Secret | 2014
20263-228838-01 | Xcel Energy | 85 | 13781 | IOU | 03128544 | 250 | Solar |  |  | Interconnected | Mayer | Trade | WCS | WCS064 | Community Solar Garden | Solar*Rewards Community | Trade Secret | 2015 | 2018
20263-228838-01 | Xcel Energy | 85 | 13781 | IOU | 03127000 | 1000 | Solar |  |  | Interconnected | Clear Lake | Trade | SCL | SCL322 | Community Solar Garden | Solar*Rewards Community | Trade Secret | 2015 | 2018
20263-228838-01 |  |  |  |  | 06245125 |  |  |  |  | Active Application | Trade Secret | Trade |  |  | Residential |  |  | 2025
20263-228838-01 | Xcel Energy | 85 | 13781 | IOU | SRC040779 | 1000 | Solar |  |  | Withdrawn | Trade Secret | Trade | CHE | CHE075 | Community Solar Garden | Solar*Rewards Community | Trade Secret | 2015
20263-228838-01 | Xcel Energy | 85 | 13781 | IOU | SRC038721 | 1000 | Solar |  |  | Withdrawn | Trade Secret | Trade | SCL | SCL322 | Community Solar Garden | Solar*Rewards Community | Trade Secret | 2014
20263-228838-01 | Xcel Energy | 85 | 13781 | IOU | 03128507 | 1000 | Solar |  |  | Interconnected | Faribault | Trade | WEF | WEF071 | Community Solar Garden | Solar*Rewards Community | Trade Secret | 2015 | 2020
20263-228838-01 | Xcel Energy | 85 | 13781 | IOU | 03128627 | 1000 | Solar |  |  | Interconnected | Claremont | Trade | DOC | DOC031 | Community Solar Garden | Solar*Rewards Community | Trade Secret | 2015 | 2017
20263-228838-01 |  |  |  |  | 04788600 |  | Solar |  |  | Active Application | Trade Secret | Trade |  |  | Residential | Solar*Rewards |  | 2021
20263-228838-01 | Xcel Energy | 85 | 13781 | IOU | 04377748 | 1000 | Solar |  |  | Withdrawn | Trade Secret | Trade | FAB | FAB063 | Community Solar Garden | Solar*Rewards Community | Trade Secret | 2021
20263-228838-01 | Xcel Energy | 85 | 13781 | IOU | SRC047591 | 250 | Solar |  |  | Withdrawn | Trade Secret | Trade | DBL | DBL061 | Community Solar Garden | Solar*Rewards Community | Trade Secret | 2016
20263-228838-01 | Xcel Energy | 85 | 13781 | IOU | SRC042388 | 1000 | Solar |  |  | Withdrawn | Trade Secret | Trade | HUG | HUG312 | Community Solar Garden | Solar*Rewards Community | Trade Secret | 2015
20263-228838-01 | Xcel Energy | 85 | 13781 | IOU | 03128228 | 590 | Solar |  |  | Interconnected | Pine Island | Trade | PIL | PIL021 | Community Solar Garden | Solar*Rewards Community | Trade Secret | 2017 | 2019
20263-228838-01 |  |  |  |  | SRO29477 |  | Solar |  |  | Withdrawn | Trade Secret | Trade |  |  |  | Other |  | 2013
20263-228838-01 |  |  |  |  | 05478846 |  |  |  |  | Active Application | Trade Secret | Trade |  |  | Residential |  |  | 2023
20263-228838-01 |  |  |  |  | 05575186 |  |  |  |  | Active Application | Trade Secret | Trade |  |  | Residential |  |  | 2023
20263-228838-01 |  |  |  |  | 04990739 |  | Solar |  |  | Active Application | Trade Secret | Trade |  |  | Residential | Solar*Rewards |  | 2022
20263-228838-01 | Xcel Energy | 85 | 13781 | IOU | SRC042668 | 1000 | Solar |  |  | Withdrawn | Trade Secret | Trade |  |  | Community Solar Garden | Solar*Rewards Community | Trade Secret | 2015
20263-228838-01 | Xcel Energy | 85 | 13781 | IOU | 03127044 | 290 | Solar |  |  | Interconnected | Mendota Heights | Trade | RLK | RLK065 | Community Solar Garden | Solar*Rewards Community | Trade Secret | 2018 | 2020
20263-228838-01 |  |  |  |  | 03803772 |  | Solar |  |  | Active Application | Trade Secret | Trade |  |  | Residential | Solar*Rewards |  | 2020
20263-228838-01 |  |  |  |  | 04041399 |  | Solar |  |  | Active Application | Trade Secret | Trade |  |  | Residential | Solar*Rewards |  | 2020
20263-228838-01 | Xcel Energy | 85 | 13781 | IOU | SRC038336 | 1000 | Solar |  |  | Withdrawn | Trade Secret | Trade | RMT | RMT311 | Community Solar Garden | Solar*Rewards Community | Trade Secret | 2014
20263-228838-01 | Xcel Energy | 85 | 13781 | IOU | 03127456 | 1000 | Solar |  |  | Interconnected | Gibbon | Trade | GIB | GIB021 | Community Solar Garden | Solar*Rewards Community | Trade Secret | 2015 | 2019
20263-228838-01 |  |  |  |  | 03616316 |  |  |  |  | Active Application | Trade Secret | Trade |  |  | Residential |  |  | 2020
20263-228838-01 | Xcel Energy | 85 | 13781 | IOU | 03127063 | 1000 | Solar |  |  | Interconnected | Owatonna | Trade | MDF | MDF021 | Community Solar Garden | Solar*Rewards Community | Trade Secret | 2016 | 2018
20263-228838-01 |  |  |  |  | 04613129 |  |  |  |  | Active Application | Trade Secret | Trade |  |  | Residential |  |  | 2021
20263-228838-01 |  |  |  |  | 05781812 |  |  |  |  | Active Application | Trade Secret | Trade |  |  | Residential |  |  | 2024
20263-228838-01 | Xcel Energy | 85 | 13781 | IOU | 05602405 | 1000 | Solar |  |  | Withdrawn | Trade Secret | Trade | HAD | HAD022 | Community Solar Garden | Solar*Rewards Community | Trade Secret | 2023
20263-228838-01 | Xcel Energy | 85 | 13781 | IOU | 05526590 | 1000 | Solar |  |  | Withdrawn | Trade Secret | Trade | SCH | SCH211 | Community Solar Garden | Solar*Rewards Community | Trade Secret | 2023
20263-228838-01 | Xcel Energy | 85 | 13781 | IOU | 05612567 | 1000 | Solar |  |  | Withdrawn | Trade Secret | Trade | FRA | FRA001 | Community Solar Garden | Solar*Rewards Community | Trade Secret | 2023
20263-228838-01 |  |  |  |  | 05771094 |  |  |  |  | Active Application | Trade Secret | Trade |  |  | Residential |  |  | 2024
20263-228838-01 |  |  |  |  | 05975595 |  | Solar |  |  | Withdrawn | Trade Secret | Trade |  |  | Residential |  |  | 2024
20263-228838-01 | Xcel Energy | 85 | 13781 | IOU | SRC038783 | 1000 | Solar |  |  | Withdrawn | Trade Secret | Trade |  |  | Community Solar Garden | Solar*Rewards Community | Trade Secret | 2015
20263-228838-01 | Xcel Energy | 85 | 13781 | IOU | SRC039230 | 1000 | Solar |  |  | Withdrawn | Trade Secret | Trade | RCH | RCH061 | Community Solar Garden | Solar*Rewards Community | Trade Secret | 2015
20263-228838-01 | Xcel Energy | 85 | 13781 | IOU | 03128074 | 1000 | Solar |  |  | Interconnected | Saint Cloud | Trade | GRC | GRC311 | Community Solar Garden | Solar*Rewards Community | Trade Secret | 2015 | 2018
20263-228838-01 | Xcel Energy | 85 | 13781 | IOU | 03127745 | 1000 | Solar |  |  | Interconnected | Montevideo | Trade | MTV | MTV021 | Community Solar Garden | Solar*Rewards Community | Trade Secret | 2017 | 2020
20263-228838-01 |  |  |  |  | 05251362 |  |  |  |  | Active Application | Trade Secret | Trade |  |  | Residential |  |  | 2022
20263-228838-01 |  |  |  |  | 05819381 |  | Solar |  |  | Withdrawn | Trade Secret | Trade |  |  | Residential | Solar*Rewards |  | 2024
20263-228838-01 |  |  |  |  | 04762585 |  |  |  |  | Active Application | Trade Secret | Trade |  |  | Residential |  |  | 2021
20263-228838-01 |  |  |  |  | 05808458 |  | Solar |  |  | Active Application | Trade Secret | Trade |  |  | Residential | Solar*Rewards |  | 2024
20263-228838-01 | Xcel Energy | 85 | 13781 | IOU | 03123295 | 1000 | Solar |  |  | Interconnected | Zumbrota | Trade | ZUM | ZUM022 | Community Solar Garden | Solar*Rewards Community | Trade Secret | 2017 | 2020
20263-228838-01 | Xcel Energy | 85 | 13781 | IOU | 03127631 | 1000 | Solar |  |  | Interconnected | Cold Spring | Trade | BLH | BLH061 | Community Solar Garden | Solar*Rewards Community | Trade Secret | 2014 | 2017
20263-228838-01 | Xcel Energy | 85 | 13781 | IOU | 05520590 | 400 | Solar |  |  | Active Application | Trade Secret | Trade | WIL | WIL083 | LMI | Solar*Rewards Community | Trade Secret | 2024
20263-228838-01 |  |  |  |  | 05651640 |  |  |  |  | Withdrawn | Trade Secret | Trade |  |  | Residential |  |  | 2023
20263-228838-01 |  |  |  |  | 05278053 |  |  |  |  | Active Application | Trade Secret | Trade |  |  | Residential |  |  | 2022
20263-228838-01 | Xcel Energy | 85 | 13781 | IOU | 05651948 | 5000 | Solar |  |  | Withdrawn | Trade Secret | Trade |  |  | Commercial | Other | Trade Secret | 2023
20263-228838-01 |  |  |  |  | 05703168 |  |  |  |  | Active Application | Trade Secret | Trade |  |  | Residential |  |  | 2024
20263-228838-01 | Xcel Energy | 85 | 13781 | IOU | SRC039295 | 1000 | Solar |  |  | Withdrawn | Trade Secret | Trade |  |  | Community Solar Garden | Solar*Rewards Community | Trade Secret | 2015
20263-228838-01 | Xcel Energy | 85 | 13781 | IOU | SRC052769 | 1000 | Solar |  |  | Withdrawn | Trade Secret | Trade | CGR | CGR063 | Community Solar Garden | Solar*Rewards Community | Trade Secret | 2017
20263-228838-01 | Xcel Energy | 85 | 13781 | IOU | SRC042672 | 1000 | Solar |  |  | Withdrawn | Trade Secret | Trade |  |  | Community Solar Garden | Solar*Rewards Community | Trade Secret | 2015
20263-228838-01 | Xcel Energy | 85 | 13781 | IOU | SRC041229 | 1000 | Solar |  |  | Withdrawn | Trade Secret | Trade | WTN | WTN062 | Community Solar Garden | Solar*Rewards Community | Trade Secret | 2015
20263-228838-01 | Xcel Energy | 85 | 13781 | IOU | SRC040708 | 950 | Solar |  |  | Withdrawn | Trade Secret | Trade |  |  | Community Solar Garden | Solar*Rewards Community | Trade Secret | 2015
20263-228838-01 | Xcel Energy | 85 | 13781 | IOU | 03126916 | 1000 | Solar |  |  | Interconnected | Eagle Lake | Trade | EGL | EGL021 | Community Solar Garden | Solar*Rewards Community | Trade Secret | 2016 | 2019
20263-228838-01 | Xcel Energy | 85 | 13781 | IOU | 06279192 | 150 | Solar |  |  | Withdrawn | Trade Secret | Trade |  |  | Residential | Other | Trade Secret | 2025
20263-228838-01 | Xcel Energy | 85 | 13781 | IOU | SRC038593 | 1000 | Solar |  |  | Withdrawn | Trade Secret | Trade | LSP | LSP021 | Community Solar Garden | Solar*Rewards Community | Trade Secret | 2014
20263-228838-01 | Xcel Energy | 85 | 13781 | IOU | SRC039679 | 1000 | Solar |  |  | Withdrawn | Trade Secret | Trade | HUG | HUG312 | Community Solar Garden | Solar*Rewards Community | Trade Secret | 2015
20263-228838-01 | Xcel Energy | 85 | 13781 | IOU | SRC040918 | 998 | Solar |  |  | Withdrawn | Trade Secret | Trade |  |  | Community Solar Garden | Solar*Rewards Community | Trade Secret | 2015
20263-228838-01 |  |  |  |  | 05173124 |  | Solar |  |  | Active Application | Trade Secret | Trade |  |  | Residential | Solar*Rewards |  | 2022
20263-228838-01 | Xcel Energy | 85 | 13781 | IOU | 03121455 | 1000 | Solar |  |  | Interconnected | Saint Michael | Trade | LAP | LAP311 | Community Solar Garden | Solar*Rewards Community | Trade Secret | 2015 | 2018
20263-228838-01 | Xcel Energy | 85 | 13781 | IOU | SRC042673 | 950 | Solar |  |  | Withdrawn | Trade Secret | Trade | KEN | KEN022 | Community Solar Garden | Solar*Rewards Community | Trade Secret | 2015
20263-228838-01 | Xcel Energy | 85 | 13781 | IOU | SRC038427 | 950 | Solar |  |  | Withdrawn | Trade Secret | Trade |  |  | Community Solar Garden | Solar*Rewards Community | Trade Secret | 2014
20263-228838-01 |  |  |  |  | OID2806304 |  | Wind |  |  | Withdrawn | Trade Secret | Trade | [5 empty] | 2005
20263-228838-01 | Xcel Energy | 85 | 13781 | IOU | 05652676 | 1000 | Solar |  |  | Withdrawn | Trade Secret | Trade | CHE | CHE075 | Community Solar Garden | Solar*Rewards Community | Trade Secret | 2023
20263-228838-01 |  |  |  |  | 05533208 |  | Solar |  |  | Active Application | Trade Secret | Trade |  |  | Residential | Solar*Rewards |  | 2023
20263-228838-01 | Xcel Energy | 85 | 13781 | IOU | SRC038740 | 1000 | Solar |  |  | Withdrawn | Trade Secret | Trade | LNS | LNS033 | Community Solar Garden | Solar*Rewards Community | Trade Secret | 2014
20263-228838-01 |  |  |  |  | 04473868 |  | Solar |  |  | Active Application | Trade Secret | Trade |  |  | Residential | Solar*Rewards |  | 2021
20263-228838-01 | Xcel Energy | 85 | 13781 | IOU | 03121345 | 1000 | Solar |  |  | Interconnected | Red Wing | Trade | BUR | BUR032 | Community Solar Garden | Solar*Rewards Community | Trade Secret | 2015 | 2018
20263-228838-01 | Xcel Energy | 85 | 13781 | IOU | SRC073043 | 1000 | Solar |  |  | Withdrawn | Trade Secret | Trade |  |  | Community Solar Garden | Solar*Rewards Community | Trade Secret | 2019
20263-228838-01 | Xcel Energy | 85 | 13781 | IOU | SRC040975 | 1000 | Solar |  |  | Withdrawn | Trade Secret | Trade | CHI | CHI311 | Community Solar Garden | Solar*Rewards Community | Trade Secret | 2015
20263-228838-01 | Xcel Energy | 85 | 13781 | IOU | SRC040930 | 1000 | Solar |  |  | Withdrawn | Trade Secret | Trade | ORO | ORO061 | Community Solar Garden | Solar*Rewards Community | Trade Secret | 2015
20263-228838-01 | Xcel Energy | 85 | 13781 | IOU | 03121373 | 1000 | Solar |  |  | Interconnected | Paynesville | Trade | PAT | PAT312 | Community Solar Garden | Solar*Rewards Community | Trade Secret | 2017 | 2020
20263-228838-01 | Xcel Energy | 85 | 13781 | IOU | SRC038476 | 1000 | Solar |  |  | Withdrawn | Trade Secret | Trade | LOW | LOW021 | Community Solar Garden | Solar*Rewards Community | Trade Secret | 2014
20263-228838-01 | Xcel Energy | 85 | 13781 | IOU | SRC038616 | 1000 | Solar |  |  | Withdrawn | Trade Secret | Trade | LAP | LAP311 | Community Solar Garden | Solar*Rewards Community | Trade Secret | 2014
20263-228838-01 | Xcel Energy | 85 | 13781 | IOU | 03123276 | 1000 | Solar |  |  | Interconnected | Hayfield | Trade | DOC | DOC211 | Community Solar Garden | Solar*Rewards Community | Trade Secret | 2018 | 2021
20263-228838-01 |  |  |  |  | OID2806671 |  | Solar |  |  | Withdrawn | Trade Secret | Trade | [5 empty] | 2014
20263-228838-01 |  |  |  |  | 06325076 |  | Solar |  |  | Active Application | Trade Secret | Trade |  |  | Residential | Solar*Rewards |  | 2026
20263-228838-01 | Xcel Energy | 85 | 13781 | IOU | SRC068914 | 1000 | Solar |  |  | Withdrawn | Trade Secret | Trade |  |  | Community Solar Garden | Solar*Rewards Community | Trade Secret | 2018
20263-228838-01 | Xcel Energy | 85 | 13781 | IOU | SRC040671 | 1000 | Solar |  |  | Withdrawn | Trade Secret | Trade | REW | REW021 | Community Solar Garden | Solar*Rewards Community | Trade Secret | 2015
20263-228838-01 | Xcel Energy | 85 | 13781 | IOU | SRC042798 | 950 | Solar |  |  | Withdrawn | Trade Secret | Trade | WAV | WAV021 | Community Solar Garden | Solar*Rewards Community | Trade Secret | 2015
20263-228838-01 | Xcel Energy | 85 | 13781 | IOU | SRC040916 | 998 | Solar |  |  | Withdrawn | Trade Secret | Trade | CTF | CTF021 | Community Solar Garden | Solar*Rewards Community | Trade Secret | 2015
20263-228838-01 |  |  |  |  | 03615614 |  | Solar |  |  | Active Application | Trade Secret | Trade |  |  | Residential | Solar*Rewards |  | 2020
20263-228838-01 |  |  |  |  | 05994885 |  | Solar |  |  | Active Application | Trade Secret | Trade |  |  | Residential | Solar*Rewards |  | 2024
20263-228838-01 | Xcel Energy | 85 | 13781 | IOU | SRC038615 | 1000 | Solar |  |  | Withdrawn | Trade Secret | Trade | CTF | CTF021 | Community Solar Garden | Solar*Rewards Community | Trade Secret | 2014
20263-228838-01 | Xcel Energy | 85 | 13781 | IOU | SRC041447 | 1000 | Solar |  |  | Withdrawn | Trade Secret | Trade | LAE | LAE061 | Community Solar Garden | Solar*Rewards Community | Trade Secret | 2015
20263-228838-01 | Xcel Energy | 85 | 13781 | IOU | 03131061 | 2700 | Other |  |  | Interconnected | Trade Secret | Trade | HUG | HUG322 | Commercial |  | Trade Secret | 2004 | 2004
20263-228838-01 | Xcel Energy | 85 | 13781 | IOU | SRC038563 | 1000 | Solar |  |  | Withdrawn | Trade Secret | Trade |  |  | Community Solar Garden | Solar*Rewards Community | Trade Secret | 2014
20263-228838-01 | Xcel Energy | 85 | 13781 | IOU | SRC042471 | 950 | Solar |  |  | Withdrawn | Trade Secret | Trade | KEN | KEN022 | Community Solar Garden | Solar*Rewards Community | Trade Secret | 2015
20263-228838-01 | Xcel Energy | 85 | 13781 | IOU | SRC038475 | 1000 | Solar |  |  | Withdrawn | Trade Secret | Trade | LAP | LAP311 | Community Solar Garden | Solar*Rewards Community | Trade Secret | 2014
20263-228838-01 | Xcel Energy | 85 | 13781 | IOU | SRC041326 | 1000 | Solar |  |  | Withdrawn | Trade Secret | Trade | LSP | LSP021 | Community Solar Garden | Solar*Rewards Community | Trade Secret | 2015
20263-228838-01 | Xcel Energy | 85 | 13781 | IOU | SRC040919 | 998 | Solar |  |  | Withdrawn | Trade Secret | Trade |  |  | Community Solar Garden | Solar*Rewards Community | Trade Secret | 2015
20263-228838-01 | Xcel Energy | 85 | 13781 | IOU | 03125996 | 990 | Solar |  |  | Interconnected | Belle Plaine | Trade | BEL | BEL062 | Community Solar Garden | Solar*Rewards Community | Trade Secret | 2015 | 2018
20263-228838-01 |  |  |  |  | SRO27095 |  | Solar |  |  | Withdrawn | Trade Secret | Trade |  |  |  | Other |  | 2012
20263-228838-01 | Xcel Energy | 85 | 13781 | IOU | 05398251 | 1000 | Solar |  |  | Withdrawn | Trade Secret | Trade | KIM | KIM021 | Community Solar Garden | Solar*Rewards Community | Trade Secret | 2023
20263-228838-01 | Xcel Energy | 85 | 13781 | IOU | SRC069430 | 1000 | Solar |  |  | Withdrawn | Trade Secret | Trade |  |  | Community Solar Garden | Solar*Rewards Community | Trade Secret | 2018
20263-228838-01 | Xcel Energy | 85 | 13781 | IOU | SRC042554 | 950 | Solar |  |  | Withdrawn | Trade Secret | Trade | PIL | PIL021 | Community Solar Garden | Solar*Rewards Community | Trade Secret | 2015
20263-228838-01 | Xcel Energy | 85 | 13781 | IOU | 03126932 | 1000 | Solar |  |  | Interconnected | Waterville | Trade | WAT | WAT221 | Community Solar Garden | Solar*Rewards Community | Trade Secret | 2015 | 2018
20263-228838-01 | Xcel Energy | 85 | 13781 | IOU | 03341665 | 7.92 | Solar |  |  | Active Application | Trade Secret | Trade | HYL | HYL074 | Residential | Solar*Rewards | Trade Secret | 2019
20263-228838-01 |  |  |  |  | 05709122 |  |  |  |  | Withdrawn | Trade Secret | Trade |  |  | Residential |  |  | 2024
20263-228838-01 | Xcel Energy | 85 | 13781 | IOU | SRC041227 | 1000 | Solar |  |  | Withdrawn | Trade Secret | Trade | WTN | WTN062 | Community Solar Garden | Solar*Rewards Community | Trade Secret | 2015
20263-228838-01 | Xcel Energy | 85 | 13781 | IOU | 03125981 | 250 | Solar |  |  | Interconnected | Mayer | Trade | WCS | WCS064 | Community Solar Garden | Solar*Rewards Community | Trade Secret | 2015 | 2018
20263-228838-01 | Xcel Energy | 85 | 13781 | IOU | SRC039302 | 1000 | Solar |  |  | Withdrawn | Trade Secret | Trade |  |  | Community Solar Garden | Solar*Rewards Community | Trade Secret | 2015
20263-228838-01 | Xcel Energy | 85 | 13781 | IOU | SRC040771 | 950 | Solar |  |  | Withdrawn | Trade Secret | Trade |  |  | Community Solar Garden | Solar*Rewards Community | Trade Secret | 2015
20263-228838-01 |  |  |  |  | 03129777 |  | Solar |  |  | Active Application | Trade Secret | Trade |  |  | Residential |  |  | 2015
20263-228838-01 | Xcel Energy | 85 | 13781 | IOU | SRC042707 | 950 | Solar |  |  | Withdrawn | Trade Secret | Trade | AFT | AFT321 | Community Solar Garden | Solar*Rewards Community | Trade Secret | 2015
20263-228838-01 | Xcel Energy | 85 | 13781 | IOU | SRC040870 | 1000 | Solar |  |  | Withdrawn | Trade Secret | Trade |  |  | Community Solar Garden | Solar*Rewards Community | Trade Secret | 2015
20263-228838-01 |  |  |  |  | 05639778 |  |  |  |  | Active Application | Trade Secret | Trade |  |  | Residential |  |  | 2023
20263-228838-01 |  |  |  |  | 05032688 |  |  |  |  | Active Application | Trade Secret | Trade |  |  | Residential |  |  | 2022
20263-228838-01 | Xcel Energy | 85 | 13781 | IOU | SRC042308 | 1000 | Solar |  |  | Withdrawn | Trade Secret | Trade | EKO | EKO021 | Community Solar Garden | Solar*Rewards Community | Trade Secret | 2015
20263-228838-01 | Xcel Energy | 85 | 13781 | IOU | SRC052445 | 133.2 | Solar |  |  | Withdrawn | Trade Secret | Trade | RLK | RLK069 | Community Solar Garden | Solar*Rewards Community | Trade Secret | 2016
20263-228838-01 | Xcel Energy | 85 | 13781 | IOU | SRC042704 | 950 | Solar |  |  | Withdrawn | Trade Secret | Trade | REW | REW021 | Community Solar Garden | Solar*Rewards Community | Trade Secret | 2015
20263-228838-01 | Xcel Energy | 85 | 13781 | IOU | SRC052775 | 225 | Solar |  |  | Withdrawn | Trade Secret | Trade | HYL | HYL065 | Community Solar Garden | Solar*Rewards Community | Trade Secret | 2017
20263-228838-01 | Xcel Energy | 85 | 13781 | IOU | 03123437 | 1000 | Solar |  |  | Interconnected | Faribault | Trade | WEF | WEF071 | Community Solar Garden | Solar*Rewards Community | Trade Secret | 2018 | 2020
20263-228838-01 | Xcel Energy | 85 | 13781 | IOU | 03125896 | 1000 | Solar |  |  | Interconnected | Winsted | Trade | WSD | WSD061 | Community Solar Garden | Solar*Rewards Community | Trade Secret | 2015 | 2017
20263-228838-01 | Xcel Energy | 85 | 13781 | IOU | 03126825 | 1000 | Solar |  |  | Interconnected | Pine Island | Trade | PIL | PIL021 | Community Solar Garden | Solar*Rewards Community | Trade Secret | 2015 | 2017
20263-228838-01 |  |  |  |  | SRO13333 |  | Solar |  |  | Withdrawn | Trade Secret | Trade |  |  |  | Solar*Rewards |  | 2010
20263-228838-01 |  |  |  |  | OID2806698 |  | Solar |  |  | Withdrawn | Trade Secret | Trade | [5 empty] | 2014
20263-228838-01 | Xcel Energy | 85 | 13781 | IOU | 03129606 | 1700 | Other |  |  | Withdrawn | Trade Secret | Trade | RWD | RWD063 | Commercial |  | Trade Secret | 2018
20263-228838-01 |  |  |  |  | 05566978 |  | Solar |  |  | Withdrawn | Trade Secret | Trade |  |  | Residential | Solar*Rewards |  | 2023
20263-228838-01 |  |  |  |  | 04366329 |  | Solar |  |  | Active Application | Trade Secret | Trade |  |  | Residential | Solar*Rewards |  | 2021
20263-228838-01 | Xcel Energy | 85 | 13781 | IOU | 04192633 | 1000 | Solar |  |  | Withdrawn | Trade Secret | Trade | KAN | KAN021 | Community Solar Garden | Solar*Rewards Community | Trade Secret | 2021
20263-228838-01 | Xcel Energy | 85 | 13781 | IOU | 03127470 | 1000 | Solar |  |  | Interconnected | Zumbrota | Trade | ZUM | ZUM022 | Community Solar Garden | Solar*Rewards Community | Trade Secret | 2018 | 2020
20263-228838-01 | Xcel Energy | 85 | 13781 | IOU | 03127342 | 1000 | Solar |  |  | Interconnected | Northfield | Trade | DND | DND071 | Community Solar Garden | Solar*Rewards Community | Trade Secret | 2015 | 2020
20263-228838-01 |  |  |  |  | OID2806678 |  | Solar |  |  | Withdrawn | Trade Secret | Trade | [5 empty] | 2014
20263-228838-01 | Xcel Energy | 85 | 13781 | IOU | 05515950 | 4995 | Solar |  |  | Active Application | Trade Secret | Trade |  |  | Community Solar Garden | Solar*Rewards Community | Trade Secret | 2023
20263-228838-01 |  |  |  |  | 04917829 |  | Solar |  |  | Active Application | Trade Secret | Trade |  |  | Residential | Solar*Rewards |  | 2022
20263-228838-01 |  |  |  |  | 05590840 |  | Solar |  |  | Active Application | Trade Secret | Trade |  |  | Residential | Solar*Rewards |  | 2023
20263-228838-01 | Xcel Energy | 85 | 13781 | IOU | SRC039287 | 1000 | Solar |  |  | Withdrawn | Trade Secret | Trade |  |  | Community Solar Garden | Solar*Rewards Community | Trade Secret | 2015
20263-228838-01 | Xcel Energy | 85 | 13781 | IOU | 03121422 | 1000 | Solar |  |  | Interconnected | Clara City | Trade | CLC | CLC221 | Community Solar Garden | Solar*Rewards Community | Trade Secret | 2017 | 2019
20263-228838-01 | Xcel Energy | 85 | 13781 | IOU | 03121310 | 998 | Solar |  |  | Interconnected | New Germany | Trade | LSP | LSP021 | Community Solar Garden | Solar*Rewards Community | Trade Secret | 2015 | 2018
20263-228838-01 |  |  |  |  | 06144502 |  | Solar |  |  | Withdrawn | Trade Secret | Trade |  |  | Residential | Solar*Rewards |  | 2025
20263-228838-01 | Xcel Energy | 85 | 13781 | IOU | 04348919 | 1000 | Solar |  |  | Active Application | Trade Secret | Trade | MHW | MHW311 | Community Solar Garden | Solar*Rewards Community | Trade Secret | 2021
20263-228838-01 | Xcel Energy | 85 | 13781 | IOU | SRC040045 | 1000 | Solar |  |  | Withdrawn | Trade Secret | Trade | EKO | EKO021 | Community Solar Garden | Solar*Rewards Community | Trade Secret | 2015
20263-228838-01 | Xcel Energy | 85 | 13781 | IOU | SRC042322 | 1000 | Solar |  |  | Withdrawn | Trade Secret | Trade | KAN | KAN022 | Community Solar Garden | Solar*Rewards Community | Trade Secret | 2015
20263-228838-01 | Xcel Energy | 85 | 13781 | IOU | 03127339 | 1000 | Solar |  |  | Interconnected | Byron | Trade | WEB | WEB021 | Community Solar Garden | Solar*Rewards Community | Trade Secret | 2015 | 2017
20263-228838-01 | Xcel Energy | 85 | 13781 | IOU | SRC042703 | 950 | Solar |  |  | Withdrawn | Trade Secret | Trade |  |  | Community Solar Garden | Solar*Rewards Community | Trade Secret | 2015
20263-228838-01 | Xcel Energy | 85 | 13781 | IOU | SRC074494 | 1000 | Solar |  |  | Withdrawn | Trade Secret | Trade |  |  | Community Solar Garden | Solar*Rewards Community | Trade Secret | 2019
20263-228838-01 | Xcel Energy | 85 | 13781 | IOU | 03123286 | 830 | Solar |  |  | Interconnected | Morristown | Trade | MTW | MTW021 | Community Solar Garden | Solar*Rewards Community | Trade Secret | 2017 | 2021
20263-228838-01 |  |  |  |  | SRO29483 |  | Solar |  |  | Withdrawn | Trade Secret | Trade |  |  |  | Other |  | 2013
20263-228838-01 | Xcel Energy | 85 | 13781 | IOU | 04584453 | 7.63 | Solar |  |  | Active Application | Trade Secret | Trade | CHI | CHI311 | Residential | Solar*Rewards | Trade Secret | 2021
20263-228838-01 | Xcel Energy | 85 | 13781 | IOU | 04832299 | 7.616 | Solar |  |  | Active Application | Trade Secret | Trade | CHI | CHI311 | Residential | Solar*Rewards | Trade Secret | 2022
20263-228838-01 |  |  |  |  | OID3338889 |  | Solar |  |  | Withdrawn | Trade Secret | Trade | CHI | CHI311 | Residential | Solar*Rewards |  | 2018
20263-228838-01 | Xcel Energy | 85 | 13781 | IOU | OID3308925 | 9.94 | Solar |  |  | Withdrawn | Trade Secret | Trade | CHI | CHI311 | Residential | Solar*Rewards | Trade Secret | 2018
20263-228838-01 | Xcel Energy | 85 | 13781 | IOU | OID3731297 | 7.616 | Solar |  |  | Withdrawn | Trade Secret | Trade | CHI | CHI311 | Residential | Solar*Rewards | Trade Secret | 2019
20263-228838-01 | Xcel Energy | 85 | 13781 | IOU | OID3828624 | 7.616 | Solar |  |  | Withdrawn | Trade Secret | Trade | CHI | CHI311 | Residential | Solar*Rewards | Trade Secret | 2019
20263-228838-01 | Xcel Energy | 85 | 13781 | IOU | 03130145 | 7.2 | Solar |  |  | Interconnected | Trade Secret | Trade | HUG | HUG312 | Residential | Solar*Rewards | Trade Secret | 2018 | 2019
20263-228838-01 | Xcel Energy | 85 | 13781 | IOU | 05420705 | 6.96 |  |  |  | Active Application | Trade Secret | Trade | GSL | GSL341 | Residential |  | Trade Secret | 2023
20263-228838-01 | Xcel Energy | 85 | 13781 | IOU | 06130431 | 8.4 | Solar |  |  | Interconnected | Trade Secret | Trade | FRM | FRM071 | Residential |  | Trade Secret | 2025 | 2025
20263-228838-01 | Xcel Energy | 85 | 13781 | IOU | 03131423 | 3.747 | Solar |  |  | Interconnected | Trade Secret | Trade | MEL | MEL061 | Commercial | Solar*Rewards | Trade Secret | 2017 | 2019
20263-228838-01 | Xcel Energy | 85 | 13781 | IOU | 04943946 | 6.98 | Solar |  |  | Interconnected | Trade Secret | Trade | TWL | TWL066 | Residential | Solar*Rewards | Trade Secret | 2022 | 2022
20263-228838-01 | Xcel Energy | 85 | 13781 | IOU | 04833771 | 7.672 | Solar |  |  | Interconnected | Trade Secret | Trade | RPO | RPO311 | Residential | Solar*Rewards | Trade Secret | 2022 | 2022
20263-228838-01 | Xcel Energy | 85 | 13781 | IOU | 06095717 | 5.76 | Solar |  |  | Interconnected | Trade Secret | Trade | FRM | FRM071 | Residential | Solar*Rewards | Trade Secret | 2025 | 2025
20263-228838-01 | Xcel Energy | 85 | 13781 | IOU | 05459733 | 6.98 | Solar |  |  | Interconnected | Trade Secret | Trade | RPO | RPO311 | Residential | Solar*Rewards | Trade Secret | 2023 | 2023
20263-228838-01 | Xcel Energy | 85 | 13781 | IOU | 05532361 | 9.765 | Solar |  |  | Interconnected | Trade Secret | Trade | HOL | HOL071 | Residential |  | Trade Secret | 2023 | 2023
20263-228838-01 | Xcel Energy | 85 | 13781 | IOU | 05511326 | 9.164 | Solar |  |  | Withdrawn | Trade Secret | Trade | HOL | HOL071 | Residential | Solar*Rewards | Trade Secret | 2023
20263-228838-01 | Xcel Energy | 85 | 13781 | IOU | 03168728 | 9.994 | Solar |  |  | Interconnected | Trade Secret | Trade | AFT | AFT322 | Residential | Solar*Rewards | Trade Secret | 2019 | 2019
20263-228838-01 | Xcel Energy | 85 | 13781 | IOU | OID3785453 | 7.625 | Solar |  |  | Withdrawn | Trade Secret | Trade | AFT | AFT322 | Residential | Solar*Rewards | Trade Secret | 2019
20263-228838-01 |  |  |  |  | OID3785369 |  | Solar |  |  | Withdrawn | Trade Secret | Trade | AFT | AFT322 | Residential | Solar*Rewards |  | 2019
20263-228838-01 | Xcel Energy | 85 | 13781 | IOU | 03130325 | 36 | Solar |  |  | Interconnected | Trade Secret | Trade | LIN | LIN031 | Commercial |  | Trade Secret | 2019 | 2020
20263-228838-01 | Xcel Energy | 85 | 13781 | IOU | 05193935 | 6.4 | Solar |  |  | Withdrawn | Trade Secret | Trade | MHW | MHW311 | Residential |  | Trade Secret | 2022
20263-228838-01 | Xcel Energy | 85 | 13781 | IOU | OID3827819 | 7.63 | Solar |  |  | Withdrawn | Trade Secret | Trade | MEL | MEL071 | Residential | Solar*Rewards | Trade Secret | 2019
20263-228838-01 | Xcel Energy | 85 | 13781 | IOU | OID3844214 | 7.63 | Solar |  |  | Interconnected | Trade Secret | Trade | MEL | MEL071 | Residential | Solar*Rewards | Trade Secret | 2019 | 2019
20263-228838-01 | Xcel Energy | 85 | 13781 | IOU | OID3844206 | 7.63 | Solar |  |  | Withdrawn | Trade Secret | Trade | MEL | MEL071 | Residential | Solar*Rewards | Trade Secret | 2019
20263-228838-01 | Xcel Energy | 85 | 13781 | IOU | 04441880 | 9.994 | Solar |  |  | Active Application | Trade Secret | Trade | CGR | CGR063 | Residential | Solar*Rewards | Trade Secret | 2021
20263-228838-01 | Xcel Energy | 85 | 13781 | IOU | 05286407 | 6.96 | Solar |  |  | Interconnected | Trade Secret | Trade | SOU | SOU065 | Residential | Solar*Rewards | Trade Secret | 2022 | 2023
20263-228838-01 | Xcel Energy | 85 | 13781 | IOU | 05160027 | 6.96 | Solar |  |  | Interconnected | Trade Secret | Trade | SOU | SOU065 | Residential |  | Trade Secret | 2022 | 2023
20263-228838-01 | Xcel Energy | 85 | 13781 | IOU | OID3643946 | 13.72 | Solar |  |  | Withdrawn | Trade Secret | Trade | FIC | FIC021 | Commercial | Solar*Rewards | Trade Secret | 2018
20263-228838-01 |  |  |  |  | OID3643944 |  | Solar |  |  | Withdrawn | Trade Secret | Trade | FIC | FIC021 | Commercial | Solar*Rewards |  | 2018
20263-228838-01 | Xcel Energy | 85 | 13781 | IOU | 03247544 | 13.72 | Solar |  |  | Interconnected | Trade Secret | Trade | FIC | FIC021 | Residential | Solar*Rewards | Trade Secret | 2019 | 2020
20263-228838-01 | Xcel Energy | 85 | 13781 | IOU | 04669231 | 6.576 | Solar |  |  | Interconnected | Trade Secret | Trade | LOK | LOK093 | Residential |  | Trade Secret | 2022 | 2022
20263-228838-01 | Xcel Energy | 85 | 13781 | IOU | 05570669 | 10.24 | Solar |  |  | Interconnected | Trade Secret | Trade | ECK | ECK322 | Residential | Solar*Rewards | Trade Secret | 2023 | 2024
20263-228838-01 | Xcel Energy | 85 | 13781 | IOU | 05581635 | 18.993 | Solar |  |  | Interconnected | Trade Secret | Trade | EXC | EXC062 | Residential | Solar*Rewards | Trade Secret | 2023 | 2023
20263-228838-01 | Xcel Energy | 85 | 13781 | IOU | 03880070 | 9.994 | Solar |  |  | Interconnected | Trade Secret | Trade | GSL | GSL341 | Residential | Solar*Rewards | Trade Secret | 2020 | 2020
20263-228838-01 | Xcel Energy | 85 | 13781 | IOU | 06221109 | 7.548 | Solar |  |  | Interconnected | Trade Secret | Trade | TWL | TWL066 | Residential |  | Trade Secret | 2025 | 2025
20263-228838-01 | Xcel Energy | 85 | 13781 | IOU | 04275062 | 39.998 | Solar |  |  | Interconnected | Trade Secret | Trade | WIL | WIL079 | Commercial | Solar*Rewards | Trade Secret | 2021 | 2022
20263-228838-01 | Xcel Energy | 85 | 13781 | IOU | 05987197 | 2000 | Solar |  |  | Active Application | Trade Secret | Trade | ALD | ALD097 | Commercial |  | Trade Secret | 2025
20263-228838-01 | Xcel Energy | 85 | 13781 | IOU | 05980097 | 7.591 | Solar |  |  | Interconnected | Trade Secret | Trade | RAM | RAM073 | Residential |  | Trade Secret | 2024 | 2025
20263-228838-01 | Xcel Energy | 85 | 13781 | IOU | 04793909 | 6.38 | Solar |  |  | Interconnected | Trade Secret | Trade | DHL | DHL061 | Residential | Solar*Rewards | Trade Secret | 2022 | 2022
20263-228838-01 | Xcel Energy | 85 | 13781 | IOU | 05899805 | 6.5 | Solar |  |  | Withdrawn | Trade Secret | Trade | VMR | VMR061 | Residential |  | Trade Secret | 2024
20263-228838-01 | Xcel Energy | 85 | 13781 | IOU | 05259169 | 8.96 | Solar |  |  | Withdrawn | Trade Secret | Trade | CGR | CGR063 | Residential |  | Trade Secret | 2022
20263-228838-01 | Xcel Energy | 85 | 13781 | IOU | 05575121 | 4.725 | Solar |  |  | Interconnected | Trade Secret | Trade | FSL | FSL312 | Residential |  | Trade Secret | 2023 | 2023
20263-228838-01 | Xcel Energy | 85 | 13781 | IOU | 04933962 | 5.052 | Solar |  |  | Interconnected | Trade Secret | Trade | TWL | TWL083 | Residential | Solar*Rewards | Trade Secret | 2022 | 2023
20263-228838-01 | Xcel Energy | 85 | 13781 | IOU | 03581048 | 1000 | Solar |  |  | Interconnected | Villard | Trade | VIL | VIL021 | Community Solar Garden | Solar*Rewards Community | Trade Secret | 2020 | 2021
20263-228838-01 | Xcel Energy | 85 | 13781 | IOU | 03426169 | 1000 | Solar |  |  | Interconnected | Waseca | Trade | WAS | WAS092 | Community Solar Garden | Solar*Rewards Community | Trade Secret | 2019 | 2022
20263-228838-01 | Xcel Energy | 85 | 13781 | IOU | 04793934 | 12.18 | Solar |  |  | Interconnected | Trade Secret | Trade | ALD | ALD084 | Residential | Solar*Rewards | Trade Secret | 2022 | 2022
20263-228838-01 | Xcel Energy | 85 | 13781 | IOU | 05228017 | 9.28 | Solar |  |  | Interconnected | Trade Secret | Trade | RMT | RMT321 | Residential |  | Trade Secret | 2022 | 2022
20263-228838-01 | Xcel Energy | 85 | 13781 | IOU | 05411068 | 50 | Solar |  |  | Interconnected | Trade Secret | Trade | FSL | FSL311 | Commercial |  | Trade Secret | 2023 | 2024
20263-228838-01 | Xcel Energy | 85 | 13781 | IOU | 04799184 | 4.06 | Solar |  |  | Interconnected | Trade Secret | Trade | HUG | HUG321 | Residential | Solar*Rewards | Trade Secret | 2022 | 2022
20263-228838-01 | Xcel Energy | 85 | 13781 | IOU | 05805769 | 0.581 | Solar |  |  | Interconnected | Trade Secret | Trade | RMT | RMT321 | Residential |  | Trade Secret | 2024 | 2024
20263-228838-01 | Xcel Energy | 85 | 13781 | IOU | 05846160 | 0.581 | Solar |  |  | Withdrawn | Trade Secret | Trade | RMT | RMT321 | Residential |  | Trade Secret | 2024
20263-228838-01 | Xcel Energy | 85 | 13781 | IOU | 05346353 | 3.77 | Solar |  |  | Interconnected | Trade Secret | Trade | RMT | RMT321 | Residential |  | Trade Secret | 2022 | 2023
20263-228838-01 | Xcel Energy | 85 | 13781 | IOU | 06255845 | 7.6 | Solar |  |  | Interconnected | Trade Secret | Trade | ECK | ECK322 | Residential |  | Trade Secret | 2025 | 2025
20263-228838-01 | Xcel Energy | 85 | 13781 | IOU | 04793781 | 7.83 | Solar |  | X | Interconnected | Trade Secret | Trade | RPO | RPO312 | Residential | Solar*Rewards | Trade Secret | 2022 | 2022
20263-228838-01 | Xcel Energy | 85 | 13781 | IOU | 06178513 | 7.6 | Solar |  |  | Interconnected | Trade Secret | Trade | WWK | WWK321 | Residential | Solar*Rewards | Trade Secret | 2025 | 2025
20263-228838-01 | Xcel Energy | 85 | 13781 | IOU | 05711682 | 15.232 | Solar |  |  | Withdrawn | Trade Secret | Trade | HUG | HUG321 | Residential | Solar*Rewards | Trade Secret | 2024
20263-228838-01 | Xcel Energy | 85 | 13781 | IOU | 03842835 | 1000 | Solar |  |  | Interconnected | Belle Plaine | Trade | BEL | BEL061 | Community Solar Garden | Solar*Rewards Community | Trade Secret | 2022 | 2024
20263-228838-01 | Xcel Energy | 85 | 13781 | IOU | 05387815 | 5.22 | Solar |  |  | Interconnected | Trade Secret | Trade | VMR | VMR061 | Residential |  | Trade Secret | 2023 | 2023
20263-228838-01 | Xcel Energy | 85 | 13781 | IOU | 03817414 | 999 | Solar |  |  | Interconnected | Hamburg | Trade | YAM | YAM031 | Community Solar Garden | Solar*Rewards Community | Trade Secret | 2021 | 2024
20263-228838-01 | Xcel Energy | 85 | 13781 | IOU | 05257702 | 9.772 | Solar |  |  | Interconnected | Trade Secret | Trade | HYL | HYL063 | Residential |  | Trade Secret | 2022 | 2023
20263-228838-01 | Xcel Energy | 85 | 13781 | IOU | 06218640 | 7.329 | Solar |  |  | Active Application | Trade Secret | Trade | HYL | HYL063 | Residential |  | Trade Secret | 2025
20263-228838-01 | Xcel Energy | 85 | 13781 | IOU | 05744252 | 15.12 | Solar |  |  | Interconnected | Trade Secret | Trade | HUG | HUG321 | Residential |  | Trade Secret | 2024 | 2024
20263-228838-01 | Xcel Energy | 85 | 13781 | IOU | 05272169 | 11.89 | Solar |  |  | Interconnected | Trade Secret | Trade | DPN | DPN072 | Residential |  | Trade Secret | 2022 | 2023
20263-228838-01 | Xcel Energy | 85 | 13781 | IOU | 05710894 | 3.936 | Solar |  |  | Interconnected | Trade Secret | Trade | CGR | CGR072 | Residential |  | Trade Secret | 2024 | 2024
20263-228838-01 | Xcel Energy | 85 | 13781 | IOU | 05503053 | 2.32 | Solar |  |  | Interconnected | Trade Secret | Trade | ECK | ECK322 | Residential |  | Trade Secret | 2023 | 2023
20263-228838-01 | Xcel Energy | 85 | 13781 | IOU | 06160622 | 19.584 | Solar |  |  | Active Application | Trade Secret | Trade | REW | REW023 | Residential | Solar*Rewards | Trade Secret | 2025
20263-228838-01 | Xcel Energy | 85 | 13781 | IOU | 05489499 | 80 | Solar |  |  | Interconnected | Trade Secret | Trade | WRR | WRR064 | Commercial |  | Trade Secret | 2023 | 2024
20263-228838-01 | Xcel Energy | 85 | 13781 | IOU | 05833699 | 11.007 | Solar |  |  | Interconnected | Trade Secret | Trade | AVN | AVN021 | Residential | Solar*Rewards | Trade Secret | 2024 | 2024
20263-228838-01 | Xcel Energy | 85 | 13781 | IOU | 06232957 | 10.752 | Solar |  |  | Active Application | Trade Secret | Trade | ECK | ECK062 | Residential |  | Trade Secret | 2025
20263-228838-01 | Xcel Energy | 85 | 13781 | IOU | 06203950 | 10.752 | Solar |  |  | Withdrawn | Trade Secret | Trade | ECK | ECK062 | Residential |  | Trade Secret | 2025
20263-228838-01 | Xcel Energy | 85 | 13781 | IOU | 06214121 | 11.393 | Solar |  |  | Interconnected | Trade Secret | Trade | AFT | AFT321 | Residential |  | Trade Secret | 2025 | 2026
20263-228838-01 | Xcel Energy | 85 | 13781 | IOU | 05792410 | 16.512 | Solar |  |  | Interconnected | Trade Secret | Trade | HSN | HSN321 | Residential |  | Trade Secret | 2024 | 2024
20263-228838-01 | Xcel Energy | 85 | 13781 | IOU | 06176625 | 7.08 | Storage |  |  | Interconnected | Trade Secret | Trade | HSN | HSN321 | Residential |  | Trade Secret | 2025 | 2025
20263-228838-01 | Xcel Energy | 85 | 13781 | IOU | 06076711 | 3.2 | Solar |  |  | Active Application | Trade Secret | Trade | HWW | HWW071 | Residential | Solar*Rewards | Trade Secret | 2025
20263-228838-01 | Xcel Energy | 85 | 13781 | IOU | 06321996 | 3.28 | Solar |  |  | Active Application | Trade Secret | Trade | HWW | HWW071 | Residential | Solar*Rewards | Trade Secret | 2026
20263-228838-01 | Xcel Energy | 85 | 13781 | IOU | 05898925 | 6.5 | Solar |  |  | Withdrawn | Trade Secret | Trade | CGR | CGR061 | Residential |  | Trade Secret | 2024
20263-228838-01 | Xcel Energy | 85 | 13781 | IOU | 05812227 | 27.3 | Solar |  |  | Interconnected | Trade Secret | Trade | TWL | TWL074 | Commercial | Solar*Rewards | Trade Secret | 2024 | 2024
20263-228838-01 | Xcel Energy | 85 | 13781 | IOU | 05796604 | 38.902 | Solar |  |  | Interconnected | Trade Secret | Trade | HOW | HOW061 | Commercial | Solar*Rewards | Trade Secret | 2024 | 2025
20263-228838-01 | Xcel Energy | 85 | 13781 | IOU | 05659710 | 15.232 | Solar |  |  | Interconnected | Trade Secret | Trade | ALD | ALD092 | Commercial |  | Trade Secret | 2023 | 2024
20263-228838-01 | Xcel Energy | 85 | 13781 | IOU | 05712229 | 8.19 | Solar |  |  | Interconnected | Trade Secret | Trade | LAB | LAB311 | Residential | Solar*Rewards | Trade Secret | 2024 | 2024
20263-228838-01 | Xcel Energy | 85 | 13781 | IOU | 06046013 | 86.4 | Solar |  |  | Interconnected | Trade Secret | Trade | MEL | MEL074 | Commercial |  | Trade Secret | 2024 | 2025
20263-228838-01 | Xcel Energy | 85 | 13781 | IOU | 03766558 | 4.64 | Solar |  |  | Interconnected | Trade Secret | Trade | MPK | MPK068 | Residential | Solar*Rewards | Trade Secret | 2020 | 2021
20263-228838-01 | Xcel Energy | 85 | 13781 | IOU | 03130382 | 108 | Solar |  |  | Active Application | Trade Secret | Trade | UPP | UPP088 | Commercial |  | Trade Secret | 2017
20263-228838-01 | Xcel Energy | 85 | 13781 | IOU | 03130081 | 83.372 | Solar |  |  | Active Application | Trade Secret | Trade | UPP | UPP088 | Commercial |  | Trade Secret | 2018
20263-228838-01 | Xcel Energy | 85 | 13781 | IOU | 03131219 | 600 | Other |  |  | Interconnected | Trade Secret | Trade | UPP | UPP088 | Commercial |  | Trade Secret | 2015 | 2015
20263-228838-01 | Xcel Energy | 85 | 13781 | IOU | 03129721 | 112.572 | Solar |  |  | Interconnected | Trade Secret | Trade | UPP | UPP088 | Commercial |  | Trade Secret | 2019 | 2019
20263-228838-01 | Xcel Energy | 85 | 13781 | IOU | 03130082 | 212.716 | Solar |  |  | Active Application | Trade Secret | Trade | UPP | UPP088 | Commercial |  | Trade Secret | 2018
20263-228838-01 | Xcel Energy | 85 | 13781 | IOU | 03130687 | 1825 | Other |  |  | Interconnected | Trade Secret | Trade | UPP | UPP088 | Commercial |  | Trade Secret | 2004 | 2004
20263-228838-01 | Xcel Energy | 85 | 13781 | IOU | OID3383823 | 50 | Solar |  |  | Withdrawn | Trade Secret | Trade | UPP | UPP088 | Commercial |  | Trade Secret | 2018
20263-228838-01 |  |  |  |  | OID3638429 |  | Solar |  |  | Withdrawn | Trade Secret | Trade | UPP | UPP088 | Commercial | Solar*Rewards |  | 2018
20263-228838-01 | Xcel Energy | 85 | 13781 | IOU | OID3638767 | 179.172 | Solar |  |  | Withdrawn | Trade Secret | Trade | UPP | UPP088 | Commercial |  | Trade Secret | 2018
20263-228838-01 | Xcel Energy | 85 | 13781 | IOU | 03129646 | 66.6 | Solar |  |  | Interconnected | Trade Secret | Trade | AHI | AHI022 | Commercial |  | Trade Secret | 2019 | 2019
20263-228838-01 | Xcel Energy | 85 | 13781 | IOU | OID3284791 | 19.999 | Solar |  |  | Withdrawn | Trade Secret | Trade | AHI | AHI022 | Commercial | Solar*Rewards | Trade Secret | 2018
20263-228838-01 |  |  |  |  | OID3556210 |  | Solar |  |  | Withdrawn | Trade Secret | Trade | AHI | AHI022 | Commercial |  |  | 2018
20263-228838-01 | Xcel Energy | 85 | 13781 | IOU | 03129840 | 33.3 | Solar |  |  | Interconnected | Trade Secret | Trade | AHI | AHI022 | Commercial | Solar*Rewards | Trade Secret | 2018 | 2019
20263-228838-01 | Xcel Energy | 85 | 13781 | IOU | OID3799775 | 9.28 | Solar |  |  | Withdrawn | Trade Secret | Trade | GSL | GSL076 | Residential | Solar*Rewards | Trade Secret | 2019
20263-228838-01 | Xcel Energy | 85 | 13781 | IOU | 03141672 | 9.28 | Solar |  |  | Interconnected | Trade Secret | Trade | GSL | GSL076 | Residential | Solar*Rewards | Trade Secret | 2019 | 2019
20263-228838-01 | Xcel Energy | 85 | 13781 | IOU | 03129648 | 39.998 | Solar |  |  | Interconnected | Trade Secret | Trade | WIL | WIL082 | Commercial | Solar*Rewards | Trade Secret | 2019 | 2019
20263-228838-01 | Xcel Energy | 85 | 13781 | IOU | 05376332 | 7.04 | Solar |  |  | Interconnected | Trade Secret | Trade | WIL | WIL082 | Residential | Solar*Rewards | Trade Secret | 2023 | 2023
20263-228838-01 |  |  |  |  | 05608977 |  | Solar |  |  | Active Application | Trade Secret | Trade | RPL | RPL063 | Residential | Solar*Rewards |  | 2023
20263-228838-01 | Xcel Energy | 85 | 13781 | IOU | 03133288 | 40 | Solar |  |  | Interconnected | Trade Secret | Trade | MEL | MEL082 | Commercial | Solar*Rewards | Trade Secret | 2010 | 2010
20263-228838-01 | Xcel Energy | 85 | 13781 | IOU | 03770846 | 99 | Solar |  |  | Active Application | Trade Secret | Trade | EDA | EDA066 | Commercial |  | Trade Secret | 2020
20263-228838-01 | Xcel Energy | 85 | 13781 | IOU | 04879343 | 2.9 | Solar |  |  | Interconnected | Trade Secret | Trade | HSN | HSN311 | Residential | Solar*Rewards | Trade Secret | 2022 | 2022
20263-228838-01 | Xcel Energy | 85 | 13781 | IOU | 03132319 | 3.8 | Solar |  |  | Interconnected | Trade Secret | Trade | HSN | HSN311 | Residential | Solar*Rewards | Trade Secret | 2018 | 2018
20263-228838-01 | Xcel Energy | 85 | 13781 | IOU | 03460565 | 15.66 | Solar |  |  | Interconnected | Trade Secret | Trade | LAB | LAB312 | Residential | Solar*Rewards | Trade Secret | 2019 | 2020
20263-228838-01 | Xcel Energy | 85 | 13781 | IOU | 03426640 | 6 | Solar |  |  | Interconnected | Trade Secret | Trade | GLK | GLK071 | Residential | Solar*Rewards | Trade Secret | 2019 | 2020
20263-228838-01 | Xcel Energy | 85 | 13781 | IOU | 05940442 | 6.3 | Solar |  |  | Interconnected | Trade Secret | Trade | LLK | LLK072 | Residential | Solar*Rewards | Trade Secret | 2024 | 2024
20263-228838-01 | Xcel Energy | 85 | 13781 | IOU | 04493292 | 5.054 | Solar |  |  | Active Application | Trade Secret | Trade | IDA | IDA072 | Residential | Solar*Rewards | Trade Secret | 2021
20263-228838-01 | Xcel Energy | 85 | 13781 | IOU | 04508349 | 5.054 | Solar |  |  | Interconnected | Trade Secret | Trade | IDA | IDA072 | Residential |  | Trade Secret | 2021 | 2021
20263-228838-01 | Xcel Energy | 85 | 13781 | IOU | 06142391 | 5.235 | Solar |  |  | Interconnected | Trade Secret | Trade | SOU | SOU064 | Residential | Solar*Rewards | Trade Secret | 2025 | 2025
20263-228838-01 | Xcel Energy | 85 | 13781 | IOU | 05961150 | 3.84 | Solar |  |  | Interconnected | Trade Secret | Trade | HSN | HSN311 | Residential | Solar*Rewards | Trade Secret | 2024 | 2025
20263-228838-01 | Xcel Energy | 85 | 13781 | IOU | 03134836 | 7.63 | Solar |  |  | Interconnected | Trade Secret | Trade | BYT | BYT061 | Residential | Made in Minnesota | Trade Secret | 2016 | 2016
20263-228838-01 | Xcel Energy | 85 | 13781 | IOU | 03133758 | 36 | Solar |  |  | Interconnected | Trade Secret | Trade | WRR | WRR075 | Commercial | Solar*Rewards | Trade Secret | 2013 | 2014
20263-228838-01 | Xcel Energy | 85 | 13781 | IOU | 06231844 | 4.188 | Solar |  |  | Interconnected | Trade Secret | Trade | SLP | SLP084 | Residential |  | Trade Secret | 2025 | 2025
20263-228838-01 | Xcel Energy | 85 | 13781 | IOU | 03134765 | 7.63 | Solar |  |  | Interconnected | Trade Secret | Trade | EDA | EDA074 | Residential | Solar*Rewards | Trade Secret | 2016 | 2016
20263-228838-01 | Xcel Energy | 85 | 13781 | IOU | 05471601 | 2.9 | Solar |  |  | Interconnected | Trade Secret | Trade | WSG | WSG061 | Residential |  | Trade Secret | 2023 | 2023
20263-228838-01 | Xcel Energy | 85 | 13781 | IOU | 05992750 | 5.052 | Solar |  |  | Active Application | Trade Secret | Trade | SMT | SMT061 | Residential |  | Trade Secret | 2024
20263-228838-01 | Xcel Energy | 85 | 13781 | IOU | 03133957 | 20 | Solar |  |  | Interconnected | Trade Secret | Trade | MEL | MEL062 | Commercial | Solar*Rewards | Trade Secret | 2014 | 2015
20263-228838-01 | Xcel Energy | 85 | 13781 | IOU | OID2019298 | 12 | Solar |  |  | Withdrawn | Trade Secret | Trade | TER | TER071 | Commercial | Solar*Rewards | Trade Secret | 2014
20263-228838-01 | Xcel Energy | 85 | 13781 | IOU | 04603346 | 5.22 | Solar |  |  | Interconnected | Trade Secret | Trade | MOL | MOL076 | Residential |  | Trade Secret | 2021 | 2021
20263-228838-01 | Xcel Energy | 85 | 13781 | IOU | 06123666 | 10.752 | Solar |  | X | Active Application | Trade Secret | Trade | ALD | ALD082 | Residential |  | Trade Secret | 2025
20263-228838-01 | Xcel Energy | 85 | 13781 | IOU | OID3743392 | 7.616 | Solar |  |  | Withdrawn | Trade Secret | Trade | CNC | CNC072 | Residential | Solar*Rewards | Trade Secret | 2019
20263-228838-01 | Xcel Energy | 85 | 13781 | IOU | 03129908 | 239.798 | Solar |  |  | Interconnected | Trade Secret | Trade | WSG | WSG075 | Commercial |  | Trade Secret | 2018 | 2019
20263-228838-01 | Xcel Energy | 85 | 13781 | IOU | 04881043 | 6.98 | Solar |  |  | Interconnected | Trade Secret | Trade | SOU | SOU082 | Residential | Solar*Rewards | Trade Secret | 2022 | 2023
20263-228838-01 | Xcel Energy | 85 | 13781 | IOU | 04262513 | 40 | Solar |  |  | Interconnected | Trade Secret | Trade | TWL | TWL069 | Commercial | Solar*Rewards | Trade Secret | 2021 | 2021
20263-228838-01 | Xcel Energy | 85 | 13781 | IOU | 03132861 | 4.35 | Solar |  |  | Interconnected | Trade Secret | Trade | CNC | CNC072 | Residential | Solar*Rewards | Trade Secret | 2018 | 2019
20263-228838-01 | Xcel Energy | 85 | 13781 | IOU | 05806831 | 3.575 | Solar |  |  | Interconnected | Trade Secret | Trade | TLK | TLK062 | Residential | Solar*Rewards | Trade Secret | 2024 | 2024
20263-228838-01 | Xcel Energy | 85 | 13781 | IOU | 05740231 | 3.193 | Solar |  |  | Interconnected | Trade Secret | Trade | RAM | RAM064 | Residential |  | Trade Secret | 2024 | 2024
20263-228838-01 | Xcel Energy | 85 | 13781 | IOU | 04942040 | 9.074 | Solar |  |  | Interconnected | Trade Secret | Trade | HSN | HSN321 | Residential | Solar*Rewards | Trade Secret | 2022 | 2022
20263-228838-01 | Xcel Energy | 85 | 13781 | IOU | 04503220 | 4.886 | Solar |  | X | Interconnected | Trade Secret | Trade | BRP | BRP072 | Residential |  | Trade Secret | 2021 | 2021
20263-228838-01 | Xcel Energy | 85 | 13781 | IOU | 04458647 | 4.06 | Solar |  |  | Active Application | Trade Secret | Trade | BRP | BRP072 | Residential | Solar*Rewards | Trade Secret | 2021
20263-228838-01 | Xcel Energy | 85 | 13781 | IOU | OID2063626 | 18 | Solar |  |  | Withdrawn | Trade Secret | Trade | CEL | CEL071 | Commercial | Solar*Rewards | Trade Secret | 2014
20263-228838-01 | Xcel Energy | 85 | 13781 | IOU | 03131793 | 7.625 | Solar |  |  | Interconnected | Trade Secret | Trade | STY | STY062 | Residential | Solar*Rewards | Trade Secret | 2017 | 2017
20263-228838-01 | Xcel Energy | 85 | 13781 | IOU | 05713612 | 17.34 | Solar |  |  | Interconnected | Trade Secret | Trade | MDT | MDT074 | Residential | Solar*Rewards | Trade Secret | 2024 | 2025
20263-228838-01 | Xcel Energy | 85 | 13781 | IOU | 06157067 | 15.2 | Solar |  |  | Withdrawn | Trade Secret | Trade | VMR | VMR062 | Residential | Solar*Rewards | Trade Secret | 2025
20263-228838-01 | Xcel Energy | 85 | 13781 | IOU | 03130971 | 1825 | Other |  |  | Interconnected | Trade Secret | Trade | OSS | OSS061 | Commercial |  | Trade Secret | 2009 | 2009
20263-228838-01 | Xcel Energy | 85 | 13781 | IOU | 06025270 | 2.792 | Solar |  |  | Withdrawn | Trade Secret | Trade | ALD | ALD085 | Residential | Solar*Rewards | Trade Secret | 2024
20263-228838-01 | Xcel Energy | 85 | 13781 | IOU | 05991238 | 8.027 | Solar |  |  | Interconnected | Trade Secret | Trade | RRK | RRK064 | Residential |  | Trade Secret | 2025 | 2026
20263-228838-01 | Xcel Energy | 85 | 13781 | IOU | 04069173 | 7.616 | Solar |  |  | Active Application | Trade Secret | Trade | RRK | RRK064 | Residential | Solar*Rewards | Trade Secret | 2020
20263-228838-01 | Xcel Energy | 85 | 13781 | IOU | 03133096 | 5 | Solar |  |  | Interconnected | Trade Secret | Trade | CRL | CRL065 | Residential | Solar*Rewards | Trade Secret | 2013 | 2014
20263-228838-01 | Xcel Energy | 85 | 13781 | IOU | SRO25824 | 5 | Solar |  |  | Withdrawn | Trade Secret | Trade | CRL | CRL065 | Residential | Solar*Rewards | Trade Secret | 2012
20263-228838-01 | Xcel Energy | 85 | 13781 | IOU | 04823081 | 7.616 | Solar |  |  | Interconnected | Trade Secret | Trade | EDA | EDA075 | Residential |  | Trade Secret | 2022 | 2022
20263-228838-01 | Xcel Energy | 85 | 13781 | IOU | OID3290163 | 19.999 | Solar |  |  | Withdrawn | Trade Secret | Trade | ELP | ELP062 | Commercial | Solar*Rewards | Trade Secret | 2018
20263-228838-01 | Xcel Energy | 85 | 13781 | IOU | OID3470394 | 39.998 | Solar |  |  | Withdrawn | Trade Secret | Trade | ELP | ELP062 | Commercial | Solar*Rewards | Trade Secret | 2018
20263-228838-01 | Xcel Energy | 85 | 13781 | IOU | 06182943 | 7.6 | Solar |  |  | Interconnected | Trade Secret | Trade | HUG | HUG321 | Residential | Solar*Rewards | Trade Secret | 2025 | 2025
20263-228838-01 | Xcel Energy | 85 | 13781 | IOU | 05597259 | 4.725 | Solar |  |  | Interconnected | Trade Secret | Trade | CGR | CGR064 | Residential |  | Trade Secret | 2023 | 2024
20263-228838-01 | Xcel Energy | 85 | 13781 | IOU | 06322351 | 10.47 | Solar |  |  | Active Application | Trade Secret | Trade | CNC | CNC063 | Residential | Solar*Rewards | Trade Secret | 2026
20263-228838-01 | Xcel Energy | 85 | 13781 | IOU | 06176443 | 4.537 | Solar |  |  | Interconnected | Trade Secret | Trade | APA | APA076 | Residential | Solar*Rewards | Trade Secret | 2025 | 2025
20263-228838-01 | Xcel Energy | 85 | 13781 | IOU | 03133061 | 40 | Solar |  |  | Interconnected | Trade Secret | Trade | LEX | LEX063 | Commercial | Solar*Rewards | Trade Secret | 2013 | 2014
20263-228838-01 | Xcel Energy | 85 | 13781 | IOU | 04007137 | 5.04 | Solar |  |  | Interconnected | Trade Secret | Trade | WES | WES074 | Residential | Solar*Rewards | Trade Secret | 2020 | 2021
20263-228838-01 | Xcel Energy | 85 | 13781 | IOU | 03132972 | 2.64 | Solar |  |  | Interconnected | Trade Secret | Trade | GLK | GLK073 | Residential | Solar*Rewards | Trade Secret | 2018 | 2019
20263-228838-01 | Xcel Energy | 85 | 13781 | IOU | 05503218 | 8.32 | Solar |  |  | Interconnected | Trade Secret | Trade | CTR | CTR031 | Residential |  | Trade Secret | 2023 | 2023
20263-228838-01 | Xcel Energy | 85 | 13781 | IOU | 04746170 | 3.747 | Solar |  |  | Interconnected | Trade Secret | Trade | WIL | WIL089 | Residential |  | Trade Secret | 2021 | 2022
20263-228838-01 | Xcel Energy | 85 | 13781 | IOU | 05508328 | 34.6 | Solar |  |  | Interconnected | Trade Secret | Trade | LIN | LIN031 | Commercial |  | Trade Secret | 2023 | 2024
20263-228838-01 | Xcel Energy | 85 | 13781 | IOU | 05855483 | 9.984 | Solar |  |  | Interconnected | Trade Secret | Trade | GVW | GVW031 | Residential | Solar*Rewards | Trade Secret | 2024 | 2024
20263-228838-01 | Xcel Energy | 85 | 13781 | IOU | OID3757714 | 2.88 | Solar |  |  | Withdrawn | Trade Secret | Trade | HWW | HWW062 | Residential | Solar*Rewards | Trade Secret | 2019
20263-228838-01 | Xcel Energy | 85 | 13781 | IOU | OID3775673 | 3.48 | Solar |  |  | Withdrawn | Trade Secret | Trade | HWW | HWW062 | Residential | Solar*Rewards | Trade Secret | 2019
20263-228838-01 | Xcel Energy | 85 | 13781 | IOU | OID3842411 | 3.48 | Solar |  |  | Withdrawn | Trade Secret | Trade | HWW | HWW062 | Residential | Solar*Rewards | Trade Secret | 2019
20263-228838-01 | Xcel Energy | 85 | 13781 | IOU | 03166648 | 3.48 | Solar |  |  | Interconnected | Trade Secret | Trade | HWW | HWW062 | Residential | Solar*Rewards | Trade Secret | 2019 | 2019
20263-228838-01 | Xcel Energy | 85 | 13781 | IOU | 06322003 | 3.48 | Solar |  |  | Active Application | Trade Secret | Trade | APA | APA064 | Residential | Solar*Rewards | Trade Secret | 2026
20263-228838-01 | Xcel Energy | 85 | 13781 | IOU | 03133210 | 1.1 | Solar |  |  | Interconnected | Trade Secret | Trade | GLK | GLK071 | Commercial | Solar*Rewards | Trade Secret | 2010 | 2010
20263-228838-01 | Xcel Energy | 85 | 13781 | IOU | 04194311 | 14.51 | Solar |  |  | Active Application | Trade Secret | Trade | GLK | GLK071 | Commercial | Solar*Rewards | Trade Secret | 2020
20263-228838-01 | Xcel Energy | 85 | 13781 | IOU | 06132857 | 9.184 | Solar |  |  | Active Application | Trade Secret | Trade | TWL | TWL079 | Residential | Solar*Rewards | Trade Secret | 2025
20263-228838-01 | Xcel Energy | 85 | 13781 | IOU | 05607828 | 8.96 | Solar |  |  | Active Application | Trade Secret | Trade | TWL | TWL079 | Residential | Solar*Rewards | Trade Secret | 2023
20263-228838-01 | Xcel Energy | 85 | 13781 | IOU | 05792556 | 9.184 | Solar |  |  | Active Application | Trade Secret | Trade | TWL | TWL079 | Residential | Solar*Rewards | Trade Secret | 2024
20263-228838-01 | Xcel Energy | 85 | 13781 | IOU | 03131777 | 15.5 | Solar |  |  | Interconnected | Trade Secret | Trade | WAB | WAB031 | Residential | Solar*Rewards | Trade Secret | 2017 | 2018
20263-228838-01 | Xcel Energy | 85 | 13781 | IOU | 04309172 | 2.962 | Solar |  |  | Interconnected | Trade Secret | Trade | WIL | WIL098 | Residential | Solar*Rewards | Trade Secret | 2021 | 2021
20263-228838-01 | Xcel Energy | 85 | 13781 | IOU | 06095367 | 3.747 | Solar |  |  | Active Application | Trade Secret | Trade | WRR | WRR064 | Residential |  | Trade Secret | 2025
20263-228838-01 | Xcel Energy | 85 | 13781 | IOU | 06105754 | 4.55 | Solar |  |  | Active Application | Trade Secret | Trade | WRR | WRR064 | Residential |  | Trade Secret | 2025
20263-228838-01 | Xcel Energy | 85 | 13781 | IOU | 05599634 | 7.616 | Solar |  |  | Withdrawn | Trade Secret | Trade | DOC | DOC211 | Residential |  | Trade Secret | 2023
20263-228838-01 | Xcel Energy | 85 | 13781 | IOU | 05990164 | 5.933 | Solar |  |  | Interconnected | Trade Secret | Trade | ALD | ALD085 | Residential | Solar*Rewards | Trade Secret | 2024 | 2025
20263-228838-01 | Xcel Energy | 85 | 13781 | IOU | 03130559 | 5.51 | Solar |  |  | Interconnected | Trade Secret | Trade | EGL | EGL021 | Residential | Solar*Rewards | Trade Secret | 2019 | 2019
20263-228838-01 | Xcel Energy | 85 | 13781 | IOU | 04794210 | 2.9 | Solar |  |  | Interconnected | Trade Secret | Trade | OSS | OSS073 | Residential | Solar*Rewards | Trade Secret | 2022 | 2022
20263-228838-01 | Xcel Energy | 85 | 13781 | IOU | 05981371 | 7.6 | Solar |  |  | Withdrawn | Trade Secret | Trade | WCR | WCR322 | Residential | Solar*Rewards | Trade Secret | 2024
20263-228838-01 | Xcel Energy | 85 | 13781 | IOU | 05977302 | 7.6 | Solar |  |  | Interconnected | Trade Secret | Trade | WCR | WCR322 | Residential | Solar*Rewards | Trade Secret | 2024 | 2025
20263-228838-01 | Xcel Energy | 85 | 13781 | IOU | 04793719 | 6.631 | Solar |  |  | Interconnected | Trade Secret | Trade | SLP | SLP097 | Residential | Solar*Rewards | Trade Secret | 2022 | 2022
20263-228838-01 |  |  |  |  | 06324150 |  | Storage |  |  | Active Application | Trade Secret | Trade | LIN | LIN031 | Residential |  |  | 2026
20263-228838-01 | Xcel Energy | 85 | 13781 | IOU | 04400187 | 7.83 | Solar |  |  | Interconnected | Trade Secret | Trade | LIN | LIN031 | Residential | Solar*Rewards | Trade Secret | 2021 | 2021
20263-228838-01 | Xcel Energy | 85 | 13781 | IOU | 06226381 | 13.5 | Storage |  |  | Withdrawn | Trade Secret | Trade | LIN | LIN031 | Residential |  | Trade Secret | 2025
20263-228838-01 | Xcel Energy | 85 | 13781 | IOU | 03845344 | 3.84 | Solar |  |  | Withdrawn | Trade Secret | Trade | LIN | LIN031 | Residential | Solar*Rewards | Trade Secret | 2020
20263-228838-01 | Xcel Energy | 85 | 13781 | IOU | 04733367 | 10.47 | Solar |  |  | Interconnected | Trade Secret | Trade | SAR | SAR021 | Residential |  | Trade Secret | 2021 | 2022
20263-228838-01 | Xcel Energy | 85 | 13781 | IOU | 06178592 | 4.97 | Solar |  |  | Interconnected | Trade Secret | Trade | ESW | ESW062 | Residential | Solar*Rewards | Trade Secret | 2025 | 2025
20263-228838-01 | Xcel Energy | 85 | 13781 | IOU | 06205118 | 2.903 | Solar |  |  | Interconnected | Trade Secret | Trade | WIL | WIL084 | Residential | Solar*Rewards | Trade Secret | 2025 | 2025
20263-228838-01 | Xcel Energy | 85 | 13781 | IOU | 05658613 | 2 | Solar |  |  | Active Application | Trade Secret | Trade | PIL | PIL021 | Residential |  | Trade Secret | 2023
20263-228838-01 | Xcel Energy | 85 | 13781 | IOU | 03740423 | 4.35 | Solar |  |  | Interconnected | Trade Secret | Trade | TLK | TLK064 | Residential | Solar*Rewards | Trade Secret | 2020 | 2020
20263-228838-01 | Xcel Energy | 85 | 13781 | IOU | 05949227 | 3.19 | Solar |  |  | Interconnected | Trade Secret | Trade | SLP | SLP092 | Residential | Solar*Rewards | Trade Secret | 2024 | 2024
20263-228838-01 | Xcel Energy | 85 | 13781 | IOU | 04908514 | 6.09 | Solar |  |  | Interconnected | Trade Secret | Trade | WIL | WIL061 | Residential | Solar*Rewards | Trade Secret | 2022 | 2022
20263-228838-01 | Xcel Energy | 85 | 13781 | IOU | OID3965550 | 15.232 | Solar |  |  | Withdrawn | Trade Secret | Trade | DOC | DOC031 | Residential | Solar*Rewards | Trade Secret | 2019
20263-228838-01 |  |  |  |  | OID3966579 |  | Solar |  |  | Withdrawn | Trade Secret | Trade | DOC | DOC031 | Residential | Solar*Rewards |  | 2019
20263-228838-01 | Xcel Energy | 85 | 13781 | IOU | 03132812 | 22.8 | Solar |  |  | Interconnected | Trade Secret | Trade | DOC | DOC031 | Residential | Solar*Rewards | Trade Secret | 2018 | 2019
20263-228838-01 | Xcel Energy | 85 | 13781 | IOU | 03443163 | 15 | Solar |  |  | Interconnected | Trade Secret | Trade | DOC | DOC031 | Residential | Solar*Rewards | Trade Secret | 2019 | 2021
20263-228838-01 | Xcel Energy | 85 | 13781 | IOU | 03134183 | 18 | Solar |  |  | Interconnected | Trade Secret | Trade | OSS | OSS061 | Commercial | Solar*Rewards | Trade Secret | 2015 | 2016
20263-228838-01 | Xcel Energy | 85 | 13781 | IOU | 03134364 | 36 | Solar |  |  | Interconnected | Trade Secret | Trade | OSS | OSS061 | Commercial | Made in Minnesota | Trade Secret | 2015 | 2015
20263-228838-01 | Xcel Energy | 85 | 13781 | IOU | 04441953 | 3.19 | Solar |  |  | Active Application | Trade Secret | Trade | SOU | SOU077 | Residential | Solar*Rewards | Trade Secret | 2021
20263-228838-01 | Xcel Energy | 85 | 13781 | IOU | 04793562 | 2.03 | Solar |  |  | Interconnected | Trade Secret | Trade | SOU | SOU077 | Residential | Solar*Rewards | Trade Secret | 2022 | 2022
20263-228838-01 | Xcel Energy | 85 | 13781 | IOU | 05494955 | 3.476 | Solar |  |  | Interconnected | Trade Secret | Trade | MOL | MOL064 | Residential | Solar*Rewards | Trade Secret | 2023 | 2023
20263-228838-01 | Xcel Energy | 85 | 13781 | IOU | 03130467 | 6.38 | Solar |  |  | Interconnected | Trade Secret | Trade | HWW | HWW073 | Residential | Solar*Rewards | Trade Secret | 2018 | 2019
20263-228838-01 | Xcel Energy | 85 | 13781 | IOU | 04925618 | 7.25 | Solar |  |  | Interconnected | Trade Secret | Trade | CGR | CGR072 | Residential |  | Trade Secret | 2022 | 2022
20263-228838-01 | Xcel Energy | 85 | 13781 | IOU | 04303790 | 9.316 | Solar |  |  | Interconnected | Trade Secret | Trade | WCS | WCS064 | Residential | Solar*Rewards | Trade Secret | 2021 | 2021
20263-228838-01 | Xcel Energy | 85 | 13781 | IOU | 04964252 | 7.616 | Solar |  |  | Interconnected | Trade Secret | Trade | ALK | ALK072 | Residential |  | Trade Secret | 2022 | 2023
20263-228838-01 | Xcel Energy | 85 | 13781 | IOU | 04129370 | 3.48 | Solar |  |  | Interconnected | Trade Secret | Trade | UPP | UPP085 | Residential | Solar*Rewards | Trade Secret | 2020 | 2021
20263-228838-01 | Xcel Energy | 85 | 13781 | IOU | 05947389 | 7.7 | Solar |  |  | Interconnected | Trade Secret | Trade | MOL | MOL073 | Residential | Solar*Rewards | Trade Secret | 2024 | 2024
20263-228838-01 | Xcel Energy | 85 | 13781 | IOU | 05188103 | 3.84 | Solar |  |  | Interconnected | Trade Secret | Trade | GRC | GRC312 | Residential |  | Trade Secret | 2022 | 2023
20263-228838-01 | Xcel Energy | 85 | 13781 | IOU | 03134332 | 7.92 | Solar |  |  | Interconnected | Trade Secret | Trade | SCA | SCA021 | Residential | Made in Minnesota | Trade Secret | 2015 | 2015
20263-228838-01 | Xcel Energy | 85 | 13781 | IOU | 06033588 | 5.76 | Solar |  |  | Active Application | Trade Secret | Trade | ALB | ALB022 | Residential | Solar*Rewards | Trade Secret | 2024
20263-228838-01 | Xcel Energy | 85 | 13781 | IOU | 03810790 | 4.64 | Solar |  |  | Interconnected | Trade Secret | Trade | RLK | RLK071 | Residential | Solar*Rewards | Trade Secret | 2020 | 2021
20263-228838-01 | Xcel Energy | 85 | 13781 | IOU | 03134721 | 10.01 | Solar |  |  | Interconnected | Trade Secret | Trade | RPL | RPL064 | Residential | Made in Minnesota | Trade Secret | 2015 | 2015
20263-228838-01 | Xcel Energy | 85 | 13781 | IOU | 05712403 | 3.15 | Solar |  |  | Interconnected | Trade Secret | Trade | SCL | SCL313 | Residential | Solar*Rewards | Trade Secret | 2024 | 2024
20263-228838-01 | Xcel Energy | 85 | 13781 | IOU | 03662643 | 3.48 | Solar |  |  | Active Application | Trade Secret | Trade | TER | TER062 | Residential | Solar*Rewards | Trade Secret | 2020
20263-228838-01 | Xcel Energy | 85 | 13781 | IOU | 03665513 | 3.48 | Solar |  |  | Interconnected | Trade Secret | Trade | TER | TER062 | Residential | Solar*Rewards | Trade Secret | 2020 | 2020
20263-228838-01 | Xcel Energy | 85 | 13781 | IOU | 04380293 | 5 | Solar |  |  | Active Application | Trade Secret | Trade | LCR | LCR311 | Residential | Solar*Rewards | Trade Secret | 2021
20263-228838-01 | Xcel Energy | 85 | 13781 | IOU | 05818778 | 6.144 | Solar |  |  | Interconnected | Trade Secret | Trade | MOL | MOL067 | Residential | Solar*Rewards | Trade Secret | 2024 | 2025
20263-228838-01 | Xcel Energy | 85 | 13781 | IOU | 06092478 | 8.528 | Solar |  |  | Interconnected | Trade Secret | Trade | HUG | HUG321 | Residential | Solar*Rewards | Trade Secret | 2025 | 2025
20263-228838-01 | Xcel Energy | 85 | 13781 | IOU | 03133333 | 5.32 | Solar |  |  | Interconnected | Trade Secret | Trade | NOF | NOF072 | Residential | Solar*Rewards | Trade Secret | 2011 | 2011
20263-228838-01 | Xcel Energy | 85 | 13781 | IOU | 03615346 | 6.96 | Solar |  |  | Interconnected | Trade Secret | Trade | NOF | NOF072 | Residential | Solar*Rewards | Trade Secret | 2020 | 2020
20263-228838-01 | Xcel Energy | 85 | 13781 | IOU | 05746399 | 5.806 | Solar |  |  | Active Application | Trade Secret | Trade | EDA | EDA067 | Residential | Solar*Rewards | Trade Secret | 2024
20263-228838-01 | Xcel Energy | 85 | 13781 | IOU | 03129626 | 39.998 | Solar |  |  | Interconnected | Trade Secret | Trade | APA | APA076 | Commercial | Solar*Rewards | Trade Secret | 2018 | 2019
20263-228838-01 | Xcel Energy | 85 | 13781 | IOU | 05524853 | 10.112 | Solar |  |  | Interconnected | Trade Secret | Trade | TER | TER075 | Residential | Solar*Rewards | Trade Secret | 2023 | 2023
20263-228838-01 | Xcel Energy | 85 | 13781 | IOU | 03133122 | 5 | Solar |  |  | Interconnected | Trade Secret | Trade | HSN | HSN311 | Residential | Solar*Rewards | Trade Secret | 2010 | 2010
20263-228838-01 | Xcel Energy | 85 | 13781 | IOU | 05832869 | 8.709 | Solar |  |  | Interconnected | Trade Secret | Trade | TLK | TLK071 | Residential |  | Trade Secret | 2024 | 2024
20263-228838-01 | Xcel Energy | 85 | 13781 | IOU | 03135152 | 7.2 | Solar |  |  | Interconnected | Trade Secret | Trade | HWW | HWW062 | Residential | Made in Minnesota | Trade Secret | 2016 | 2017
20263-228838-01 | Xcel Energy | 85 | 13781 | IOU | OID2019590 | 4.8 | Solar |  |  | Withdrawn | Trade Secret | Trade | HWW | HWW062 | Residential | Solar*Rewards | Trade Secret | 2014
20263-228838-01 | Xcel Energy | 85 | 13781 | IOU | OID2663947 | 4.32 | Solar |  |  | Withdrawn | Trade Secret | Trade | HWW | HWW062 | Residential | Solar*Rewards | Trade Secret | 2016
20263-228838-01 | Xcel Energy | 85 | 13781 | IOU | OID2293753 | 5 | Solar |  |  | Withdrawn | Trade Secret | Trade | HWW | HWW062 | Residential | Solar*Rewards | Trade Secret | 2015
20263-228838-01 | Xcel Energy | 85 | 13781 | IOU | 04718850 | 9.316 | Solar |  |  | Interconnected | Trade Secret | Trade | CGR | CGR072 | Residential |  | Trade Secret | 2021 | 2022
20263-228838-01 | Xcel Energy | 85 | 13781 | IOU | 06202191 | 3.484 | Solar |  |  | Interconnected | Trade Secret | Trade | CRL | CRL033 | Residential | Solar*Rewards | Trade Secret | 2025 | 2025
20263-228838-01 | Xcel Energy | 85 | 13781 | IOU | 04105872 | 7.616 | Solar |  |  | Interconnected | Trade Secret | Trade | TWL | TWL089 | Residential | Solar*Rewards | Trade Secret | 2020 | 2021
20263-228838-01 | Xcel Energy | 85 | 13781 | IOU | 06004592 | 7.6 | Solar |  |  | Interconnected | Trade Secret | Trade | RAM | RAM072 | Residential | Solar*Rewards | Trade Secret | 2024 | 2025
20263-228838-01 | Xcel Energy | 85 | 13781 | IOU | 05553781 | 10.752 | Solar |  |  | Interconnected | Trade Secret | Trade | AFT | AFT322 | Residential |  | Trade Secret | 2023 | 2023
20263-228838-01 | Xcel Energy | 85 | 13781 | IOU | 05500389 | 2.61 | Solar |  |  | Interconnected | Trade Secret | Trade | TWL | TWL065 | Residential |  | Trade Secret | 2023 | 2023
20263-228838-01 | Xcel Energy | 85 | 13781 | IOU | 06094484 | 5.693 | Solar |  |  | Interconnected | Trade Secret | Trade | SOU | SOU083 | Residential |  | Trade Secret | 2025 | 2025
20263-228838-01 | Xcel Energy | 85 | 13781 | IOU | 06166127 | 3.936 | Solar |  |  | Interconnected | Trade Secret | Trade | RAM | RAM063 | Residential |  | Trade Secret | 2025 | 2025
20263-228838-01 | Xcel Energy | 85 | 13781 | IOU | 06086637 | 23 | Solar |  | X | Interconnected | Trade Secret | Trade | WCR | WCR322 | Residential | Solar*Rewards | Trade Secret | 2025 | 2025
20263-228838-01 | Xcel Energy | 85 | 13781 | IOU | 05985798 | 6.046 | Solar |  |  | Withdrawn | Trade Secret | Trade | SMT | SMT092 | Residential |  | Trade Secret | 2024
20263-228838-01 | Xcel Energy | 85 | 13781 | IOU | 05862971 | 3.747 | Solar |  |  | Active Application | Trade Secret | Trade | APA | APA077 | Residential |  | Trade Secret | 2024
20263-228838-01 | Xcel Energy | 85 | 13781 | IOU | 04676732 | 8 | Solar |  | X | Interconnected | Trade Secret | Trade | ALD | ALD085 | Residential |  | Trade Secret | 2021 | 2022
20263-228838-01 | Xcel Energy | 85 | 13781 | IOU | 04444539 | 3.48 | Solar |  |  | Interconnected | Trade Secret | Trade | WES | WES076 | Residential | Solar*Rewards | Trade Secret | 2021 | 2021
20263-228838-01 | Xcel Energy | 85 | 13781 | IOU | 05463782 | 9.994 | Solar |  |  | Interconnected | Trade Secret | Trade | CEL | CEL064 | Residential |  | Trade Secret | 2023 | 2023
20263-228838-01 | Xcel Energy | 85 | 13781 | IOU | 06276073 | 11.2 | Solar |  |  | Active Application | Trade Secret | Trade | WCR | WCR322 | Residential |  | Trade Secret | 2025
20263-228838-01 | Xcel Energy | 85 | 13781 | IOU | 03135153 | 20 | Solar |  |  | Interconnected | Trade Secret | Trade | MPK | MPK086 | Commercial | Solar*Rewards | Trade Secret | 2016 | 2017
20263-228838-01 | Xcel Energy | 85 | 13781 | IOU | OID2294796 | 40 | Solar |  |  | Withdrawn | Trade Secret | Trade | MPK | MPK086 | Commercial | Solar*Rewards | Trade Secret | 2015
20263-228838-01 | Xcel Energy | 85 | 13781 | IOU | 03131276 | 37.8 | Solar |  |  | Interconnected | Trade Secret | Trade | MPK | MPK086 | Commercial | Made in Minnesota | Trade Secret | 2016 | 2017
20263-228838-01 | Xcel Energy | 85 | 13781 | IOU | 03131642 | 7.63 | Solar |  |  | Interconnected | Trade Secret | Trade | MPK | MPK063 | Residential | Made in Minnesota | Trade Secret | 2017 | 2017
20263-228838-01 | Xcel Energy | 85 | 13781 | IOU | 05176708 | 5.8 | Solar |  |  | Withdrawn | Trade Secret | Trade | DBL | DBL066 | Residential | Solar*Rewards | Trade Secret | 2022
20263-228838-01 | Xcel Energy | 85 | 13781 | IOU | 04470128 | 6.98 | Solar |  |  | Active Application | Trade Secret | Trade | DBL | DBL066 | Residential | Solar*Rewards | Trade Secret | 2021
20263-228838-01 | Xcel Energy | 85 | 13781 | IOU | 06239194 | 6.98 | Solar |  |  | Active Application | Trade Secret | Trade | DBL | DBL066 | Residential |  | Trade Secret | 2025
20263-228838-01 | Xcel Energy | 85 | 13781 | IOU | 05581292 | 9.994 | Solar |  |  | Interconnected | Trade Secret | Trade | MND | MND063 | Residential | Solar*Rewards | Trade Secret | 2023 | 2024
20263-228838-01 | Xcel Energy | 85 | 13781 | IOU | 05259904 | 10.73 | Solar |  |  | Withdrawn | Trade Secret | Trade | EDA | EDA072 | Residential |  | Trade Secret | 2022
20263-228838-01 | Xcel Energy | 85 | 13781 | IOU | 05939190 | 11.393 | Solar |  |  | Active Application | Trade Secret | Trade | WEH | WEH021 | Residential |  | Trade Secret | 2024
20263-228838-01 | Xcel Energy | 85 | 13781 | IOU | 05356716 | 2.792 | Solar |  |  | Interconnected | Trade Secret | Trade | MPK | MPK074 | Residential | Solar*Rewards | Trade Secret | 2023 | 2023
20263-228838-01 | Xcel Energy | 85 | 13781 | IOU | 04597145 | 5.054 | Solar |  |  | Interconnected | Trade Secret | Trade | RRK | RRK064 | Residential |  | Trade Secret | 2021 | 2022
20263-228838-01 | Xcel Energy | 85 | 13781 | IOU | 05362008 | 3000 | Other |  |  | Active Application | Trade Secret | Trade | RLK | RLK068 | Commercial |  | Trade Secret | 2023
20263-228838-01 | Xcel Energy | 85 | 13781 | IOU | 04394741 | 6 | Solar |  |  | Active Application | Trade Secret | Trade | LOK | LOK082 | Commercial | Solar*Rewards | Trade Secret | 2021
20263-228838-01 | Xcel Energy | 85 | 13781 | IOU | 05933308 | 3.747 | Solar |  |  | Interconnected | Trade Secret | Trade | HYL | HYL073 | Residential |  | Trade Secret | 2024 | 2025
20263-228838-01 | Xcel Energy | 85 | 13781 | IOU | 03132435 | 5 | Solar |  |  | Interconnected | Trade Secret | Trade | SOU | SOU064 | Residential | Solar*Rewards | Trade Secret | 2018 | 2018
20263-228838-01 | Xcel Energy | 85 | 13781 | IOU | 03130394 | 7.63 | Solar |  |  | Interconnected | Trade Secret | Trade | ECK | ECK342 | Residential | Solar*Rewards | Trade Secret | 2018 | 2018
20263-228838-01 | Xcel Energy | 85 | 13781 | IOU | 03132858 | 7.616 | Solar |  |  | Interconnected | Trade Secret | Trade | RIV | RIV061 | Residential | Made in Minnesota | Trade Secret | 2018 | 2018
20263-228838-01 | Xcel Energy | 85 | 13781 | IOU | 03130345 | 6.38 | Solar |  |  | Interconnected | Trade Secret | Trade | ALD | ALD076 | Residential | Solar*Rewards | Trade Secret | 2019 | 2019
20263-228838-01 | Xcel Energy | 85 | 13781 | IOU | 05982031 | 6.046 | Solar |  |  | Interconnected | Trade Secret | Trade | GRC | GRC312 | Residential |  | Trade Secret | 2024 | 2025
20263-228838-01 | Xcel Energy | 85 | 13781 | IOU | 06164841 | 5.693 | Solar |  |  | Interconnected | Trade Secret | Trade | OAD | OAD061 | Residential | Solar*Rewards | Trade Secret | 2025 | 2025
20263-228838-01 | Xcel Energy | 85 | 13781 | IOU | 04523019 | 8.7 | Solar |  |  | Interconnected | Trade Secret | Trade | FRM | FRM062 | Residential |  | Trade Secret | 2021 | 2022
20263-228838-01 | Xcel Energy | 85 | 13781 | IOU | 04793975 | 8.12 | Solar |  |  | Interconnected | Trade Secret | Trade | BYT | BYT061 | Residential | Solar*Rewards | Trade Secret | 2022 | 2022
20263-228838-01 | Xcel Energy | 85 | 13781 | IOU | 06044500 | 19.12 | Storage |  |  | Interconnected | Trade Secret | Trade | BYT | BYT061 | Residential |  | Trade Secret | 2025 | 2025
20263-228838-01 | Xcel Energy | 85 | 13781 | IOU | 03134327 | 9 | Solar |  |  | Interconnected | Trade Secret | Trade | OPK | OPK072 | Commercial | Made in Minnesota | Trade Secret | 2015 | 2015
20263-228838-01 | Xcel Energy | 85 | 13781 | IOU | 03133543 | 31.2 | Solar |  |  | Interconnected | Trade Secret | Trade | MOL | MOL078 | Commercial | Solar*Rewards | Trade Secret | 2011 | 2012
20263-228838-01 | Xcel Energy | 85 | 13781 | IOU | 05796466 | 6.097 | Solar |  |  | Interconnected | Trade Secret | Trade | RMT | RMT321 | Residential |  | Trade Secret | 2024 | 2024
20263-228838-01 | Xcel Energy | 85 | 13781 | IOU | 04078665 | 3.747 | Solar |  |  | Interconnected | Trade Secret | Trade | HYL | HYL064 | Residential |  | Trade Secret | 2020 | 2021
20263-228838-01 | Xcel Energy | 85 | 13781 | IOU | 06163436 | 4.934 | Solar |  |  | Interconnected | Trade Secret | Trade | TLK | TLK064 | Residential |  | Trade Secret | 2025 | 2025
20263-228838-01 | Xcel Energy | 85 | 13781 | IOU | 04793725 | 13.616 | Solar |  |  | Interconnected | Trade Secret | Trade | SAV | SAV069 | Residential | Solar*Rewards | Trade Secret | 2022 | 2022
20263-228838-01 | Xcel Energy | 85 | 13781 | IOU | 04794682 | 5.054 | Solar |  |  | Interconnected | Trade Secret | Trade | WSG | WSG362 | Residential | Solar*Rewards | Trade Secret | 2022 | 2022
20263-228838-01 | Xcel Energy | 85 | 13781 | IOU | 06104716 | 7.616 | Solar |  |  | Active Application | Trade Secret | Trade | MPK | MPK074 | Residential |  | Trade Secret | 2025
20263-228838-01 | Xcel Energy | 85 | 13781 | IOU | 03134911 | 3.12 | Solar |  |  | Interconnected | Trade Secret | Trade | KOL | KOL071 | Residential | Made in Minnesota | Trade Secret | 2016 | 2016
20263-228838-01 | Xcel Energy | 85 | 13781 | IOU | 03130193 | 9.994 | Solar |  |  | Interconnected | Trade Secret | Trade | HAS | HAS021 | Residential | Solar*Rewards | Trade Secret | 2019 | 2020
20263-228838-01 | Xcel Energy | 85 | 13781 | IOU | 03131310 | 9.94 | Solar |  |  | Interconnected | Trade Secret | Trade | HAS | HAS021 | Residential | Solar*Rewards | Trade Secret | 2016 | 2017
20263-228838-01 | Xcel Energy | 85 | 13781 | IOU | 06233584 | 7.6 | Solar |  |  | Active Application | Trade Secret | Trade | ESW | ESW081 | Residential |  | Trade Secret | 2025
20263-228838-01 | Xcel Energy | 85 | 13781 | IOU | OID2246725 | 19 | Solar |  |  | Withdrawn | Trade Secret | Trade | GVW | GVW022 | Commercial | Solar*Rewards | Trade Secret | 2015
20263-228838-01 | Xcel Energy | 85 | 13781 | IOU | 03241083 | 3.48 | Solar |  |  | Interconnected | Trade Secret | Trade | MDT | MDT077 | Residential | Solar*Rewards | Trade Secret | 2019 | 2020
20263-228838-01 | Xcel Energy | 85 | 13781 | IOU | 03133280 | 4 | Solar |  |  | Interconnected | Trade Secret | Trade | LEX | LEX332 | Residential | Solar*Rewards | Trade Secret | 2010 | 2011
20263-228838-01 | Xcel Energy | 85 | 13781 | IOU | 03133374 | 1.759 | Solar |  |  | Interconnected | Trade Secret | Trade | LEX | LEX332 | Residential | Solar*Rewards | Trade Secret | 2011 | 2011
20263-228838-01 | Xcel Energy | 85 | 13781 | IOU | 04262895 | 2.88 | Solar |  |  | Interconnected | Trade Secret | Trade | LEX | LEX332 | Residential |  | Trade Secret | 2021 | 2021
20263-228838-01 | Xcel Energy | 85 | 13781 | IOU | 05602796 | 6.3 | Solar |  |  | Interconnected | Trade Secret | Trade | TLK | TLK077 | Residential |  | Trade Secret | 2023 | 2024
20263-228838-01 | Xcel Energy | 85 | 13781 | IOU | 06018005 | 11.5 | Storage |  |  | Active Application | Trade Secret | Trade | TLK | TLK077 | Residential |  | Trade Secret | 2025
20263-228838-01 | Xcel Energy | 85 | 13781 | IOU | 04340975 | 6.67 | Solar |  | X | Interconnected | Trade Secret | Trade | ECK | ECK061 | Residential | Solar*Rewards | Trade Secret | 2021 | 2021
20263-228838-01 | Xcel Energy | 85 | 13781 | IOU | 03156354 | 6 | Solar |  |  | Interconnected | Trade Secret | Trade | SOU | SOU064 | Residential | Solar*Rewards | Trade Secret | 2019 | 2019
20263-228838-01 | Xcel Energy | 85 | 13781 | IOU | 06320572 | 50 | Solar |  |  | Active Application | Trade Secret | Trade | WES | WES072 | Commercial |  | Trade Secret | 2026
20263-228838-01 | Xcel Energy | 85 | 13781 | IOU | 05626419 | 10.395 | Solar |  |  | Interconnected | Trade Secret | Trade | WSG | WSG362 | Residential |  | Trade Secret | 2023 | 2024
20263-228838-01 | Xcel Energy | 85 | 13781 | IOU | 04879391 | 7.25 | Solar |  |  | Active Application | Trade Secret | Trade | EDA | EDA084 | Residential | Solar*Rewards | Trade Secret | 2022
20263-228838-01 | Xcel Energy | 85 | 13781 | IOU | 03130529 | 3.12 | Solar |  |  | Interconnected | Trade Secret | Trade | SOU | SOU087 | Residential | Solar*Rewards | Trade Secret | 2018 | 2019
20263-228838-01 | Xcel Energy | 85 | 13781 | IOU | 06207275 | 7.616 | Solar |  |  | Interconnected | Trade Secret | Trade | SOU | SOU087 | Residential |  | Trade Secret | 2025 | 2025
20263-228838-01 | Xcel Energy | 85 | 13781 | IOU | 04794266 | 6.67 | Solar |  |  | Interconnected | Trade Secret | Trade | SOU | SOU075 | Residential | Solar*Rewards | Trade Secret | 2022 | 2022
20263-228838-01 | Xcel Energy | 85 | 13781 | IOU | 05729882 | 12.672 | Solar |  |  | Interconnected | Trade Secret | Trade | IDA | IDA071 | Residential |  | Trade Secret | 2024 | 2024
20263-228838-01 | Xcel Energy | 85 | 13781 | IOU | 05995742 | 5.314 | Solar |  |  | Interconnected | Trade Secret | Trade | WSG | WSG061 | Residential |  | Trade Secret | 2024 | 2025
20263-228838-01 | Xcel Energy | 85 | 13781 | IOU | OID3472956 | 39.998 | Solar |  |  | Withdrawn | Trade Secret | Trade | PKL | PKL071 | Commercial | Solar*Rewards | Trade Secret | 2018
20263-228838-01 | Xcel Energy | 85 | 13781 | IOU | 05199047 | 80 | Solar |  |  | Interconnected | Trade Secret | Trade | PKL | PKL071 | Commercial |  | Trade Secret | 2022 | 2023
20263-228838-01 | Xcel Energy | 85 | 13781 | IOU | 05709456 | 100 | Solar |  |  | Interconnected | Trade Secret | Trade | PKL | PKL071 | Commercial |  | Trade Secret | 2024 | 2024
20263-228838-01 | Xcel Energy | 85 | 13781 | IOU | 03987393 | 7.616 | Solar |  |  | Interconnected | Trade Secret | Trade | WCR | WCR311 | Residential | Solar*Rewards | Trade Secret | 2020 | 2020
20263-228838-01 | Xcel Energy | 85 | 13781 | IOU | OID3370955 | 8.2 | Solar |  |  | Withdrawn | Trade Secret | Trade | ECK | ECK062 | Residential | Solar*Rewards | Trade Secret | 2018
20263-228838-01 | Xcel Energy | 85 | 13781 | IOU | OID3778227 | 1.5 | Solar |  |  | Withdrawn | Trade Secret | Trade | WIN | WIN023 | Residential | Solar*Rewards | Trade Secret | 2019
20263-228838-01 |  |  |  |  | OID2057104 |  | Solar |  |  | Withdrawn | Trade Secret | Trade | WIN | WIN023 | Residential | Solar*Rewards |  | 2014
20263-228838-01 | Xcel Energy | 85 | 13781 | IOU | 03130975 | 1.2 | Solar |  |  | Interconnected | Trade Secret | Trade | WIN | WIN023 | Residential |  | Trade Secret | 2009 | 2010
20263-228838-01 | Xcel Energy | 85 | 13781 | IOU | 04974769 | 6.282 | Solar |  |  | Withdrawn | Trade Secret | Trade | IDA | IDA073 | Residential | Solar*Rewards | Trade Secret | 2022
20263-228838-01 | Xcel Energy | 85 | 13781 | IOU | 04119924 | 9.994 | Solar |  |  | Interconnected | Trade Secret | Trade | GSL | GSL061 | Residential | Solar*Rewards | Trade Secret | 2020 | 2021
20263-228838-01 | Xcel Energy | 85 | 13781 | IOU | 03129643 | 39.998 | Solar |  |  | Interconnected | Trade Secret | Trade | GLK | GLK062 | Commercial | Solar*Rewards | Trade Secret | 2018 | 2019
20263-228838-01 | Xcel Energy | 85 | 13781 | IOU | 04360703 | 119.999 | Solar |  |  | Interconnected | Trade Secret | Trade | GLK | GLK062 | Commercial |  | Trade Secret | 2021 | 2021
20263-228838-01 | Xcel Energy | 85 | 13781 | IOU | 05358461 | 4.93 | Solar |  |  | Interconnected | Trade Secret | Trade | SOU | SOU069 | Residential |  | Trade Secret | 2023 | 2023
20263-228838-01 | Xcel Energy | 85 | 13781 | IOU | 05160336 | 4.93 | Solar |  |  | Active Application | Trade Secret | Trade | SOU | SOU069 | Residential |  | Trade Secret | 2022
20263-228838-01 | Xcel Energy | 85 | 13781 | IOU | 05350978 | 4.93 |  |  |  | Active Application | Trade Secret | Trade | SOU | SOU069 | Residential |  | Trade Secret | 2022
20263-228838-01 | Xcel Energy | 85 | 13781 | IOU | 05395093 | 6.4 | Solar |  |  | Interconnected | Trade Secret | Trade | AFT | AFT314 | Residential | Solar*Rewards | Trade Secret | 2023 | 2023
20263-228838-01 | Xcel Energy | 85 | 13781 | IOU | OID3845003 | 5.22 | Solar |  |  | Interconnected | Trade Secret | Trade | ECK | ECK063 | Residential | Solar*Rewards | Trade Secret | 2019 | 2019
20263-228838-01 | Xcel Energy | 85 | 13781 | IOU | 03130615 | 6 | Solar |  |  | Interconnected | Trade Secret | Trade | FRM | FRM062 | Residential | Solar*Rewards | Trade Secret | 2016 | 2017
20263-228838-01 | Xcel Energy | 85 | 13781 | IOU | 05519185 | 8.32 | Solar |  |  | Interconnected | Trade Secret | Trade | CRL | CRL031 | Residential | Solar*Rewards | Trade Secret | 2023 | 2023
20263-228838-01 | Xcel Energy | 85 | 13781 | IOU | OID3638483 | 27 | Solar |  |  | Withdrawn | Trade Secret | Trade | RWD | RWD063 | Commercial | Solar*Rewards | Trade Secret | 2018
20263-228838-01 | Xcel Energy | 85 | 13781 | IOU | OID3875709 | 27 | Solar |  |  | Withdrawn | Trade Secret | Trade | RWD | RWD063 | Commercial | Solar*Rewards | Trade Secret | 2019
20263-228838-01 | Xcel Energy | 85 | 13781 | IOU | 03132215 | 9.94 | Solar |  |  | Interconnected | Trade Secret | Trade | OPK | OPK073 | Residential | Solar*Rewards | Trade Secret | 2018 | 2018
20263-228838-01 | Xcel Energy | 85 | 13781 | IOU | 03206468 | 6 | Solar |  |  | Interconnected | Trade Secret | Trade | RLK | RLK069 | Residential | Solar*Rewards | Trade Secret | 2019 | 2019
20263-228838-01 | Xcel Energy | 85 | 13781 | IOU | 04845847 | 6.38 | Solar |  |  | Interconnected | Trade Secret | Trade | AFT | AFT314 | Residential | Solar*Rewards | Trade Secret | 2022 | 2022
20263-228838-01 | Xcel Energy | 85 | 13781 | IOU | 05574163 | 4.64 | Solar |  |  | Interconnected | Trade Secret | Trade | ECK | ECK341 | Residential |  | Trade Secret | 2023 | 2024
20263-228838-01 | Xcel Energy | 85 | 13781 | IOU | 04095680 | 17.61 | Solar |  |  | Active Application | Trade Secret | Trade | WIL | WIL078 | Residential | Solar*Rewards | Trade Secret | 2020
20263-228838-01 | Xcel Energy | 85 | 13781 | IOU | OID3067354 | 19.999 | Solar |  |  | Withdrawn | Trade Secret | Trade | WEB | WEB021 | Commercial | Solar*Rewards | Trade Secret | 2017
20263-228838-01 | Xcel Energy | 85 | 13781 | IOU | 03132189 | 19.999 | Solar |  |  | Interconnected | Trade Secret | Trade | WEB | WEB021 | Commercial | Solar*Rewards | Trade Secret | 2018 | 2018
20263-228838-01 | Xcel Energy | 85 | 13781 | IOU | 06241537 | 11.5 | Storage |  |  | Active Application | Trade Secret | Trade | HUG | HUG311 | Residential |  | Trade Secret | 2025
20263-228838-01 | Xcel Energy | 85 | 13781 | IOU | 04793985 | 6.67 | Solar |  |  | Interconnected | Trade Secret | Trade | HUG | HUG311 | Residential | Solar*Rewards | Trade Secret | 2022 | 2022
20263-228838-01 | Xcel Energy | 85 | 13781 | IOU | 04315077 | 11.52 | Solar |  |  | Interconnected | Trade Secret | Trade | SCA | SCA021 | Residential | Solar*Rewards | Trade Secret | 2021 | 2021
20263-228838-01 | Xcel Energy | 85 | 13781 | IOU | 04806765 | 12.47 | Solar |  |  | Interconnected | Trade Secret | Trade | WES | WES062 | Residential | Solar*Rewards | Trade Secret | 2022 | 2022
20263-228838-01 | Xcel Energy | 85 | 13781 | IOU | 06122828 | 3.796 | Solar |  |  | Active Application | Trade Secret | Trade | MPK | MPK065 | Residential | Solar*Rewards | Trade Secret | 2025
20263-228838-01 | Xcel Energy | 85 | 13781 | IOU | 04051391 | 4.93 | Solar |  |  | Interconnected | Trade Secret | Trade | MOL | MOL078 | Residential | Solar*Rewards | Trade Secret | 2020 | 2021
20263-228838-01 | Xcel Energy | 85 | 13781 | IOU | 04545312 | 5.8 | Solar |  |  | Interconnected | Trade Secret | Trade | OSS | OSS065 | Residential |  | Trade Secret | 2021 | 2022
20263-228838-01 | Xcel Energy | 85 | 13781 | IOU | 05150502 | 5.1 | Solar |  |  | Active Application | Trade Secret | Trade | XRD | XRD061 | Residential |  | Trade Secret | 2022
20263-228838-01 | Xcel Energy | 85 | 13781 | IOU | 03134610 | 3.84 | Solar |  |  | Interconnected | Trade Secret | Trade | WIL | WIL098 | Residential | Solar*Rewards | Trade Secret | 2015 | 2016
20263-228838-01 | Xcel Energy | 85 | 13781 | IOU | 04509532 | 3.747 | Solar |  |  | Active Application | Trade Secret | Trade | WIL | WIL063 | Residential |  | Trade Secret | 2021
20263-228838-01 | Xcel Energy | 85 | 13781 | IOU | 04476051 | 3.747 | Solar |  |  | Active Application | Trade Secret | Trade | WIL | WIL063 | Residential | Solar*Rewards | Trade Secret | 2021
20263-228838-01 | Xcel Energy | 85 | 13781 | IOU | 05356673 | 9.28 | Solar |  |  | Interconnected | Trade Secret | Trade | MPK | MPK085 | Residential | Solar*Rewards | Trade Secret | 2023 | 2023
20263-228838-01 | Xcel Energy | 85 | 13781 | IOU | 05237576 | 8.99 | Solar |  |  | Interconnected | Trade Secret | Trade | UPP | UPP085 | Residential |  | Trade Secret | 2022 | 2023
20263-228838-01 | Xcel Energy | 85 | 13781 | IOU | 05901512 | 6.046 | Solar |  |  | Interconnected | Trade Secret | Trade | HSN | HSN322 | Residential |  | Trade Secret | 2024 | 2025
20263-228838-01 | Xcel Energy | 85 | 13781 | IOU | OID3238602 | 39.998 | Solar |  |  | Withdrawn | Trade Secret | Trade | WSG | WSG361 | Commercial | Made in Minnesota | Trade Secret | 2017
20263-228838-01 | Xcel Energy | 85 | 13781 | IOU | 06061021 | 10.26 | Solar |  |  | Interconnected | Trade Secret | Trade | WIN | WIN042 | Residential | Solar*Rewards | Trade Secret | 2025 | 2025
20263-228838-01 | Xcel Energy | 85 | 13781 | IOU | 03294819 | 3.19 | Solar |  |  | Interconnected | Trade Secret | Trade | MDT | MDT062 | Residential | Solar*Rewards | Trade Secret | 2019 | 2020
20263-228838-01 | Xcel Energy | 85 | 13781 | IOU | 03132811 | 19.988 | Solar |  |  | Interconnected | Trade Secret | Trade | ESW | ESW081 | Residential | Solar*Rewards | Trade Secret | 2018 | 2019
20263-228838-01 | Xcel Energy | 85 | 13781 | IOU | OID3705102 | 9.994 | Solar |  |  | Withdrawn | Trade Secret | Trade | MTW | MTW021 | Residential | Solar*Rewards | Trade Secret | 2019
20263-228838-01 | Xcel Energy | 85 | 13781 | IOU | OID3613023 | 7.616 | Solar |  |  | Withdrawn | Trade Secret | Trade | MTW | MTW021 | Residential | Solar*Rewards | Trade Secret | 2018
20263-228838-01 | Xcel Energy | 85 | 13781 | IOU | 05190952 | 3.84 | Solar |  |  | Interconnected | Trade Secret | Trade | SAK | SAK321 | Residential |  | Trade Secret | 2022 | 2023
20263-228838-01 | Xcel Energy | 85 | 13781 | IOU | 04949612 | 6 | Solar |  |  | Withdrawn | Trade Secret | Trade | HWW | HWW071 | Residential | Solar*Rewards | Trade Secret | 2022
20263-228838-01 | Xcel Energy | 85 | 13781 | IOU | 04793948 | 8.41 | Solar |  |  | Interconnected | Trade Secret | Trade | MST | MST070 | Residential | Solar*Rewards | Trade Secret | 2022 | 2022
20263-228838-01 | Xcel Energy | 85 | 13781 | IOU | 04138798 | 39.99 | Solar |  |  | Withdrawn | Trade Secret | Trade | RNV | RNV021 | Commercial | Solar*Rewards | Trade Secret | 2020
20263-228838-01 | Xcel Energy | 85 | 13781 | IOU | 06330235 | 3.936 | Solar |  |  | Active Application | Trade Secret | Trade | HUG | HUG311 | Residential | Solar*Rewards | Trade Secret | 2026
20263-228838-01 | Xcel Energy | 85 | 13781 | IOU | 04822696 | 9.35 | Solar |  |  | Interconnected | Trade Secret | Trade | EDA | EDA075 | Residential | Solar*Rewards | Trade Secret | 2022 | 2022
20263-228838-01 | Xcel Energy | 85 | 13781 | IOU | 05356575 | 8.376 | Solar |  |  | Interconnected | Trade Secret | Trade | AFT | AFT322 | Residential | Solar*Rewards | Trade Secret | 2023 | 2023
20263-228838-01 | Xcel Energy | 85 | 13781 | IOU | 06163138 | 7.616 | Solar |  |  | Withdrawn | Trade Secret | Trade | LIN | LIN031 | Residential | Solar*Rewards | Trade Secret | 2025
20263-228838-01 | Xcel Energy | 85 | 13781 | IOU | 06168422 | 7.616 | Solar |  |  | Active Application | Trade Secret | Trade | LIN | LIN031 | Residential |  | Trade Secret | 2025
20263-228838-01 | Xcel Energy | 85 | 13781 | IOU | OID2294312 | 10.01 | Solar |  |  | Withdrawn | Trade Secret | Trade | LLK | LLK071 | Residential | Made in Minnesota | Trade Secret | 2015
20263-228838-01 | Xcel Energy | 85 | 13781 | IOU | 06188748 | 4.355 | Solar |  |  | Active Application | Trade Secret | Trade | RPL | RPL071 | Residential |  | Trade Secret | 2025
20263-228838-01 | Xcel Energy | 85 | 13781 | IOU | OID3005116 | 1.35 | Solar |  |  | Withdrawn | Trade Secret | Trade | TWL | TWL061 | Commercial |  | Trade Secret | 2017
20263-228838-01 | Xcel Energy | 85 | 13781 | IOU | 04943713 | 9.238 | Solar |  |  | Interconnected | Trade Secret | Trade | SCL | SCL312 | Residential |  | Trade Secret | 2022 | 2023
20263-228838-01 | Xcel Energy | 85 | 13781 | IOU | 04793990 | 5.054 | Solar |  |  | Interconnected | Trade Secret | Trade | SLP | SLP082 | Residential | Solar*Rewards | Trade Secret | 2022 | 2022
20263-228838-01 |  |  |  |  | OID2920287 |  | Solar |  |  | Withdrawn | Trade Secret | Trade | NOF | NOF061 | Residential | Solar*Rewards |  | 2017
20263-228838-01 | Xcel Energy | 85 | 13781 | IOU | 03131604 | 9.94 | Solar |  |  | Interconnected | Trade Secret | Trade | NOF | NOF061 | Residential | Made in Minnesota | Trade Secret | 2017 | 2017
20263-228838-01 | Xcel Energy | 85 | 13781 | IOU | 03130314 | 7.616 | Solar |  |  | Interconnected | Trade Secret | Trade | REW | REW033 | Residential | Solar*Rewards | Trade Secret | 2019 | 2021
20263-228838-01 | Xcel Energy | 85 | 13781 | IOU | 06004647 | 5.693 | Solar |  |  | Interconnected | Trade Secret | Trade | OAD | OAD061 | Residential |  | Trade Secret | 2024 | 2024
20263-228838-01 | Xcel Energy | 85 | 13781 | IOU | 03134188 | 36 | Solar |  |  | Interconnected | Trade Secret | Trade | WCS | WCS072 | Commercial | Made in Minnesota | Trade Secret | 2015 | 2015
20263-228838-01 | Xcel Energy | 85 | 13781 | IOU | 03190879 | 2.4 | Solar |  |  | Interconnected | Trade Secret | Trade | MOL | MOL078 | Residential | Solar*Rewards | Trade Secret | 2019 | 2020
20263-228838-01 | Xcel Energy | 85 | 13781 | IOU | 03134241 | 5 | Solar |  |  | Interconnected | Trade Secret | Trade | EBL | EBL084 | Residential | Solar*Rewards | Trade Secret | 2015 | 2016
20263-228838-01 | Xcel Energy | 85 | 13781 | IOU | 06248600 | 9.6 | Solar |  |  | Active Application | Trade Secret | Trade | AHI | AHI063 | Residential |  | Trade Secret | 2025
20263-228838-01 | Xcel Energy | 85 | 13781 | IOU | 04807294 | 4.384 | Solar |  |  | Interconnected | Trade Secret | Trade | CHE | CHE076 | Residential | Solar*Rewards | Trade Secret | 2022 | 2022
20263-228838-01 | Xcel Energy | 85 | 13781 | IOU | 05595100 | 4.725 | Solar |  |  | Interconnected | Trade Secret | Trade | ECK | ECK322 | Residential |  | Trade Secret | 2023 | 2023
20263-228838-01 | Xcel Energy | 85 | 13781 | IOU | 05963676 | 11.032 | Solar |  | X | Interconnected | Trade Secret | Trade | AFT | AFT322 | Residential |  | Trade Secret | 2024 | 2025
20263-228838-01 | Xcel Energy | 85 | 13781 | IOU | 04795934 | 8.7 | Solar |  |  | Withdrawn | Trade Secret | Trade | AFT | AFT322 | Residential | Solar*Rewards | Trade Secret | 2022
20263-228838-01 |  |  |  |  | 04520369 |  | Solar |  |  | Active Application | Trade Secret | Trade | DBL | DBL073 | Residential | Solar*Rewards |  | 2021
20263-228838-01 | Xcel Energy | 85 | 13781 | IOU | 06056411 | 5.248 | Solar |  |  | Interconnected | Trade Secret | Trade | WIL | WIL063 | Residential | Solar*Rewards | Trade Secret | 2025 | 2025
20263-228838-01 | Xcel Energy | 85 | 13781 | IOU | 03134570 | 5 | Solar |  |  | Interconnected | Trade Secret | Trade | DND | DND071 | Residential | Made in Minnesota | Trade Secret | 2015 | 2015
20263-228838-01 | Xcel Energy | 85 | 13781 | IOU | OID3074200 | 15.26 | Solar |  |  | Withdrawn | Trade Secret | Trade | SOU | SOU079 | Commercial | Solar*Rewards | Trade Secret | 2017
20263-228838-01 | Xcel Energy | 85 | 13781 | IOU | 03132311 | 18 | Solar |  |  | Interconnected | Trade Secret | Trade | SOU | SOU079 | Commercial | Solar*Rewards | Trade Secret | 2018 | 2018
20263-228838-01 | Xcel Energy | 85 | 13781 | IOU | 04295609 | 5 | Solar |  |  | Active Application | Trade Secret | Trade | SAV | SAV071 | Residential | Solar*Rewards | Trade Secret | 2021
20263-228838-01 | Xcel Energy | 85 | 13781 | IOU | 05461837 | 4.35 | Solar |  |  | Interconnected | Trade Secret | Trade | LLK | LLK072 | Residential |  | Trade Secret | 2023 | 2023
20263-228838-01 | Xcel Energy | 85 | 13781 | IOU | 03132895 | 9.994 | Solar |  |  | Interconnected | Trade Secret | Trade | HSN | HSN311 | Residential | Solar*Rewards | Trade Secret | 2018 | 2018
20263-228838-01 | Xcel Energy | 85 | 13781 | IOU | SRO29909 | 5 | Solar |  |  | Withdrawn | Trade Secret | Trade | RPL | RPL063 | Residential | Solar*Rewards | Trade Secret | 2013
20263-228838-01 | Xcel Energy | 85 | 13781 | IOU | 03869971 | 7.56 | Solar |  |  | Interconnected | Trade Secret | Trade | WES | WES065 | Residential |  | Trade Secret | 2020 | 2021
20263-228838-01 | Xcel Energy | 85 | 13781 | IOU | 05672351 | 4.645 | Solar |  |  | Active Application | Trade Secret | Trade | RIV | RIV063 | Residential |  | Trade Secret | 2023
20263-228838-01 | Xcel Energy | 85 | 13781 | IOU | OID2250573 | 20 | Solar |  |  | Withdrawn | Trade Secret | Trade | ZUM | ZUM022 | Commercial | Solar*Rewards | Trade Secret | 2015
20263-228838-01 | Xcel Energy | 85 | 13781 | IOU | 03591894 | 7.7 | Solar |  |  | Interconnected | Trade Secret | Trade | AHI | AHI063 | Residential | Solar*Rewards | Trade Secret | 2020 | 2020
20263-228838-01 | Xcel Energy | 85 | 13781 | IOU | 03937680 | 3.6 | Solar |  |  | Interconnected | Trade Secret | Trade | STY | STY072 | Residential | Solar*Rewards | Trade Secret | 2020 | 2020
20263-228838-01 | Xcel Energy | 85 | 13781 | IOU | 06310561 | 4.608 | Solar |  |  | Active Application | Trade Secret | Trade | STY | STY072 | Residential |  | Trade Secret | 2025
20263-228838-01 | Xcel Energy | 85 | 13781 | IOU | 04834875 | 3.747 | Solar |  |  | Active Application | Trade Secret | Trade | TLK | TLK061 | Residential |  | Trade Secret | 2022
20263-228838-01 | Xcel Energy | 85 | 13781 | IOU | 06017967 | 11.5 | Solar |  | X | Interconnected | Trade Secret | Trade | WCS | WCS072 | Residential | Solar*Rewards | Trade Secret | 2024 | 2025
20263-228838-01 | Xcel Energy | 85 | 13781 | IOU | 04527983 | 6 | Solar |  |  | Interconnected | Trade Secret | Trade | RAM | RAM077 | Residential |  | Trade Secret | 2021 | 2021
20263-228838-01 | Xcel Energy | 85 | 13781 | IOU | 03514435 | 13.53 | Solar |  |  | Interconnected | Trade Secret | Trade | ALT | ALT021 | Residential | Solar*Rewards | Trade Secret | 2020 | 2021
20263-228838-01 | Xcel Energy | 85 | 13781 | IOU | 05293243 | 12.18 | Solar |  |  | Interconnected | Trade Secret | Trade | TWL | TWL068 | Residential |  | Trade Secret | 2022 | 2023
20263-228838-01 | Xcel Energy | 85 | 13781 | IOU | 05983779 | 4.355 | Solar |  |  | Interconnected | Trade Secret | Trade | SOU | SOU087 | Residential | Solar*Rewards | Trade Secret | 2024 | 2025
20263-228838-01 | Xcel Energy | 85 | 13781 | IOU | 04430946 | 3.747 | Solar |  |  | Active Application | Trade Secret | Trade | APA | APA075 | Residential | Solar*Rewards | Trade Secret | 2021
20263-228838-01 | Xcel Energy | 85 | 13781 | IOU | 03131517 | 9.94 | Solar |  |  | Interconnected | Trade Secret | Trade | MOL | MOL068 | Residential | Made in Minnesota | Trade Secret | 2017 | 2017
20263-228838-01 | Xcel Energy | 85 | 13781 | IOU | 05356470 | 39.976 | Solar |  |  | Interconnected | Trade Secret | Trade | WEF | WEF071 | Residential | Solar*Rewards | Trade Secret | 2023 | 2024
20263-228838-01 | Xcel Energy | 85 | 13781 | IOU | 03132930 | 3.747 | Solar |  |  | Interconnected | Trade Secret | Trade | WIL | WIL097 | Residential | Solar*Rewards | Trade Secret | 2018 | 2018
20263-228838-01 | Xcel Energy | 85 | 13781 | IOU | 04335291 | 5.054 | Solar |  |  | Interconnected | Trade Secret | Trade | LNS | LNS033 | Residential |  | Trade Secret | 2021 | 2021
20263-228838-01 | Xcel Energy | 85 | 13781 | IOU | 03131259 | 6 | Solar |  |  | Interconnected | Trade Secret | Trade | SOU | SOU087 | Residential | Solar*Rewards | Trade Secret | 2016 | 2017
20263-228838-01 | Xcel Energy | 85 | 13781 | IOU | 05488539 | 5.525 | Solar |  |  | Interconnected | Trade Secret | Trade | ECK | ECK321 | Residential | Solar*Rewards | Trade Secret | 2023 | 2023
20263-228838-01 | Xcel Energy | 85 | 13781 | IOU | 05938837 | 6.3 | Solar |  |  | Interconnected | Trade Secret | Trade | OSS | OSS073 | Residential | Solar*Rewards | Trade Secret | 2024 | 2024
20263-228838-01 | Xcel Energy | 85 | 13781 | IOU | 06001498 | 3.747 | Solar |  |  | Active Application | Trade Secret | Trade | SOU | SOU064 | Residential |  | Trade Secret | 2024
20263-228838-01 | Xcel Energy | 85 | 13781 | IOU | 06086508 | 5.235 | Solar |  |  | Interconnected | Trade Secret | Trade | HWW | HWW072 | Residential | Solar*Rewards | Trade Secret | 2025 | 2025
20263-228838-01 | Xcel Energy | 85 | 13781 | IOU | 06189951 | 6.832 | Solar |  |  | Interconnected | Trade Secret | Trade | STY | STY073 | Residential |  | Trade Secret | 2025 | 2025
20263-228838-01 | Xcel Energy | 85 | 13781 | IOU | 03133478 | 40 | Solar |  |  | Interconnected | Trade Secret | Trade | WSG | WSG361 | Commercial | Solar*Rewards | Trade Secret | 2011 | 2012
20263-228838-01 | Xcel Energy | 85 | 13781 | IOU | 04795975 | 37.5 | Solar |  |  | Interconnected | Trade Secret | Trade | WOB | WOB021 | Commercial | Solar*Rewards | Trade Secret | 2022 | 2024
20263-228838-01 | Xcel Energy | 85 | 13781 | IOU | 04809104 | 9.074 | Solar |  |  | Interconnected | Trade Secret | Trade | HUG | HUG321 | Residential | Solar*Rewards | Trade Secret | 2022 | 2022
20263-228838-01 | Xcel Energy | 85 | 13781 | IOU | 06331027 | 7.68 | Solar |  |  | Active Application | Trade Secret | Trade | LAC | LAC063 | Residential |  | Trade Secret | 2026
20263-228838-01 | Xcel Energy | 85 | 13781 | IOU | 06228821 | 8.376 | Solar |  |  | Active Application | Trade Secret | Trade | HSN | HSN321 | Residential |  | Trade Secret | 2025
20263-228838-01 | Xcel Energy | 85 | 13781 | IOU | OID2019319 | 1.075 | Solar |  |  | Withdrawn | Trade Secret | Trade | AFT | AFT314 | Commercial | Solar*Rewards | Trade Secret | 2014
20263-228838-01 | Xcel Energy | 85 | 13781 | IOU | OID2029379 | 1.075 | Solar |  |  | Withdrawn | Trade Secret | Trade | AFT | AFT314 | Commercial | Solar*Rewards | Trade Secret | 2014
20263-228838-01 | Xcel Energy | 85 | 13781 | IOU | 04771075 | 133.3 | Solar |  |  | Withdrawn | Trade Secret | Trade | AFT | AFT314 | Commercial |  | Trade Secret | 2021
20263-228838-01 | Xcel Energy | 85 | 13781 | IOU | 05788843 | 7.678 | Solar |  |  | Interconnected | Trade Secret | Trade | PKL | PKL075 | Residential |  | Trade Secret | 2024 | 2024
20263-228838-01 | Xcel Energy | 85 | 13781 | IOU | 05760833 | 11.34 | Solar |  |  | Interconnected | Trade Secret | Trade | GSL | GSL061 | Residential | Solar*Rewards | Trade Secret | 2024 | 2024
20263-228838-01 | Xcel Energy | 85 | 13781 | IOU | 05288870 | 2.32 | Solar |  |  | Interconnected | Trade Secret | Trade | HWW | HWW073 | Residential | Solar*Rewards | Trade Secret | 2022 | 2023
20263-228838-01 | Xcel Energy | 85 | 13781 | IOU | 03132333 | 7.616 | Solar |  |  | Interconnected | Trade Secret | Trade | SLP | SLP084 | Residential | Solar*Rewards | Trade Secret | 2018 | 2018
20263-228838-01 | Xcel Energy | 85 | 13781 | IOU | 06208318 | 4.886 | Solar |  |  | Interconnected | Trade Secret | Trade | RRK | RRK064 | Residential | Solar*Rewards | Trade Secret | 2025 | 2025
20263-228838-01 | Xcel Energy | 85 | 13781 | IOU | OID3284857 | 19.999 | Solar |  |  | Withdrawn | Trade Secret | Trade | MPK | MPK083 | Commercial | Solar*Rewards | Trade Secret | 2018
20263-228838-01 | Xcel Energy | 85 | 13781 | IOU | 06215916 | 5.235 | Solar |  |  | Interconnected | Trade Secret | Trade | SOU | SOU064 | Residential |  | Trade Secret | 2025 | 2026
20263-228838-01 |  |  |  |  | OID3577959 |  | Solar |  |  | Withdrawn | Trade Secret | Trade | WAS | WAS092 | Commercial | Solar*Rewards |  | 2018
20263-228838-01 | Xcel Energy | 85 | 13781 | IOU | 05292650 | 8.12 | Solar |  |  | Interconnected | Trade Secret | Trade | EDA | EDA065 | Residential |  | Trade Secret | 2022 | 2023
20263-228838-01 | Xcel Energy | 85 | 13781 | IOU | 05379244 | 4.93 | Solar |  |  | Interconnected | Trade Secret | Trade | WIL | WIL091 | Residential |  | Trade Secret | 2023 | 2023
20263-228838-01 | Xcel Energy | 85 | 13781 | IOU | 05122539 | 7.54 | Solar |  |  | Interconnected | Trade Secret | Trade | HOL | HOL072 | Residential |  | Trade Secret | 2022 | 2022
20263-228838-01 | Xcel Energy | 85 | 13781 | IOU | 05293770 | 7.83 | Solar |  |  | Interconnected | Trade Secret | Trade | WYO | WYO021 | Residential |  | Trade Secret | 2022 | 2023
20263-228838-01 | Xcel Energy | 85 | 13781 | IOU | 06172880 | 8.528 | Solar |  |  | Interconnected | Trade Secret | Trade | DHL | DHL061 | Residential | Solar*Rewards | Trade Secret | 2025 | 2025
20263-228838-01 | Xcel Energy | 85 | 13781 | IOU | 06201742 | 19.358 | Solar |  |  | Active Application | Trade Secret | Trade | CGR | CGR071 | Residential | Solar*Rewards | Trade Secret | 2025
20263-228838-01 | Xcel Energy | 85 | 13781 | IOU | 05619758 | 5.2 | Solar |  |  | Withdrawn | Trade Secret | Trade | HWW | HWW062 | Commercial |  | Trade Secret | 2023
20263-228838-01 | Xcel Energy | 85 | 13781 | IOU | 05711802 | 5.2 | Solar |  |  | Interconnected | Trade Secret | Trade | HWW | HWW062 | Residential | Solar*Rewards | Trade Secret | 2024 | 2024
20263-228838-01 | Xcel Energy | 85 | 13781 | IOU | 03133699 | 5 | Solar |  |  | Interconnected | Trade Secret | Trade | HWW | HWW062 | Commercial | Solar*Rewards | Trade Secret | 2013 | 2013
20263-228838-01 | Xcel Energy | 85 | 13781 | IOU | 03133663 | 2 | Solar |  |  | Interconnected | Trade Secret | Trade | DBL | DBL073 | Residential | Solar*Rewards | Trade Secret | 2012 | 2012
20263-228838-01 | Xcel Energy | 85 | 13781 | IOU | 06221278 | 14.309 | Solar |  |  | Interconnected | Trade Secret | Trade | WSG | WSG066 | Residential |  | Trade Secret | 2025 | 2025
20263-228838-01 | Xcel Energy | 85 | 13781 | IOU | 03131619 | 19.999 | Solar |  |  | Interconnected | Trade Secret | Trade | RWD | RWD081 | Commercial | Solar*Rewards | Trade Secret | 2017 | 2017
20263-228838-01 | Xcel Energy | 85 | 13781 | IOU | OID3470322 | 19.999 | Solar |  |  | Withdrawn | Trade Secret | Trade | RWD | RWD081 | Commercial | Solar*Rewards | Trade Secret | 2018
20263-228838-01 | Xcel Energy | 85 | 13781 | IOU | 06230250 | 7.329 | Solar |  |  | Interconnected | Trade Secret | Trade | ALD | ALD076 | Residential |  | Trade Secret | 2025 | 2025
20263-228838-01 | Xcel Energy | 85 | 13781 | IOU | 05607758 | 5.51 | Solar |  |  | Active Application | Trade Secret | Trade | DHL | DHL061 | Residential |  | Trade Secret | 2023
20263-228838-01 | Xcel Energy | 85 | 13781 | IOU | 03290833 | 5.22 | Solar |  |  | Interconnected | Trade Secret | Trade | EDA | EDA079 | Residential | Solar*Rewards | Trade Secret | 2019 | 2020
20263-228838-01 | Xcel Energy | 85 | 13781 | IOU | 06260427 | 10.752 | Solar |  |  | Active Application | Trade Secret | Trade | HUG | HUG321 | Residential |  | Trade Secret | 2025
20263-228838-01 | Xcel Energy | 85 | 13781 | IOU | 03295088 | 2.32 | Solar |  |  | Interconnected | Trade Secret | Trade | HWW | HWW074 | Residential | Solar*Rewards | Trade Secret | 2019 | 2020
20263-228838-01 | Xcel Energy | 85 | 13781 | IOU | 03133768 | 6.48 | Solar |  |  | Interconnected | Trade Secret | Trade | MST | MST076 | Commercial | Solar*Rewards | Trade Secret | 2013 | 2013
20263-228838-01 | Xcel Energy | 85 | 13781 | IOU | 05404956 | 28.967 | Solar |  |  | Interconnected | Trade Secret | Trade | MST | MST076 | Commercial | Solar*Rewards | Trade Secret | 2023 | 2024
20263-228838-01 | Xcel Energy | 85 | 13781 | IOU | 04793528 | 22.685 | Solar |  |  | Withdrawn | Trade Secret | Trade | MST | MST076 | Commercial | Solar*Rewards | Trade Secret | 2022
20263-228838-01 | Xcel Energy | 85 | 13781 | IOU | 03131611 | 8.1 | Solar |  |  | Interconnected | Trade Secret | Trade | HWW | HWW073 | Residential | Made in Minnesota | Trade Secret | 2017 | 2017
20263-228838-01 | Xcel Energy | 85 | 13781 | IOU | 04956282 | 7.678 | Solar |  |  | Interconnected | Trade Secret | Trade | LEX | LEX074 | Residential | Solar*Rewards | Trade Secret | 2022 | 2022
20263-228838-01 | Xcel Energy | 85 | 13781 | IOU | 03896447 | 6 | Solar |  |  | Active Application | Trade Secret | Trade | HSN | HSN321 | Commercial | Solar*Rewards | Trade Secret | 2020
20263-228838-01 | Xcel Energy | 85 | 13781 | IOU | 05552125 | 6.4 | Solar |  |  | Interconnected | Trade Secret | Trade | ECK | ECK063 | Residential | Solar*Rewards | Trade Secret | 2023 | 2023
20263-228838-01 | Xcel Energy | 85 | 13781 | IOU | 03132302 | 7.63 | Solar |  |  | Interconnected | Trade Secret | Trade | FAP | FAP061 | Residential | Solar*Rewards | Trade Secret | 2018 | 2018
20263-228838-01 | Xcel Energy | 85 | 13781 | IOU | 03132227 | 15.26 | Solar |  |  | Interconnected | Trade Secret | Trade | GSL | GSL079 | Residential | Solar*Rewards | Trade Secret | 2018 | 2018
20263-228838-01 | Xcel Energy | 85 | 13781 | IOU | 05286003 | 3.48 | Solar |  |  | Interconnected | Trade Secret | Trade | TWL | TWL063 | Residential |  | Trade Secret | 2022 | 2023
20263-228838-01 | Xcel Energy | 85 | 13781 | IOU | 05288827 | 7.04 | Solar |  |  | Withdrawn | Trade Secret | Trade | SOU | SOU086 | Residential |  | Trade Secret | 2022
20263-228838-01 | Xcel Energy | 85 | 13781 | IOU | 03132852 | 5.51 | Solar |  |  | Interconnected | Trade Secret | Trade | SLP | SLP083 | Residential | Solar*Rewards | Trade Secret | 2018 | 2019
20263-228838-01 | Xcel Energy | 85 | 13781 | IOU | 06183016 | 6 | Solar |  |  | Withdrawn | Trade Secret | Trade | RMT | RMT321 | Residential | Solar*Rewards | Trade Secret | 2025
20263-228838-01 | Xcel Energy | 85 | 13781 | IOU | 06223743 | 6.046 | Solar |  |  | Active Application | Trade Secret | Trade | RMT | RMT321 | Residential |  | Trade Secret | 2025
20263-228838-01 | Xcel Energy | 85 | 13781 | IOU | 05505866 | 9.6 | Solar |  |  | Interconnected | Trade Secret | Trade | ALK | ALK063 | Residential | Solar*Rewards | Trade Secret | 2023 | 2023
20263-228838-01 | Xcel Energy | 85 | 13781 | IOU | 04222075 | 3.84 | Solar |  |  | Interconnected | Trade Secret | Trade | TER | TER071 | Residential | Solar*Rewards | Trade Secret | 2020 | 2021
20263-228838-01 | Xcel Energy | 85 | 13781 | IOU | 03132060 | 39.998 | Solar |  |  | Interconnected | Trade Secret | Trade | HWW | HWW075 | Commercial | Made in Minnesota | Trade Secret | 2017 | 2017
20263-228838-01 | Xcel Energy | 85 | 13781 | IOU | 03131738 | 19.999 | Solar |  |  | Interconnected | Trade Secret | Trade | HWW | HWW075 | Commercial | Solar*Rewards | Trade Secret | 2017 | 2017
20263-228838-01 | Xcel Energy | 85 | 13781 | IOU | OID3857467 | 125 | Solar |  |  | Withdrawn | Trade Secret | Trade | GNL | GNL073 | Commercial | Solar*Rewards | Trade Secret | 2019
20263-228838-01 | Xcel Energy | 85 | 13781 | IOU | 05488392 | 7.678 | Solar |  |  | Active Application | Trade Secret | Trade | SOU | SOU082 | Residential | Solar*Rewards | Trade Secret | 2023
20263-228838-01 | Xcel Energy | 85 | 13781 | IOU | 06055386 | 11.5 | Solar |  | X | Interconnected | Trade Secret | Trade | PKL | PKL085 | Residential | Solar*Rewards | Trade Secret | 2025 | 2025
20263-228838-01 | Xcel Energy | 85 | 13781 | IOU | 04987931 | 20 | Storage |  |  | Interconnected | Trade Secret | Trade | CGR | CGR071 | Residential |  | Trade Secret | 2022 | 2022
20263-228838-01 | Xcel Energy | 85 | 13781 | IOU | 03689210 | 9.994 | Solar |  |  | Interconnected | Trade Secret | Trade | CGR | CGR071 | Residential | Solar*Rewards | Trade Secret | 2020 | 2020
20263-228838-01 | Xcel Energy | 85 | 13781 | IOU | 06018492 | 11.168 | Solar |  | X | Interconnected | Trade Secret | Trade | FSL | FSL311 | Residential | Solar*Rewards | Trade Secret | 2024 | 2025
20263-228838-01 | Xcel Energy | 85 | 13781 | IOU | SRO25877 | 3.01 | Solar |  |  | Withdrawn | Trade Secret | Trade | WES | WES073 | Residential | Solar*Rewards | Trade Secret | 2012
20263-228838-01 | Xcel Energy | 85 | 13781 | IOU | 03132281 | 5 | Solar |  |  | Interconnected | Trade Secret | Trade | WES | WES073 | Residential | Solar*Rewards | Trade Secret | 2018 | 2018
20263-228838-01 | Xcel Energy | 85 | 13781 | IOU | 06234712 | 4.555 | Solar |  |  | Interconnected | Trade Secret | Trade | WIL | WIL098 | Residential |  | Trade Secret | 2025 | 2025
20263-228838-01 | Xcel Energy | 85 | 13781 | IOU | 05727975 | 7.616 | Solar |  |  | Interconnected | Trade Secret | Trade | WIN | WIN042 | Residential |  | Trade Secret | 2024 | 2024
20263-228838-01 | Xcel Energy | 85 | 13781 | IOU | 04408970 | 9.35 | Solar |  |  | Interconnected | Trade Secret | Trade | CHE | CHE064 | Residential | Solar*Rewards | Trade Secret | 2021 | 2021
20263-228838-01 | Xcel Energy | 85 | 13781 | IOU | 05519462 | 6.144 | Solar |  |  | Interconnected | Trade Secret | Trade | WIL | WIL071 | Residential | Solar*Rewards | Trade Secret | 2023 | 2024
20263-228838-01 | Xcel Energy | 85 | 13781 | IOU | 03132314 | 7.616 | Solar |  |  | Interconnected | Trade Secret | Trade | SOU | SOU073 | Residential | Solar*Rewards | Trade Secret | 2018 | 2018
20263-228838-01 | Xcel Energy | 85 | 13781 | IOU | 04429623 | 2.9 | Solar |  |  | Active Application | Trade Secret | Trade | SOU | SOU073 | Residential | Solar*Rewards | Trade Secret | 2021
20263-228838-01 | Xcel Energy | 85 | 13781 | IOU | 06116381 | 7.6 | Solar |  |  | Interconnected | Trade Secret | Trade | SDX | SDX312 | Residential | Solar*Rewards | Trade Secret | 2025 | 2025
20263-228838-01 | Xcel Energy | 85 | 13781 | IOU | 05990436 | 5.052 | Solar |  |  | Interconnected | Trade Secret | Trade | EKO | EKO021 | Residential | Solar*Rewards | Trade Secret | 2024 | 2025
20263-228838-01 | Xcel Energy | 85 | 13781 | IOU | 04418614 | 7.616 | Solar |  |  | Active Application | Trade Secret | Trade | SOU | SOU064 | Residential | Solar*Rewards | Trade Secret | 2021
20263-228838-01 | Xcel Energy | 85 | 13781 | IOU | 04360947 | 7.616 | Solar |  |  | Interconnected | Trade Secret | Trade | SOU | SOU064 | Residential | Solar*Rewards | Trade Secret | 2021 | 2021
20263-228838-01 | Xcel Energy | 85 | 13781 | IOU | 04800430 | 7.25 | Solar |  |  | Interconnected | Trade Secret | Trade | DPN | DPN071 | Residential | Solar*Rewards | Trade Secret | 2022 | 2024
20263-228838-01 | Xcel Energy | 85 | 13781 | IOU | 03129816 | 198.016 | Solar |  |  | Interconnected | Trade Secret | Trade | MEL | MEL073 | Residential | Solar*Rewards | Trade Secret | 2018 | 2018
20263-228838-01 | Xcel Energy | 85 | 13781 | IOU | 03602247 | 8.12 | Solar |  |  | Interconnected | Trade Secret | Trade | CGR | CGR061 | Residential | Solar*Rewards | Trade Secret | 2020 | 2020
20263-228838-01 | Xcel Energy | 85 | 13781 | IOU | 05396919 | 6 | Solar |  |  | Interconnected | Trade Secret | Trade | APA | APA067 | Residential | Solar*Rewards | Trade Secret | 2023 | 2023
20263-228838-01 | Xcel Energy | 85 | 13781 | IOU | 03984450 | 6 | Solar |  |  | Interconnected | Trade Secret | Trade | MPK | MPK071 | Residential | Solar*Rewards | Trade Secret | 2020 | 2020
20263-228838-01 | Xcel Energy | 85 | 13781 | IOU | 04509173 | 11.39 | Solar |  |  | Withdrawn | Trade Secret | Trade | GLK | GLK061 | Residential |  | Trade Secret | 2021
20263-228838-01 |  |  |  |  | OID2071951 |  | Solar |  |  | Withdrawn | Trade Secret | Trade | DHL | DHL061 | Residential | Solar*Rewards |  | 2014
20263-228838-01 | Xcel Energy | 85 | 13781 | IOU | 05498620 | 3.84 | Solar |  |  | Interconnected | Trade Secret | Trade | CHE | CHE076 | Residential | Solar*Rewards | Trade Secret | 2023 | 2023
20263-228838-01 | Xcel Energy | 85 | 13781 | IOU | 04566923 | 11.559 | Solar |  |  | Interconnected | Trade Secret | Trade | LEX | LEX074 | Residential |  | Trade Secret | 2021 | 2023
20263-228838-01 | Xcel Energy | 85 | 13781 | IOU | OID1963836 | 9 | Solar |  |  | Withdrawn | Trade Secret | Trade | LEX | LEX074 | Residential | Made in Minnesota | Trade Secret | 2014
20263-228838-01 | Xcel Energy | 85 | 13781 | IOU | 06080682 | 3.936 | Solar |  |  | Interconnected | Trade Secret | Trade | ECK | ECK062 | Residential | Solar*Rewards | Trade Secret | 2025 | 2025
20263-228838-01 | Xcel Energy | 85 | 13781 | IOU | 04938427 | 3.48 | Solar |  |  | Active Application | Trade Secret | Trade | APA | APA075 | Residential | Solar*Rewards | Trade Secret | 2022
20263-228838-01 | Xcel Energy | 85 | 13781 | IOU | 04424635 | 6.028 | Solar |  |  | Interconnected | Trade Secret | Trade | WDY | WDY311 | Residential |  | Trade Secret | 2021 | 2021
20263-228838-01 | Xcel Energy | 85 | 13781 | IOU | 03130326 | 6 | Solar |  |  | Interconnected | Trade Secret | Trade | UPP | UPP085 | Residential | Solar*Rewards | Trade Secret | 2019 | 2020
20263-228838-01 | Xcel Energy | 85 | 13781 | IOU | 03131621 | 7.56 | Solar |  |  | Interconnected | Trade Secret | Trade | WEB | WEB021 | Residential | Made in Minnesota | Trade Secret | 2017 | 2017
20263-228838-01 | Xcel Energy | 85 | 13781 | IOU | OID2887804 | 7.56 | Solar |  |  | Withdrawn | Trade Secret | Trade | WEB | WEB021 | Residential | Solar*Rewards | Trade Secret | 2016
20263-228838-01 | Xcel Energy | 85 | 13781 | IOU | 03133577 | 10 | Solar |  |  | Interconnected | Trade Secret | Trade | SIP | SIP071 | Commercial | Solar*Rewards | Trade Secret | 2011 | 2012
20263-228838-01 | Xcel Energy | 85 | 13781 | IOU | 05021711 | 7.329 | Solar |  |  | Interconnected | Trade Secret | Trade | MPK | MPK074 | Residential |  | Trade Secret | 2022 | 2022
20263-228838-01 | Xcel Energy | 85 | 13781 | IOU | 04868989 | 4.06 | Solar |  |  | Interconnected | Trade Secret | Trade | BRP | BRP071 | Residential | Solar*Rewards | Trade Secret | 2022 | 2022
20263-228838-01 | Xcel Energy | 85 | 13781 | IOU | 03134979 | 3.12 | Solar |  |  | Interconnected | Trade Secret | Trade | UPP | UPP063 | Residential | Made in Minnesota | Trade Secret | 2016 | 2016
20263-228838-01 | Xcel Energy | 85 | 13781 | IOU | 05941847 | 14.423 | Solar |  |  | Interconnected | Trade Secret | Trade | LLK | LLK071 | Residential | Solar*Rewards | Trade Secret | 2024 | 2024
20263-228838-01 | Xcel Energy | 85 | 13781 | IOU | 03189132 | 7.616 | Solar |  |  | Interconnected | Trade Secret | Trade | DBL | DBL065 | Residential | Solar*Rewards | Trade Secret | 2019 | 2020
20263-228838-01 |  |  |  |  | OID3874013 |  | Solar |  |  | Withdrawn | Trade Secret | Trade | WCR | WCR322 | Residential | Solar*Rewards |  | 2019
20263-228838-01 | Xcel Energy | 85 | 13781 | IOU | OID3874016 | 4.08 | Solar |  |  | Withdrawn | Trade Secret | Trade | WCR | WCR322 | Residential |  | Trade Secret | 2019
20263-228838-01 | Xcel Energy | 85 | 13781 | IOU | 03261069 | 4.08 | Solar |  |  | Interconnected | Trade Secret | Trade | WCR | WCR322 | Residential | Solar*Rewards | Trade Secret | 2019 | 2020
20263-228838-01 | Xcel Energy | 85 | 13781 | IOU | 06223221 | 8.832 | Solar |  |  | Active Application | Trade Secret | Trade | REW | REW023 | Residential |  | Trade Secret | 2025
20263-228838-01 | Xcel Energy | 85 | 13781 | IOU | 06253576 | 7.6 | Solar |  |  | Active Application | Trade Secret | Trade | HUG | HUG311 | Residential |  | Trade Secret | 2025
20263-228838-01 | Xcel Energy | 85 | 13781 | IOU | 05824216 | 2.835 | Solar |  |  | Interconnected | Trade Secret | Trade | TLK | TLK061 | Residential |  | Trade Secret | 2024 | 2025
20263-228838-01 | Xcel Energy | 85 | 13781 | IOU | 05990855 | 3.747 | Solar |  |  | Interconnected | Trade Secret | Trade | TLK | TLK061 | Residential |  | Trade Secret | 2024 | 2025
20263-228838-01 | Xcel Energy | 85 | 13781 | IOU | 05572671 | 11.282 | Solar |  | X | Withdrawn | Trade Secret | Trade | RPO | RPO311 | Residential |  | Trade Secret | 2023
20263-228838-01 | Xcel Energy | 85 | 13781 | IOU | 05711733 | 6.282 | Solar |  | X | Interconnected | Trade Secret | Trade | RPO | RPO311 | Residential | Solar*Rewards | Trade Secret | 2024 | 2024
20263-228838-01 | Xcel Energy | 85 | 13781 | IOU | 06226164 | 3.839 | Solar |  |  | Interconnected | Trade Secret | Trade | WIL | WIL071 | Residential |  | Trade Secret | 2025 | 2025
20263-228838-01 | Xcel Energy | 85 | 13781 | IOU | 05957160 | 12.526 | Solar |  |  | Interconnected | Trade Secret | Trade | LLK | LLK071 | Residential | Solar*Rewards | Trade Secret | 2024 | 2025
20263-228838-01 | Xcel Energy | 85 | 13781 | IOU | 03131927 | 9.94 | Solar |  |  | Interconnected | Trade Secret | Trade | SCA | SCA021 | Residential | Made in Minnesota | Trade Secret | 2017 | 2018
20263-228838-01 | Xcel Energy | 85 | 13781 | IOU | 03133709 | 5 | Solar |  |  | Interconnected | Trade Secret | Trade | SOU | SOU081 | Residential | Solar*Rewards | Trade Secret | 2013 | 2013
20263-228838-01 | Xcel Energy | 85 | 13781 | IOU | 06252263 | 10.752 | Solar |  |  | Active Application | Trade Secret | Trade | SOU | SOU064 | Residential |  | Trade Secret | 2025
20263-228838-01 | Xcel Energy | 85 | 13781 | IOU | 03131504 | 7.63 | Solar |  |  | Interconnected | Trade Secret | Trade | SOU | SOU075 | Residential | Made in Minnesota | Trade Secret | 2017 | 2017
20263-228838-01 | Xcel Energy | 85 | 13781 | IOU | OID2893104 | 7.63 | Solar |  |  | Withdrawn | Trade Secret | Trade | SOU | SOU075 | Residential | Solar*Rewards | Trade Secret | 2016
20263-228838-01 | Xcel Energy | 85 | 13781 | IOU | 03130225 | 5.28 | Solar |  |  | Interconnected | Trade Secret | Trade | FAB | FAB061 | Residential | Solar*Rewards | Trade Secret | 2019 | 2019
20263-228838-01 | Xcel Energy | 85 | 13781 | IOU | 04458889 | 9.994 | Solar |  |  | Active Application | Trade Secret | Trade | HSN | HSN321 | Residential | Solar*Rewards | Trade Secret | 2021
20263-228838-01 | Xcel Energy | 85 | 13781 | IOU | 04509356 | 9.994 | Solar |  |  | Withdrawn | Trade Secret | Trade | HSN | HSN321 | Residential |  | Trade Secret | 2021
20263-228838-01 | Xcel Energy | 85 | 13781 | IOU | 05697151 | 4.725 | Solar |  |  | Interconnected | Trade Secret | Trade | RAM | RAM071 | Residential |  | Trade Secret | 2024 | 2024
20263-228838-01 | Xcel Energy | 85 | 13781 | IOU | 06187460 | 7.6 | Solar |  |  | Interconnected | Trade Secret | Trade | SAK | SAK321 | Residential | Solar*Rewards | Trade Secret | 2025 | 2025
20263-228838-01 | Xcel Energy | 85 | 13781 | IOU | 04380031 | 3.747 | Solar |  |  | Active Application | Trade Secret | Trade | BYT | BYT061 | Residential | Solar*Rewards | Trade Secret | 2021
20263-228838-01 | Xcel Energy | 85 | 13781 | IOU | 06181666 | 2.903 |  |  |  | Active Application | Trade Secret | Trade | OSS | OSS063 | Residential |  | Trade Secret | 2025
20263-228838-01 | Xcel Energy | 85 | 13781 | IOU | 06181686 | 2.903 | Solar |  |  | Active Application | Trade Secret | Trade | OSS | OSS063 | Residential |  | Trade Secret | 2025
20263-228838-01 | Xcel Energy | 85 | 13781 | IOU | 03133644 | 35 | Solar |  |  | Interconnected | Trade Secret | Trade | MDT | MDT062 | Residential | Solar*Rewards | Trade Secret | 2012 | 2013
20263-228838-01 | Xcel Energy | 85 | 13781 | IOU | 06212392 | 4.555 | Solar |  |  | Interconnected | Trade Secret | Trade | UPP | UPP063 | Residential |  | Trade Secret | 2025 | 2025
20263-228838-01 | Xcel Energy | 85 | 13781 | IOU | 06034143 | 6.98 | Solar |  |  | Interconnected | Trade Secret | Trade | WIN | WIN023 | Residential |  | Trade Secret | 2025 | 2025
20263-228838-01 | Xcel Energy | 85 | 13781 | IOU | 05866037 | 5.6 | Solar |  |  | Interconnected | Trade Secret | Trade | OSS | OSS073 | Residential |  | Trade Secret | 2024 | 2024
20263-228838-01 | Xcel Energy | 85 | 13781 | IOU | OID3815514 | 7.625 | Solar |  |  | Withdrawn | Trade Secret | Trade | AFT | AFT321 | Residential | Solar*Rewards | Trade Secret | 2019
20263-228838-01 | Xcel Energy | 85 | 13781 | IOU | 03141988 | 7.616 | Solar |  |  | Interconnected | Trade Secret | Trade | AFT | AFT321 | Residential | Solar*Rewards | Trade Secret | 2019 | 2019
20263-228838-01 | Xcel Energy | 85 | 13781 | IOU | 03134578 | 3.36 | Solar |  |  | Interconnected | Trade Secret | Trade | SOU | SOU079 | Residential | Solar*Rewards | Trade Secret | 2015 | 2015
20263-228838-01 | Xcel Energy | 85 | 13781 | IOU | 06223233 | 5.235 | Solar |  |  | Interconnected | Trade Secret | Trade | APA | APA069 | Residential |  | Trade Secret | 2025 | 2025
20263-228838-01 | Xcel Energy | 85 | 13781 | IOU | SRO24388 | 36 | Solar |  |  | Withdrawn | Trade Secret | Trade | SMT | SMT092 | Commercial | Solar*Rewards | Trade Secret | 2012
20263-228838-01 | Xcel Energy | 85 | 13781 | IOU | 03133798 | 40 | Solar |  |  | Interconnected | Trade Secret | Trade | SMT | SMT092 | Commercial | Solar*Rewards | Trade Secret | 2013 | 2013
20263-228838-01 | Xcel Energy | 85 | 13781 | IOU | 05711894 | 4.06 | Solar |  |  | Interconnected | Trade Secret | Trade | MPK | MPK078 | Residential | Solar*Rewards | Trade Secret | 2024 | 2024
20263-228838-01 | Xcel Energy | 85 | 13781 | IOU | 04046977 | 6 | Solar |  |  | Active Application | Trade Secret | Trade | HSN | HSN311 | Commercial | Solar*Rewards | Trade Secret | 2020
20263-228838-01 | Xcel Energy | 85 | 13781 | IOU | 05773576 | 4.537 | Solar |  |  | Interconnected | Trade Secret | Trade | IDA | IDA072 | Residential | Solar*Rewards | Trade Secret | 2024 | 2024
20263-228838-01 | Xcel Energy | 85 | 13781 | IOU | 05738038 | 4.188 | Solar |  |  | Withdrawn | Trade Secret | Trade | IDA | IDA072 | Residential | Solar*Rewards | Trade Secret | 2024
20263-228838-01 | Xcel Energy | 85 | 13781 | IOU | 03133840 | 2 | Solar |  |  | Interconnected | Trade Secret | Trade | MPK | MPK082 | Residential | Made in Minnesota | Trade Secret | 2014 | 2015
20263-228838-01 | Xcel Energy | 85 | 13781 | IOU | 05446403 | 5.76 | Solar |  |  | Interconnected | Trade Secret | Trade | APA | APA075 | Residential |  | Trade Secret | 2023 | 2023
20263-228838-01 | Xcel Energy | 85 | 13781 | IOU | 05725377 | 6.56 | Solar |  |  | Interconnected | Trade Secret | Trade | CDV | CDV072 | Residential | Solar*Rewards | Trade Secret | 2024 | 2024
20263-228838-01 | Xcel Energy | 85 | 13781 | IOU | OID2901522 | 3.8 | Solar |  |  | Withdrawn | Trade Secret | Trade | TER | TER062 | Residential | Solar*Rewards | Trade Secret | 2017
20263-228838-01 | Xcel Energy | 85 | 13781 | IOU | OID2020219 | 18 | Solar |  |  | Withdrawn | Trade Secret | Trade | PKL | PKL071 | Commercial | Solar*Rewards | Trade Secret | 2014
20263-228838-01 | Xcel Energy | 85 | 13781 | IOU | 06209042 | 4.645 | Solar |  |  | Interconnected | Trade Secret | Trade | OAD | OAD061 | Residential | Solar*Rewards | Trade Secret | 2025 | 2026
20263-228838-01 | Xcel Energy | 85 | 13781 | IOU | SRO30972 | 32.25 | Solar |  |  | Withdrawn | Trade Secret | Trade |  |  | Residential | Solar*Rewards | Trade Secret | 2013
20263-228838-01 | Xcel Energy | 85 | 13781 | IOU | SRO30364 | 32.25 | Solar |  |  | Withdrawn | Trade Secret | Trade |  |  | Residential | Solar*Rewards | Trade Secret | 2013
20263-228838-01 | Xcel Energy | 85 | 13781 | IOU | 05807199 | 2.52 | Solar |  |  | Interconnected | Trade Secret | Trade | TWL | TWL079 | Residential |  | Trade Secret | 2024 | 2024
20263-228838-01 | Xcel Energy | 85 | 13781 | IOU | 05466599 | 8.78 | Solar |  | X | Interconnected | Trade Secret | Trade | AHI | AHI063 | Residential | Solar*Rewards | Trade Secret | 2023 | 2023
20263-228838-01 | Xcel Energy | 85 | 13781 | IOU | 05846985 | 3.28 | Solar |  |  | Active Application | Trade Secret | Trade | HWW | HWW062 | Residential | Solar*Rewards | Trade Secret | 2024
20263-228838-01 | Xcel Energy | 85 | 13781 | IOU | 06321944 | 3.28 | Solar |  |  | Active Application | Trade Secret | Trade | HWW | HWW062 | Residential | Solar*Rewards | Trade Secret | 2026
20263-228838-01 | Xcel Energy | 85 | 13781 | IOU | 06076862 | 3.28 | Solar |  |  | Active Application | Trade Secret | Trade | HWW | HWW062 | Residential | Solar*Rewards | Trade Secret | 2025
20263-228838-01 |  |  |  |  | 06339399 |  | Solar |  |  | Active Application | Trade Secret | Trade | SLP | SLP082 | Residential | Solar*Rewards |  | 2026
20263-228838-01 | Xcel Energy | 85 | 13781 | IOU | 05613486 | 2.835 | Solar |  |  | Interconnected | Trade Secret | Trade | ELP | ELP86Y | Residential |  | Trade Secret | 2023 | 2024
20263-228838-01 | Xcel Energy | 85 | 13781 | IOU | 03132656 | 6 | Solar |  |  | Interconnected | Trade Secret | Trade | CEL | CEL066 | Residential | Solar*Rewards | Trade Secret | 2018 | 2018
20263-228838-01 | Xcel Energy | 85 | 13781 | IOU | 06212797 | 2.657 | Solar |  |  | Active Application | Trade Secret | Trade | APA | APA075 | Residential |  | Trade Secret | 2025
20263-228838-01 | Xcel Energy | 85 | 13781 | IOU | 04411587 | 7.329 | Solar |  |  | Interconnected | Trade Secret | Trade | HUG | HUG322 | Residential | Solar*Rewards | Trade Secret | 2021 | 2021
20263-228838-01 | Xcel Energy | 85 | 13781 | IOU | 05331166 | 3.19 | Solar |  |  | Interconnected | Trade Secret | Trade | WIL | WIL089 | Residential |  | Trade Secret | 2022 | 2023
20263-228838-01 | Xcel Energy | 85 | 13781 | IOU | 05364271 | 3.19 | Solar |  |  | Active Application | Trade Secret | Trade | WIL | WIL089 | Residential |  | Trade Secret | 2023
20263-228838-01 | Xcel Energy | 85 | 13781 | IOU | 05818668 | 5.25 | Solar |  | X | Interconnected | Trade Secret | Trade | HUG | HUG311 | Residential | Solar*Rewards | Trade Secret | 2024 | 2024
20263-228838-01 | Xcel Energy | 85 | 13781 | IOU | 03295274 | 9.6 | Solar |  |  | Interconnected | Trade Secret | Trade | ALD | ALD072 | Residential | Solar*Rewards | Trade Secret | 2019 | 2020
20263-228838-01 | Xcel Energy | 85 | 13781 | IOU | 04793676 | 5.22 | Solar |  |  | Interconnected | Trade Secret | Trade | WDY | WDY312 | Residential | Solar*Rewards | Trade Secret | 2022 | 2022
20263-228838-01 | Xcel Energy | 85 | 13781 | IOU | 04289841 | 6 | Solar |  |  | Interconnected | Trade Secret | Trade | STY | STY075 | Residential | Solar*Rewards | Trade Secret | 2021 | 2022
20263-228838-01 | Xcel Energy | 85 | 13781 | IOU | 06147650 | 5.693 | Solar |  |  | Interconnected | Trade Secret | Trade | LAB | LAB311 | Residential |  | Trade Secret | 2025 | 2025
20263-228838-01 | Xcel Energy | 85 | 13781 | IOU | 04997535 | 7.475 | Solar |  |  | Interconnected | Trade Secret | Trade | RLK | RLK073 | Residential | Solar*Rewards | Trade Secret | 2022 | 2023
20263-228838-01 | Xcel Energy | 85 | 13781 | IOU | 06228870 | 5.235 | Solar |  |  | Interconnected | Trade Secret | Trade | WES | WES062 | Residential |  | Trade Secret | 2025 | 2025
20263-228838-01 | Xcel Energy | 85 | 13781 | IOU | 03130039 | 8.16 | Solar |  |  | Interconnected | Trade Secret | Trade | REW | REW033 | Residential | Solar*Rewards | Trade Secret | 2018 | 2019
20263-228838-01 | Xcel Energy | 85 | 13781 | IOU | 06322089 | 3.072 | Solar |  |  | Active Application | Trade Secret | Trade | DBL | DBL065 | Residential | Solar*Rewards | Trade Secret | 2026
20263-228838-01 | Xcel Energy | 85 | 13781 | IOU | SRO19112 | 34.2 | Solar |  |  | Withdrawn | Trade Secret | Trade | NOF | NOF061 | Commercial | Solar*Rewards | Trade Secret | 2011
20263-228838-01 | Xcel Energy | 85 | 13781 | IOU | 05950123 | 5.314 | Solar |  |  | Interconnected | Trade Secret | Trade | UPP | UPP084 | Residential | Solar*Rewards | Trade Secret | 2024 | 2024
20263-228838-01 | Xcel Energy | 85 | 13781 | IOU | 05845400 | 5.052 | Solar |  |  | Interconnected | Trade Secret | Trade | CHE | CHE076 | Residential |  | Trade Secret | 2024 | 2025
20263-228838-01 | Xcel Energy | 85 | 13781 | IOU | 03131925 | 11.39 | Solar |  |  | Interconnected | Trade Secret | Trade | DHL | DHL061 | Residential | Solar*Rewards | Trade Secret | 2017 | 2017
20263-228838-01 | Xcel Energy | 85 | 13781 | IOU | 06012354 | 5.693 | Solar |  |  | Interconnected | Trade Secret | Trade | ALD | ALD084 | Residential | Solar*Rewards | Trade Secret | 2024 | 2025
20263-228838-01 | Xcel Energy | 85 | 13781 | IOU | OID3478455 | 15 | Solar |  |  | Withdrawn | Trade Secret | Trade | ZUM | ZUM022 | Commercial | Solar*Rewards | Trade Secret | 2018
20263-228838-01 | Xcel Energy | 85 | 13781 | IOU | OID3566414 | 39.998 | Solar |  |  | Withdrawn | Trade Secret | Trade | ZUM | ZUM022 | Commercial |  | Trade Secret | 2018
20263-228838-01 | Xcel Energy | 85 | 13781 | IOU | 03129677 | 39.998 | Solar |  |  | Active Application | Trade Secret | Trade | ZUM | ZUM022 | Commercial |  | Trade Secret | 2019
20263-228838-01 | Xcel Energy | 85 | 13781 | IOU | 06229716 | 3.484 | Solar |  |  | Active Application | Trade Secret | Trade | WDY | WDY322 | Residential |  | Trade Secret | 2025
20263-228838-01 | Xcel Energy | 85 | 13781 | IOU | SRO23713 | 39.98 | Solar |  |  | Withdrawn | Trade Secret | Trade | SLP | SLP094 | Commercial | Solar*Rewards | Trade Secret | 2012
20263-228838-01 | Xcel Energy | 85 | 13781 | IOU | 05898830 | 3.19 | Solar |  |  | Interconnected | Trade Secret | Trade | SOU | SOU061 | Residential | Solar*Rewards | Trade Secret | 2024 | 2024
20263-228838-01 | Xcel Energy | 85 | 13781 | IOU | 03133474 | 40 | Solar |  |  | Interconnected | Trade Secret | Trade | WIL | WIL092 | Commercial | Solar*Rewards | Trade Secret | 2011 | 2012
20263-228838-01 | Xcel Energy | 85 | 13781 | IOU | 03132130 | 39.998 | Solar |  |  | Interconnected | Trade Secret | Trade | WIL | WIL092 | Commercial | Made in Minnesota | Trade Secret | 2017 | 2012
20263-228838-01 | Xcel Energy | 85 | 13781 | IOU | 03131463 | 9.94 | Solar |  |  | Interconnected | Trade Secret | Trade | LIN | LIN022 | Residential | Made in Minnesota | Trade Secret | 2017 | 2017
20263-228838-01 | Xcel Energy | 85 | 13781 | IOU | 05666375 | 12.285 | Solar |  |  | Interconnected | Trade Secret | Trade | LLK | LLK072 | Residential |  | Trade Secret | 2023 | 2024
20263-228838-01 | Xcel Energy | 85 | 13781 | IOU | 04828371 | 3.747 | Solar |  |  | Interconnected | Trade Secret | Trade | UPP | UPP081 | Residential |  | Trade Secret | 2022 | 2023
20263-228838-01 | Xcel Energy | 85 | 13781 | IOU | 06042321 | 3.936 | Solar |  |  | Interconnected | Trade Secret | Trade | WIL | WIL061 | Residential | Solar*Rewards | Trade Secret | 2025 | 2025
20263-228838-01 | Xcel Energy | 85 | 13781 | IOU | 05733779 | 7.56 | Solar |  |  | Interconnected | Trade Secret | Trade | WDY | WDY321 | Residential | Solar*Rewards | Trade Secret | 2024 | 2024
20263-228838-01 | Xcel Energy | 85 | 13781 | IOU | 05712211 | 6.3 | Solar |  |  | Withdrawn | Trade Secret | Trade | WDY | WDY321 | Residential | Solar*Rewards | Trade Secret | 2024
20263-228838-01 | Xcel Energy | 85 | 13781 | IOU | 03132391 | 5 | Solar |  |  | Interconnected | Trade Secret | Trade | UPP | UPP082 | Residential | Solar*Rewards | Trade Secret | 2018 | 2018
20263-228838-01 | Xcel Energy | 85 | 13781 | IOU | OID3666055 | 33.3 | Solar |  |  | Withdrawn | Trade Secret | Trade | UPP | UPP083 | Commercial | Solar*Rewards | Trade Secret | 2018
20263-228838-01 | Xcel Energy | 85 | 13781 | IOU | 05993377 | 4.56 | Solar |  |  | Active Application | Trade Secret | Trade | HWW | HWW072 | Residential | Solar*Rewards | Trade Secret | 2025
20263-228838-01 | Xcel Energy | 85 | 13781 | IOU | 06321855 | 4.56 | Solar |  |  | Active Application | Trade Secret | Trade | HWW | HWW072 | Residential | Solar*Rewards | Trade Secret | 2026
20263-228838-01 | Xcel Energy | 85 | 13781 | IOU | 03130333 | 4.32 | Solar |  |  | Interconnected | Trade Secret | Trade | ALD | ALD088 | Residential | Solar*Rewards | Trade Secret | 2019 | 2019
20263-228838-01 | Xcel Energy | 85 | 13781 | IOU | 06093426 | 8.36 | Solar |  |  | Active Application | Trade Secret | Trade | WIL | WIL091 | Residential | Solar*Rewards | Trade Secret | 2025
20263-228838-01 | Xcel Energy | 85 | 13781 | IOU | 05864124 | 5.806 | Solar |  |  | Interconnected | Trade Secret | Trade | SLP | SLP095 | Residential |  | Trade Secret | 2024 | 2025
20263-228838-01 | Xcel Energy | 85 | 13781 | IOU | 04832450 | 9.994 | Solar |  |  | Interconnected | Trade Secret | Trade | RLK | RLK069 | Residential | Solar*Rewards | Trade Secret | 2022 | 2022
20263-228838-01 | Xcel Energy | 85 | 13781 | IOU | 03131810 | 7.63 | Solar |  |  | Interconnected | Trade Secret | Trade | WYO | WYO022 | Residential | Solar*Rewards | Trade Secret | 2017 | 2017
20263-228838-01 | Xcel Energy | 85 | 13781 | IOU | 03132989 | 4.32 | Solar |  |  | Interconnected | Trade Secret | Trade | UPP | UPP068 | Commercial | Solar*Rewards | Trade Secret | 2018 | 2019
20263-228838-01 | Xcel Energy | 85 | 13781 | IOU | 05931854 | 17.61 | Solar |  |  | Interconnected | Trade Secret | Trade | AFT | AFT314 | Residential | Solar*Rewards | Trade Secret | 2024 | 2024
20263-228838-01 | Xcel Energy | 85 | 13781 | IOU | 04141324 | 3.48 | Solar |  |  | Interconnected | Trade Secret | Trade | WIL | WIL097 | Residential | Solar*Rewards | Trade Secret | 2020 | 2021
20263-228838-01 | Xcel Energy | 85 | 13781 | IOU | OID2019606 | 18 | Solar |  |  | Withdrawn | Trade Secret | Trade | SOU | SOU088 | Commercial | Solar*Rewards | Trade Secret | 2014
20263-228838-01 | Xcel Energy | 85 | 13781 | IOU | 05501152 | 99 | Solar |  |  | Interconnected | Trade Secret | Trade | DPN | DPN062 | Commercial |  | Trade Secret | 2023 | 2025
20263-228838-01 | Xcel Energy | 85 | 13781 | IOU | 05228973 | 11.315 | Solar |  | X | Interconnected | Trade Secret | Trade | PRR | PRR062 | Residential |  | Trade Secret | 2022 | 2023
20263-228838-01 | Xcel Energy | 85 | 13781 | IOU | 03392140 | 19.999 | Solar |  |  | Interconnected | Trade Secret | Trade | SIP | SIP061 | Commercial | Solar*Rewards | Trade Secret | 2019 | 2020
20263-228838-01 | Xcel Energy | 85 | 13781 | IOU | 04469384 | 39.998 | Solar |  |  | Active Application | Trade Secret | Trade | HWW | HWW074 | Commercial | Solar*Rewards | Trade Secret | 2021
20263-228838-01 | Xcel Energy | 85 | 13781 | IOU | 04387021 | 5.8 | Solar |  |  | Interconnected | Trade Secret | Trade | WSG | WSG362 | Residential | Solar*Rewards | Trade Secret | 2021 | 2021
20263-228838-01 | Xcel Energy | 85 | 13781 | IOU | 03131445 | 6 | Solar |  |  | Interconnected | Trade Secret | Trade | EBL | EBL084 | Residential | Made in Minnesota | Trade Secret | 2017 | 2017
20263-228838-01 | Xcel Energy | 85 | 13781 | IOU | 03131524 | 9.94 | Solar |  |  | Interconnected | Trade Secret | Trade | LLK | LLK071 | Residential | Made in Minnesota | Trade Secret | 2017 | 2018
20263-228838-01 | Xcel Energy | 85 | 13781 | IOU | 03645656 | 5.5 | Solar |  |  | Interconnected | Trade Secret | Trade | WSG | WSG066 | Residential | Solar*Rewards | Trade Secret | 2020 | 2020
20263-228838-01 | Xcel Energy | 85 | 13781 | IOU | 03131402 | 19.999 | Solar |  |  | Interconnected | Trade Secret | Trade | HSN | HSN311 | Commercial | Solar*Rewards | Trade Secret | 2017 | 2018
20263-228838-01 | Xcel Energy | 85 | 13781 | IOU | 03132797 | 19.999 | Solar |  |  | Interconnected | Trade Secret | Trade | HSN | HSN311 | Commercial | Solar*Rewards | Trade Secret | 2018 | 2018
20263-228838-01 | Xcel Energy | 85 | 13781 | IOU | SRO12744 | 6 | Solar |  |  | Withdrawn | Trade Secret | Trade | CGR | CGR071 | Residential | Solar*Rewards | Trade Secret | 2010
20263-228838-01 | Xcel Energy | 85 | 13781 | IOU | 03133408 | 1.14 | Solar |  |  | Interconnected | Trade Secret | Trade | CGR | CGR071 | Residential | Solar*Rewards | Trade Secret | 2011 | 2016
20263-228838-01 | Xcel Energy | 85 | 13781 | IOU | 03133203 | 4.56 | Solar |  |  | Interconnected | Trade Secret | Trade | CGR | CGR071 | Residential | Solar*Rewards | Trade Secret | 2010 | 2016
20263-228838-01 | Xcel Energy | 85 | 13781 | IOU | 03134747 | 9 | Solar |  |  | Interconnected | Trade Secret | Trade | CGR | CGR071 | Residential | Made in Minnesota | Trade Secret | 2016 | 2015
20263-228838-01 | Xcel Energy | 85 | 13781 | IOU | 04508390 | 11.39 | Solar |  |  | Interconnected | Trade Secret | Trade | WSG | WSG362 | Residential |  | Trade Secret | 2021 | 2022
20263-228838-01 | Xcel Energy | 85 | 13781 | IOU | 04494342 | 11.39 | Solar |  |  | Active Application | Trade Secret | Trade | WSG | WSG362 | Residential | Solar*Rewards | Trade Secret | 2021
20263-228838-01 | Xcel Energy | 85 | 13781 | IOU | 05541995 | 11.393 | Solar |  |  | Interconnected | Trade Secret | Trade | HWW | HWW062 | Residential |  | Trade Secret | 2023 | 2024
20263-228838-01 | Xcel Energy | 85 | 13781 | IOU | 05381044 | 8.12 | Solar |  |  | Interconnected | Trade Secret | Trade | OPK | OPK077 | Residential |  | Trade Secret | 2023 | 2023
20263-228838-01 | Xcel Energy | 85 | 13781 | IOU | 05557053 | 4.725 | Solar |  |  | Interconnected | Trade Secret | Trade | TER | TER071 | Residential | Solar*Rewards | Trade Secret | 2023 | 2024
20263-228838-01 | Xcel Energy | 85 | 13781 | IOU | 04793610 | 4.886 | Solar |  |  | Interconnected | Trade Secret | Trade | RIV | RIV061 | Residential | Solar*Rewards | Trade Secret | 2022 | 2022
20263-228838-01 | Xcel Energy | 85 | 13781 | IOU | 05864201 | 5.235 | Solar |  |  | Interconnected | Trade Secret | Trade | ECK | ECK063 | Residential |  | Trade Secret | 2024 | 2024
20263-228838-01 | Xcel Energy | 85 | 13781 | IOU | 06201802 | 7.616 | Solar |  |  | Interconnected | Trade Secret | Trade | RPL | RPL074 | Residential |  | Trade Secret | 2025 | 2025
20263-228838-01 | Xcel Energy | 85 | 13781 | IOU | 05279175 | 4.93 | Solar |  |  | Interconnected | Trade Secret | Trade | TLK | TLK061 | Residential |  | Trade Secret | 2022 | 2023
20263-228838-01 | Xcel Energy | 85 | 13781 | IOU | 05850596 | 5.052 | Solar |  |  | Active Application | Trade Secret | Trade | OPK | OPK072 | Residential |  | Trade Secret | 2024
20263-228838-01 | Xcel Energy | 85 | 13781 | IOU | 06170236 | 13.611 | Solar |  |  | Interconnected | Trade Secret | Trade | GLK | GLK073 | Residential | Solar*Rewards | Trade Secret | 2025 | 2025
20263-228838-01 | Xcel Energy | 85 | 13781 | IOU | 03129909 | 4.8 | Solar |  |  | Interconnected | Trade Secret | Trade | PKL | PKL085 | Residential | Solar*Rewards | Trade Secret | 2018 | 2019
20263-228838-01 | Xcel Energy | 85 | 13781 | IOU | 03133984 | 6 | Solar |  |  | Interconnected | Trade Secret | Trade | WIL | WIL091 | Residential | Solar*Rewards | Trade Secret | 2014 | 2014
20263-228838-01 | Xcel Energy | 85 | 13781 | IOU | OID2418662 | 36 | Solar |  |  | Withdrawn | Trade Secret | Trade |  |  | Residential | Made in Minnesota | Trade Secret | 2015
20263-228838-01 | Xcel Energy | 85 | 13781 | IOU | 03997069 | 7.2 | Solar |  |  | Interconnected | Trade Secret | Trade | MPK | MPK071 | Residential | Solar*Rewards | Trade Secret | 2020 | 2020
20263-228838-01 | Xcel Energy | 85 | 13781 | IOU | 04793884 | 9.86 | Solar |  |  | Interconnected | Trade Secret | Trade | MEL | MEL082 | Residential | Solar*Rewards | Trade Secret | 2022 | 2022
20263-228838-01 | Xcel Energy | 85 | 13781 | IOU | 04794401 | 3.9 | Solar |  |  | Interconnected | Trade Secret | Trade | WRR | WRR075 | Residential | Solar*Rewards | Trade Secret | 2022 | 2024
20263-228838-01 | Xcel Energy | 85 | 13781 | IOU | 03134946 | 9.94 | Solar |  |  | Interconnected | Trade Secret | Trade | SCA | SCA021 | Residential | Made in Minnesota | Trade Secret | 2016 | 2016
20263-228838-01 | Xcel Energy | 85 | 13781 | IOU | 04800327 | 3.77 | Solar |  |  | Active Application | Trade Secret | Trade | SOU | SOU083 | Residential | Solar*Rewards | Trade Secret | 2022
20263-228838-01 | Xcel Energy | 85 | 13781 | IOU | 04449052 | 4.537 | Solar |  |  | Active Application | Trade Secret | Trade | SOU | SOU083 | Residential | Solar*Rewards | Trade Secret | 2021
20263-228838-01 | Xcel Energy | 85 | 13781 | IOU | 04823227 | 5.22 | Solar |  |  | Interconnected | Trade Secret | Trade | CEL | CEL064 | Residential | Solar*Rewards | Trade Secret | 2022 | 2022
20263-228838-01 | Xcel Energy | 85 | 13781 | IOU | OID3423688 | 6 | Solar |  |  | Withdrawn | Trade Secret | Trade | MPK | MPK087 | Residential | Made in Minnesota | Trade Secret | 2018
20263-228838-01 | Xcel Energy | 85 | 13781 | IOU | 03132853 | 6 | Solar |  |  | Interconnected | Trade Secret | Trade | MPK | MPK087 | Residential | Made in Minnesota | Trade Secret | 2018 | 2018
20263-228838-01 | Xcel Energy | 85 | 13781 | IOU | 05567141 | 3.75 | Solar |  |  | Withdrawn | Trade Secret | Trade | VES | VES021 | Residential | Solar*Rewards | Trade Secret | 2023
20263-228838-01 | Xcel Energy | 85 | 13781 | IOU | 03635766 | 5 | Solar |  |  | Interconnected | Trade Secret | Trade | VES | VES021 | Residential | Solar*Rewards | Trade Secret | 2020 | 2021
20263-228838-01 | Xcel Energy | 85 | 13781 | IOU | 05334465 | 11.02 | Solar |  |  | Interconnected | Trade Secret | Trade | EDA | EDA075 | Residential |  | Trade Secret | 2023 | 2023
20263-228838-01 | Xcel Energy | 85 | 13781 | IOU | 04283689 | 750 | Solar |  |  | Interconnected | Trade Secret | Trade | HSN | HSN311 | Commercial |  | Trade Secret | 2021 | 2022
20263-228838-01 | Xcel Energy | 85 | 13781 | IOU | 06184337 | 6.832 | Solar |  | X | Interconnected | Trade Secret | Trade | WDY | WDY322 | Residential | Solar*Rewards | Trade Secret | 2025 | 2025
20263-228838-01 | Xcel Energy | 85 | 13781 | IOU | 06190006 | 7.591 | Solar |  |  | Interconnected | Trade Secret | Trade | RAM | RAM077 | Residential | Solar*Rewards | Trade Secret | 2025 | 2025
20263-228838-01 | Xcel Energy | 85 | 13781 | IOU | 03130009 | 4.41 | Solar |  |  | Interconnected | Trade Secret | Trade | MPK | MPK063 | Residential | Solar*Rewards | Trade Secret | 2018 | 2019
20263-228838-01 | Xcel Energy | 85 | 13781 | IOU | 03134091 | 36 | Solar |  |  | Interconnected | Trade Secret | Trade | GFD | GFD022 | Commercial | Made in Minnesota | Trade Secret | 2014 | 2014
20263-228838-01 | Xcel Energy | 85 | 13781 | IOU | SRO29811 | 45 | Solar |  |  | Withdrawn | Trade Secret | Trade | GFD | GFD022 | Commercial | Solar*Rewards | Trade Secret | 2013
20263-228838-01 | Xcel Energy | 85 | 13781 | IOU | 03671219 | 4.64 | Solar |  |  | Interconnected | Trade Secret | Trade | SOU | SOU081 | Residential |  | Trade Secret | 2020 | 2020
20263-228838-01 | Xcel Energy | 85 | 13781 | IOU | 05750538 | 3.747 | Solar |  |  | Interconnected | Trade Secret | Trade | SOU | SOU077 | Residential | Solar*Rewards | Trade Secret | 2024 | 2024
20263-228838-01 | Xcel Energy | 85 | 13781 | IOU | 03133047 | 33.75 | Solar |  |  | Interconnected | Trade Secret | Trade | HWW | HWW072 | Commercial | Solar*Rewards | Trade Secret | 2013 | 2014
20263-228838-01 | Xcel Energy | 85 | 13781 | IOU | 05507480 | 2.9 | Solar |  |  | Interconnected | Trade Secret | Trade | SLP | SLP083 | Residential |  | Trade Secret | 2023 | 2023
20263-228838-01 | Xcel Energy | 85 | 13781 | IOU | 06057625 | 5.32 | Solar |  |  | Active Application | Trade Secret | Trade | OSS | OSS077 | Residential | Solar*Rewards | Trade Secret | 2025
20263-228838-01 | Xcel Energy | 85 | 13781 | IOU | 05858042 | 8.064 | Solar |  |  | Interconnected | Trade Secret | Trade | OSS | OSS073 | Residential |  | Trade Secret | 2024 | 2025
20263-228838-01 | Xcel Energy | 85 | 13781 | IOU | 03897946 | 5 | Solar |  |  | Interconnected | Trade Secret | Trade | NOF | NOF071 | Residential | Solar*Rewards | Trade Secret | 2020 | 2021
20263-228838-01 | Xcel Energy | 85 | 13781 | IOU | 05157801 | 7.68 | Solar |  |  | Interconnected | Trade Secret | Trade | WCR | WCR322 | Residential |  | Trade Secret | 2022 | 2022
20263-228838-01 | Xcel Energy | 85 | 13781 | IOU | OID2425617 | 20 | Solar |  |  | Withdrawn | Trade Secret | Trade | MPK | MPK075 | Commercial | Solar*Rewards | Trade Secret | 2015
20263-228838-01 | Xcel Energy | 85 | 13781 | IOU | 04718640 | 40 | Solar |  |  | Interconnected | Trade Secret | Trade | ORO | ORO062 | Commercial |  | Trade Secret | 2021 | 2022
20263-228838-01 |  |  |  |  | 06030658 |  | Solar |  |  | Active Application | Trade Secret | Trade | SLP | SLP076 | Residential | Solar*Rewards |  | 2024
20263-228838-01 | Xcel Energy | 85 | 13781 | IOU | 05845724 | 5.052 | Solar |  |  | Interconnected | Trade Secret | Trade | ECK | ECK321 | Residential |  | Trade Secret | 2024 | 2025
20263-228838-01 | Xcel Energy | 85 | 13781 | IOU | 05777374 | 6.967 | Solar |  |  | Interconnected | Trade Secret | Trade | OAD | OAD075 | Residential |  | Trade Secret | 2024 | 2024
20263-228838-01 | Xcel Energy | 85 | 13781 | IOU | 05768619 | 7.548 | Solar |  |  | Withdrawn | Trade Secret | Trade | OAD | OAD075 | Residential |  | Trade Secret | 2024
20263-228838-01 | Xcel Energy | 85 | 13781 | IOU | 04807892 | 1.74 | Solar |  |  | Interconnected | Trade Secret | Trade | SOU | SOU077 | Residential | Solar*Rewards | Trade Secret | 2022 | 2022
20263-228838-01 | Xcel Energy | 85 | 13781 | IOU | 05470052 | 8.96 | Solar |  |  | Withdrawn | Trade Secret | Trade | CGR | CGR071 | Residential | Solar*Rewards | Trade Secret | 2023
20263-228838-01 | Xcel Energy | 85 | 13781 | IOU | 05427160 | 6.09 | Solar |  |  | Interconnected | Trade Secret | Trade | CRL | CRL065 | Residential |  | Trade Secret | 2023 | 2023
20263-228838-01 | Xcel Energy | 85 | 13781 | IOU | 05712189 | 10.44 | Solar |  |  | Interconnected | Trade Secret | Trade | NOF | NOF071 | Residential | Solar*Rewards | Trade Secret | 2024 | 2024
20263-228838-01 | Xcel Energy | 85 | 13781 | IOU | 04938503 | 8.027 | Solar |  |  | Withdrawn | Trade Secret | Trade | SOU | SOU086 | Residential | Solar*Rewards | Trade Secret | 2022
20263-228838-01 | Xcel Energy | 85 | 13781 | IOU | 04784780 | 5.8 | Solar |  |  | Interconnected | Trade Secret | Trade | SLP | SLP076 | Residential |  | Trade Secret | 2022 | 2022
20263-228838-01 | Xcel Energy | 85 | 13781 | IOU | 06002464 | 3.796 | Solar |  |  | Interconnected | Trade Secret | Trade | EDA | EDA071 | Residential |  | Trade Secret | 2024 | 2024
20263-228838-01 | Xcel Energy | 85 | 13781 | IOU | 03131681 | 7.625 | Solar |  |  | Interconnected | Trade Secret | Trade | LCR | LCR311 | Residential | Solar*Rewards | Trade Secret | 2017 | 2017
20263-228838-01 | Xcel Energy | 85 | 13781 | IOU | 03131203 | 1 | Solar |  |  | Interconnected | Trade Secret | Trade | PIL | PIL022 | Residential |  | Trade Secret | 2014 | 2014
20263-228838-01 | Xcel Energy | 85 | 13781 | IOU | 03132894 | 6.96 | Solar |  |  | Interconnected | Trade Secret | Trade | WSG | WSG361 | Residential | Solar*Rewards | Trade Secret | 2018 | 2018
20263-228838-01 | Xcel Energy | 85 | 13781 | IOU | 06137854 | 13.611 | Solar |  |  | Interconnected | Trade Secret | Trade | WIN | WIN032 | Residential | Solar*Rewards | Trade Secret | 2025 | 2025
20263-228838-01 | Xcel Energy | 85 | 13781 | IOU | 04707040 | 7.54 | Solar |  |  | Interconnected | Trade Secret | Trade | WIL | WIL079 | Residential |  | Trade Secret | 2021 | 2022
20263-228838-01 | Xcel Energy | 85 | 13781 | IOU | 06060760 | 11.168 | Solar |  |  | Interconnected | Trade Secret | Trade | WSG | WSG063 | Residential | Solar*Rewards | Trade Secret | 2025 | 2025
20263-228838-01 | Xcel Energy | 85 | 13781 | IOU | OID2561983 | 4.32 | Solar |  |  | Withdrawn | Trade Secret | Trade | TWL | TWL063 | Residential | Solar*Rewards | Trade Secret | 2016
20263-228838-01 | Xcel Energy | 85 | 13781 | IOU | 03134784 | 4.32 | Solar |  |  | Interconnected | Trade Secret | Trade | TWL | TWL063 | Residential | Made in Minnesota | Trade Secret | 2016 | 2016
20263-228838-01 | Xcel Energy | 85 | 13781 | IOU | 06270273 | 4.537 | Solar |  |  | Active Application | Trade Secret | Trade | MPK | MPK087 | Residential |  | Trade Secret | 2025
20263-228838-01 | Xcel Energy | 85 | 13781 | IOU | 04793478 | 7.83 | Solar |  |  | Interconnected | Trade Secret | Trade | HYL | HYL063 | Residential | Solar*Rewards | Trade Secret | 2022 | 2022
20263-228838-01 | Xcel Energy | 85 | 13781 | IOU | 03129898 | 9.94 | Solar |  |  | Interconnected | Trade Secret | Trade | AFT | AFT315 | Residential | Solar*Rewards | Trade Secret | 2018 | 2019
20263-228838-01 | Xcel Energy | 85 | 13781 | IOU | 06092685 | 3.936 | Solar |  |  | Interconnected | Trade Secret | Trade | WIL | WIL075 | Residential |  | Trade Secret | 2025 | 2025
20263-228838-01 | Xcel Energy | 85 | 13781 | IOU | 06324649 | 11.517 | Solar |  |  | Active Application | Trade Secret | Trade | HOL | HOL071 | Residential | Solar*Rewards | Trade Secret | 2026
20263-228838-01 | Xcel Energy | 85 | 13781 | IOU | OID3791063 | 14.994 | Solar |  |  | Withdrawn | Trade Secret | Trade | HUG | HUG321 | Residential | Solar*Rewards | Trade Secret | 2019
20263-228838-01 | Xcel Energy | 85 | 13781 | IOU | 06018003 | 11.5 | Storage |  |  | Withdrawn | Trade Secret | Trade | HUG | HUG321 | Residential |  | Trade Secret | 2024
20263-228838-01 | Xcel Energy | 85 | 13781 | IOU | 03238229 | 9.994 | Solar |  |  | Interconnected | Trade Secret | Trade | HUG | HUG321 | Residential | Solar*Rewards | Trade Secret | 2019 | 2020
20263-228838-01 | Xcel Energy | 85 | 13781 | IOU | 05533676 | 6.93 | Solar |  |  | Interconnected | Trade Secret | Trade | GSL | GSL061 | Residential |  | Trade Secret | 2023 | 2023
20263-228838-01 | Xcel Energy | 85 | 13781 | IOU | 05849058 | 5.25 | Solar |  |  | Interconnected | Trade Secret | Trade | WCR | WCR062 | Residential |  | Trade Secret | 2024 | 2024
20263-228838-01 | Xcel Energy | 85 | 13781 | IOU | 04095756 | 3.48 | Solar |  |  | Interconnected | Trade Secret | Trade | SOU | SOU075 | Residential | Solar*Rewards | Trade Secret | 2020 | 2021
20263-228838-01 | Xcel Energy | 85 | 13781 | IOU | 03946983 | 4.188 | Solar |  |  | Interconnected | Trade Secret | Trade | SOU | SOU069 | Residential | Solar*Rewards | Trade Secret | 2020 | 2020
20263-228838-01 | Xcel Energy | 85 | 13781 | IOU | 05452077 | 9.57 | Solar |  |  | Active Application | Trade Secret | Trade | CRL | CRL027 | Residential | Solar*Rewards | Trade Secret | 2023
20263-228838-01 | Xcel Energy | 85 | 13781 | IOU | SRO29468 | 40 | Solar |  |  | Withdrawn | Trade Secret | Trade | TER | TER065 | Commercial | Solar*Rewards | Trade Secret | 2013
20263-228838-01 | Xcel Energy | 85 | 13781 | IOU | 05972977 | 6.3 | Solar |  |  | Active Application | Trade Secret | Trade | MTR | MTR021 | Residential |  | Trade Secret | 2024
20263-228838-01 | Xcel Energy | 85 | 13781 | IOU | OID2882807 | 5 | Solar |  |  | Withdrawn | Trade Secret | Trade | LIN | LIN031 | Residential | Solar*Rewards | Trade Secret | 2016
20263-228838-01 | Xcel Energy | 85 | 13781 | IOU | 03131329 | 5 | Solar |  |  | Interconnected | Trade Secret | Trade | LIN | LIN031 | Residential | Solar*Rewards | Trade Secret | 2017 | 2017
20263-228838-01 | Xcel Energy | 85 | 13781 | IOU | 05601299 | 8.505 | Solar |  |  | Interconnected | Trade Secret | Trade | OAD | OAD062 | Residential |  | Trade Secret | 2023 | 2024
20263-228838-01 | Xcel Energy | 85 | 13781 | IOU | 05598915 | 3.78 | Solar |  |  | Withdrawn | Trade Secret | Trade | OAD | OAD062 | Residential | Solar*Rewards | Trade Secret | 2023
20263-228838-01 | Xcel Energy | 85 | 13781 | IOU | 04820705 | 5.48 | Solar |  |  | Interconnected | Trade Secret | Trade | ECK | ECK321 | Residential | Solar*Rewards | Trade Secret | 2022 | 2022
20263-228838-01 | Xcel Energy | 85 | 13781 | IOU | 06230252 | 15.096 | Solar |  |  | Interconnected | Trade Secret | Trade | RPL | RPL063 | Residential |  | Trade Secret | 2025 | 2025
20263-228838-01 | Xcel Energy | 85 | 13781 | IOU | 04083877 | 7.616 | Solar |  |  | Interconnected | Trade Secret | Trade | WIL | WIL089 | Residential | Solar*Rewards | Trade Secret | 2020 | 2021
20263-228838-01 | Xcel Energy | 85 | 13781 | IOU | 06017075 | 3.9 | Solar |  |  | Active Application | Trade Secret | Trade | BYT | BYT061 | Residential |  | Trade Secret | 2024
20263-228838-01 | Xcel Energy | 85 | 13781 | IOU | 04881081 | 7.329 | Solar |  |  | Interconnected | Trade Secret | Trade | SOU | SOU082 | Residential | Solar*Rewards | Trade Secret | 2022 | 2023
20263-228838-01 | Xcel Energy | 85 | 13781 | IOU | 04793529 | 3.747 | Solar |  |  | Interconnected | Trade Secret | Trade | SLP | SLP087 | Residential | Solar*Rewards | Trade Secret | 2022 | 2022
20263-228838-01 | Xcel Energy | 85 | 13781 | IOU | 04022645 | 15.232 | Solar |  |  | Interconnected | Trade Secret | Trade | WCS | WCS064 | Residential | Solar*Rewards | Trade Secret | 2020 | 2021
20263-228838-01 | Xcel Energy | 85 | 13781 | IOU | 04419419 | 6.96 | Solar |  |  | Interconnected | Trade Secret | Trade | HYL | HYL064 | Residential | Solar*Rewards | Trade Secret | 2021 | 2021
20263-228838-01 | Xcel Energy | 85 | 13781 | IOU | OID3394415 | 4.56 | Solar |  |  | Withdrawn | Trade Secret | Trade | WDY | WDY322 | Residential | Solar*Rewards | Trade Secret | 2018
20263-228838-01 | Xcel Energy | 85 | 13781 | IOU | 05833262 | 5.052 | Solar |  |  | Interconnected | Trade Secret | Trade | STY | STY065 | Residential |  | Trade Secret | 2024 | 2025
20263-228838-01 | Xcel Energy | 85 | 13781 | IOU | 04889289 | 10.121 | Solar |  |  | Interconnected | Trade Secret | Trade | ECK | ECK342 | Residential | Solar*Rewards | Trade Secret | 2022 | 2022
20263-228838-01 | Xcel Energy | 85 | 13781 | IOU | 06123924 | 7.68 | Solar |  |  | Interconnected | Trade Secret | Trade | RRK | RRK064 | Residential | Solar*Rewards | Trade Secret | 2025 | 2026
20263-228838-01 | Xcel Energy | 85 | 13781 | IOU | 04672186 | 4.35 | Solar |  |  | Interconnected | Trade Secret | Trade | RAM | RAM063 | Residential |  | Trade Secret | 2021 | 2021
20263-228838-01 | Xcel Energy | 85 | 13781 | IOU | 04181399 | 3.747 | Solar |  |  | Interconnected | Trade Secret | Trade | SOU | SOU083 | Residential | Solar*Rewards | Trade Secret | 2020 | 2021
20263-228838-01 | Xcel Energy | 85 | 13781 | IOU | 03133913 | 2.5 | Solar |  |  | Interconnected | Trade Secret | Trade | SOU | SOU083 | Residential | Made in Minnesota | Trade Secret | 2014 | 2014
20263-228838-01 | Xcel Energy | 85 | 13781 | IOU | 04651546 | 7.616 | Solar |  |  | Interconnected | Trade Secret | Trade | WIL | WIL082 | Residential |  | Trade Secret | 2021 | 2021
20263-228838-01 | Xcel Energy | 85 | 13781 | IOU | OID3754917 | 7.616 | Solar |  |  | Withdrawn | Trade Secret | Trade | WIL | WIL082 | Residential | Solar*Rewards | Trade Secret | 2019
20263-228838-01 | Xcel Energy | 85 | 13781 | IOU | OID3858288 | 7.616 | Solar |  |  | Withdrawn | Trade Secret | Trade | WIL | WIL082 | Residential |  | Trade Secret | 2019
20263-228838-01 |  |  |  |  | OID3891215 |  | Solar |  |  | Withdrawn | Trade Secret | Trade | WIL | WIL082 | Residential | Solar*Rewards |  | 2019
20263-228838-01 |  |  |  |  | OID3858285 |  | Solar |  |  | Withdrawn | Trade Secret | Trade | WIL | WIL082 | Residential | Solar*Rewards |  | 2019
20263-228838-01 | Xcel Energy | 85 | 13781 | IOU | OID3891228 | 7.616 | Solar |  |  | Withdrawn | Trade Secret | Trade | WIL | WIL082 | Residential |  | Trade Secret | 2019
20263-228838-01 | Xcel Energy | 85 | 13781 | IOU | 06260895 | 5.584 | Solar |  | X | Active Application | Trade Secret | Trade | GSL | GSL074 | Residential |  | Trade Secret | 2025
20263-228838-01 | Xcel Energy | 85 | 13781 | IOU | 04082022 | 4.95 | Solar |  |  | Interconnected | Trade Secret | Trade | ALK | ALK063 | Residential |  | Trade Secret | 2020 | 2021
20263-228838-01 | Xcel Energy | 85 | 13781 | IOU | 05869991 | 6.046 | Solar |  |  | Active Application | Trade Secret | Trade | BRP | BRP061 | Residential |  | Trade Secret | 2024
20263-228838-01 | Xcel Energy | 85 | 13781 | IOU | 03133482 | 3 | Solar |  |  | Interconnected | Trade Secret | Trade | WIN | WIN023 | Commercial | Solar*Rewards | Trade Secret | 2011 | 2012
20263-228838-01 | Xcel Energy | 85 | 13781 | IOU | 06096192 | 6.046 | Solar |  |  | Active Application | Trade Secret | Trade | BRP | BRP072 | Residential | Solar*Rewards | Trade Secret | 2025
20263-228838-01 | Xcel Energy | 85 | 13781 | IOU | 05867627 | 6.046 | Solar |  |  | Interconnected | Trade Secret | Trade | BRP | BRP072 | Residential |  | Trade Secret | 2024 | 2025
20263-228838-01 |  |  |  |  | 06070196 |  | Solar |  |  | Active Application | Trade Secret | Trade | BRP | BRP072 | Residential | Solar*Rewards |  | 2025
20263-228838-01 |  |  |  |  | 06124997 |  | Solar |  |  | Active Application | Trade Secret | Trade | BRP | BRP072 | Residential | Solar*Rewards |  | 2025
20263-228838-01 | Xcel Energy | 85 | 13781 | IOU | 04794092 | 4.35 | Solar |  |  | Interconnected | Trade Secret | Trade | MPK | MPK063 | Residential | Solar*Rewards | Trade Secret | 2022 | 2022
20263-228838-01 | Xcel Energy | 85 | 13781 | IOU | 05422977 | 5.8 | Solar |  |  | Interconnected | Trade Secret | Trade | HWW | HWW074 | Residential | Solar*Rewards | Trade Secret | 2023 | 2023
20263-228838-01 | Xcel Energy | 85 | 13781 | IOU | 03129866 | 13.34 | Solar |  |  | Interconnected | Trade Secret | Trade | KOL | KOL073 | Residential | Solar*Rewards | Trade Secret | 2018 | 2019
20263-228838-01 | Xcel Energy | 85 | 13781 | IOU | 03132177 | 9.94 | Solar |  |  | Interconnected | Trade Secret | Trade | AFT | AFT315 | Residential | Made in Minnesota | Trade Secret | 2018 | 2018
20263-228838-01 | Xcel Energy | 85 | 13781 | IOU | 03131043 | 39.83 | Solar |  |  | Interconnected | Trade Secret | Trade | RPL | RPL064 | Commercial |  | Trade Secret | 2010 | 2010
20263-228838-01 | Xcel Energy | 85 | 13781 | IOU | 05629530 | 4.55 | Solar |  |  | Interconnected | Trade Secret | Trade | HYL | HYL073 | Residential |  | Trade Secret | 2023 | 2024
20263-228838-01 | Xcel Energy | 85 | 13781 | IOU | 05616007 | 4.55 | Solar |  |  | Active Application | Trade Secret | Trade | HYL | HYL073 | Residential | Solar*Rewards | Trade Secret | 2023
20263-228838-01 | Xcel Energy | 85 | 13781 | IOU | 05849487 | 8.528 | Solar |  |  | Interconnected | Trade Secret | Trade | GLK | GLK061 | Residential |  | Trade Secret | 2024 | 2024
20263-228838-01 | Xcel Energy | 85 | 13781 | IOU | 05832820 | 8.528 | Solar |  |  | Withdrawn | Trade Secret | Trade | GLK | GLK061 | Residential | Solar*Rewards | Trade Secret | 2024
20263-228838-01 | Xcel Energy | 85 | 13781 | IOU | 03134529 | 7.56 | Solar |  |  | Interconnected | Trade Secret | Trade | GSL | GSL064 | Residential | Made in Minnesota | Trade Secret | 2015 | 2016
20263-228838-01 | Xcel Energy | 85 | 13781 | IOU | 06061442 | 3.747 | Solar |  |  | Withdrawn | Trade Secret | Trade | SOU | SOU075 | Residential | Solar*Rewards | Trade Secret | 2025
20263-228838-01 | Xcel Energy | 85 | 13781 | IOU | 06321792 | 3.747 | Solar |  |  | Active Application | Trade Secret | Trade | SOU | SOU075 | Residential | Solar*Rewards | Trade Secret | 2026
20263-228838-01 | Xcel Energy | 85 | 13781 | IOU | 06205832 | 8.73 | Solar |  |  | Interconnected | Trade Secret | Trade | HWW | HWW074 | Residential | Solar*Rewards | Trade Secret | 2025 | 2025
20263-228838-01 | Xcel Energy | 85 | 13781 | IOU | 06232818 | 6.454 | Solar |  |  | Interconnected | Trade Secret | Trade | SIP | SIP061 | Residential |  | Trade Secret | 2025 | 2025
20263-228838-01 | Xcel Energy | 85 | 13781 | IOU | 03131682 | 6 | Solar |  |  | Interconnected | Trade Secret | Trade | WSG | WSG066 | Residential | Made in Minnesota | Trade Secret | 2017 | 2017
20263-228838-01 | Xcel Energy | 85 | 13781 | IOU | 03132745 | 8.4 | Solar |  |  | Interconnected | Trade Secret | Trade | TWL | TWL076 | Residential | Solar*Rewards | Trade Secret | 2018 | 2019
20263-228838-01 | Xcel Energy | 85 | 13781 | IOU | 03130351 | 10.56 | Solar |  |  | Interconnected | Trade Secret | Trade | BIS | BIS001 | Residential | Solar*Rewards | Trade Secret | 2019 | 2019
20263-228838-01 | Xcel Energy | 85 | 13781 | IOU | OID2440908 | 36 | Solar |  |  | Withdrawn | Trade Secret | Trade | MOL | MOL068 | Commercial | Made in Minnesota | Trade Secret | 2015
20263-228838-01 | Xcel Energy | 85 | 13781 | IOU | 05818312 | 7.678 | Solar |  |  | Interconnected | Trade Secret | Trade | SOU | SOU063 | Residential | Solar*Rewards | Trade Secret | 2024 | 2024
20263-228838-01 | Xcel Energy | 85 | 13781 | IOU | 04909099 | 6.282 | Solar |  |  | Interconnected | Trade Secret | Trade | MEL | MEL089 | Residential | Solar*Rewards | Trade Secret | 2022 | 2022
20263-228838-01 | Xcel Energy | 85 | 13781 | IOU | 04095505 | 9.994 | Solar |  |  | Interconnected | Trade Secret | Trade | AFT | AFT321 | Residential | Solar*Rewards | Trade Secret | 2020 | 2021
20263-228838-01 | Xcel Energy | 85 | 13781 | IOU | 04793926 | 5.22 | Solar |  |  | Interconnected | Trade Secret | Trade | UPP | UPP084 | Residential | Solar*Rewards | Trade Secret | 2022 | 2022
20263-228838-01 | Xcel Energy | 85 | 13781 | IOU | 04554136 | 7.616 | Solar |  |  | Interconnected | Trade Secret | Trade | MEL | MEL061 | Residential |  | Trade Secret | 2021 | 2021
20263-228838-01 | Xcel Energy | 85 | 13781 | IOU | 03131701 | 9.94 | Solar |  |  | Interconnected | Trade Secret | Trade | GFD | GFD021 | Residential | Made in Minnesota | Trade Secret | 2017 | 2017
20263-228838-01 | Xcel Energy | 85 | 13781 | IOU | SRO30414 | 15 | Solar |  |  | Withdrawn | Trade Secret | Trade | UPP | UPP063 | Commercial | Solar*Rewards | Trade Secret | 2013
20263-228838-01 | Xcel Energy | 85 | 13781 | IOU | SRO19833 | 10 | Solar |  |  | Withdrawn | Trade Secret | Trade | UPP | UPP063 | Commercial | Solar*Rewards | Trade Secret | 2012
20263-228838-01 | Xcel Energy | 85 | 13781 | IOU | SRO20102 | 5 | Solar |  |  | Withdrawn | Trade Secret | Trade | UPP | UPP063 | Commercial | Solar*Rewards | Trade Secret | 2011
20263-228838-01 | Xcel Energy | 85 | 13781 | IOU | 03989963 | 4.64 | Solar |  |  | Interconnected | Trade Secret | Trade | SOU | SOU086 | Residential | Solar*Rewards | Trade Secret | 2020 | 2021
20263-228838-01 | Xcel Energy | 85 | 13781 | IOU | 03130589 | 19.88 | Solar |  |  | Interconnected | Trade Secret | Trade | PIL | PIL021 | Residential | Solar*Rewards | Trade Secret | 2016 | 2017
20263-228838-01 | Xcel Energy | 85 | 13781 | IOU | 03131845 | 7.63 | Solar |  |  | Interconnected | Trade Secret | Trade | MPK | MPK086 | Residential | Solar*Rewards | Trade Secret | 2017 | 2017
20263-228838-01 | Xcel Energy | 85 | 13781 | IOU | 04793575 | 13.05 | Solar |  |  | Interconnected | Trade Secret | Trade | RLK | RLK073 | Residential | Solar*Rewards | Trade Secret | 2022 | 2022
20263-228838-01 | Xcel Energy | 85 | 13781 | IOU | 03132551 | 39.998 | Solar |  |  | Interconnected | Trade Secret | Trade | TSS | TSS061 | Commercial | Made in Minnesota | Trade Secret | 2018 | 2018
20263-228838-01 | Xcel Energy | 85 | 13781 | IOU | 03132100 | 19.999 | Solar |  |  | Interconnected | Trade Secret | Trade | TSS | TSS061 | Commercial | Solar*Rewards | Trade Secret | 2017 | 2018
20263-228838-01 | Xcel Energy | 85 | 13781 | IOU | 04587833 | 4.35 | Solar |  |  | Interconnected | Trade Secret | Trade | GLK | GLK063 | Residential |  | Trade Secret | 2021 | 2021
20263-228838-01 | Xcel Energy | 85 | 13781 | IOU | 06324645 | 4.886 | Solar |  |  | Active Application | Trade Secret | Trade | FRA | FRA001 | Residential | Solar*Rewards | Trade Secret | 2026
20263-228838-01 | Xcel Energy | 85 | 13781 | IOU | 03913689 | 6.96 | Solar |  |  | Interconnected | Trade Secret | Trade | GLK | GLK074 | Residential | Solar*Rewards | Trade Secret | 2020 | 2020
20263-228838-01 | Xcel Energy | 85 | 13781 | IOU | 05972062 | 3.037 | Solar |  |  | Interconnected | Trade Secret | Trade | MPK | MPK082 | Residential | Solar*Rewards | Trade Secret | 2024 | 2025
20263-228838-01 | Xcel Energy | 85 | 13781 | IOU | 03131263 | 9.94 | Solar |  |  | Interconnected | Trade Secret | Trade | CHE | CHE076 | Residential | Solar*Rewards | Trade Secret | 2016 | 2017
20263-228838-01 | Xcel Energy | 85 | 13781 | IOU | OID2020225 | 18 | Solar |  |  | Withdrawn | Trade Secret | Trade | MEL | MEL061 | Commercial | Solar*Rewards | Trade Secret | 2014
20263-228838-01 | Xcel Energy | 85 | 13781 | IOU | 06226881 | 7.591 | Solar |  |  | Interconnected | Trade Secret | Trade | SCL | SCL312 | Residential |  | Trade Secret | 2025 | 2026
20263-228838-01 | Xcel Energy | 85 | 13781 | IOU | 05851895 | 3.747 | Solar |  |  | Active Application | Trade Secret | Trade | OAD | OAD075 | Residential |  | Trade Secret | 2024
20263-228838-01 | Xcel Energy | 85 | 13781 | IOU | 03130433 | 4.76 | Solar |  |  | Interconnected | Trade Secret | Trade | WSG | WSG362 | Residential | Solar*Rewards | Trade Secret | 2018 | 2018
20263-228838-01 | Xcel Energy | 85 | 13781 | IOU | 03133295 | 10 | Solar |  |  | Interconnected | Trade Secret | Trade | MST | MST070 | Commercial | Solar*Rewards | Trade Secret | 2010 | 2010
20263-228838-01 | Xcel Energy | 85 | 13781 | IOU | SRO13153 | 9.6 | Solar |  |  | Withdrawn | Trade Secret | Trade | MST | MST070 | Commercial | Solar*Rewards | Trade Secret | 2010
20263-228838-01 | Xcel Energy | 85 | 13781 | IOU | 04800793 | 9.423 | Solar |  |  | Interconnected | Trade Secret | Trade | WYO | WYO021 | Residential | Solar*Rewards | Trade Secret | 2022 | 2023
20263-228838-01 | Xcel Energy | 85 | 13781 | IOU | 05551802 | 9.423 | Solar |  |  | Withdrawn | Trade Secret | Trade | WYO | WYO021 | Residential | Solar*Rewards | Trade Secret | 2023
20263-228838-01 | Xcel Energy | 85 | 13781 | IOU | 05719090 | 6.046 | Solar |  |  | Interconnected | Trade Secret | Trade | RLK | RLK071 | Residential | Solar*Rewards | Trade Secret | 2024 | 2024
20263-228838-01 | Xcel Energy | 85 | 13781 | IOU | 05127193 | 4.35 | Solar |  |  | Active Application | Trade Secret | Trade | SOU | SOU081 | Residential |  | Trade Secret | 2022
20263-228838-01 | Xcel Energy | 85 | 13781 | IOU | 04431369 | 2.9 | Solar |  |  | Interconnected | Trade Secret | Trade | MOL | MOL068 | Residential | Solar*Rewards | Trade Secret | 2021 | 2021
20263-228838-01 | Xcel Energy | 85 | 13781 | IOU | 03844162 | 166.6 | Solar |  |  | Active Application | Trade Secret | Trade | LEX | LEX061 | Commercial |  | Trade Secret | 2020
20263-228838-01 | Xcel Energy | 85 | 13781 | IOU | 05495223 | 6.09 | Solar |  |  | Interconnected | Trade Secret | Trade | LOK | LOK081 | Residential |  | Trade Secret | 2023 | 2023
20263-228838-01 | Xcel Energy | 85 | 13781 | IOU | 06175945 | 8.027 | Solar |  |  | Interconnected | Trade Secret | Trade | SOU | SOU077 | Residential | Solar*Rewards | Trade Secret | 2025 | 2025
20263-228838-01 | Xcel Energy | 85 | 13781 | IOU | 05765356 | 5.904 | Solar |  |  | Interconnected | Trade Secret | Trade | CRL | CRL065 | Residential | Solar*Rewards | Trade Secret | 2024 | 2024
20263-228838-01 | Xcel Energy | 85 | 13781 | IOU | 06116319 | 15.182 | Solar |  |  | Interconnected | Trade Secret | Trade | CNC | CNC072 | Residential | Solar*Rewards | Trade Secret | 2025 | 2025
20263-228838-01 | Xcel Energy | 85 | 13781 | IOU | 04793649 | 2.61 | Solar |  |  | Interconnected | Trade Secret | Trade | SOU | SOU079 | Residential | Solar*Rewards | Trade Secret | 2022 | 2022
20263-228838-01 | Xcel Energy | 85 | 13781 | IOU | 03130309 | 7.616 | Solar |  |  | Interconnected | Trade Secret | Trade | RPL | RPL063 | Residential | Solar*Rewards | Trade Secret | 2019 | 2020
20263-228838-01 | Xcel Energy | 85 | 13781 | IOU | 06264777 | 5.37 | Solar |  |  | Active Application | Trade Secret | Trade | SMT | SMT092 | Residential |  | Trade Secret | 2025
20263-228838-01 | Xcel Energy | 85 | 13781 | IOU | 06041662 | 2.094 | Solar |  |  | Interconnected | Trade Secret | Trade | TWL | TWL063 | Residential | Solar*Rewards | Trade Secret | 2024 | 2025
20263-228838-01 | Xcel Energy | 85 | 13781 | IOU | 05432246 | 21.125 | Solar |  |  | Interconnected | Trade Secret | Trade | LOK | LOK062 | Residential | Solar*Rewards | Trade Secret | 2023 | 2024
20263-228838-01 | Xcel Energy | 85 | 13781 | IOU | 04051684 | 9.994 | Solar |  |  | Active Application | Trade Secret | Trade | HSN | HSN321 | Residential | Solar*Rewards | Trade Secret | 2020
20263-228838-01 | Xcel Energy | 85 | 13781 | IOU | 03132953 | 11.39 | Solar |  |  | Interconnected | Trade Secret | Trade | MEL | MEL088 | Residential | Solar*Rewards | Trade Secret | 2018 | 2018
20263-228838-01 | Xcel Energy | 85 | 13781 | IOU | OID3666217 | 11.995 | Solar |  |  | Withdrawn | Trade Secret | Trade | WAT | WAT021 | Commercial | Solar*Rewards | Trade Secret | 2018
20263-228838-01 |  |  |  |  | OID3638508 |  | Solar |  |  | Withdrawn | Trade Secret | Trade | WAT | WAT021 | Commercial | Solar*Rewards |  | 2018
20263-228838-01 |  |  |  |  | OID3898419 |  | Solar |  |  | Withdrawn | Trade Secret | Trade | WAT | WAT021 | Commercial | Solar*Rewards |  | 2019
20263-228838-01 | Xcel Energy | 85 | 13781 | IOU | 03291103 | 23.99 | Solar |  |  | Interconnected | Trade Secret | Trade | WAT | WAT021 | Commercial | Solar*Rewards | Trade Secret | 2019 | 2020
20263-228838-01 | Xcel Energy | 85 | 13781 | IOU | 04550445 | 6 | Solar |  |  | Active Application | Trade Secret | Trade | DBL | DBL063 | Residential |  | Trade Secret | 2021
20263-228838-01 | Xcel Energy | 85 | 13781 | IOU | 05853184 | 5.052 | Solar |  |  | Interconnected | Trade Secret | Trade | AFT | AFT322 | Residential |  | Trade Secret | 2024 | 2024
20263-228838-01 | Xcel Energy | 85 | 13781 | IOU | 05805451 | 2.323 | Solar |  |  | Interconnected | Trade Secret | Trade | TLK | TLK075 | Residential |  | Trade Secret | 2024 | 2024
20263-228838-01 | Xcel Energy | 85 | 13781 | IOU | 03130204 | 2.962 | Solar |  |  | Interconnected | Trade Secret | Trade | LCR | LCR311 | Residential | Solar*Rewards | Trade Secret | 2019 | 2020
20263-228838-01 | Xcel Energy | 85 | 13781 | IOU | 03134008 | 5 | Solar |  |  | Interconnected | Trade Secret | Trade | GPH | GPH062 | Residential | Solar*Rewards | Trade Secret | 2014 | 2015
20263-228838-01 | Xcel Energy | 85 | 13781 | IOU | SRO29709 | 3.87 | Solar |  |  | Withdrawn | Trade Secret | Trade | GPH | GPH062 | Residential | Solar*Rewards | Trade Secret | 2013
20263-228838-01 | Xcel Energy | 85 | 13781 | IOU | 04128236 | 8.25 | Solar |  |  | Interconnected | Trade Secret | Trade | AFT | AFT322 | Residential |  | Trade Secret | 2020 | 2021
20263-228838-01 | Xcel Energy | 85 | 13781 | IOU | 05159314 | 7.68 | Solar |  |  | Interconnected | Trade Secret | Trade | WCR | WCR062 | Residential |  | Trade Secret | 2022 | 2023
20263-228838-01 | Xcel Energy | 85 | 13781 | IOU | 04793568 | 30.16 | Solar |  |  | Interconnected | Trade Secret | Trade | HYL | HYL075 | Commercial | Solar*Rewards | Trade Secret | 2022 | 2022
20263-228838-01 | Xcel Energy | 85 | 13781 | IOU | 04447994 | 30.16 | Solar |  |  | Active Application | Trade Secret | Trade | HYL | HYL075 | Commercial | Solar*Rewards | Trade Secret | 2021
20263-228838-01 | Xcel Energy | 85 | 13781 | IOU | 03498555 | 937.5 | Solar |  |  | Interconnected | Trade Secret | Trade | PKL | PKL062 | Commercial |  | Trade Secret | 2019 | 2020
20263-228838-01 | Xcel Energy | 85 | 13781 | IOU | 03933239 | 5 | Solar |  |  | Interconnected | Trade Secret | Trade | DBL | DBL073 | Residential | Solar*Rewards | Trade Secret | 2020 | 2021
20263-228838-01 | Xcel Energy | 85 | 13781 | IOU | 03131142 | 60 | Other |  |  | Interconnected | Trade Secret | Trade | WDY | WDY321 | Commercial |  | Trade Secret | 2012 | 2012
20263-228838-01 | Xcel Energy | 85 | 13781 | IOU | 06000109 | 11.393 | Solar |  |  | Interconnected | Trade Secret | Trade | HYL | HYL072 | Residential |  | Trade Secret | 2024 | 2025
20263-228838-01 | Xcel Energy | 85 | 13781 | IOU | 04660937 | 9.864 | Solar |  |  | Interconnected | Trade Secret | Trade | HUG | HUG312 | Residential |  | Trade Secret | 2021 | 2022
20263-228838-01 | Xcel Energy | 85 | 13781 | IOU | 05783281 | 2.903 | Solar |  |  | Interconnected | Trade Secret | Trade | PKL | PKL065 | Residential |  | Trade Secret | 2024 | 2024
20263-228838-01 | Xcel Energy | 85 | 13781 | IOU | 03130183 | 2.962 | Solar |  |  | Interconnected | Trade Secret | Trade | TWL | TWL063 | Residential | Solar*Rewards | Trade Secret | 2019 | 2020
20263-228838-01 | Xcel Energy | 85 | 13781 | IOU | OID2030140 | 0.86 | Solar |  |  | Withdrawn | Trade Secret | Trade | DBL | DBL065 | Residential | Solar*Rewards | Trade Secret | 2014
20263-228838-01 | Xcel Energy | 85 | 13781 | IOU | OID2257319 | 3.037 | Solar |  |  | Withdrawn | Trade Secret | Trade | DBL | DBL065 | Residential | Solar*Rewards | Trade Secret | 2015
20263-228838-01 | Xcel Energy | 85 | 13781 | IOU | 03134913 | 7.63 | Solar |  |  | Interconnected | Trade Secret | Trade | TRA | TRA002 | Commercial | Solar*Rewards | Trade Secret | 2016 | 2016
20263-228838-01 | Xcel Energy | 85 | 13781 | IOU | 04440354 | 9.994 | Solar |  |  | Interconnected | Trade Secret | Trade | GNL | GNL062 | Residential | Solar*Rewards | Trade Secret | 2021 | 2021
20263-228838-01 | Xcel Energy | 85 | 13781 | IOU | 04683042 | 11.02 | Solar |  |  | Interconnected | Trade Secret | Trade | TWL | TWL068 | Residential |  | Trade Secret | 2021 | 2021
20263-228838-01 |  |  |  |  | 06134554 |  | Solar |  |  | Withdrawn | Trade Secret | Trade | LAC | LAC062 | Commercial | Solar*Rewards |  | 2025
20263-228838-01 | Xcel Energy | 85 | 13781 | IOU | 06163450 | 23.008 | Solar |  |  | Interconnected | Trade Secret | Trade | LAC | LAC062 | Commercial |  | Trade Secret | 2025 | 2025
20263-228838-01 | Xcel Energy | 85 | 13781 | IOU | OID3284592 | 19.999 | Solar |  |  | Withdrawn | Trade Secret | Trade | LAC | LAC062 | Commercial | Solar*Rewards | Trade Secret | 2018
20263-228838-01 | Xcel Energy | 85 | 13781 | IOU | OID3637235 | 19.999 | Solar |  |  | Withdrawn | Trade Secret | Trade | LAC | LAC062 | Commercial | Solar*Rewards | Trade Secret | 2018
20263-228838-01 | Xcel Energy | 85 | 13781 | IOU | 05530295 | 2.205 | Solar |  |  | Interconnected | Trade Secret | Trade | OSS | OSS065 | Residential | Solar*Rewards | Trade Secret | 2023 | 2023
20263-228838-01 | Xcel Energy | 85 | 13781 | IOU | 04438396 | 4.64 | Solar |  |  | Interconnected | Trade Secret | Trade | HWW | HWW062 | Residential | Solar*Rewards | Trade Secret | 2021 | 2021
20263-228838-01 | Xcel Energy | 85 | 13781 | IOU | 05451755 | 10.08 | Solar |  |  | Interconnected | Trade Secret | Trade | AFT | AFT315 | Residential | Solar*Rewards | Trade Secret | 2023 | 2023
20263-228838-01 | Xcel Energy | 85 | 13781 | IOU | 05234004 | 8.41 | Solar |  |  | Interconnected | Trade Secret | Trade | WDY | WDY311 | Residential |  | Trade Secret | 2022 | 2022
20263-228838-01 | Xcel Energy | 85 | 13781 | IOU | 04794135 | 6.67 | Solar |  |  | Interconnected | Trade Secret | Trade | MPK | MPK085 | Residential | Solar*Rewards | Trade Secret | 2022 | 2022
20263-228838-01 | Xcel Energy | 85 | 13781 | IOU | 04403699 | 39.999 | Solar |  |  | Interconnected | Trade Secret | Trade | WDY | WDY321 | Commercial | Solar*Rewards | Trade Secret | 2021 | 2021
20263-228838-01 | Xcel Energy | 85 | 13781 | IOU | 05005759 | 5.052 | Solar |  |  | Interconnected | Trade Secret | Trade | GPH | GPH061 | Residential | Solar*Rewards | Trade Secret | 2022 | 2022
20263-228838-01 | Xcel Energy | 85 | 13781 | IOU | 06096076 | 8.528 | Solar |  |  | Interconnected | Trade Secret | Trade | SOU | SOU065 | Residential | Solar*Rewards | Trade Secret | 2025 | 2025
20263-228838-01 | Xcel Energy | 85 | 13781 | IOU | 03132460 | 9.94 | Solar |  |  | Interconnected | Trade Secret | Trade | ALT | ALT021 | Commercial | Made in Minnesota | Trade Secret | 2018 | 2018
20263-228838-01 | Xcel Energy | 85 | 13781 | IOU | 03134940 | 7.63 | Solar |  |  | Interconnected | Trade Secret | Trade | PLA | PLA022 | Residential | Made in Minnesota | Trade Secret | 2016 | 2016
20263-228838-01 | Xcel Energy | 85 | 13781 | IOU | 03134789 | 5 | Solar |  |  | Interconnected | Trade Secret | Trade | EDA | EDA089 | Residential | Solar*Rewards | Trade Secret | 2016 | 2016
20263-228838-01 | Xcel Energy | 85 | 13781 | IOU | 05822980 | 5.584 | Solar |  |  | Interconnected | Trade Secret | Trade | WIL | WIL063 | Residential | Solar*Rewards | Trade Secret | 2024 | 2025
20263-228838-01 | Xcel Energy | 85 | 13781 | IOU | 03131685 | 11.39 | Solar |  |  | Interconnected | Trade Secret | Trade | PAT | PAT313 | Residential | Solar*Rewards | Trade Secret | 2017 | 2017
20263-228838-01 | Xcel Energy | 85 | 13781 | IOU | 04881005 | 7.678 | Solar |  |  | Interconnected | Trade Secret | Trade | SOU | SOU082 | Residential | Solar*Rewards | Trade Secret | 2022 | 2023
20263-228838-01 | Xcel Energy | 85 | 13781 | IOU | 03132181 | 7.616 | Solar |  |  | Interconnected | Trade Secret | Trade | SLP | SLP322 | Commercial | Solar*Rewards | Trade Secret | 2018 | 2018
20263-228838-01 | Xcel Energy | 85 | 13781 | IOU | 06178906 | 17.3 | Solar |  | X | Active Application | Trade Secret | Trade | HWW | HWW071 | Commercial | Solar*Rewards | Trade Secret | 2025
20263-228838-01 | Xcel Energy | 85 | 13781 | IOU | 05968153 | 29.52 | Solar |  |  | Active Application | Trade Secret | Trade | HWW | HWW071 | Commercial | Solar*Rewards | Trade Secret | 2024
20263-228838-01 | Xcel Energy | 85 | 13781 | IOU | 06303857 | 4.592 | Solar |  |  | Interconnected | Trade Secret | Trade | SOU | SOU075 | Residential |  | Trade Secret | 2025 | 2026
20263-228838-01 | Xcel Energy | 85 | 13781 | IOU | 03661729 | 7.678 | Solar |  |  | Interconnected | Trade Secret | Trade | LCR | LCR311 | Residential | Solar*Rewards | Trade Secret | 2020 | 2021
20263-228838-01 | Xcel Energy | 85 | 13781 | IOU | SRO23698 | 36 | Solar |  |  | Withdrawn | Trade Secret | Trade | WAT | WAT021 | Residential | Solar*Rewards | Trade Secret | 2012
20263-228838-01 | Xcel Energy | 85 | 13781 | IOU | 03134716 | 3.8 | Solar |  |  | Interconnected | Trade Secret | Trade | DOC | DOC031 | Residential | Solar*Rewards | Trade Secret | 2015 | 2016
20263-228838-01 | Xcel Energy | 85 | 13781 | IOU | 05901723 | 6.453 | Solar |  |  | Interconnected | Trade Secret | Trade | SHP | SHP062 | Residential |  | Trade Secret | 2024 | 2024
20263-228838-01 | Xcel Energy | 85 | 13781 | IOU | 04494514 | 4.35 | Solar |  |  | Interconnected | Trade Secret | Trade | EDA | EDA073 | Residential |  | Trade Secret | 2021 | 2021
20263-228838-01 | Xcel Energy | 85 | 13781 | IOU | 06011228 | 7.616 | Solar |  |  | Active Application | Trade Secret | Trade | HUG | HUG312 | Residential |  | Trade Secret | 2024
20263-228838-01 | Xcel Energy | 85 | 13781 | IOU | 05866362 | 4.064 | Solar |  |  | Interconnected | Trade Secret | Trade | WRR | WRR064 | Residential | Solar*Rewards | Trade Secret | 2024 | 2024
20263-228838-01 | Xcel Energy | 85 | 13781 | IOU | 05600111 | 16.512 | Solar |  |  | Interconnected | Trade Secret | Trade | WSG | WSG063 | Residential |  | Trade Secret | 2023 | 2023
20263-228838-01 | Xcel Energy | 85 | 13781 | IOU | 05476662 | 7.68 | Solar |  |  | Active Application | Trade Secret | Trade | CLC | CLC221 | Residential |  | Trade Secret | 2023
20263-228838-01 | Xcel Energy | 85 | 13781 | IOU | 04156424 | 4.06 | Solar |  |  | Interconnected | Trade Secret | Trade | MST | MST071 | Residential | Solar*Rewards | Trade Secret | 2020 | 2021
20263-228838-01 | Xcel Energy | 85 | 13781 | IOU | 03871791 | 9.994 | Solar |  |  | Interconnected | Trade Secret | Trade | GAY | GAY002 | Residential | Solar*Rewards | Trade Secret | 2020 | 2020
20263-228838-01 | Xcel Energy | 85 | 13781 | IOU | 03860112 | 7.616 | Solar |  |  | Active Application | Trade Secret | Trade | GAY | GAY002 | Residential | Solar*Rewards | Trade Secret | 2020
20263-228838-01 | Xcel Energy | 85 | 13781 | IOU | 05867326 | 3.747 | Solar |  |  | Active Application | Trade Secret | Trade | APA | APA077 | Residential |  | Trade Secret | 2024
20263-228838-01 | Xcel Energy | 85 | 13781 | IOU | 03514161 | 39.998 | Solar |  |  | Interconnected | Trade Secret | Trade | WSG | WSG351 | Commercial | Solar*Rewards | Trade Secret | 2019 | 2020
20263-228838-01 | Xcel Energy | 85 | 13781 | IOU | 05232994 | 9.28 | Solar |  |  | Interconnected | Trade Secret | Trade | MPK | MPK085 | Residential |  | Trade Secret | 2022 | 2023
20263-228838-01 | Xcel Energy | 85 | 13781 | IOU | 05987015 | 3.747 | Solar |  |  | Withdrawn | Trade Secret | Trade | SIP | SIP072 | Residential |  | Trade Secret | 2024
20263-228838-01 | Xcel Energy | 85 | 13781 | IOU | 06025195 | 9.994 | Solar |  |  | Interconnected | Trade Secret | Trade | SIP | SIP072 | Residential |  | Trade Secret | 2025 | 2025
20263-228838-01 | Xcel Energy | 85 | 13781 | IOU | 03131037 | 16.1 | Solar |  |  | Interconnected | Trade Secret | Trade | MTV | MTV021 | Commercial |  | Trade Secret | 2010 | 2010
20263-228838-01 | Xcel Energy | 85 | 13781 | IOU | 04041240 | 7.7 | Solar |  |  | Interconnected | Trade Secret | Trade | WDY | WDY311 | Residential |  | Trade Secret | 2020 | 2021
20263-228838-01 | Xcel Energy | 85 | 13781 | IOU | OID3479903 | 33.3 | Solar |  |  | Withdrawn | Trade Secret | Trade | SIP | SIP061 | Commercial | Solar*Rewards | Trade Secret | 2018
20263-228838-01 | Xcel Energy | 85 | 13781 | IOU | 04086718 | 5 | Solar |  |  | Interconnected | Trade Secret | Trade | GSL | GSL074 | Residential | Solar*Rewards | Trade Secret | 2020 | 2022
20263-228838-01 | Xcel Energy | 85 | 13781 | IOU | 06209365 | 6.631 | Solar |  |  | Interconnected | Trade Secret | Trade | GNL | GNL063 | Residential |  | Trade Secret | 2025 | 2025
20263-228838-01 | Xcel Energy | 85 | 13781 | IOU | 05823098 | 10.752 |  |  |  | Withdrawn | Trade Secret | Trade | CNC | CNC063 | Residential |  | Trade Secret | 2024
20263-228838-01 | Xcel Energy | 85 | 13781 | IOU | 05949345 | 6.073 | Solar |  |  | Interconnected | Trade Secret | Trade | CNC | CNC063 | Residential | Solar*Rewards | Trade Secret | 2024 | 2024
20263-228838-01 | Xcel Energy | 85 | 13781 | IOU | 05373089 | 2.9 | Solar |  |  | Active Application | Trade Secret | Trade | CHE | CHE076 | Residential |  | Trade Secret | 2023
20263-228838-01 | Xcel Energy | 85 | 13781 | IOU | 05944980 | 5.76 | Solar |  |  | Interconnected | Trade Secret | Trade | DHL | DHL061 | Residential | Solar*Rewards | Trade Secret | 2024 | 2024
20263-228838-01 | Xcel Energy | 85 | 13781 | IOU | 03250291 | 7.616 | Solar |  |  | Interconnected | Trade Secret | Trade | GSL | GSL076 | Residential | Solar*Rewards | Trade Secret | 2019 | 2019
20263-228838-01 | Xcel Energy | 85 | 13781 | IOU | 05332232 | 3.19 | Solar |  |  | Interconnected | Trade Secret | Trade | IDA | IDA074 | Residential |  | Trade Secret | 2022 | 2023
20263-228838-01 | Xcel Energy | 85 | 13781 | IOU | 05338358 | 3.19 | Solar |  |  | Active Application | Trade Secret | Trade | IDA | IDA074 | Residential |  | Trade Secret | 2022
20263-228838-01 | Xcel Energy | 85 | 13781 | IOU | 05945327 | 15.744 | Solar |  |  | Interconnected | Trade Secret | Trade | ESW | ESW081 | Residential |  | Trade Secret | 2024 | 2024
20263-228838-01 | Xcel Energy | 85 | 13781 | IOU | 05933843 | 15.744 | Solar |  |  | Withdrawn | Trade Secret | Trade | ESW | ESW081 | Residential | Solar*Rewards | Trade Secret | 2024
20263-228838-01 | Xcel Energy | 85 | 13781 | IOU | 03129887 | 6.67 | Solar |  |  | Interconnected | Trade Secret | Trade | WIL | WIL098 | Residential | Solar*Rewards | Trade Secret | 2018 | 2019
20263-228838-01 | Xcel Energy | 85 | 13781 | IOU | 05262880 | 7.04 | Solar |  |  | Interconnected | Trade Secret | Trade | CGR | CGR061 | Residential |  | Trade Secret | 2022 | 2023
20263-228838-01 | Xcel Energy | 85 | 13781 | IOU | 05574199 | 7.04 | Solar |  |  | Interconnected | Trade Secret | Trade | CHE | CHE064 | Residential | Solar*Rewards | Trade Secret | 2023 | 2024
20263-228838-01 | Xcel Energy | 85 | 13781 | IOU | OID2132230 | 18 | Solar |  |  | Withdrawn | Trade Secret | Trade | WIL | WIL092 | Commercial | Solar*Rewards | Trade Secret | 2014
20263-228838-01 | Xcel Energy | 85 | 13781 | IOU | 03129874 | 9.12 | Solar |  |  | Interconnected | Trade Secret | Trade | SHP | SHP072 | Residential | Solar*Rewards | Trade Secret | 2018 | 2019
20263-228838-01 |  |  |  |  | OID3524883 |  | Solar |  |  | Withdrawn | Trade Secret | Trade | WAT | WAT081 | Residential | Solar*Rewards |  | 2018
20263-228838-01 | Xcel Energy | 85 | 13781 | IOU | 03131933 | 18 | Solar |  |  | Interconnected | Trade Secret | Trade | WAT | WAT081 | Residential | Solar*Rewards | Trade Secret | 2017 | 2018
20263-228838-01 | Xcel Energy | 85 | 13781 | IOU | 06067187 | 10.752 | Solar |  |  | Interconnected | Trade Secret | Trade | STY | STY061 | Residential | Solar*Rewards | Trade Secret | 2025 | 2025
20263-228838-01 | Xcel Energy | 85 | 13781 | IOU | 03129630 | 20.3 | Solar |  |  | Interconnected | Trade Secret | Trade | LCR | LCR311 | Residential | Solar*Rewards | Trade Secret | 2018 | 2019
20263-228838-01 | Xcel Energy | 85 | 13781 | IOU | 06223497 | 15.705 | Solar |  |  | Active Application | Trade Secret | Trade | ALD | ALD084 | Residential |  | Trade Secret | 2025
20263-228838-01 | Xcel Energy | 85 | 13781 | IOU | 06066965 | 12.905 | Solar |  |  | Withdrawn | Trade Secret | Trade | RLK | RLK066 | Residential | Solar*Rewards | Trade Secret | 2025
20263-228838-01 | Xcel Energy | 85 | 13781 | IOU | 03263898 | 6 | Solar |  |  | Interconnected | Trade Secret | Trade | SOU | SOU079 | Residential | Solar*Rewards | Trade Secret | 2019 | 2020
20263-228838-01 | Xcel Energy | 85 | 13781 | IOU | 04388607 | 3.747 | Solar |  |  | Interconnected | Trade Secret | Trade | SOU | SOU086 | Residential | Solar*Rewards | Trade Secret | 2021 | 2021
20263-228838-01 | Xcel Energy | 85 | 13781 | IOU | 03134816 | 5 | Solar |  |  | Interconnected | Trade Secret | Trade | SLP | SLP321 | Residential | Made in Minnesota | Trade Secret | 2016 | 2016
20263-228838-01 | Xcel Energy | 85 | 13781 | IOU | 03133702 | 6.88 | Solar |  |  | Interconnected | Trade Secret | Trade | WIN | WIN023 | Residential | Solar*Rewards | Trade Secret | 2013 | 2013
20263-228838-01 | Xcel Energy | 85 | 13781 | IOU | 05452111 | 10.4 | Solar |  |  | Interconnected | Trade Secret | Trade | AFT | AFT322 | Residential | Solar*Rewards | Trade Secret | 2023 | 2023
20263-228838-01 | Xcel Energy | 85 | 13781 | IOU | 05430111 | 9.75 | Solar |  |  | Withdrawn | Trade Secret | Trade | AFT | AFT322 | Residential | Solar*Rewards | Trade Secret | 2023
20263-228838-01 | Xcel Energy | 85 | 13781 | IOU | 05794383 | 9.184 | Solar |  |  | Interconnected | Trade Secret | Trade | CRL | CRL033 | Residential | Solar*Rewards | Trade Secret | 2024 | 2024
20263-228838-01 | Xcel Energy | 85 | 13781 | IOU | 03130883 | 1.9 | Solar |  |  | Interconnected | Trade Secret | Trade | WIL | WIL087 | Commercial |  | Trade Secret | 2008 | 2014
20263-228838-01 | Xcel Energy | 85 | 13781 | IOU | 04481615 | 9.994 | Solar |  |  | Interconnected | Trade Secret | Trade | WIL | WIL073 | Residential |  | Trade Secret | 2021 | 2021
20263-228838-01 | Xcel Energy | 85 | 13781 | IOU | OID3081349 | 12 | Solar |  |  | Withdrawn | Trade Secret | Trade | SCH | SCH001 | Commercial | Solar*Rewards | Trade Secret | 2017
20263-228838-01 | Xcel Energy | 85 | 13781 | IOU | 03134815 | 10.01 | Solar |  |  | Interconnected | Trade Secret | Trade | SCA | SCA021 | Residential | Made in Minnesota | Trade Secret | 2016 | 2016
20263-228838-01 | Xcel Energy | 85 | 13781 | IOU | 05864072 | 13.824 | Solar |  |  | Interconnected | Trade Secret | Trade | WCR | WCR321 | Residential |  | Trade Secret | 2024 | 2024
20263-228838-01 | Xcel Energy | 85 | 13781 | IOU | 05983599 | 10.496 | Solar |  |  | Interconnected | Trade Secret | Trade | GNL | GNL071 | Residential | Solar*Rewards | Trade Secret | 2024 | 2024
20263-228838-01 | Xcel Energy | 85 | 13781 | IOU | OID2579221 | 10.01 | Solar |  |  | Withdrawn | Trade Secret | Trade | GSL | GSL341 | Residential | Made in Minnesota | Trade Secret | 2016
20263-228838-01 | Xcel Energy | 85 | 13781 | IOU | 03134839 | 10.01 | Solar |  |  | Interconnected | Trade Secret | Trade | GSL | GSL341 | Residential | Made in Minnesota | Trade Secret | 2016 | 2016
20263-228838-01 | Xcel Energy | 85 | 13781 | IOU | 03134347 | 10.01 | Solar |  |  | Interconnected | Trade Secret | Trade | HUG | HUG321 | Residential | Made in Minnesota | Trade Secret | 2015 | 2015
20263-228838-01 | Xcel Energy | 85 | 13781 | IOU | OID2936107 | 3.8 | Solar |  |  | Withdrawn | Trade Secret | Trade |  |  | Residential | Solar*Rewards | Trade Secret | 2017
20263-228838-01 | Xcel Energy | 85 | 13781 | IOU | 03872378 | 9.28 | Solar |  |  | Interconnected | Trade Secret | Trade | RPO | RPO311 | Residential | Solar*Rewards | Trade Secret | 2020 | 2020
20263-228838-01 | Xcel Energy | 85 | 13781 | IOU | 05993908 | 6.046 | Solar |  |  | Interconnected | Trade Secret | Trade | ESW | ESW073 | Residential |  | Trade Secret | 2024 | 2025
20263-228838-01 | Xcel Energy | 85 | 13781 | IOU | 04335053 | 7.124 | Solar |  |  | Interconnected | Trade Secret | Trade | VMR | VMR062 | Residential | Solar*Rewards | Trade Secret | 2021 | 2021
20263-228838-01 | Xcel Energy | 85 | 13781 | IOU | 04149055 | 12.5 | Solar |  |  | Active Application | Trade Secret | Trade | WEF | WEF071 | Commercial | Solar*Rewards | Trade Secret | 2020
20263-228838-01 | Xcel Energy | 85 | 13781 | IOU | 05353876 | 8.99 | Solar |  |  | Interconnected | Trade Secret | Trade | AFT | AFT321 | Residential |  | Trade Secret | 2023 | 2023
20263-228838-01 | Xcel Energy | 85 | 13781 | IOU | 06049937 | 7.872 | Solar |  |  | Interconnected | Trade Secret | Trade | LAP | LAP311 | Residential | Solar*Rewards | Trade Secret | 2025 | 2025
20263-228838-01 | Xcel Energy | 85 | 13781 | IOU | 06026472 | 3.747 | Solar |  |  | Interconnected | Trade Secret | Trade | RPO | RPO311 | Residential |  | Trade Secret | 2024 | 2025
20263-228838-01 | Xcel Energy | 85 | 13781 | IOU | 06062362 | 80 | Solar |  |  | Interconnected | Trade Secret | Trade | WDY | WDY311 | Commercial |  | Trade Secret | 2025 | 2025
20263-228838-01 | Xcel Energy | 85 | 13781 | IOU | 06079756 | 3.416 | Solar |  |  | Interconnected | Trade Secret | Trade | CGR | CGR061 | Residential |  | Trade Secret | 2025 | 2025
20263-228838-01 | Xcel Energy | 85 | 13781 | IOU | 03730101 | 960 | Solar |  |  | Active Application | Trade Secret | Trade | PAT | PAT312 | LMI | Solar*Rewards Community | Trade Secret | 2024
20263-228838-01 | Xcel Energy | 85 | 13781 | IOU | 03994364 | 1000 | Solar |  |  | Interconnected | Mankato | Trade | SIP | SIP073 | LMI | Solar*Rewards Community | Trade Secret | 2022 | 2025
20263-228838-01 | Xcel Energy | 85 | 13781 | IOU | 05945877 | 50 | Solar |  |  | Interconnected | Trade Secret | Trade | RMT | RMT321 | Commercial |  | Trade Secret | 2024 | 2025
20263-228838-01 | Xcel Energy | 85 | 13781 | IOU | 05711872 | 7.56 | Solar |  |  | Interconnected | Trade Secret | Trade | REW | REW023 | Residential | Solar*Rewards | Trade Secret | 2024 | 2025
20263-228838-01 | Xcel Energy | 85 | 13781 | IOU | 06165956 | 2.613 | Solar |  |  | Active Application | Trade Secret | Trade | RPO | RPO311 | Residential | Solar*Rewards | Trade Secret | 2025
20263-228838-01 | Xcel Energy | 85 | 13781 | IOU | 04659700 | 975 | Solar |  |  | Interconnected | Granite Falls | Trade | MNV | MNV211 | LMI | Solar*Rewards Community | Trade Secret | 2023 | 2025
20263-228838-01 | Xcel Energy | 85 | 13781 | IOU | 05978712 | 4.86 | Solar |  |  | Interconnected | Trade Secret | Trade | OAD | OAD074 | Commercial | Solar*Rewards | Trade Secret | 2025 | 2025
20263-228838-01 | Xcel Energy | 85 | 13781 | IOU | 06211582 | 4.886 | Solar |  |  | Interconnected | Trade Secret | Trade | HWW | HWW073 | Residential |  | Trade Secret | 2025 | 2025
20263-228838-01 | Xcel Energy | 85 | 13781 | IOU | 06280281 | 4.48 | Solar |  |  | Interconnected | Trade Secret | Trade | RPO | RPO311 | Residential |  | Trade Secret | 2025 | 2026
20263-228838-01 | Xcel Energy | 85 | 13781 | IOU | 05404343 | 1000 | Solar |  |  | Withdrawn | Trade Secret | Trade | LIN | LIN031 | Community Solar Garden | Solar*Rewards Community | Trade Secret | 2023
20263-228838-01 | Xcel Energy | 85 | 13781 | IOU | 05128240 | 1000 | Solar |  |  | Active Application | Trade Secret | Trade |  |  | Community Solar Garden | Solar*Rewards Community | Trade Secret | 2022
20263-228838-01 | Xcel Energy | 85 | 13781 | IOU | 05518283 | 1000 | Solar |  |  | Active Application | Trade Secret | Trade | DAS | DAS061 | Community Solar Garden | Solar*Rewards Community | Trade Secret | 2023
20263-228838-01 |  |  |  |  | 06183487 |  | Solar |  |  | Withdrawn | Trade Secret | Trade |  |  | Residential | Solar*Rewards |  | 2025
20263-228838-01 |  |  |  |  | 06223692 |  |  |  |  | Active Application | Trade Secret | Trade |  |  | Residential |  |  | 2025
20263-228838-01 | Xcel Energy | 85 | 13781 | IOU | SRC038512 | 1000 | Solar |  |  | Withdrawn | Trade Secret | Trade | LAP | LAP311 | Community Solar Garden | Solar*Rewards Community | Trade Secret | 2014
20263-228838-01 | Xcel Energy | 85 | 13781 | IOU | SRC040872 | 1000 | Solar |  |  | Withdrawn | Trade Secret | Trade |  |  | Community Solar Garden | Solar*Rewards Community | Trade Secret | 2015
20263-228838-01 | Xcel Energy | 85 | 13781 | IOU | SRC040715 | 950 | Solar |  |  | Withdrawn | Trade Secret | Trade |  |  | Community Solar Garden | Solar*Rewards Community | Trade Secret | 2015
20263-228838-01 |  |  |  |  | 05640319 |  |  |  |  | Active Application | Trade Secret | Trade |  |  | Residential |  |  | 2023
20263-228838-01 | Xcel Energy | 85 | 13781 | IOU | SRC038384 | 984 | Solar |  |  | Withdrawn | Trade Secret | Trade | SCL | SCL322 | Community Solar Garden | Solar*Rewards Community | Trade Secret | 2014
20263-228838-01 | Xcel Energy | 85 | 13781 | IOU | SRC040645 | 950 | Solar |  |  | Withdrawn | Trade Secret | Trade |  |  | Community Solar Garden | Solar*Rewards Community | Trade Secret | 2015
20263-228838-01 | Xcel Energy | 85 | 13781 | IOU | 03121360 | 972 | Solar |  |  | Interconnected | Center City | Trade | LCR | LCR311 | Community Solar Garden | Solar*Rewards Community | Trade Secret | 2015 | 2017
20263-228838-01 | Xcel Energy | 85 | 13781 | IOU | 03129615 | 15.232 | Solar |  |  | Withdrawn | Trade Secret | Trade | WYO | WYO021 | Residential | Solar*Rewards | Trade Secret | 2018
20263-228838-01 |  |  |  |  | 04274105 |  |  |  |  | Active Application | Trade Secret | Trade |  |  | Residential |  |  | 2020
20263-228838-01 |  |  |  |  | 05184093 |  |  |  |  | Active Application | Trade Secret | Trade |  |  | Residential |  |  | 2022
20263-228838-01 |  |  |  |  | 04829354 |  | Solar |  |  | Active Application | Trade Secret | Trade |  |  | Residential | Solar*Rewards |  | 2022
20263-228838-01 |  |  |  |  | 04820724 |  | Solar |  |  | Active Application | Trade Secret | Trade |  |  | Residential | Solar*Rewards |  | 2022
20263-228838-01 |  |  |  |  | 05257596 |  |  |  |  | Active Application | Trade Secret | Trade |  |  | Residential |  |  | 2022
20263-228838-01 | Xcel Energy | 85 | 13781 | IOU | SRC041297 | 1000 | Solar |  |  | Withdrawn | Trade Secret | Trade | WCS | WCS064 | Community Solar Garden | Solar*Rewards Community | Trade Secret | 2015
20263-228838-01 | Xcel Energy | 85 | 13781 | IOU | SRC040742 | 950 | Solar |  |  | Withdrawn | Trade Secret | Trade |  |  | Community Solar Garden | Solar*Rewards Community | Trade Secret | 2015
20263-228838-01 |  |  |  |  | SRO18091 |  | Solar |  |  | Withdrawn | Trade Secret | Trade |  |  |  | Other |  | 2011
20263-228838-01 |  |  |  |  | 06085926 |  | Solar |  |  | Withdrawn | Trade Secret | Trade |  |  | Residential | Solar*Rewards |  | 2025
20263-228838-01 | Xcel Energy | 85 | 13781 | IOU | SRC041688 | 972 | Solar |  |  | Withdrawn | Trade Secret | Trade | WTB | WTB021 | Community Solar Garden | Solar*Rewards Community | Trade Secret | 2015
20263-228838-01 | Xcel Energy | 85 | 13781 | IOU | 03125984 | 972 | Solar |  |  | Interconnected | Saint Joseph | Trade | WTB | WTB021 | Community Solar Garden | Solar*Rewards Community | Trade Secret | 2015 | 2017
20263-228838-01 | Xcel Energy | 85 | 13781 | IOU | 03129826 | 13.63 | Solar |  |  | Withdrawn | Trade Secret | Trade |  |  | Residential | Solar*Rewards | Trade Secret | 2018
20263-228838-01 | Xcel Energy | 85 | 13781 | IOU | 04377780 | 1000 | Solar |  |  | Withdrawn | Trade Secret | Trade | YLM | YLM212 | Community Solar Garden | Solar*Rewards Community | Trade Secret | 2021
20263-228838-01 | Xcel Energy | 85 | 13781 | IOU | 03129313 | 39.998 | Solar |  |  | Withdrawn | Trade Secret | Trade | GLK | GLK064 | Residential | Solar*Rewards | Trade Secret | 2018
20263-228838-01 | Xcel Energy | 85 | 13781 | IOU | SRC041209 | 972 | Solar |  |  | Withdrawn | Trade Secret | Trade | SOH | SOH001 | Community Solar Garden | Solar*Rewards Community | Trade Secret | 2015
20263-228838-01 | Xcel Energy | 85 | 13781 | IOU | 03127507 | 1000 | Solar |  |  | Interconnected | Owatonna | Trade | MDF | MDF021 | Community Solar Garden | Solar*Rewards Community | Trade Secret | 2018 | 2021
20263-228838-01 | Xcel Energy | 85 | 13781 | IOU | 03127697 | 990 | Solar |  |  | Interconnected | Sartell | Trade | MHW | MHW312 | Community Solar Garden | Solar*Rewards Community | Trade Secret | 2015 | 2018
20263-228838-01 | Xcel Energy | 85 | 13781 | IOU | 03123413 | 860 | Solar |  |  | Interconnected | Morgan | Trade | MGN | MGN211 | Community Solar Garden | Solar*Rewards Community | Trade Secret | 2017 | 2020
20263-228838-01 |  |  |  |  | 06075722 |  |  |  |  | Active Application | Trade Secret | Trade |  |  | Residential |  |  | 2025
20263-228838-01 |  |  |  |  | 05637719 |  |  |  |  | Active Application | Trade Secret | Trade |  |  | Residential |  |  | 2023
20263-228838-01 | Xcel Energy | 85 | 13781 | IOU | SRC052303 | 1000 | Solar |  |  | Withdrawn | Trade Secret | Trade |  |  | Community Solar Garden | Solar*Rewards Community | Trade Secret | 2016
20263-228838-01 | Xcel Energy | 85 | 13781 | IOU | 04142020 | 1000 | Solar |  |  | Withdrawn | Trade Secret | Trade | HUG | HUG321 | Community Solar Garden | Solar*Rewards Community | Trade Secret | 2022
20263-228838-01 |  |  |  |  | 04794950 |  | Solar |  |  | Active Application | Trade Secret | Trade |  |  | Residential | Solar*Rewards |  | 2022
20263-228838-01 | Xcel Energy | 85 | 13781 | IOU | 05650292 | 550 | Solar |  |  | Withdrawn | Trade Secret | Trade |  |  | Residential | Other | Trade Secret | 2023
20263-228838-01 | Xcel Energy | 85 | 13781 | IOU | SRC042511 | 950 | Solar |  |  | Withdrawn | Trade Secret | Trade | SCA | SCA021 | Community Solar Garden | Solar*Rewards Community | Trade Secret | 2015
20263-228838-01 | Xcel Energy | 85 | 13781 | IOU | SRC073048 | 1000 | Solar |  |  | Withdrawn | Trade Secret | Trade |  |  | Community Solar Garden | Solar*Rewards Community | Trade Secret | 2019
20263-228838-01 | Xcel Energy | 85 | 13781 | IOU | SRC038334 | 1000 | Solar |  |  | Withdrawn | Trade Secret | Trade | PAT | PAT313 | Community Solar Garden | Solar*Rewards Community | Trade Secret | 2014
20263-228838-01 | Xcel Energy | 85 | 13781 | IOU | SRC042747 | 1000 | Solar |  |  | Withdrawn | Trade Secret | Trade | WTN | WTN062 | Community Solar Garden | Solar*Rewards Community | Trade Secret | 2015
20263-228838-01 | Xcel Energy | 85 | 13781 | IOU | 03127268 | 750 | Solar |  |  | Interconnected | Eagan | Trade | CDV | CDV071 | Community Solar Garden | Solar*Rewards Community | Trade Secret | 2016 | 2018
20263-228838-01 | Xcel Energy | 85 | 13781 | IOU | 03127354 | 1000 | Solar |  |  | Interconnected | Farmington | Trade | FRM | FRM071 | Community Solar Garden | Solar*Rewards Community | Trade Secret | 2015 | 2017
20263-228838-01 |  |  |  |  | 06314628 |  | Solar |  |  | Withdrawn | Trade Secret | Trade |  |  | Residential |  |  | 2025
20263-228838-01 | Xcel Energy | 85 | 13781 | IOU | SRC039920 | 1000 | Solar |  |  | Withdrawn | Trade Secret | Trade |  |  | Community Solar Garden | Solar*Rewards Community | Trade Secret | 2015
20263-228838-01 |  |  |  |  | SRO28797 |  | Solar |  |  | Withdrawn | Trade Secret | Trade |  |  |  | Other |  | 2013
20263-228838-01 |  |  |  |  | 04462900 |  | Solar |  |  | Active Application | Trade Secret | Trade |  |  | Residential | Solar*Rewards |  | 2021
20263-228838-01 |  |  |  |  | 04823775 |  | Solar |  |  | Active Application | Trade Secret | Trade |  |  | Residential | Solar*Rewards |  | 2022
20263-228838-01 |  |  |  |  | 04508372 |  |  |  |  | Active Application | Trade Secret | Trade |  |  | Residential |  |  | 2021
20263-228838-01 |  |  |  |  | 06329560 |  |  |  |  | Active Application | Trade Secret | Trade |  |  | Residential |  |  | 2026
20263-228838-01 |  |  |  |  | 04459476 |  |  |  |  | Active Application | Trade Secret | Trade |  |  | Residential |  |  | 2021
20263-228838-01 |  |  |  |  | 04613710 |  | Solar |  |  | Active Application | Trade Secret | Trade |  |  | Residential | Solar*Rewards |  | 2021
20263-228838-01 | Xcel Energy | 85 | 13781 | IOU | 05660848 | 1000 | Solar |  |  | Active Application | Trade Secret | Trade |  |  | Community Solar Garden | Solar*Rewards Community | Trade Secret | 2023
20263-228838-01 | Xcel Energy | 85 | 13781 | IOU | 05660589 | 1000 | Solar |  |  | Withdrawn | Trade Secret | Trade | CHI | CHI311 | Community Solar Garden | Solar*Rewards Community | Trade Secret | 2023
20263-228838-01 | Xcel Energy | 85 | 13781 | IOU | 05612544 | 1000 | Solar |  |  | Withdrawn | Trade Secret | Trade | FRA | FRA001 | Community Solar Garden | Solar*Rewards Community | Trade Secret | 2023
20263-228838-01 | Xcel Energy | 85 | 13781 | IOU | 05657255 | 1000 | Solar |  |  | Withdrawn | Trade Secret | Trade | CHI | CHI311 | Community Solar Garden | Solar*Rewards Community | Trade Secret | 2023
20263-228838-01 | Xcel Energy | 85 | 13781 | IOU | SRC038761 | 1000 | Solar |  |  | Withdrawn | Trade Secret | Trade | LNS | LNS033 | Community Solar Garden | Solar*Rewards Community | Trade Secret | 2014
20263-228838-01 | Xcel Energy | 85 | 13781 | IOU | SRC042381 | 1000 | Solar |  |  | Withdrawn | Trade Secret | Trade | NOF | NOF061 | Community Solar Garden | Solar*Rewards Community | Trade Secret | 2015
20263-228838-01 | Xcel Energy | 85 | 13781 | IOU | 03127503 | 1000 | Solar |  |  | Interconnected | Sauk Rapids | Trade | GRC | GRC311 | Community Solar Garden | Solar*Rewards Community | Trade Secret | 2017 | 2018
20263-228838-01 | Xcel Energy | 85 | 13781 | IOU | 03648707 | 1000 | Solar |  |  | Withdrawn | Trade Secret | Trade | MAZ | MAZ021 | Community Solar Garden | Solar*Rewards Community | Trade Secret | 2021
20263-228838-01 | Xcel Energy | 85 | 13781 | IOU | 03125980 | 1000 | Solar |  |  | Interconnected | Waterville | Trade | WAT | WAT021 | Community Solar Garden | Solar*Rewards Community | Trade Secret | 2015 | 2018
20263-228838-01 |  |  |  |  | 05898981 |  | Solar |  |  | Active Application | Trade Secret | Trade |  |  | Residential | Solar*Rewards |  | 2024
20263-228838-01 |  |  |  |  | 05689895 |  |  |  |  | Active Application | Trade Secret | Trade |  |  | Residential |  |  | 2024
20263-228838-01 |  |  |  |  | 06244179 |  |  |  |  | Withdrawn | Trade Secret | Trade |  |  | Residential |  |  | 2025
20263-228838-01 |  |  |  |  | 05827688 |  | Solar |  |  | Active Application | Trade Secret | Trade |  |  | Residential | Solar*Rewards |  | 2024
20263-228838-01 |  |  |  |  | 06325629 |  |  |  |  | Active Application | Trade Secret | Trade | TER | TER081 | Residential |  |  | 2026
20263-228838-01 | Xcel Energy | 85 | 13781 | IOU | 03341052 | 0.24 | Solar |  |  | Active Application | Trade Secret | Trade | FAB | FAB071 | Residential | Solar*Rewards | Trade Secret | 2019
20263-228838-01 |  |  |  |  | 05954269 |  | Solar |  |  | Active Application | Trade Secret | Trade |  |  | Residential | Solar*Rewards |  | 2024
20263-228838-01 |  |  |  |  | 05485125 |  |  |  |  | Active Application | Trade Secret | Trade |  |  | Residential |  |  | 2023
20263-228838-01 |  |  |  |  | 06209343 |  | Solar |  |  | Withdrawn | Trade Secret | Trade |  |  | Residential | Solar*Rewards |  | 2025
20263-228838-01 |  |  |  |  | 04399409 |  | Solar |  |  | Active Application | Trade Secret | Trade |  |  | Residential | Solar*Rewards |  | 2021
20263-228838-01 |  |  |  |  | 06073505 |  |  |  |  | Withdrawn | Trade Secret | Trade |  |  | Residential |  |  | 2025
20263-228838-01 | Xcel Energy | 85 | 13781 | IOU | SRC038391 | 1000 | Solar |  |  | Withdrawn | Trade Secret | Trade | NOF | NOF071 | Community Solar Garden | Solar*Rewards Community | Trade Secret | 2014
20263-228838-01 | Xcel Energy | 85 | 13781 | IOU | SRC042253 | 1000 | Solar |  |  | Withdrawn | Trade Secret | Trade | WAV | WAV021 | Community Solar Garden | Solar*Rewards Community | Trade Secret | 2015
20263-228838-01 |  |  |  |  | 03129763 |  | Solar |  |  | Withdrawn | Trade Secret | Trade | WIL | WIL087 | Residential |  |  | 2014
20263-228838-01 | Xcel Energy | 85 | 13781 | IOU | SRC039233 | 1000 | Solar |  |  | Withdrawn | Trade Secret | Trade | RCH | RCH061 | Community Solar Garden | Solar*Rewards Community | Trade Secret | 2015
20263-228838-01 | Xcel Energy | 85 | 13781 | IOU | SRC038681 | 950 | Solar |  |  | Withdrawn | Trade Secret | Trade |  |  | Community Solar Garden | Solar*Rewards Community | Trade Secret | 2014
20263-228838-01 | Xcel Energy | 85 | 13781 | IOU | SRC040923 | 998 | Solar |  |  | Withdrawn | Trade Secret | Trade | VES | VES021 | Community Solar Garden | Solar*Rewards Community | Trade Secret | 2015
20263-228838-01 | Xcel Energy | 85 | 13781 | IOU | SRC038648 | 1000 | Solar |  |  | Withdrawn | Trade Secret | Trade | SCL | SCL322 | Community Solar Garden | Solar*Rewards Community | Trade Secret | 2014
20263-228838-01 | Xcel Energy | 85 | 13781 | IOU | 03127952 | 800 | Solar |  |  | Interconnected | Clear Lake | Trade | SDX | SDX311 | Community Solar Garden | Solar*Rewards Community | Trade Secret | 2014 | 2018
20263-228838-01 |  |  |  |  | 04560646 |  | Solar |  |  | Active Application | Trade Secret | Trade |  |  | Residential | Solar*Rewards |  | 2021
20263-228838-01 | Xcel Energy | 85 | 13781 | IOU | SRC040891 | 1000 | Solar |  |  | Withdrawn | Trade Secret | Trade |  |  | Community Solar Garden | Solar*Rewards Community | Trade Secret | 2015
20263-228838-01 | Xcel Energy | 85 | 13781 | IOU | SRC042122 | 1000 | Solar |  |  | Withdrawn | Trade Secret | Trade | LSP | LSP022 | Community Solar Garden | Solar*Rewards Community | Trade Secret | 2015
20263-228838-01 | Xcel Energy | 85 | 13781 | IOU | SRC040631 | 950 | Solar |  |  | Withdrawn | Trade Secret | Trade |  |  | Community Solar Garden | Solar*Rewards Community | Trade Secret | 2015
20263-228838-01 | Xcel Energy | 85 | 13781 | IOU | SRC038607 | 1000 | Solar |  |  | Withdrawn | Trade Secret | Trade | CTF | CTF021 | Community Solar Garden | Solar*Rewards Community | Trade Secret | 2014
20263-228838-01 |  |  |  |  | 04970911 |  | Solar |  |  | Active Application | Trade Secret | Trade |  |  | Residential | Solar*Rewards |  | 2022
20263-228838-01 |  |  |  |  | 06224371 |  | Solar |  |  | Active Application | Trade Secret | Trade |  |  | Residential | Solar*Rewards |  | 2025
20263-228838-01 | Xcel Energy | 85 | 13781 | IOU | SRC038421 | 1000 | Solar |  |  | Withdrawn | Trade Secret | Trade | NOF | NOF071 | Community Solar Garden | Solar*Rewards Community | Trade Secret | 2014
20263-228838-01 | Xcel Energy | 85 | 13781 | IOU | SRC042661 | 1000 | Solar |  |  | Withdrawn | Trade Secret | Trade | ALB | ALB022 | Community Solar Garden | Solar*Rewards Community | Trade Secret | 2015
20263-228838-01 | Xcel Energy | 85 | 13781 | IOU | 06086306 | 7 | Solar |  |  | Withdrawn | Trade Secret | Trade |  |  | Residential | Solar*Rewards | Trade Secret | 2025
20263-228838-01 | Xcel Energy | 85 | 13781 | IOU | SRC049579 | 1000 | Solar |  |  | Withdrawn | Trade Secret | Trade | WTN | WTN061 | Community Solar Garden | Solar*Rewards Community | Trade Secret | 2016
20263-228838-01 | Xcel Energy | 85 | 13781 | IOU | SRC039235 | 1000 | Solar |  |  | Withdrawn | Trade Secret | Trade | RCH | RCH061 | Community Solar Garden | Solar*Rewards Community | Trade Secret | 2015
20263-228838-01 | Xcel Energy | 85 | 13781 | IOU | 03127605 | 250 | Solar |  |  | Interconnected | Cottage Grove | Trade | CHE | CHE063 | Community Solar Garden | Solar*Rewards Community | Trade Secret | 2016 | 2018
20263-228838-01 | Xcel Energy | 85 | 13781 | IOU | 03127572 | 1000 | Solar |  |  | Interconnected | Saint Joseph | Trade | AVN | AVN021 | Community Solar Garden | Solar*Rewards Community | Trade Secret | 2014 | 2017
20263-228838-01 | Xcel Energy | 85 | 13781 | IOU | 05597353 | 1000 | Solar |  |  | Withdrawn | Trade Secret | Trade | SMT | SMT072 | Community Solar Garden | Solar*Rewards Community | Trade Secret | 2023
20263-228838-01 | Xcel Energy | 85 | 13781 | IOU | 05579177 | 1000 | Solar |  |  | Active Application | Trade Secret | Trade |  |  | Community Solar Garden | Solar*Rewards Community | Trade Secret | 2023
20263-228838-01 |  |  |  |  | 03739248 |  | Solar |  |  | Active Application | Trade Secret | Trade |  |  | Residential | Solar*Rewards |  | 2020
20263-228838-01 |  |  |  |  | 04507936 |  |  |  |  | Active Application | Trade Secret | Trade |  |  | Residential |  |  | 2021
20263-228838-01 |  |  |  |  | 05993104 |  | Solar |  |  | Withdrawn | Trade Secret | Trade |  |  | Residential | Solar*Rewards |  | 2024
20263-228838-01 | Xcel Energy | 85 | 13781 | IOU | 03124759 | 1000 | Solar |  |  | Interconnected | Corcoran | Trade | GFD | GFD021 | Community Solar Garden | Solar*Rewards Community | Trade Secret | 2015 | 2017
20263-228838-01 | Xcel Energy | 85 | 13781 | IOU | SRC042140 | 1000 | Solar |  |  | Withdrawn | Trade Secret | Trade | LAF | LAF001 | Community Solar Garden | Solar*Rewards Community | Trade Secret | 2015
20263-228838-01 | Xcel Energy | 85 | 13781 | IOU | SRC038409 | 984 | Solar |  |  | Withdrawn | Trade Secret | Trade | RMT | RMT312 | Community Solar Garden | Solar*Rewards Community | Trade Secret | 2014
20263-228838-01 | Xcel Energy | 85 | 13781 | IOU | SRC049073 | 1000 | Solar |  |  | Withdrawn | Trade Secret | Trade |  |  | Community Solar Garden | Solar*Rewards Community | Trade Secret | 2016
20263-228838-01 | Xcel Energy | 85 | 13781 | IOU | SRC042702 | 950 | Solar |  |  | Withdrawn | Trade Secret | Trade | REW | REW021 | Community Solar Garden | Solar*Rewards Community | Trade Secret | 2015
20263-228838-01 | Xcel Energy | 85 | 13781 | IOU | 03127632 | 1000 | Solar |  |  | Interconnected | Saint Joseph | Trade | AVN | AVN021 | Community Solar Garden | Solar*Rewards Community | Trade Secret | 2014 | 2017
20263-228838-01 | Xcel Energy | 85 | 13781 | IOU | SRC038318 | 950 | Solar |  |  | Withdrawn | Trade Secret | Trade | PIL | PIL021 | Community Solar Garden | Solar*Rewards Community | Trade Secret | 2014
20263-228838-01 | Xcel Energy | 85 | 13781 | IOU | SRC069878 | 1000 | Solar |  |  | Withdrawn | Trade Secret | Trade | CTF | CTF021 | Community Solar Garden | Solar*Rewards Community | Trade Secret | 2018
20263-228838-01 | Xcel Energy | 85 | 13781 | IOU | SRC039443 | 1000 | Solar |  |  | Withdrawn | Trade Secret | Trade | RMT | RMT311 | Community Solar Garden | Solar*Rewards Community | Trade Secret | 2015
20263-228838-01 |  |  |  |  | 05400838 |  | Solar |  |  | Withdrawn | Trade Secret | Trade |  |  | Community Solar Garden | Solar*Rewards Community |  | 2023
20263-228838-01 | Xcel Energy | 85 | 13781 | IOU | SRC042500 | 1000 | Solar |  |  | Withdrawn | Trade Secret | Trade | BEK | BEK311 | Community Solar Garden | Solar*Rewards Community | Trade Secret | 2015
20263-228838-01 | Xcel Energy | 85 | 13781 | IOU | SRC038781 | 1000 | Solar |  |  | Withdrawn | Trade Secret | Trade |  |  | Community Solar Garden | Solar*Rewards Community | Trade Secret | 2014
20263-228838-01 | Xcel Energy | 85 | 13781 | IOU | SRC039055 | 36 | Solar |  |  | Withdrawn | Trade Secret | Trade |  |  | Community Solar Garden | Solar*Rewards Community | Trade Secret | 2015
20263-228838-01 | Xcel Energy | 85 | 13781 | IOU | SRC038723 | 1000 | Solar |  |  | Withdrawn | Trade Secret | Trade | LNS | LNS033 | Community Solar Garden | Solar*Rewards Community | Trade Secret | 2014
20263-228838-01 | Xcel Energy | 85 | 13781 | IOU | 03127673 | 1000 | Solar |  |  | Interconnected | Montrose | Trade | MTR | MTR021 | Community Solar Garden | Solar*Rewards Community | Trade Secret | 2014 | 2017
20263-228838-01 | Xcel Energy | 85 | 13781 | IOU | 03126914 | 1000 | Solar |  |  | Interconnected | Hugo | Trade | HUG | HUG321 | Community Solar Garden | Solar*Rewards Community | Trade Secret | 2016 | 2021
20263-228838-01 | Xcel Energy | 85 | 13781 | IOU | SRO29731 | 5 | Solar |  |  | Withdrawn | Trade Secret | Trade |  |  |  | Solar*Rewards | Trade Secret | 2013
20263-228838-01 |  |  |  |  | 06288034 |  | Solar |  |  | Active Application | Trade Secret | Trade |  |  | Residential |  |  | 2025
20263-228838-01 |  |  |  |  | 03824824 |  | Solar |  |  | Active Application | Trade Secret | Trade |  |  | Residential | Solar*Rewards |  | 2020
20263-228838-01 | Xcel Energy | 85 | 13781 | IOU | 05428540 | 1000 | Solar |  |  | Active Application | Trade Secret | Trade | WEF | WEF071 | Community Solar Garden | Solar*Rewards Community | Trade Secret | 2023
20263-228838-01 |  |  |  |  | 04495103 |  | Solar |  |  | Active Application | Trade Secret | Trade |  |  | Community Solar Garden | Solar*Rewards Community |  | 2021
20263-228838-01 | Xcel Energy | 85 | 13781 | IOU | 03129624 | 33.3 | Solar |  |  | Withdrawn | Trade Secret | Trade | WSG | WSG361 | Residential | Solar*Rewards | Trade Secret | 2018
20263-228838-01 | Xcel Energy | 85 | 13781 | IOU | SRC040597 | 950 | Solar |  |  | Withdrawn | Trade Secret | Trade | SMT | SMT082 | Community Solar Garden | Solar*Rewards Community | Trade Secret | 2015
20263-228838-01 | Xcel Energy | 85 | 13781 | IOU | SRC041323 | 1000 | Solar |  |  | Withdrawn | Trade Secret | Trade | WCS | WCS061 | Community Solar Garden | Solar*Rewards Community | Trade Secret | 2015
20263-228838-01 | Xcel Energy | 85 | 13781 | IOU | 03127439 | 1000 | Solar |  |  | Interconnected | Lester Prairie | Trade | LSP | LSP021 | Community Solar Garden | Solar*Rewards Community | Trade Secret | 2018 | 2020
20263-228838-01 | Xcel Energy | 85 | 13781 | IOU | 03127324 | 1000 | Solar |  |  | Interconnected | Farmington | Trade | RMT | RMT321 | Community Solar Garden | Solar*Rewards Community | Trade Secret | 2017 | 2019
20263-228838-01 | Xcel Energy | 85 | 13781 | IOU | SRO29822 | 0.23 | Solar |  |  | Withdrawn | Trade Secret | Trade |  |  |  | Solar*Rewards | Trade Secret | 2013
20263-228838-01 | Xcel Energy | 85 | 13781 | IOU | 03340771 | 0.24 | Solar |  |  | Active Application | Trade Secret | Trade | CGR | CGR072 | Residential | Solar*Rewards | Trade Secret | 2019
20263-228838-01 | Xcel Energy | 85 | 13781 | IOU | 03264073 | 5.76 | Solar |  |  | Active Application | Trade Secret | Trade | MND | MND071 | Residential | Solar*Rewards | Trade Secret | 2019
20263-228838-01 |  |  |  |  | 04850387 |  | Solar |  |  | Active Application | Trade Secret | Trade |  |  | Residential | Solar*Rewards |  | 2022
20263-228838-01 |  |  |  |  | 05520974 |  |  |  |  | Active Application | Trade Secret | Trade |  |  | Residential |  |  | 2023
20263-228838-01 | Xcel Energy | 85 | 13781 | IOU | 03128243 | 1000 | Solar |  |  | Interconnected | Paynesville | Trade | PAT | PAT313 | Community Solar Garden | Solar*Rewards Community | Trade Secret | 2019 | 2020
20263-228838-01 |  |  |  |  | SRO14671 |  | Solar |  |  | Withdrawn | Trade Secret | Trade |  |  |  | Solar*Rewards |  | 2010
20263-228838-01 |  |  |  |  | 04406756 |  | Solar |  |  | Active Application | Trade Secret | Trade |  |  | Residential | Solar*Rewards |  | 2021
20263-228838-01 | Xcel Energy | 85 | 13781 | IOU | SRC042506 | 1000 | Solar |  |  | Withdrawn | Trade Secret | Trade | LCR | LCR311 | Community Solar Garden | Solar*Rewards Community | Trade Secret | 2015
20263-228838-01 |  |  |  |  | 05249066 |  | Solar |  |  | Active Application | Trade Secret | Trade |  |  | Residential | Solar*Rewards |  | 2022
20263-228838-01 | Xcel Energy | 85 | 13781 | IOU | SRC065958 | 1000 | Solar |  |  | Withdrawn | Trade Secret | Trade | BEL | BEL061 | Community Solar Garden | Solar*Rewards Community | Trade Secret | 2018
20263-228838-01 | Xcel Energy | 85 | 13781 | IOU | 03128082 | 1000 | Solar |  |  | Interconnected | Saint Cloud | Trade | GRC | GRC311 | Community Solar Garden | Solar*Rewards Community | Trade Secret | 2015 | 2018
20263-228838-01 | Xcel Energy | 85 | 13781 | IOU | 03128404 | 840 | Solar |  |  | Interconnected | Minnesota Lake | Trade | MNL | MNL001 | Community Solar Garden | Solar*Rewards Community | Trade Secret | 2015 | 2018
20263-228838-01 | Xcel Energy | 85 | 13781 | IOU | 03128227 | 1000 | Solar |  |  | Interconnected | Nicollet | Trade | SWN | SWN022 | Community Solar Garden | Solar*Rewards Community | Trade Secret | 2017 | 2020
20263-228838-01 | Xcel Energy | 85 | 13781 | IOU | SRC065955 | 200 | Solar |  |  | Withdrawn | Trade Secret | Trade |  |  | Community Solar Garden | Solar*Rewards Community | Trade Secret | 2018
20263-228838-01 | Xcel Energy | 85 | 13781 | IOU | SRC040460 | 1000 | Solar |  |  | Withdrawn | Trade Secret | Trade | CGR | CGR063 | Community Solar Garden | Solar*Rewards Community | Trade Secret | 2015
20263-228838-01 | Xcel Energy | 85 | 13781 | IOU | 05440281 | 999 | Solar |  |  | Withdrawn | Trade Secret | Trade | YLM | YLM212 | Community Solar Garden | Solar*Rewards Community | Trade Secret | 2023
20263-228838-01 | Xcel Energy | 85 | 13781 | IOU | SRC038707 | 1000 | Solar |  |  | Withdrawn | Trade Secret | Trade | CSR | CSR001 | Community Solar Garden | Solar*Rewards Community | Trade Secret | 2014
20263-228838-01 | Xcel Energy | 85 | 13781 | IOU | SRC042158 | 1000 | Solar |  |  | Withdrawn | Trade Secret | Trade | BEK | BEK311 | Community Solar Garden | Solar*Rewards Community | Trade Secret | 2015
20263-228838-01 | Xcel Energy | 85 | 13781 | IOU | SRC038509 | 1000 | Solar |  |  | Withdrawn | Trade Secret | Trade | WAV | WAV021 | Community Solar Garden | Solar*Rewards Community | Trade Secret | 2014
20263-228838-01 | Xcel Energy | 85 | 13781 | IOU | 03125968 | 1000 | Solar |  |  | Interconnected | Lake Lillian | Trade | LIL | LIL021 | Community Solar Garden | Solar*Rewards Community | Trade Secret | 2015 | 2017
20263-228838-01 | Xcel Energy | 85 | 13781 | IOU | OID2806094 | 1000 | Other |  |  | Interconnected | Trade Secret | Trade |  |  | Commercial |  | Trade Secret | 2005 | 2005
20263-228838-01 |  |  |  |  | OID2806502 |  | Wind |  |  | Withdrawn | Trade Secret | Trade | [5 empty] | 2011
20263-228838-01 |  |  |  |  | 03129780 |  | Natural Gas |  |  | Withdrawn | Trade Secret | Trade | EDA | EDA068 | Residential |  |  | 2015
20263-228838-01 |  |  |  |  | 04917828 |  | Solar |  |  | Active Application | Trade Secret | Trade |  |  | Residential | Solar*Rewards |  | 2022
20263-228838-01 | Xcel Energy | 85 | 13781 | IOU | SRC064982 | 1000 | Solar |  |  | Withdrawn | Trade Secret | Trade | AVR | AVR081 | Community Solar Garden | Solar*Rewards Community | Trade Secret | 2018
20263-228838-01 | Xcel Energy | 85 | 13781 | IOU | 03127753 | 990 | Solar |  |  | Interconnected | Sartell | Trade | MHW | MHW312 | Community Solar Garden | Solar*Rewards Community | Trade Secret | 2015 | 2018
20263-228838-01 |  |  |  |  | SRO29496 |  | Solar |  |  | Withdrawn | Trade Secret | Trade |  |  |  | Other |  | 2013
20263-228838-01 |  |  |  |  | 04756469 |  |  |  |  | Active Application | Trade Secret | Trade |  |  | Residential |  |  | 2021
20263-228838-01 | Xcel Energy | 85 | 13781 | IOU | 03126924 | 1000 | Solar |  |  | Interconnected | La Crescent | Trade | LAC | LAC062 | Community Solar Garden | Solar*Rewards Community | Trade Secret | 2016 | 2020
20263-228838-01 |  |  |  |  | 03129919 |  |  |  |  | Withdrawn | Trade Secret | Trade | VES | VES021 | Residential | Other |  | 2019
20263-228838-01 |  |  |  |  | 05784362 |  | Solar |  |  | Active Application | Trade Secret | Trade |  |  | Residential | Solar*Rewards |  | 2024
20263-228838-01 | Xcel Energy | 85 | 13781 | IOU | SRC042251 | 1000 | Solar |  |  | Withdrawn | Trade Secret | Trade | WAV | WAV021 | Community Solar Garden | Solar*Rewards Community | Trade Secret | 2015
20263-228838-01 | Xcel Energy | 85 | 13781 | IOU | 03121376 | 1000 | Solar |  |  | Interconnected | Waseca | Trade | WAS | WAS092 | Community Solar Garden | Solar*Rewards Community | Trade Secret | 2015 | 2018
20263-228838-01 | Xcel Energy | 85 | 13781 | IOU | 06209675 | 12.215 | Solar |  |  | Withdrawn | Trade Secret | Trade | RVA | RVA061 | Residential |  | Trade Secret | 2025
20263-228838-01 | Xcel Energy | 85 | 13781 | IOU | 06264298 | 7.6 | Solar |  |  | Active Application | Trade Secret | Trade | RMT | RMT321 | Residential |  | Trade Secret | 2025
20263-228838-01 | Xcel Energy | 85 | 13781 | IOU | 05589775 | 3.84 | Solar |  |  | Withdrawn | Trade Secret | Trade | FSL | FSL311 | Residential |  | Trade Secret | 2023
20263-228838-01 | Xcel Energy | 85 | 13781 | IOU | 05973263 | 4.592 | Solar |  |  | Interconnected | Trade Secret | Trade | ECK | ECK322 | Residential | Solar*Rewards | Trade Secret | 2024 | 2024
20263-228838-01 | Xcel Energy | 85 | 13781 | IOU | 05514779 | 4.48 | Solar |  |  | Interconnected | Trade Secret | Trade | ALK | ALK067 | Residential | Solar*Rewards | Trade Secret | 2023 | 2024
20263-228838-01 | Xcel Energy | 85 | 13781 | IOU | 05711849 | 16.065 | Solar |  |  | Interconnected | Trade Secret | Trade | RLK | RLK071 | Residential | Solar*Rewards | Trade Secret | 2024 | 2024
20263-228838-01 | Xcel Energy | 85 | 13781 | IOU | 04142579 | 4.95 | Solar |  |  | Interconnected | Trade Secret | Trade | RMT | RMT321 | Residential | Solar*Rewards | Trade Secret | 2020 | 2020
20263-228838-01 | Xcel Energy | 85 | 13781 | IOU | 06209473 | 8.448 | Solar |  |  | Interconnected | Trade Secret | Trade | LEX | LEX332 | Residential |  | Trade Secret | 2025 | 2025
20263-228838-01 | Xcel Energy | 85 | 13781 | IOU | 05517200 | 3.16 | Solar |  |  | Interconnected | Trade Secret | Trade | WCR | WCR322 | Residential | Solar*Rewards | Trade Secret | 2023 | 2023
20263-228838-01 | Xcel Energy | 85 | 13781 | IOU | 04508470 | 15.232 | Solar |  |  | Interconnected | Trade Secret | Trade | MTR | MTR021 | Residential |  | Trade Secret | 2021 | 2022
20263-228838-01 | Xcel Energy | 85 | 13781 | IOU | 04501604 | 15.232 | Solar |  |  | Active Application | Trade Secret | Trade | MTR | MTR021 | Residential | Solar*Rewards | Trade Secret | 2021
20263-228838-01 | Xcel Energy | 85 | 13781 | IOU | OID3368904 | 9.94 | Solar |  |  | Withdrawn | Trade Secret | Trade | ALK | ALK067 | Residential | Solar*Rewards | Trade Secret | 2018
20263-228838-01 | Xcel Energy | 85 | 13781 | IOU | 04476991 | 160 | Solar |  |  | Interconnected | Trade Secret | Trade | COK | COK061 | Commercial |  | Trade Secret | 2021 | 2025
20263-228838-01 | Xcel Energy | 85 | 13781 | IOU | 05446643 | 6.631 | Solar |  |  | Interconnected | Trade Secret | Trade | RPO | RPO311 | Residential | Solar*Rewards | Trade Secret | 2023 | 2023
20263-228838-01 | Xcel Energy | 85 | 13781 | IOU | 04957627 | 6.96 | Solar |  |  | Interconnected | Trade Secret | Trade | LEX | LEX332 | Residential | Solar*Rewards | Trade Secret | 2022 | 2022
20263-228838-01 | Xcel Energy | 85 | 13781 | IOU | 04961891 | 5.22 | Solar |  |  | Interconnected | Trade Secret | Trade | RPO | RPO311 | Residential | Solar*Rewards | Trade Secret | 2022 | 2022
20263-228838-01 | Xcel Energy | 85 | 13781 | IOU | 05848518 | 7.68 | Storage |  |  | Interconnected | Trade Secret | Trade | PKL | PKL072 | Residential |  | Trade Secret | 2024 | 2024
20263-228838-01 | Xcel Energy | 85 | 13781 | IOU | 05553623 | 14.175 | Solar |  |  | Interconnected | Trade Secret | Trade | PKL | PKL072 | Residential | Solar*Rewards | Trade Secret | 2023 | 2023
20263-228838-01 | Xcel Energy | 85 | 13781 | IOU | 04814015 | 6.576 | Solar |  |  | Interconnected | Trade Secret | Trade | CGR | CGR072 | Residential | Solar*Rewards | Trade Secret | 2022 | 2022
20263-228838-01 | Xcel Energy | 85 | 13781 | IOU | 05595383 | 8.505 | Solar |  |  | Active Application | Trade Secret | Trade | CGR | CGR063 | Residential |  | Trade Secret | 2023
20263-228838-01 |  |  |  |  | OID3815976 |  | Solar |  |  | Withdrawn | Trade Secret | Trade | EBL | EBL072 | Commercial |  |  | 2019
20263-228838-01 |  |  |  |  | OID3757654 |  | Solar |  |  | Withdrawn | Trade Secret | Trade | EBL | EBL072 | Commercial | Solar*Rewards |  | 2019
20263-228838-01 |  |  |  |  | OID3818137 |  | Solar |  |  | Withdrawn | Trade Secret | Trade | EBL | EBL072 | Commercial |  |  | 2019
20263-228838-01 |  |  |  |  | OID3821601 |  | Solar |  |  | Withdrawn | Trade Secret | Trade | EBL | EBL072 | Commercial |  |  | 2019
20263-228838-01 |  |  |  |  | OID3820147 |  | Solar |  |  | Withdrawn | Trade Secret | Trade | EBL | EBL072 | Commercial |  |  | 2019
20263-228838-01 | Xcel Energy | 85 | 13781 | IOU | 05476081 | 98.2 | Solar |  |  | Interconnected | Trade Secret | Trade | EBL | EBL072 | Commercial |  | Trade Secret | 2023 | 2023
20263-228838-01 | Xcel Energy | 85 | 13781 | IOU | OID3834342 | 106.598 | Solar |  |  | Withdrawn | Trade Secret | Trade | EBL | EBL072 | Commercial |  | Trade Secret | 2019
20263-228838-01 | Xcel Energy | 85 | 13781 | IOU | OID3821966 | 106.598 | Solar |  |  | Withdrawn | Trade Secret | Trade | EBL | EBL072 | Commercial |  | Trade Secret | 2019
20263-228838-01 | Xcel Energy | 85 | 13781 | IOU | OID3981010 | 59.98 | Solar |  |  | Withdrawn | Trade Secret | Trade | AHI | AHI022 | Commercial |  | Trade Secret | 2019
20263-228838-01 | Xcel Energy | 85 | 13781 | IOU | 03528429 | 60 | Solar |  |  | Interconnected | Trade Secret | Trade | AHI | AHI022 | Commercial |  | Trade Secret | 2020 | 2020
20263-228838-01 | Xcel Energy | 85 | 13781 | IOU | 03591839 | 100 | Solar |  |  | Interconnected | Trade Secret | Trade | MEL | MEL088 | Commercial |  | Trade Secret | 2020 | 2020
20263-228838-01 | Xcel Energy | 85 | 13781 | IOU | 04686643 | 6.028 | Solar |  |  | Interconnected | Trade Secret | Trade | VMR | VMR061 | Residential |  | Trade Secret | 2021 | 2022
20263-228838-01 | Xcel Energy | 85 | 13781 | IOU | OID3929255 | 66.6 | Solar |  |  | Withdrawn | Trade Secret | Trade | STO | STO002 | Commercial |  | Trade Secret | 2019
20263-228838-01 | Xcel Energy | 85 | 13781 | IOU | 03305877 | 38.02 | Solar |  |  | Interconnected | Trade Secret | Trade | STO | STO002 | Commercial | Solar*Rewards | Trade Secret | 2019 | 2021
20263-228838-01 | Xcel Energy | 85 | 13781 | IOU | 06199020 | 10.248 | Solar |  |  | Interconnected | Trade Secret | Trade | CGR | CGR071 | Residential | Solar*Rewards | Trade Secret | 2025 | 2025
20263-228838-01 | Xcel Energy | 85 | 13781 | IOU | 04442104 | 5.8 | Solar |  |  | Interconnected | Trade Secret | Trade | SAV | SAV071 | Residential | Solar*Rewards | Trade Secret | 2021 | 2021
20263-228838-01 | Xcel Energy | 85 | 13781 | IOU | 05417744 | 39.75 | Solar |  |  | Interconnected | Trade Secret | Trade | FSL | FSL312 | Commercial |  | Trade Secret | 2023 | 2023
20263-228838-01 | Xcel Energy | 85 | 13781 | IOU | 04991116 | 3.3 | Solar |  |  | Interconnected | Trade Secret | Trade | ECK | ECK322 | Residential |  | Trade Secret | 2022 | 2023
20263-228838-01 | Xcel Energy | 85 | 13781 | IOU | 05771386 | 7.678 | Solar |  |  | Interconnected | Trade Secret | Trade | WDY | WDY312 | Residential | Solar*Rewards | Trade Secret | 2024 | 2024
20263-228838-01 | Xcel Energy | 85 | 13781 | IOU | 04046839 | 29.02 | Solar |  |  | Interconnected | Trade Secret | Trade | TER | TER083 | Commercial | Solar*Rewards | Trade Secret | 2020 | 2021
20263-228838-01 | Xcel Energy | 85 | 13781 | IOU | 04489420 | 7.672 | Solar |  |  | Interconnected | Trade Secret | Trade | PBE | PBE061 | Residential |  | Trade Secret | 2021 | 2022
20263-228838-01 | Xcel Energy | 85 | 13781 | IOU | 05234042 | 3.48 | Solar |  |  | Withdrawn | Trade Secret | Trade | NOF | NOF061 | Residential |  | Trade Secret | 2023
20263-228838-01 | Xcel Energy | 85 | 13781 | IOU | 05822969 | 4.555 | Solar |  |  | Interconnected | Trade Secret | Trade | TWL | TWL089 | Residential | Solar*Rewards | Trade Secret | 2024 | 2024
20263-228838-01 | Xcel Energy | 85 | 13781 | IOU | 06224982 | 11.393 | Solar |  |  | Active Application | Trade Secret | Trade | VMR | VMR062 | Residential |  | Trade Secret | 2025
20263-228838-01 | Xcel Energy | 85 | 13781 | IOU | 06062998 | 11.904 | Solar |  |  | Interconnected | Trade Secret | Trade | EDA | EDA067 | Residential | Solar*Rewards | Trade Secret | 2025 | 2025
20263-228838-01 | Xcel Energy | 85 | 13781 | IOU | 04845473 | 7.25 | Solar |  |  | Interconnected | Trade Secret | Trade | HUG | HUG311 | Residential | Solar*Rewards | Trade Secret | 2022 | 2022
20263-228838-01 | Xcel Energy | 85 | 13781 | IOU | 05961956 | 3.839 | Solar |  |  | Interconnected | Trade Secret | Trade | ECK | ECK322 | Residential | Solar*Rewards | Trade Secret | 2024 | 2025
20263-228838-01 | Xcel Energy | 85 | 13781 | IOU | 04637779 | 9.423 | Solar |  |  | Interconnected | Trade Secret | Trade | MPK | MPK064 | Residential |  | Trade Secret | 2021 | 2022
20263-228838-01 | Xcel Energy | 85 | 13781 | IOU | 06168228 | 3.796 | Solar |  |  | Interconnected | Trade Secret | Trade | ALD | ALD085 | Residential | Solar*Rewards | Trade Secret | 2025 | 2025
20263-228838-01 | Xcel Energy | 85 | 13781 | IOU | 06204314 | 10.261 | Solar |  |  | Interconnected | Trade Secret | Trade | ECK | ECK322 | Residential | Solar*Rewards | Trade Secret | 2025 | 2025
20263-228838-01 | Xcel Energy | 85 | 13781 | IOU | 05771476 | 10.628 | Solar |  |  | Interconnected | Trade Secret | Trade | SOU | SOU060 | Residential | Solar*Rewards | Trade Secret | 2024 | 2024
20263-228838-01 | Xcel Energy | 85 | 13781 | IOU | 05132903 | 8.376 | Solar |  |  | Interconnected | Trade Secret | Trade | RPO | RPO311 | Residential |  | Trade Secret | 2022 | 2022
20263-228838-01 | Xcel Energy | 85 | 13781 | IOU | 05949366 | 8.73 | Solar |  |  | Interconnected | Trade Secret | Trade | HUG | HUG311 | Residential | Solar*Rewards | Trade Secret | 2024 | 2024
20263-228838-01 | Xcel Energy | 85 | 13781 | IOU | 05279483 | 5.51 | Solar |  |  | Interconnected | Trade Secret | Trade | HSN | HSN322 | Residential |  | Trade Secret | 2022 | 2023
20263-228838-01 | Xcel Energy | 85 | 13781 | IOU | 04793492 | 34.6 | Solar |  |  | Interconnected | Trade Secret | Trade | MPK | MPK065 | Commercial | Solar*Rewards | Trade Secret | 2022 | 2023
20263-228838-01 | Xcel Energy | 85 | 13781 | IOU | 06167933 | 7.216 | Solar |  |  | Interconnected | Trade Secret | Trade | DHL | DHL061 | Residential | Solar*Rewards | Trade Secret | 2025 | 2025
20263-228838-01 | Xcel Energy | 85 | 13781 | IOU | 05566995 | 4.35 | Solar |  |  | Interconnected | Trade Secret | Trade | RPO | RPO311 | Residential |  | Trade Secret | 2023 | 2023
20263-228838-01 | Xcel Energy | 85 | 13781 | IOU | 05289142 | 10.15 | Solar |  |  | Interconnected | Trade Secret | Trade | RPO | RPO311 | Residential |  | Trade Secret | 2022 | 2023
20263-228838-01 | Xcel Energy | 85 | 13781 | IOU | 05471623 | 4.35 | Solar |  |  | Interconnected | Trade Secret | Trade | CGR | CGR072 | Residential |  | Trade Secret | 2023 | 2023
20263-228838-01 | Xcel Energy | 85 | 13781 | IOU | 05282878 | 9 | Solar |  |  | Interconnected | Trade Secret | Trade | SLP | SLP096 | Commercial | Solar*Rewards | Trade Secret | 2022 | 2023
20263-228838-01 | Xcel Energy | 85 | 13781 | IOU | 06030768 | 7.591 | Solar |  |  | Active Application | Trade Secret | Trade | WIL | WIL063 | Residential | Solar*Rewards | Trade Secret | 2024
20263-228838-01 | Xcel Energy | 85 | 13781 | IOU | 04112391 | 1000 | Solar |  |  | Interconnected | Afton | Trade | AFT | AFT322 | Community Solar Garden | Solar*Rewards Community | Trade Secret | 2021 | 2024
20263-228838-01 | Xcel Energy | 85 | 13781 | IOU | 05943107 | 3.9 | Solar |  |  | Active Application | Trade Secret | Trade | CGR | CGR071 | Residential |  | Trade Secret | 2024
20263-228838-01 | Xcel Energy | 85 | 13781 | IOU | 06116798 | 39.75 | Solar |  |  | Interconnected | Trade Secret | Trade | CRL | CRL027 | Commercial |  | Trade Secret | 2025 | 2025
20263-228838-01 | Xcel Energy | 85 | 13781 | IOU | 06075738 | 39.75 |  |  |  | Active Application | Trade Secret | Trade | CRL | CRL027 | Commercial |  | Trade Secret | 2025
20263-228838-01 | Xcel Energy | 85 | 13781 | IOU | 06222453 | 7.6 | Solar |  |  | Active Application | Trade Secret | Trade | ESW | ESW081 | Residential |  | Trade Secret | 2025
20263-228838-01 | Xcel Energy | 85 | 13781 | IOU | 06123480 | 10.819 | Solar |  |  | Interconnected | Trade Secret | Trade | OPK | OPK077 | Residential |  | Trade Secret | 2025 | 2025
20263-228838-01 | Xcel Energy | 85 | 13781 | IOU | 05961547 | 7.591 | Solar |  |  | Interconnected | Trade Secret | Trade | HSN | HSN322 | Residential |  | Trade Secret | 2024 | 2024
20263-228838-01 | Xcel Energy | 85 | 13781 | IOU | 06043720 | 6.073 | Solar |  |  | Interconnected | Trade Secret | Trade | CHE | CHE065 | Residential |  | Trade Secret | 2024 | 2025
20263-228838-01 | Xcel Energy | 85 | 13781 | IOU | 05850231 | 39.999 | Solar |  |  | Interconnected | Trade Secret | Trade | HWW | HWW073 | Commercial | Solar*Rewards | Trade Secret | 2024 | 2025
20263-228838-01 | Xcel Energy | 85 | 13781 | IOU | 05442308 | 11.393 | Solar |  |  | Interconnected | Trade Secret | Trade | HUG | HUG321 | Residential | Solar*Rewards | Trade Secret | 2023 | 2024
20263-228838-01 | Xcel Energy | 85 | 13781 | IOU | 05857447 | 3.25 | Solar |  |  | Interconnected | Trade Secret | Trade | RMT | RMT321 | Residential |  | Trade Secret | 2024 | 2024
20263-228838-01 | Xcel Energy | 85 | 13781 | IOU | 05801301 | 2.323 | Solar |  |  | Interconnected | Trade Secret | Trade | HSN | HSN322 | Residential |  | Trade Secret | 2024 | 2024
20263-228838-01 | Xcel Energy | 85 | 13781 | IOU | 05788895 | 17.61 | Solar |  |  | Interconnected | Trade Secret | Trade | WSG | WSG076 | Residential | Solar*Rewards | Trade Secret | 2024 | 2024
20263-228838-01 | Xcel Energy | 85 | 13781 | IOU | 06323000 | 39.999 | Solar |  |  | Active Application | Trade Secret | Trade | ALD | ALD082 | Commercial | Solar*Rewards | Trade Secret | 2026
20263-228838-01 | Xcel Energy | 85 | 13781 | IOU | 04060284 | 1000 | Solar |  |  | Active Application | Trade Secret | Trade | CLC | CLC221 | Community Solar Garden | Solar*Rewards Community | Trade Secret | 2023
20263-228838-01 | Xcel Energy | 85 | 13781 | IOU | 06233717 | 9.1 | Solar |  |  | Interconnected | Trade Secret | Trade | HYL | HYL075 | Residential |  | Trade Secret | 2025 | 2026
20263-228838-01 | Xcel Energy | 85 | 13781 | IOU | 05951411 | 5.76 | Solar |  |  | Interconnected | Trade Secret | Trade | HSN | HSN322 | Residential | Solar*Rewards | Trade Secret | 2024 | 2024
20263-228838-01 | Xcel Energy | 85 | 13781 | IOU | 04438394 | 2.9 | Solar |  |  | Active Application | Trade Secret | Trade | WES | WES073 | Residential | Solar*Rewards | Trade Secret | 2021
20263-228838-01 | Xcel Energy | 85 | 13781 | IOU | 03630080 | 3.49 | Solar |  |  | Interconnected | Trade Secret | Trade | WES | WES073 | Residential | Solar*Rewards | Trade Secret | 2021 | 2021
20263-228838-01 | Xcel Energy | 85 | 13781 | IOU | 05604178 | 5.12 | Solar |  |  | Interconnected | Trade Secret | Trade | FSL | FSL312 | Residential |  | Trade Secret | 2023 | 2024
20263-228838-01 | Xcel Energy | 85 | 13781 | IOU | 06191520 | 39.75 | Solar |  |  | Interconnected | Trade Secret | Trade | RPL | RPL073 | Commercial | Solar*Rewards | Trade Secret | 2025 | 2026
20263-228838-01 | Xcel Energy | 85 | 13781 | IOU | 03134318 | 6 | Solar |  |  | Interconnected | Trade Secret | Trade | YAM | YAM031 | Residential | Made in Minnesota | Trade Secret | 2015 | 2015
20263-228838-01 | Xcel Energy | 85 | 13781 | IOU | OID3902618 | 19.988 | Solar |  |  | Withdrawn | Trade Secret | Trade | SIP | SIP061 | Commercial | Solar*Rewards | Trade Secret | 2019
20263-228838-01 | Xcel Energy | 85 | 13781 | IOU | 06244519 | 7.548 | Solar |  |  | Interconnected | Trade Secret | Trade | RAM | RAM073 | Residential |  | Trade Secret | 2025 | 2026
20263-228838-01 | Xcel Energy | 85 | 13781 | IOU | 03132381 | 15.232 | Solar |  |  | Interconnected | Trade Secret | Trade | WCR | WCR061 | Commercial | Solar*Rewards | Trade Secret | 2018 | 2018
20263-228838-01 | Xcel Energy | 85 | 13781 | IOU | 04882710 | 7.329 | Solar |  |  | Interconnected | Trade Secret | Trade | RAM | RAM064 | Residential | Solar*Rewards | Trade Secret | 2022 | 2022
20263-228838-01 | Xcel Energy | 85 | 13781 | IOU | 04659837 | 19.988 | Solar |  |  | Interconnected | Trade Secret | Trade | GFD | GFD021 | Residential |  | Trade Secret | 2021 | 2022
20263-228838-01 | Xcel Energy | 85 | 13781 | IOU | 03320721 | 4.8 | Solar |  |  | Interconnected | Trade Secret | Trade | BLC | BLC063 | Residential | Solar*Rewards | Trade Secret | 2019 | 2020
20263-228838-01 | Xcel Energy | 85 | 13781 | IOU | 06074659 | 12.16 | Solar |  |  | Active Application | Trade Secret | Trade | OPK | OPK073 | Residential | Solar*Rewards | Trade Secret | 2025
20263-228838-01 | Xcel Energy | 85 | 13781 | IOU | OID2019436 | 2.88 | Solar |  |  | Withdrawn | Trade Secret | Trade | OPK | OPK073 | Residential | Solar*Rewards | Trade Secret | 2014
20263-228838-01 | Xcel Energy | 85 | 13781 | IOU | 04170364 | 3.747 | Solar |  |  | Interconnected | Trade Secret | Trade | DOC | DOC031 | Residential | Solar*Rewards | Trade Secret | 2020 | 2021
20263-228838-01 | Xcel Energy | 85 | 13781 | IOU | OID2968489 | 7.625 | Solar |  |  | Withdrawn | Trade Secret | Trade | TWL | TWL066 | Residential | Made in Minnesota | Trade Secret | 2017
20263-228838-01 | Xcel Energy | 85 | 13781 | IOU | OID2917720 | 9.94 | Solar |  |  | Withdrawn | Trade Secret | Trade | RLK | RLK065 | Residential | Solar*Rewards | Trade Secret | 2017
20263-228838-01 | Xcel Energy | 85 | 13781 | IOU | 03674266 | 11.025 | Solar |  |  | Active Application | Trade Secret | Trade | RLK | RLK065 | Residential | Solar*Rewards | Trade Secret | 2020
20263-228838-01 | Xcel Energy | 85 | 13781 | IOU | 03757486 | 9.28 | Solar |  |  | Interconnected | Trade Secret | Trade | RLK | RLK065 | Residential | Solar*Rewards | Trade Secret | 2020 | 2020
20263-228838-01 | Xcel Energy | 85 | 13781 | IOU | OID2252075 | 20 | Solar |  |  | Withdrawn | Trade Secret | Trade | WAB | WAB031 | Residential | Solar*Rewards | Trade Secret | 2015
20263-228838-01 | Xcel Energy | 85 | 13781 | IOU | 04474116 | 3.747 | Solar |  |  | Active Application | Trade Secret | Trade | PRR | PRR062 | Residential | Solar*Rewards | Trade Secret | 2021
20263-228838-01 | Xcel Energy | 85 | 13781 | IOU | 03134024 | 18 | Solar |  |  | Interconnected | Trade Secret | Trade | LEX | LEX332 | Commercial | Solar*Rewards | Trade Secret | 2014 | 2015
20263-228838-01 | Xcel Energy | 85 | 13781 | IOU | 05986345 | 6.832 | Solar |  |  | Interconnected | Trade Secret | Trade | WCR | WCR322 | Residential |  | Trade Secret | 2024 | 2024
20263-228838-01 | Xcel Energy | 85 | 13781 | IOU | 05274015 | 360 | Solar |  |  | Interconnected | Trade Secret | Trade | SLP | SLP093 | Commercial |  | Trade Secret | 2022 | 2023
20263-228838-01 | Xcel Energy | 85 | 13781 | IOU | 06146661 | 2.277 | Solar |  |  | Interconnected | Trade Secret | Trade | HWW | HWW074 | Residential | Solar*Rewards | Trade Secret | 2025 | 2026
20263-228838-01 | Xcel Energy | 85 | 13781 | IOU | 04840810 | 15.232 | Solar |  |  | Interconnected | Trade Secret | Trade | WES | WES064 | Commercial | Solar*Rewards | Trade Secret | 2022 | 2022
20263-228838-01 | Xcel Energy | 85 | 13781 | IOU | 03132809 | 5.28 | Solar |  |  | Interconnected | Trade Secret | Trade | SHP | SHP072 | Residential | Solar*Rewards | Trade Secret | 2018 | 2019
20263-228838-01 | Xcel Energy | 85 | 13781 | IOU | 05368927 | 6.98 | Solar |  |  | Interconnected | Trade Secret | Trade | RMT | RMT321 | Residential |  | Trade Secret | 2023 | 2023
20263-228838-01 | Xcel Energy | 85 | 13781 | IOU | OID3410112 | 84 | Solar |  |  | Withdrawn | Trade Secret | Trade | ELP | ELP083 | Commercial |  | Trade Secret | 2018
20263-228838-01 | Xcel Energy | 85 | 13781 | IOU | OID3414523 | 646 | Solar |  |  | Withdrawn | Trade Secret | Trade | ELP | ELP083 | Commercial |  | Trade Secret | 2018
20263-228838-01 |  |  |  |  | OID3412313 |  | Solar |  |  | Withdrawn | Trade Secret | Trade | ELP | ELP083 | Commercial |  |  | 2018
20263-228838-01 | Xcel Energy | 85 | 13781 | IOU | 03136013 | 160 | Solar |  |  | Interconnected | Trade Secret | Trade | ELP | ELP083 | Commercial |  | Trade Secret | 2018 | 2018
20263-228838-01 | Xcel Energy | 85 | 13781 | IOU | 06226220 | 7.329 | Solar |  |  | Active Application | Trade Secret | Trade | LAB | LAB311 | Residential |  | Trade Secret | 2025
20263-228838-01 | Xcel Energy | 85 | 13781 | IOU | 03972848 | 9.994 | Solar |  |  | Interconnected | Trade Secret | Trade | MOL | MOL073 | Residential | Solar*Rewards | Trade Secret | 2020 | 2021
20263-228838-01 | Xcel Energy | 85 | 13781 | IOU | 03134056 | 17 | Solar |  |  | Interconnected | Trade Secret | Trade | SMT | SMT091 | Residential | Solar*Rewards | Trade Secret | 2014 | 2014
20263-228838-01 | Xcel Energy | 85 | 13781 | IOU | 05507652 | 4.06 | Solar |  |  | Interconnected | Trade Secret | Trade | CRL | CRL065 | Residential |  | Trade Secret | 2023 | 2023
20263-228838-01 | Xcel Energy | 85 | 13781 | IOU | 04980368 | 3.747 | Solar |  |  | Interconnected | Trade Secret | Trade | ALD | ALD072 | Residential |  | Trade Secret | 2022 | 2023
20263-228838-01 | Xcel Energy | 85 | 13781 | IOU | 03887861 | 4.188 | Solar |  |  | Interconnected | Trade Secret | Trade | RAM | RAM064 | Residential | Solar*Rewards | Trade Secret | 2020 | 2020
20263-228838-01 | Xcel Energy | 85 | 13781 | IOU | 05302705 | 10.88 | Solar |  |  | Interconnected | Trade Secret | Trade | HSN | HSN321 | Residential |  | Trade Secret | 2022 | 2023
20263-228838-01 | Xcel Energy | 85 | 13781 | IOU | 05212056 | 7.68 | Solar |  |  | Interconnected | Trade Secret | Trade | STY | STY072 | Residential |  | Trade Secret | 2022 | 2023
20263-228838-01 | Xcel Energy | 85 | 13781 | IOU | 05852011 | 8.064 | Solar |  |  | Withdrawn | Trade Secret | Trade | WCR | WCR063 | Residential | Solar*Rewards | Trade Secret | 2024
20263-228838-01 | Xcel Energy | 85 | 13781 | IOU | 06261265 | 11.52 | Solar |  |  | Withdrawn | Trade Secret | Trade | CHI | CHI311 | Residential |  | Trade Secret | 2025
20263-228838-01 | Xcel Energy | 85 | 13781 | IOU | 05345943 | 5.8 | Solar |  |  | Interconnected | Trade Secret | Trade | SLP | SLP081 | Residential |  | Trade Secret | 2023 | 2023
20263-228838-01 | Xcel Energy | 85 | 13781 | IOU | OID2100542 | 3.36 | Solar |  |  | Withdrawn | Trade Secret | Trade | CTR | CTR031 | Residential | Solar*Rewards | Trade Secret | 2014
20263-228838-01 | Xcel Energy | 85 | 13781 | IOU | 05987417 | 5.052 | Solar |  |  | Interconnected | Trade Secret | Trade | STY | STY063 | Residential |  | Trade Secret | 2024 | 2025
20263-228838-01 |  |  |  |  | OID3749107 |  | Solar |  |  | Withdrawn | Trade Secret | Trade | DOC | DOC031 | Residential | Solar*Rewards |  | 2019
20263-228838-01 |  |  |  |  | OID2631069 |  | Solar |  |  | Withdrawn | Trade Secret | Trade | DBL | DBL066 | Residential | Solar*Rewards |  | 2016
20263-228838-01 | Xcel Energy | 85 | 13781 | IOU | 05949221 | 5.933 | Solar |  |  | Interconnected | Trade Secret | Trade | DBL | DBL066 | Residential |  | Trade Secret | 2024 | 2025
20263-228838-01 | Xcel Energy | 85 | 13781 | IOU | 05811008 | 5.76 | Solar |  |  | Active Application | Trade Secret | Trade | DBL | DBL066 | Residential | Solar*Rewards | Trade Secret | 2024
20263-228838-01 | Xcel Energy | 85 | 13781 | IOU | 05373305 | 11.168 | Solar |  |  | Interconnected | Trade Secret | Trade | PKL | PKL085 | Residential | Solar*Rewards | Trade Secret | 2023 | 2023
20263-228838-01 | Xcel Energy | 85 | 13781 | IOU | 04332423 | 7.124 | Solar |  |  | Interconnected | Trade Secret | Trade | VMR | VMR062 | Residential | Solar*Rewards | Trade Secret | 2021 | 2021
20263-228838-01 | Xcel Energy | 85 | 13781 | IOU | 04956724 | 9.28 | Solar |  |  | Interconnected | Trade Secret | Trade | HYL | HYL061 | Residential | Solar*Rewards | Trade Secret | 2022 | 2022
20263-228838-01 | Xcel Energy | 85 | 13781 | IOU | 04350924 | 3.48 | Solar |  |  | Interconnected | Trade Secret | Trade | TER | TER061 | Residential | Solar*Rewards | Trade Secret | 2021 | 2021
20263-228838-01 | Xcel Energy | 85 | 13781 | IOU | 05663252 | 14.44 | Solar |  |  | Interconnected | Trade Secret | Trade | WWK | WWK311 | Commercial |  | Trade Secret | 2023 | 2024
20263-228838-01 | Xcel Energy | 85 | 13781 | IOU | 03129674 | 1.16 | Solar |  | X | Interconnected | Trade Secret | Trade | ALD | ALD095 | Residential | Solar*Rewards | Trade Secret | 2019 | 2019
20263-228838-01 | Xcel Energy | 85 | 13781 | IOU | 04451812 | 9.28 | Solar |  |  | Active Application | Trade Secret | Trade | SOU | SOU064 | Residential | Solar*Rewards | Trade Secret | 2021
20263-228838-01 | Xcel Energy | 85 | 13781 | IOU | 06082482 | 11.5 | Storage |  |  | Active Application | Trade Secret | Trade | LCR | LCR311 | Commercial |  | Trade Secret | 2025
20263-228838-01 | Xcel Energy | 85 | 13781 | IOU | 06111103 | 11.5 | Storage |  |  | Active Application | Trade Secret | Trade | LCR | LCR311 | Commercial |  | Trade Secret | 2025
20263-228838-01 | Xcel Energy | 85 | 13781 | IOU | OID2968796 | 9.94 | Solar |  |  | Withdrawn | Trade Secret | Trade | LCR | LCR311 | Commercial | Made in Minnesota | Trade Secret | 2017
20263-228838-01 | Xcel Energy | 85 | 13781 | IOU | 05733249 | 5.85 | Solar |  |  | Interconnected | Trade Secret | Trade | MPK | MPK074 | Residential | Solar*Rewards | Trade Secret | 2024 | 2024
20263-228838-01 | Xcel Energy | 85 | 13781 | IOU | 05357020 | 39.69 | Solar |  | X | Interconnected | Trade Secret | Trade | MND | MND062 | Residential | Solar*Rewards | Trade Secret | 2023 | 2023
20263-228838-01 | Xcel Energy | 85 | 13781 | IOU | 04507841 | 5.054 | Solar |  |  | Active Application | Trade Secret | Trade | DPN | DPN071 | Residential | Solar*Rewards | Trade Secret | 2021
20263-228838-01 | Xcel Energy | 85 | 13781 | IOU | 05785251 | 2.6 | Solar |  |  | Interconnected | Trade Secret | Trade | SOU | SOU087 | Residential | Solar*Rewards | Trade Secret | 2024 | 2025
20263-228838-01 | Xcel Energy | 85 | 13781 | IOU | 05380486 | 3.48 | Solar |  |  | Interconnected | Trade Secret | Trade | SOU | SOU083 | Residential |  | Trade Secret | 2023 | 2023
20263-228838-01 | Xcel Energy | 85 | 13781 | IOU | OID3950656 | 11.39 | Solar |  |  | Interconnected | Trade Secret | Trade | DPN | DPN071 | Residential | Solar*Rewards | Trade Secret | 2019 | 2020
20263-228838-01 | Xcel Energy | 85 | 13781 | IOU | 04978926 | 39.8 | Solar |  |  | Interconnected | Trade Secret | Trade | OAD | OAD075 | Commercial |  | Trade Secret | 2022 | 2023
20263-228838-01 | Xcel Energy | 85 | 13781 | IOU | 04420376 | 19.988 | Solar |  |  | Interconnected | Trade Secret | Trade | ALD | ALD095 | Commercial | Solar*Rewards | Trade Secret | 2021 | 2021
20263-228838-01 | Xcel Energy | 85 | 13781 | IOU | 05724843 | 3.465 | Solar |  |  | Interconnected | Trade Secret | Trade | KOL | KOL074 | Residential | Solar*Rewards | Trade Secret | 2024 | 2024
20263-228838-01 | Xcel Energy | 85 | 13781 | IOU | 03349823 | 6.96 | Solar |  |  | Interconnected | Trade Secret | Trade | RAM | RAM062 | Residential | Solar*Rewards | Trade Secret | 2019 | 2021
20263-228838-01 | Xcel Energy | 85 | 13781 | IOU | OID4017888 | 6 | Solar |  |  | Withdrawn | Trade Secret | Trade | RAM | RAM062 | Residential | Solar*Rewards | Trade Secret | 2019
20263-228838-01 | Xcel Energy | 85 | 13781 | IOU | 06241592 | 9.109 | Solar |  |  | Active Application | Trade Secret | Trade | AVN | AVN021 | Residential |  | Trade Secret | 2025
20263-228838-01 | Xcel Energy | 85 | 13781 | IOU | 06061915 | 5.314 | Solar |  |  | Interconnected | Trade Secret | Trade | MPK | MPK085 | Residential |  | Trade Secret | 2025 | 2025
20263-228838-01 | Xcel Energy | 85 | 13781 | IOU | OID3827709 | 11.39 | Solar |  |  | Withdrawn | Trade Secret | Trade | CHE | CHE075 | Residential | Solar*Rewards | Trade Secret | 2019
20263-228838-01 | Xcel Energy | 85 | 13781 | IOU | OID3835294 | 11.39 | Solar |  |  | Withdrawn | Trade Secret | Trade | CHE | CHE075 | Residential | Solar*Rewards | Trade Secret | 2019
20263-228838-01 | Xcel Energy | 85 | 13781 | IOU | 04239694 | 7.616 | Solar |  |  | Interconnected | Trade Secret | Trade | HYL | HYL061 | Residential | Solar*Rewards | Trade Secret | 2021 | 2021
20263-228838-01 | Xcel Energy | 85 | 13781 | IOU | 03512479 | 3.747 | Solar |  |  | Interconnected | Trade Secret | Trade | SLP | SLP076 | Residential | Solar*Rewards | Trade Secret | 2019 | 2020
20263-228838-01 | Xcel Energy | 85 | 13781 | IOU | SRO29966 | 40 | Solar |  |  | Withdrawn | Trade Secret | Trade | NOF | NOF071 | Residential | Solar*Rewards | Trade Secret | 2013
20263-228838-01 | Xcel Energy | 85 | 13781 | IOU | 04793805 | 1.45 | Solar |  |  | Interconnected | Trade Secret | Trade | WES | WES073 | Residential | Solar*Rewards | Trade Secret | 2022 | 2022
20263-228838-01 | Xcel Energy | 85 | 13781 | IOU | 05494751 | 2.962 | Solar |  |  | Active Application | Trade Secret | Trade | BLC | BLC062 | Residential |  | Trade Secret | 2023
20263-228838-01 | Xcel Energy | 85 | 13781 | IOU | 04981940 | 1.49 | Solar |  |  | Active Application | Trade Secret | Trade | BLC | BLC062 | Residential | Solar*Rewards | Trade Secret | 2022
20263-228838-01 | Xcel Energy | 85 | 13781 | IOU | OID3857878 | 6 | Solar |  |  | Interconnected | Trade Secret | Trade | BLC | BLC062 | Residential | Solar*Rewards | Trade Secret | 2019 | 2019
20263-228838-01 | Xcel Energy | 85 | 13781 | IOU | 04820076 | 7.7 | Solar |  |  | Interconnected | Trade Secret | Trade | WCR | WCR322 | Residential | Solar*Rewards | Trade Secret | 2022 | 2022
20263-228838-01 | Xcel Energy | 85 | 13781 | IOU | 05999309 | 7.616 | Solar |  |  | Interconnected | Trade Secret | Trade | GRC | GRC062 | Residential |  | Trade Secret | 2024 | 2025
20263-228838-01 | Xcel Energy | 85 | 13781 | IOU | OID2019363 | 18 | Solar |  |  | Withdrawn | Trade Secret | Trade | STY | STY063 | Commercial | Solar*Rewards | Trade Secret | 2014
20263-228838-01 | Xcel Energy | 85 | 13781 | IOU | OID2911795 | 19.999 | Solar |  |  | Withdrawn | Trade Secret | Trade | RAM | RAM071 | Commercial | Solar*Rewards | Trade Secret | 2017
20263-228838-01 | Xcel Energy | 85 | 13781 | IOU | 05612118 | 8.448 | Solar |  |  | Interconnected | Trade Secret | Trade | SOU | SOU087 | Residential |  | Trade Secret | 2024 | 2024
20263-228838-01 |  |  |  |  | 05656941 |  |  |  |  | Active Application | Trade Secret | Trade | SOU | SOU087 | Residential |  |  | 2023
20263-228838-01 | Xcel Energy | 85 | 13781 | IOU | 04289736 | 7.616 | Solar |  |  | Interconnected | Trade Secret | Trade | ALD | ALD083 | Residential | Solar*Rewards | Trade Secret | 2021 | 2021
20263-228838-01 | Xcel Energy | 85 | 13781 | IOU | 05745031 | 5.904 | Solar |  |  | Withdrawn | Trade Secret | Trade | WCR | WCR322 | Residential | Solar*Rewards | Trade Secret | 2024
20263-228838-01 | Xcel Energy | 85 | 13781 | IOU | 05748791 | 5.904 | Solar |  |  | Interconnected | Trade Secret | Trade | WCR | WCR322 | Residential |  | Trade Secret | 2024 | 2024
20263-228838-01 | Xcel Energy | 85 | 13781 | IOU | OID3867400 | 11.39 | Solar |  |  | Interconnected | Trade Secret | Trade | NOF | NOF061 | Residential | Solar*Rewards | Trade Secret | 2019 | 2020
20263-228838-01 | Xcel Energy | 85 | 13781 | IOU | 03134904 | 8.64 | Solar |  |  | Interconnected | Trade Secret | Trade | LIN | LIN031 | Residential | Made in Minnesota | Trade Secret | 2016 | 2016
20263-228838-01 | Xcel Energy | 85 | 13781 | IOU | 03133177 | 4.56 | Solar |  |  | Interconnected | Trade Secret | Trade | REW | REW023 | Residential | Solar*Rewards | Trade Secret | 2010 | 2010
20263-228838-01 | Xcel Energy | 85 | 13781 | IOU | 03130263 | 7.616 | Solar |  |  | Interconnected | Trade Secret | Trade | RLK | RLK071 | Residential | Solar*Rewards | Trade Secret | 2019 | 2019
20263-228838-01 | Xcel Energy | 85 | 13781 | IOU | 03130218 | 39.998 | Solar |  |  | Interconnected | Trade Secret | Trade | TWL | TWL076 | Commercial | Solar*Rewards | Trade Secret | 2019 | 2019
20263-228838-01 | Xcel Energy | 85 | 13781 | IOU | 04410602 | 9.994 | Solar |  |  | Interconnected | Trade Secret | Trade | SIP | SIP072 | Residential | Solar*Rewards | Trade Secret | 2021 | 2021
20263-228838-01 | Xcel Energy | 85 | 13781 | IOU | 03133666 | 18 | Solar |  |  | Interconnected | Trade Secret | Trade | LIN | LIN022 | Commercial | Solar*Rewards | Trade Secret | 2012 | 2012
20263-228838-01 | Xcel Energy | 85 | 13781 | IOU | 03872854 | 6 | Solar |  |  | Active Application | Trade Secret | Trade | MRN | MRN021 | Residential | Solar*Rewards | Trade Secret | 2020
20263-228838-01 | Xcel Energy | 85 | 13781 | IOU | 06167810 | 4.645 | Solar |  |  | Interconnected | Trade Secret | Trade | WDY | WDY312 | Residential | Solar*Rewards | Trade Secret | 2025 | 2025
20263-228838-01 | Xcel Energy | 85 | 13781 | IOU | 03131782 | 7.625 | Solar |  |  | Interconnected | Trade Secret | Trade | BCH | BCH311 | Residential | Solar*Rewards | Trade Secret | 2017 | 2018
20263-228838-01 | Xcel Energy | 85 | 13781 | IOU | OID2050940 | 11.52 | Solar |  |  | Withdrawn | Trade Secret | Trade | DOC | DOC031 | Residential | Solar*Rewards | Trade Secret | 2014
20263-228838-01 | Xcel Energy | 85 | 13781 | IOU | 03132211 | 11.39 | Solar |  |  | Interconnected | Trade Secret | Trade | DOC | DOC031 | Residential | Solar*Rewards | Trade Secret | 2018 | 2018
20263-228838-01 | Xcel Energy | 85 | 13781 | IOU | 06078621 | 10.628 | Solar |  |  | Withdrawn | Trade Secret | Trade | DBL | DBL063 | Residential | Solar*Rewards | Trade Secret | 2025
20263-228838-01 | Xcel Energy | 85 | 13781 | IOU | 04647770 | 5.8 | Solar |  |  | Interconnected | Trade Secret | Trade | APA | APA075 | Residential |  | Trade Secret | 2021 | 2022
20263-228838-01 | Xcel Energy | 85 | 13781 | IOU | 04794062 | 7.83 | Solar |  |  | Withdrawn | Trade Secret | Trade | EDA | EDA065 | Residential | Solar*Rewards | Trade Secret | 2022
20263-228838-01 | Xcel Energy | 85 | 13781 | IOU | 04839544 | 6.09 | Solar |  |  | Interconnected | Trade Secret | Trade | MPK | MPK063 | Residential | Solar*Rewards | Trade Secret | 2022 | 2022
20263-228838-01 | Xcel Energy | 85 | 13781 | IOU | 05231041 | 10.15 | Solar |  |  | Interconnected | Trade Secret | Trade | PKL | PKL085 | Residential |  | Trade Secret | 2022 | 2022
20263-228838-01 | Xcel Energy | 85 | 13781 | IOU | 04029367 | 5 | Solar |  |  | Interconnected | Trade Secret | Trade | FSL | FSL312 | Residential | Solar*Rewards | Trade Secret | 2020 | 2020
20263-228838-01 | Xcel Energy | 85 | 13781 | IOU | SRO19156 | 29.985 | Solar |  |  | Withdrawn | Trade Secret | Trade | WIN | WIN043 | Commercial | Solar*Rewards | Trade Secret | 2011
20263-228838-01 | Xcel Energy | 85 | 13781 | IOU | 04793772 | 3.747 | Solar |  |  | Interconnected | Trade Secret | Trade | MPK | MPK086 | Residential | Solar*Rewards | Trade Secret | 2022 | 2023
20263-228838-01 | Xcel Energy | 85 | 13781 | IOU | 06067827 | 10.26 | Solar |  |  | Interconnected | Trade Secret | Trade | TWL | TWL081 | Residential | Solar*Rewards | Trade Secret | 2025 | 2025
20263-228838-01 | Xcel Energy | 85 | 13781 | IOU | 05711725 | 11.393 | Solar |  |  | Interconnected | Trade Secret | Trade | MPK | MPK087 | Residential | Solar*Rewards | Trade Secret | 2024 | 2024
20263-228838-01 | Xcel Energy | 85 | 13781 | IOU | 05420754 | 3.25 | Solar |  |  | Interconnected | Trade Secret | Trade | MPK | MPK064 | Residential | Solar*Rewards | Trade Secret | 2023 | 2023
20263-228838-01 |  |  |  |  | 06336377 |  |  |  |  | Active Application | Trade Secret | Trade | APA | APA071 | Residential |  |  | 2026
20263-228838-01 | Xcel Energy | 85 | 13781 | IOU | 06336384 | 4.064 | Solar |  |  | Active Application | Trade Secret | Trade | APA | APA071 | Residential |  | Trade Secret | 2026
20263-228838-01 | Xcel Energy | 85 | 13781 | IOU | 05465546 | 3.78 | Solar |  |  | Withdrawn | Trade Secret | Trade | SOU | SOU069 | Residential |  | Trade Secret | 2023
20263-228838-01 | Xcel Energy | 85 | 13781 | IOU | 05567126 | 5.355 | Solar |  |  | Interconnected | Trade Secret | Trade | SOU | SOU069 | Residential |  | Trade Secret | 2023 | 2023
20263-228838-01 | Xcel Energy | 85 | 13781 | IOU | 05821739 | 7.54 | Solar |  |  | Interconnected | Trade Secret | Trade | UPP | UPP063 | Residential | Solar*Rewards | Trade Secret | 2024 | 2024
20263-228838-01 |  |  |  |  | 04951429 |  | Solar |  |  | Active Application | Trade Secret | Trade | UPP | UPP063 | Residential | Solar*Rewards |  | 2022
20263-228838-01 | Xcel Energy | 85 | 13781 | IOU | 05944079 | 6.387 | Solar |  |  | Interconnected | Trade Secret | Trade | SOU | SOU076 | Residential | Solar*Rewards | Trade Secret | 2024 | 2024
20263-228838-01 | Xcel Energy | 85 | 13781 | IOU | OID2283059 | 6 | Solar |  |  | Withdrawn | Trade Secret | Trade | WEF | WEF071 | Residential | Solar*Rewards | Trade Secret | 2015
20263-228838-01 | Xcel Energy | 85 | 13781 | IOU | 03134451 | 6 | Solar |  |  | Interconnected | Trade Secret | Trade | WEF | WEF071 | Residential | Solar*Rewards | Trade Secret | 2015 | 2016
20263-228838-01 | Xcel Energy | 85 | 13781 | IOU | 03133468 | 40 | Solar |  |  | Interconnected | Trade Secret | Trade | MST | MST074 | Commercial | Solar*Rewards | Trade Secret | 2011 | 2011
20263-228838-01 | Xcel Energy | 85 | 13781 | IOU | OID3397272 | 19.999 | Solar |  |  | Withdrawn | Trade Secret | Trade | WYO | WYO032 | Commercial | Solar*Rewards | Trade Secret | 2018
20263-228838-01 | Xcel Energy | 85 | 13781 | IOU | 03132472 | 6 | Solar |  |  | Interconnected | Trade Secret | Trade | OAD | OAD071 | Residential | Solar*Rewards | Trade Secret | 2018 | 2018
20263-228838-01 | Xcel Energy | 85 | 13781 | IOU | 04508403 | 7.616 | Solar |  |  | Interconnected | Trade Secret | Trade | EDA | EDA084 | Residential |  | Trade Secret | 2021 | 2022
20263-228838-01 | Xcel Energy | 85 | 13781 | IOU | 04462983 | 7.616 | Solar |  |  | Active Application | Trade Secret | Trade | EDA | EDA084 | Residential | Solar*Rewards | Trade Secret | 2021
20263-228838-01 | Xcel Energy | 85 | 13781 | IOU | 06059348 | 300 | Solar |  |  | Active Application | Trade Secret | Trade | BCR | BCR063 | Commercial |  | Trade Secret | 2025
20263-228838-01 | Xcel Energy | 85 | 13781 | IOU | 03134831 | 37.8 | Solar |  |  | Interconnected | Trade Secret | Trade | BCR | BCR063 | Commercial | Made in Minnesota | Trade Secret | 2016 | 2012
20263-228838-01 | Xcel Energy | 85 | 13781 | IOU | 03133473 | 40 | Solar |  |  | Interconnected | Trade Secret | Trade | BCR | BCR063 | Commercial | Solar*Rewards | Trade Secret | 2011 | 2016
20263-228838-01 | Xcel Energy | 85 | 13781 | IOU | 03813929 | 9.57 | Solar |  |  | Interconnected | Trade Secret | Trade | HAS | HAS021 | Residential | Solar*Rewards | Trade Secret | 2020 | 2020
20263-228838-01 | Xcel Energy | 85 | 13781 | IOU | 04793654 | 7.616 | Solar |  |  | Interconnected | Trade Secret | Trade | TWL | TWL074 | Residential | Solar*Rewards | Trade Secret | 2022 | 2022
20263-228838-01 | Xcel Energy | 85 | 13781 | IOU | 05823608 | 7.616 | Solar |  |  | Interconnected | Trade Secret | Trade | CRL | CRL031 | Residential |  | Trade Secret | 2024 | 2025
20263-228838-01 | Xcel Energy | 85 | 13781 | IOU | 06193509 | 4.064 | Solar |  |  | Interconnected | Trade Secret | Trade | CHE | CHE064 | Residential | Solar*Rewards | Trade Secret | 2025 | 2025
20263-228838-01 | Xcel Energy | 85 | 13781 | IOU | OID3893447 | 11.39 | Solar |  |  | Interconnected | Trade Secret | Trade | GLK | GLK063 | Residential | Solar*Rewards | Trade Secret | 2019 | 2020
20263-228838-01 | Xcel Energy | 85 | 13781 | IOU | 06035188 | 9.994 | Solar |  |  | Interconnected | Trade Secret | Trade | STY | STY073 | Residential |  | Trade Secret | 2025 | 2025
20263-228838-01 | Xcel Energy | 85 | 13781 | IOU | 06228627 | 2.613 | Solar |  |  | Interconnected | Trade Secret | Trade | LEX | LEX075 | Residential |  | Trade Secret | 2025 | 2025
20263-228838-01 | Xcel Energy | 85 | 13781 | IOU | 03134920 | 3.84 | Solar |  |  | Interconnected | Trade Secret | Trade | EDA | EDA075 | Residential | Made in Minnesota | Trade Secret | 2016 | 2016
20263-228838-01 | Xcel Energy | 85 | 13781 | IOU | 04143217 | 4.93 | Solar |  |  | Interconnected | Trade Secret | Trade | SOU | SOU060 | Residential | Solar*Rewards | Trade Secret | 2020 | 2021
20263-228838-01 | Xcel Energy | 85 | 13781 | IOU | 03132473 | 6 | Solar |  |  | Interconnected | Trade Secret | Trade | GLK | GLK062 | Residential | Solar*Rewards | Trade Secret | 2018 | 2019
20263-228838-01 | Xcel Energy | 85 | 13781 | IOU | 03132634 | 7.28 | Solar |  |  | Interconnected | Trade Secret | Trade | NOF | NOF061 | Residential | Solar*Rewards | Trade Secret | 2018 | 2018
20263-228838-01 | Xcel Energy | 85 | 13781 | IOU | 05366452 | 4.06 | Solar |  |  | Interconnected | Trade Secret | Trade | SOU | SOU083 | Residential |  | Trade Secret | 2023 | 2023
20263-228838-01 | Xcel Energy | 85 | 13781 | IOU | 06094782 | 9.869 | Solar |  | X | Active Application | Trade Secret | Trade | GSL | GSL079 | Residential | Solar*Rewards | Trade Secret | 2025
20263-228838-01 | Xcel Energy | 85 | 13781 | IOU | 05505784 | 14.79 | Solar |  | X | Active Application | Trade Secret | Trade | GSL | GSL079 | Residential | Solar*Rewards | Trade Secret | 2023
20263-228838-01 | Xcel Energy | 85 | 13781 | IOU | 06056914 | 4.94 | Solar |  |  | Interconnected | Trade Secret | Trade | HWW | HWW074 | Residential | Solar*Rewards | Trade Secret | 2025 | 2025
20263-228838-01 | Xcel Energy | 85 | 13781 | IOU | 06046584 | 4.94 | Solar |  |  | Withdrawn | Trade Secret | Trade | HWW | HWW074 | Residential | Solar*Rewards | Trade Secret | 2024
20263-228838-01 | Xcel Energy | 85 | 13781 | IOU | 03134793 | 10.01 | Solar |  |  | Interconnected | Trade Secret | Trade | ECK | ECK342 | Residential | Solar*Rewards | Trade Secret | 2016 | 2016
20263-228838-01 | Xcel Energy | 85 | 13781 | IOU | OID2488155 | 9 | Solar |  |  | Interconnected | Trade Secret | Trade | ECK | ECK342 | Residential | Solar*Rewards | Trade Secret | 2015 | 2016
20263-228838-01 | Xcel Energy | 85 | 13781 | IOU | 03134245 | 4.8 | Solar |  |  | Interconnected | Trade Secret | Trade | SLP | SLP082 | Residential | Made in Minnesota | Trade Secret | 2015 | 2015
20263-228838-01 | Xcel Energy | 85 | 13781 | IOU | SRO19715 | 45 | Solar |  |  | Withdrawn | Trade Secret | Trade | WRR | WRR061 | Commercial | Solar*Rewards | Trade Secret | 2012
20263-228838-01 | Xcel Energy | 85 | 13781 | IOU | 03133791 | 45 | Solar |  |  | Interconnected | Trade Secret | Trade | WRR | WRR061 | Commercial | Solar*Rewards | Trade Secret | 2013 | 2013
20263-228838-01 | Xcel Energy | 85 | 13781 | IOU | 03139083 | 3.84 | Solar |  |  | Interconnected | Trade Secret | Trade | BLC | BLC062 | Residential | Solar*Rewards | Trade Secret | 2019 | 2020
20263-228838-01 | Xcel Energy | 85 | 13781 | IOU | OID3777448 | 3.84 | Solar |  |  | Withdrawn | Trade Secret | Trade | BLC | BLC062 | Residential | Solar*Rewards | Trade Secret | 2019
20263-228838-01 |  |  |  |  | OID3833987 |  | Solar |  |  | Withdrawn | Trade Secret | Trade | BLC | BLC062 | Residential | Solar*Rewards |  | 2019
20263-228838-01 | Xcel Energy | 85 | 13781 | IOU | 04623043 | 8.7 | Solar |  |  | Interconnected | Trade Secret | Trade | LEX | LEX332 | Residential |  | Trade Secret | 2021 | 2021
20263-228838-01 | Xcel Energy | 85 | 13781 | IOU | 06199565 | 4.886 | Solar |  |  | Active Application | Trade Secret | Trade | APA | APA075 | Residential | Solar*Rewards | Trade Secret | 2025
20263-228838-01 | Xcel Energy | 85 | 13781 | IOU | 05014276 | 12.76 | Solar |  |  | Interconnected | Trade Secret | Trade | ECK | ECK321 | Residential |  | Trade Secret | 2022 | 2022
20263-228838-01 | Xcel Energy | 85 | 13781 | IOU | 03892028 | 9.994 | Solar |  |  | Interconnected | Trade Secret | Trade | BYT | BYT061 | Residential | Solar*Rewards | Trade Secret | 2020 | 2020
20263-228838-01 | Xcel Energy | 85 | 13781 | IOU | 04445546 | 11.39 | Solar |  |  | Interconnected | Trade Secret | Trade | GSL | GSL341 | Residential | Solar*Rewards | Trade Secret | 2021 | 2022
20263-228838-01 | Xcel Energy | 85 | 13781 | IOU | 03131864 | 3.747 | Solar |  |  | Interconnected | Trade Secret | Trade | MPN | MPN081 | Commercial | Solar*Rewards | Trade Secret | 2017 | 2017
20263-228838-01 | Xcel Energy | 85 | 13781 | IOU | 04440338 | 8.7 | Solar |  |  | Interconnected | Trade Secret | Trade | SOU | SOU088 | Residential | Solar*Rewards | Trade Secret | 2022 | 2022
20263-228838-01 | Xcel Energy | 85 | 13781 | IOU | SRO29663 | 35 | Solar |  |  | Withdrawn | Trade Secret | Trade | LOK | LOK093 | Commercial | Solar*Rewards | Trade Secret | 2013
20263-228838-01 | Xcel Energy | 85 | 13781 | IOU | 03130229 | 19.99 | Solar |  |  | Interconnected | Trade Secret | Trade | FAP | FAP061 | Residential | Solar*Rewards | Trade Secret | 2019 | 2019
20263-228838-01 | Xcel Energy | 85 | 13781 | IOU | 03133565 | 5.16 | Solar |  |  | Interconnected | Trade Secret | Trade | WSG | WSG063 | Residential | Solar*Rewards | Trade Secret | 2011 | 2012
20263-228838-01 | Xcel Energy | 85 | 13781 | IOU | 05422597 | 8.376 | Solar |  |  | Interconnected | Trade Secret | Trade | WSG | WSG071 | Residential | Solar*Rewards | Trade Secret | 2023 | 2023
20263-228838-01 | Xcel Energy | 85 | 13781 | IOU | 04430063 | 3.288 | Solar |  |  | Interconnected | Trade Secret | Trade | AFT | AFT321 | Residential |  | Trade Secret | 2021 | 2021
20263-228838-01 | Xcel Energy | 85 | 13781 | IOU | 05901484 | 9.6 | Solar |  |  | Interconnected | Trade Secret | Trade | FSL | FSL312 | Residential | Solar*Rewards | Trade Secret | 2024 | 2024
20263-228838-01 | Xcel Energy | 85 | 13781 | IOU | 03132571 | 5.28 | Solar |  |  | Interconnected | Trade Secret | Trade | CEL | CEL064 | Residential | Solar*Rewards | Trade Secret | 2018 | 2018
20263-228838-01 | Xcel Energy | 85 | 13781 | IOU | 03132071 | 6 | Solar |  |  | Interconnected | Trade Secret | Trade | WEB | WEB021 | Residential | Made in Minnesota | Trade Secret | 2017 | 2017
20263-228838-01 | Xcel Energy | 85 | 13781 | IOU | 05543388 | 5.04 | Solar |  |  | Interconnected | Trade Secret | Trade | ALD | ALD083 | Residential | Solar*Rewards | Trade Secret | 2023 | 2024
20263-228838-01 | Xcel Energy | 85 | 13781 | IOU | SRO18183 | 2.1 | Solar |  |  | Withdrawn | Trade Secret | Trade | SMT | SMT091 | Residential | Solar*Rewards | Trade Secret | 2011
20263-228838-01 | Xcel Energy | 85 | 13781 | IOU | 03139730 | 5.52 | Solar |  |  | Interconnected | Trade Secret | Trade | TER | TER062 | Residential | Solar*Rewards | Trade Secret | 2019 | 2019
20263-228838-01 | Xcel Energy | 85 | 13781 | IOU | OID3750045 | 5.52 | Solar |  |  | Withdrawn | Trade Secret | Trade | TER | TER062 | Residential | Solar*Rewards | Trade Secret | 2019
20263-228838-01 | Xcel Energy | 85 | 13781 | IOU | 05225787 | 12.47 | Solar |  |  | Interconnected | Trade Secret | Trade | AFT | AFT322 | Residential |  | Trade Secret | 2022 | 2023
20263-228838-01 | Xcel Energy | 85 | 13781 | IOU | 06209391 | 8.027 | Solar |  |  | Interconnected | Trade Secret | Trade | WSG | WSG352 | Residential |  | Trade Secret | 2025 | 2025
20263-228838-01 | Xcel Energy | 85 | 13781 | IOU | OID3568242 | 8.12 | Solar |  |  | Withdrawn | Trade Secret | Trade | GNL | GNL062 | Commercial | Solar*Rewards | Trade Secret | 2018
20263-228838-01 | Xcel Energy | 85 | 13781 | IOU | 04193105 | 10.44 | Solar |  |  | Interconnected | Trade Secret | Trade | EDA | EDA075 | Residential | Solar*Rewards | Trade Secret | 2020 | 2021
20263-228838-01 | Xcel Energy | 85 | 13781 | IOU | 04110469 | 3.747 | Solar |  |  | Active Application | Trade Secret | Trade | LLK | LLK071 | Residential | Solar*Rewards | Trade Secret | 2020
20263-228838-01 | Xcel Energy | 85 | 13781 | IOU | 03134213 | 6 | Solar |  |  | Interconnected | Trade Secret | Trade | UPP | UPP082 | Residential | Made in Minnesota | Trade Secret | 2015 | 2015
20263-228838-01 | Xcel Energy | 85 | 13781 | IOU | 06341381 | 39.99 | Solar |  |  | Active Application | Trade Secret | Trade | SOU | SOU060 | Commercial |  | Trade Secret | 2026
20263-228838-01 | Xcel Energy | 85 | 13781 | IOU | OID3862823 | 9.994 | Solar |  |  | Interconnected | Trade Secret | Trade | AFT | AFT322 | Residential | Solar*Rewards | Trade Secret | 2019 | 2020
20263-228838-01 | Xcel Energy | 85 | 13781 | IOU | OID3308827 | 11.39 | Solar |  |  | Withdrawn | Trade Secret | Trade | AFT | AFT322 | Residential | Solar*Rewards | Trade Secret | 2018
20263-228838-01 | Xcel Energy | 85 | 13781 | IOU | OID2955612 | 11.39 | Solar |  |  | Withdrawn | Trade Secret | Trade | AFT | AFT322 | Residential | Solar*Rewards | Trade Secret | 2017
20263-228838-01 | Xcel Energy | 85 | 13781 | IOU | OID2902555 | 12 | Solar |  |  | Withdrawn | Trade Secret | Trade | AFT | AFT322 | Residential | Solar*Rewards | Trade Secret | 2017
20263-228838-01 | Xcel Energy | 85 | 13781 | IOU | 05882625 | 3.747 | Solar |  |  | Interconnected | Trade Secret | Trade | BCH | BCH311 | Residential |  | Trade Secret | 2024 | 2025
20263-228838-01 | Xcel Energy | 85 | 13781 | IOU | 04440173 | 11.39 | Solar |  |  | Interconnected | Trade Secret | Trade | SLP | SLP071 | Residential | Solar*Rewards | Trade Secret | 2021 | 2021
20263-228838-01 | Xcel Energy | 85 | 13781 | IOU | 03134238 | 10.01 | Solar |  |  | Interconnected | Trade Secret | Trade | PKL | PKL085 | Residential | Solar*Rewards | Trade Secret | 2015 | 2015
20263-228838-01 | Xcel Energy | 85 | 13781 | IOU | 05979220 | 6.046 | Solar |  |  | Interconnected | Trade Secret | Trade | PKL | PKL085 | Residential | Solar*Rewards | Trade Secret | 2024 | 2025
20263-228838-01 | Xcel Energy | 85 | 13781 | IOU | 04421979 | 4.06 | Solar |  |  | Interconnected | Trade Secret | Trade | SCA | SCA021 | Residential | Solar*Rewards | Trade Secret | 2021 | 2022
20263-228838-01 | Xcel Energy | 85 | 13781 | IOU | 05600151 | 5.12 | Solar |  |  | Interconnected | Trade Secret | Trade | RMT | RMT321 | Residential |  | Trade Secret | 2023 | 2024
20263-228838-01 | Xcel Energy | 85 | 13781 | IOU | 05591477 | 5.12 | Solar |  |  | Active Application | Trade Secret | Trade | RMT | RMT321 | Residential | Solar*Rewards | Trade Secret | 2023
20263-228838-01 | Xcel Energy | 85 | 13781 | IOU | 05934945 | 6.046 | Solar |  |  | Interconnected | Trade Secret | Trade | HSN | HSN322 | Residential |  | Trade Secret | 2024 | 2025
20263-228838-01 | Xcel Energy | 85 | 13781 | IOU | 05272345 | 10.73 | Solar |  |  | Interconnected | Trade Secret | Trade | BCR | BCR081 | Residential |  | Trade Secret | 2022 | 2023
20263-228838-01 | Xcel Energy | 85 | 13781 | IOU | SRO24535 | 9.995 | Solar |  |  | Withdrawn | Trade Secret | Trade | CGR | CGR063 | Residential | Solar*Rewards | Trade Secret | 2012
20263-228838-01 | Xcel Energy | 85 | 13781 | IOU | 03132447 | 12.5 | Solar |  |  | Interconnected | Trade Secret | Trade | KAN | KAN031 | Commercial |  | Trade Secret | 2018 | 2018
20263-228838-01 | Xcel Energy | 85 | 13781 | IOU | 03132208 | 18.195 | Solar |  |  | Interconnected | Trade Secret | Trade | KAN | KAN031 | Commercial | Solar*Rewards | Trade Secret | 2018 | 2018
20263-228838-01 | Xcel Energy | 85 | 13781 | IOU | 05899673 | 7.616 | Solar |  |  | Interconnected | Trade Secret | Trade | WCR | WCR063 | Residential |  | Trade Secret | 2024 | 2025
20263-228838-01 | Xcel Energy | 85 | 13781 | IOU | 06226207 | 6.631 | Solar |  |  | Interconnected | Trade Secret | Trade | TWL | TWL062 | Residential |  | Trade Secret | 2025 | 2025
20263-228838-01 | Xcel Energy | 85 | 13781 | IOU | 04793741 | 7.6 | Solar |  |  | Interconnected | Trade Secret | Trade | SIP | SIP072 | Residential | Solar*Rewards | Trade Secret | 2022 | 2023
20263-228838-01 | Xcel Energy | 85 | 13781 | IOU | 06022081 | 7.61 | Storage |  |  | Interconnected | Trade Secret | Trade | SIP | SIP072 | Residential |  | Trade Secret | 2024 | 2025
20263-228838-01 | Xcel Energy | 85 | 13781 | IOU | 06018539 | 7.61 | Solar |  |  | Withdrawn | Trade Secret | Trade | SIP | SIP072 | Residential | Solar*Rewards | Trade Secret | 2024
20263-228838-01 | Xcel Energy | 85 | 13781 | IOU | 04697581 | 37.5 | Solar |  |  | Interconnected | Trade Secret | Trade | WOB | WOB021 | Residential |  | Trade Secret | 2021 | 2024
20263-228838-01 | Xcel Energy | 85 | 13781 | IOU | 03984889 | 6.96 | Solar |  |  | Interconnected | Trade Secret | Trade | GLK | GLK063 | Residential | Solar*Rewards | Trade Secret | 2020 | 2020
20263-228838-01 | Xcel Energy | 85 | 13781 | IOU | 06322344 | 3.49 | Solar |  |  | Active Application | Trade Secret | Trade | SOU | SOU086 | Residential | Solar*Rewards | Trade Secret | 2026
20263-228838-01 |  |  |  |  | 05995719 |  | Solar |  |  | Active Application | Trade Secret | Trade | SOU | SOU063 | Residential | Solar*Rewards |  | 2024
20263-228838-01 | Xcel Energy | 85 | 13781 | IOU | 06013526 | 2.657 | Solar |  |  | Active Application | Trade Secret | Trade | SOU | SOU063 | Residential |  | Trade Secret | 2024
20263-228838-01 | Xcel Energy | 85 | 13781 | IOU | 04204435 | 12.215 | Solar |  |  | Interconnected | Trade Secret | Trade | APA | APA073 | Residential | Solar*Rewards | Trade Secret | 2020 | 2021
20263-228838-01 | Xcel Energy | 85 | 13781 | IOU | 03812101 | 5 | Solar |  |  | Interconnected | Trade Secret | Trade | UPP | UPP084 | Residential | Solar*Rewards | Trade Secret | 2020 | 2020
20263-228838-01 | Xcel Energy | 85 | 13781 | IOU | OID3598938 | 5.28 | Solar |  |  | Withdrawn | Trade Secret | Trade | ALD | ALD084 | Residential | Solar*Rewards | Trade Secret | 2018
20263-228838-01 | Xcel Energy | 85 | 13781 | IOU | 05954141 | 5.314 | Solar |  |  | Interconnected | Trade Secret | Trade | OSS | OSS065 | Residential | Solar*Rewards | Trade Secret | 2024 | 2024
20263-228838-01 | Xcel Energy | 85 | 13781 | IOU | 06006440 | 3.141 | Solar |  |  | Interconnected | Trade Secret | Trade | HWW | HWW073 | Residential | Solar*Rewards | Trade Secret | 2024 | 2025
20263-228838-01 | Xcel Energy | 85 | 13781 | IOU | 03340629 | 9.994 | Solar |  |  | Interconnected | Trade Secret | Trade | KAN | KAN021 | Residential | Solar*Rewards | Trade Secret | 2019 | 2020
20263-228838-01 | Xcel Energy | 85 | 13781 | IOU | 03133350 | 5 | Solar |  |  | Interconnected | Trade Secret | Trade | OSS | OSS066 | Commercial | Solar*Rewards | Trade Secret | 2011 | 2012
20263-228838-01 | Xcel Energy | 85 | 13781 | IOU | 03696328 | 3.19 | Solar |  |  | Interconnected | Trade Secret | Trade | UPP | UPP084 | Residential | Solar*Rewards | Trade Secret | 2020 | 2020
20263-228838-01 | Xcel Energy | 85 | 13781 | IOU | 04849080 | 4.384 | Solar |  |  | Interconnected | Trade Secret | Trade | LLK | LLK061 | Residential |  | Trade Secret | 2022 | 2022
20263-228838-01 | Xcel Energy | 85 | 13781 | IOU | 06299234 | 6.98 | Solar |  |  | Active Application | Trade Secret | Trade | WIL | WIL081 | Residential |  | Trade Secret | 2025
20263-228838-01 |  |  |  |  | 05163178 |  |  |  |  | Active Application | Trade Secret | Trade | TLK | TLK067 | Residential |  |  | 2022
20263-228838-01 | Xcel Energy | 85 | 13781 | IOU | 05402543 | 5.22 | Solar |  |  | Interconnected | Trade Secret | Trade | SHP | SHP061 | Residential |  | Trade Secret | 2023 | 2023
20263-228838-01 | Xcel Energy | 85 | 13781 | IOU | 03132032 | 7.63 | Solar |  |  | Interconnected | Trade Secret | Trade | MPK | MPK074 | Residential | Solar*Rewards | Trade Secret | 2017 | 2018
20263-228838-01 | Xcel Energy | 85 | 13781 | IOU | 04030804 | 49.999 | Solar |  |  | Interconnected | Trade Secret | Trade | MEL | MEL074 | Commercial |  | Trade Secret | 2020 | 2022
20263-228838-01 | Xcel Energy | 85 | 13781 | IOU | 04030726 | 39.998 | Solar |  |  | Interconnected | Trade Secret | Trade | MEL | MEL074 | Commercial | Solar*Rewards | Trade Secret | 2020 | 2021
20263-228838-01 | Xcel Energy | 85 | 13781 | IOU | 05825582 | 8.775 | Solar |  |  | Interconnected | Trade Secret | Trade | MEL | MEL089 | Residential |  | Trade Secret | 2024 | 2025
20263-228838-01 | Xcel Energy | 85 | 13781 | IOU | 06168365 | 2.613 | Solar |  |  | Active Application | Trade Secret | Trade | UPP | UPP085 | Residential | Solar*Rewards | Trade Secret | 2025
20263-228838-01 | Xcel Energy | 85 | 13781 | IOU | 05660524 | 3.84 | Solar |  |  | Interconnected | Trade Secret | Trade | WDY | WDY311 | Residential |  | Trade Secret | 2024 | 2024
20263-228838-01 | Xcel Energy | 85 | 13781 | IOU | 03622292 | 6.98 | Solar |  |  | Interconnected | Trade Secret | Trade | MOL | MOL071 | Residential | Solar*Rewards | Trade Secret | 2020 | 2020
20263-228838-01 | Xcel Energy | 85 | 13781 | IOU | 05973337 | 5.76 | Solar |  |  | Interconnected | Trade Secret | Trade | ECK | ECK062 | Residential | Solar*Rewards | Trade Secret | 2024 | 2025
20263-228838-01 | Xcel Energy | 85 | 13781 | IOU | 03976259 | 6.09 | Solar |  |  | Interconnected | Trade Secret | Trade | ALD | ALD084 | Residential | Solar*Rewards | Trade Secret | 2020 | 2020
20263-228838-01 | Xcel Energy | 85 | 13781 | IOU | 06341109 | 11.136 | Solar |  |  | Active Application | Trade Secret | Trade | HUG | HUG312 | Residential | Solar*Rewards | Trade Secret | 2026
20263-228838-01 |  |  |  |  | OID2053790 |  | Solar |  |  | Withdrawn | Trade Secret | Trade | RIV | RIV061 | Commercial | Solar*Rewards |  | 2014
20263-228838-01 | Xcel Energy | 85 | 13781 | IOU | 05405871 | 3.77 | Solar |  |  | Interconnected | Trade Secret | Trade | ALD | ALD095 | Residential | Solar*Rewards | Trade Secret | 2023 | 2023
20263-228838-01 | Xcel Energy | 85 | 13781 | IOU | 06189065 | 8.725 | Solar |  |  | Interconnected | Trade Secret | Trade | TLK | TLK066 | Residential | Solar*Rewards | Trade Secret | 2025 | 2025
20263-228838-01 | Xcel Energy | 85 | 13781 | IOU | 03140396 | 3.747 | Solar |  |  | Interconnected | Trade Secret | Trade | WIL | WIL063 | Residential | Solar*Rewards | Trade Secret | 2019 | 2019
20263-228838-01 | Xcel Energy | 85 | 13781 | IOU | OID3805479 | 3.747 | Solar |  |  | Withdrawn | Trade Secret | Trade | WIL | WIL063 | Residential | Solar*Rewards | Trade Secret | 2019
20263-228838-01 | Xcel Energy | 85 | 13781 | IOU | 03817448 | 26.92 | Solar |  |  | Interconnected | Trade Secret | Trade | MPK | MPK084 | Commercial | Solar*Rewards | Trade Secret | 2020 | 2020
20263-228838-01 | Xcel Energy | 85 | 13781 | IOU | OID3912169 | 3.77 | Solar |  |  | Withdrawn | Trade Secret | Trade | SOU | SOU077 | Residential | Solar*Rewards | Trade Secret | 2019
20263-228838-01 | Xcel Energy | 85 | 13781 | IOU | 05844467 | 4.175 | Solar |  |  | Interconnected | Trade Secret | Trade | SOU | SOU076 | Residential | Solar*Rewards | Trade Secret | 2024 | 2024
20263-228838-01 | Xcel Energy | 85 | 13781 | IOU | 06313493 | 11.5 | Storage |  |  | Active Application | Trade Secret | Trade | IDA | IDA073 | Residential |  | Trade Secret | 2025
20263-228838-01 | Xcel Energy | 85 | 13781 | IOU | 03131521 | 4.05 | Solar |  |  | Interconnected | Trade Secret | Trade | IDA | IDA073 | Residential | Made in Minnesota | Trade Secret | 2017 | 2017
20263-228838-01 | Xcel Energy | 85 | 13781 | IOU | 05305992 | 999.999 | Biogas |  |  | Withdrawn | Trade Secret | Trade | FRM | FRM062 | Commercial |  | Trade Secret | 2023
20263-228838-01 | Xcel Energy | 85 | 13781 | IOU | 03134724 | 3 | Solar |  |  | Interconnected | Trade Secret | Trade | WES | WES074 | Residential | Solar*Rewards | Trade Secret | 2015 | 2016
20263-228838-01 | Xcel Energy | 85 | 13781 | IOU | OID2250788 | 20 | Solar |  |  | Withdrawn | Trade Secret | Trade | WAB | WAB031 | Commercial | Solar*Rewards | Trade Secret | 2015
20263-228838-01 | Xcel Energy | 85 | 13781 | IOU | 05814524 | 5.904 | Solar |  |  | Interconnected | Trade Secret | Trade | TWL | TWL076 | Residential | Solar*Rewards | Trade Secret | 2024 | 2024
20263-228838-01 | Xcel Energy | 85 | 13781 | IOU | 06183732 | 7.678 | Solar |  |  | Withdrawn | Trade Secret | Trade | GVW | GVW021 | Residential |  | Trade Secret | 2025
20263-228838-01 | Xcel Energy | 85 | 13781 | IOU | 06137307 | 7.678 | Solar |  |  | Withdrawn | Trade Secret | Trade | GVW | GVW021 | Residential | Solar*Rewards | Trade Secret | 2025
20263-228838-01 | Xcel Energy | 85 | 13781 | IOU | OID3346137 | 5 | Solar |  |  | Withdrawn | Trade Secret | Trade | WIL | WIL078 | Residential | Solar*Rewards | Trade Secret | 2018
20263-228838-01 | Xcel Energy | 85 | 13781 | IOU | 05593172 | 11.136 | Solar |  |  | Interconnected | Trade Secret | Trade | GLK | GLK071 | Residential |  | Trade Secret | 2023 | 2023
20263-228838-01 | Xcel Energy | 85 | 13781 | IOU | 06055482 | 3.77 | Solar |  |  | Interconnected | Trade Secret | Trade | SOU | SOU087 | Residential |  | Trade Secret | 2025 | 2025
20263-228838-01 | Xcel Energy | 85 | 13781 | IOU | OID2968766 | 3.8 | Solar |  |  | Withdrawn | Trade Secret | Trade | GLK | GLK071 | Residential | Made in Minnesota | Trade Secret | 2017
20263-228838-01 | Xcel Energy | 85 | 13781 | IOU | 03134358 | 3.36 | Solar |  |  | Interconnected | Trade Secret | Trade | HWW | HWW072 | Residential | Solar*Rewards | Trade Secret | 2015 | 2016
20263-228838-01 | Xcel Energy | 85 | 13781 | IOU | 05381072 | 4.188 | Solar |  |  | Withdrawn | Trade Secret | Trade | IDA | IDA073 | Residential | Solar*Rewards | Trade Secret | 2023
20263-228838-01 | Xcel Energy | 85 | 13781 | IOU | 04794265 | 10.4 | Solar |  |  | Interconnected | Trade Secret | Trade | IDA | IDA073 | Residential | Solar*Rewards | Trade Secret | 2022 | 2023
20263-228838-01 | Xcel Energy | 85 | 13781 | IOU | 05385711 | 10.4 | Solar |  |  | Withdrawn | Trade Secret | Trade | IDA | IDA073 | Residential | Solar*Rewards | Trade Secret | 2023
20263-228838-01 | Xcel Energy | 85 | 13781 | IOU | 05712351 | 9.074 | Solar |  |  | Interconnected | Trade Secret | Trade | MDT | MDT077 | Residential | Solar*Rewards | Trade Secret | 2024 | 2024
20263-228838-01 | Xcel Energy | 85 | 13781 | IOU | 04508244 | 18 | Solar |  |  | Interconnected | Trade Secret | Trade | RIV | RIV063 | Commercial |  | Trade Secret | 2021 | 2022
20263-228838-01 | Xcel Energy | 85 | 13781 | IOU | 06233631 | 6.912 | Solar |  |  | Active Application | Trade Secret | Trade | WEH | WEH021 | Residential |  | Trade Secret | 2025
20263-228838-01 | Xcel Energy | 85 | 13781 | IOU | 06200595 | 6.631 | Solar |  |  | Withdrawn | Trade Secret | Trade | UPP | UPP084 | Residential | Solar*Rewards | Trade Secret | 2025
20263-228838-01 | Xcel Energy | 85 | 13781 | IOU | 05790940 | 8.129 | Solar |  |  | Interconnected | Trade Secret | Trade | BCH | BCH311 | Residential | Solar*Rewards | Trade Secret | 2024 | 2024
20263-228838-01 | Xcel Energy | 85 | 13781 | IOU | 03132090 | 9.94 | Solar |  |  | Interconnected | Trade Secret | Trade | SLP | SLP092 | Residential | Solar*Rewards | Trade Secret | 2017 | 2018
20263-228838-01 | Xcel Energy | 85 | 13781 | IOU | 04380617 | 39.999 | Solar |  |  | Interconnected | Trade Secret | Trade | STY | STY062 | Commercial | Solar*Rewards | Trade Secret | 2021 | 2021
20263-228838-01 | Xcel Energy | 85 | 13781 | IOU | 05597636 | 4.41 | Solar |  |  | Withdrawn | Trade Secret | Trade | RAM | RAM064 | Residential | Solar*Rewards | Trade Secret | 2023
20263-228838-01 | Xcel Energy | 85 | 13781 | IOU | 05559992 | 4.41 | Solar |  |  | Interconnected | Trade Secret | Trade | RAM | RAM064 | Residential | Solar*Rewards | Trade Secret | 2023 | 2023
20263-228838-01 | Xcel Energy | 85 | 13781 | IOU | 03129847 | 5.51 | Solar |  |  | Interconnected | Trade Secret | Trade | WES | WES072 | Residential | Solar*Rewards | Trade Secret | 2018 | 2019
20263-228838-01 | Xcel Energy | 85 | 13781 | IOU | 03133405 | 35 | Solar |  |  | Interconnected | Trade Secret | Trade | WES | WES062 | Commercial | Solar*Rewards | Trade Secret | 2011 | 2011
20263-228838-01 | Xcel Energy | 85 | 13781 | IOU | 03131602 | 11.5 | Solar |  |  | Interconnected | Trade Secret | Trade | LAC | LAC062 | Residential | Solar*Rewards | Trade Secret | 2017 | 2017
20263-228838-01 |  |  |  |  | OID3033026 |  | Solar |  |  | Withdrawn | Trade Secret | Trade | BCR | BCR062 | Residential | Solar*Rewards |  | 2017
20263-228838-01 | Xcel Energy | 85 | 13781 | IOU | 03134394 | 50 | Solar |  |  | Interconnected | Trade Secret | Trade | OPK | OPK071 | Commercial | Made in Minnesota | Trade Secret | 2015 | 2015
20263-228838-01 | Xcel Energy | 85 | 13781 | IOU | 05761756 | 15.232 | Solar |  |  | Interconnected | Trade Secret | Trade | RVA | RVA061 | Commercial |  | Trade Secret | 2024 | 2025
20263-228838-01 | Xcel Energy | 85 | 13781 | IOU | 04806534 | 8.41 | Solar |  |  | Withdrawn | Trade Secret | Trade | HSN | HSN322 | Residential | Solar*Rewards | Trade Secret | 2022
20263-228838-01 | Xcel Energy | 85 | 13781 | IOU | OID3927461 | 11.39 | Solar |  |  | Withdrawn | Trade Secret | Trade | ECK | ECK062 | Residential | Solar*Rewards | Trade Secret | 2019
20263-228838-01 | Xcel Energy | 85 | 13781 | IOU | 06069939 | 5.76 | Solar |  |  | Interconnected | Trade Secret | Trade | PKL | PKL082 | Residential | Solar*Rewards | Trade Secret | 2025 | 2025
20263-228838-01 | Xcel Energy | 85 | 13781 | IOU | OID3527786 | 12 | Solar |  |  | Withdrawn | Trade Secret | Trade | MRN | MRN021 | Commercial | Solar*Rewards | Trade Secret | 2018
20263-228838-01 | Xcel Energy | 85 | 13781 | IOU | 04041017 | 7.616 | Solar |  |  | Interconnected | Trade Secret | Trade | OAD | OAD074 | Residential | Solar*Rewards | Trade Secret | 2020 | 2021
20263-228838-01 | Xcel Energy | 85 | 13781 | IOU | 03132458 | 12 | Solar |  |  | Interconnected | Trade Secret | Trade | CHI | CHI311 | Residential | Solar*Rewards | Trade Secret | 2018 | 2018
20263-228838-01 | Xcel Energy | 85 | 13781 | IOU | OID2251853 | 20 | Solar |  |  | Withdrawn | Trade Secret | Trade | ZUM | ZUM022 | Commercial | Solar*Rewards | Trade Secret | 2015
20263-228838-01 | Xcel Energy | 85 | 13781 | IOU | 05711773 | 6.98 | Solar |  |  | Active Application | Trade Secret | Trade | MPK | MPK082 | Residential | Solar*Rewards | Trade Secret | 2024
20263-228838-01 | Xcel Energy | 85 | 13781 | IOU | 05805517 | 5.516 | Solar |  |  | Interconnected | Trade Secret | Trade | TWL | TWL071 | Residential |  | Trade Secret | 2024 | 2024
20263-228838-01 | Xcel Energy | 85 | 13781 | IOU | OID3666596 | 39.998 | Solar |  |  | Withdrawn | Trade Secret | Trade | ECK | ECK082 | Commercial | Solar*Rewards | Trade Secret | 2018
20263-228838-01 | Xcel Energy | 85 | 13781 | IOU | OID3284660 | 19.999 | Solar |  |  | Withdrawn | Trade Secret | Trade | ECK | ECK082 | Commercial | Solar*Rewards | Trade Secret | 2018
20263-228838-01 | Xcel Energy | 85 | 13781 | IOU | OID4028561 | 8.962 | Solar |  |  | Withdrawn | Trade Secret | Trade | SLP | SLP072 | Residential | Solar*Rewards | Trade Secret | 2019
20263-228838-01 | Xcel Energy | 85 | 13781 | IOU | 03648062 | 9.994 | Solar |  |  | Interconnected | Trade Secret | Trade | SLP | SLP072 | Residential | Solar*Rewards | Trade Secret | 2020 | 2020
20263-228838-01 | Xcel Energy | 85 | 13781 | IOU | 05750134 | 5.67 | Solar |  |  | Withdrawn | Trade Secret | Trade | WIL | WIL071 | Residential |  | Trade Secret | 2024
20263-228838-01 | Xcel Energy | 85 | 13781 | IOU | 03952558 | 5.584 | Solar |  |  | Interconnected | Trade Secret | Trade | APA | APA076 | Residential | Solar*Rewards | Trade Secret | 2020 | 2020
20263-228838-01 | Xcel Energy | 85 | 13781 | IOU | 03134727 | 18 | Solar |  |  | Interconnected | Trade Secret | Trade | SOU | SOU077 | Commercial | Made in Minnesota | Trade Secret | 2015 | 2016
20263-228838-01 | Xcel Energy | 85 | 13781 | IOU | 05971067 | 5.248 | Solar |  |  | Interconnected | Trade Secret | Trade | MOL | MOL068 | Residential |  | Trade Secret | 2024 | 2025
20263-228838-01 | Xcel Energy | 85 | 13781 | IOU | 05945049 | 5.248 | Solar |  |  | Withdrawn | Trade Secret | Trade | MOL | MOL068 | Residential | Solar*Rewards | Trade Secret | 2024
20263-228838-01 | Xcel Energy | 85 | 13781 | IOU | 03796392 | 9.994 | Solar |  |  | Interconnected | Trade Secret | Trade | GLK | GLK061 | Residential | Solar*Rewards | Trade Secret | 2020 | 2020
20263-228838-01 | Xcel Energy | 85 | 13781 | IOU | 03134280 | 10 | Solar |  |  | Interconnected | Trade Secret | Trade | NOF | NOF071 | Residential | Made in Minnesota | Trade Secret | 2015 | 2015
20263-228838-01 | Xcel Energy | 85 | 13781 | IOU | OID3284667 | 19.999 | Solar |  |  | Withdrawn | Trade Secret | Trade | OSS | OSS072 | Commercial | Solar*Rewards | Trade Secret | 2018
20263-228838-01 | Xcel Energy | 85 | 13781 | IOU | 06281022 | 3.25 | Solar |  |  | Withdrawn | Trade Secret | Trade | SLP | SLP083 | Residential |  | Trade Secret | 2025
20263-228838-01 | Xcel Energy | 85 | 13781 | IOU | 05250952 | 4.35 | Solar |  |  | Interconnected | Trade Secret | Trade | HYL | HYL073 | Residential |  | Trade Secret | 2022 | 2023
20263-228838-01 | Xcel Energy | 85 | 13781 | IOU | 03135029 | 9 | Solar |  |  | Interconnected | Trade Secret | Trade | LAC | LAC063 | Residential | Made in Minnesota | Trade Secret | 2016 | 2016
20263-228838-01 | Xcel Energy | 85 | 13781 | IOU | 05711918 | 11.393 | Solar |  | X | Interconnected | Trade Secret | Trade | AFT | AFT314 | Residential | Solar*Rewards | Trade Secret | 2024 | 2024
20263-228838-01 | Xcel Energy | 85 | 13781 | IOU | 04797343 | 5 | Storage |  |  | Active Application | Trade Secret | Trade | NOF | NOF061 | Residential |  | Trade Secret | 2022
20263-228838-01 | Xcel Energy | 85 | 13781 | IOU | 03134129 | 10 | Solar |  |  | Interconnected | Trade Secret | Trade | NOF | NOF061 | Residential | Solar*Rewards | Trade Secret | 2014 | 2015
20263-228838-01 | Xcel Energy | 85 | 13781 | IOU | OID3876175 | 11.377 | Solar |  |  | Interconnected | Trade Secret | Trade | LEX | LEX071 | Residential | Solar*Rewards | Trade Secret | 2019 | 2019
20263-228838-01 | Xcel Energy | 85 | 13781 | IOU | 06234530 | 7.6 | Solar |  |  | Interconnected | Trade Secret | Trade | ESW | ESW081 | Residential |  | Trade Secret | 2025 | 2025
20263-228838-01 | Xcel Energy | 85 | 13781 | IOU | 03564334 | 7.83 | Solar |  |  | Interconnected | Trade Secret | Trade | ALD | ALD076 | Residential | Solar*Rewards | Trade Secret | 2020 | 2020
20263-228838-01 | Xcel Energy | 85 | 13781 | IOU | 06077706 | 8.376 | Solar |  |  | Active Application | Trade Secret | Trade | GSL | GSL061 | Residential | Solar*Rewards | Trade Secret | 2025
20263-228838-01 | Xcel Energy | 85 | 13781 | IOU | 03133485 | 30 | Solar |  |  | Interconnected | Trade Secret | Trade | TLK | TLK062 | Commercial | Solar*Rewards | Trade Secret | 2011 | 2012
20263-228838-01 | Xcel Energy | 85 | 13781 | IOU | 05352850 | 11.05 | Solar |  |  | Interconnected | Trade Secret | Trade | HSN | HSN322 | Residential |  | Trade Secret | 2023 | 2023
20263-228838-01 | Xcel Energy | 85 | 13781 | IOU | 05855035 | 3.747 | Solar |  |  | Interconnected | Trade Secret | Trade | HUG | HUG311 | Residential |  | Trade Secret | 2024 | 2025
20263-228838-01 | Xcel Energy | 85 | 13781 | IOU | 05137609 | 6.282 | Solar |  |  | Interconnected | Trade Secret | Trade | MPK | MPK065 | Residential |  | Trade Secret | 2022 | 2022
20263-228838-01 | Xcel Energy | 85 | 13781 | IOU | 05356923 | 10.22 | Solar |  | X | Interconnected | Trade Secret | Trade | BYT | BYT061 | Residential | Solar*Rewards | Trade Secret | 2023 | 2023
20263-228838-01 | Xcel Energy | 85 | 13781 | IOU | 05494048 | 3.747 | Solar |  |  | Active Application | Trade Secret | Trade | NMC | NMC083 | Residential | Solar*Rewards | Trade Secret | 2023
20263-228838-01 | Xcel Energy | 85 | 13781 | IOU | 04827200 | 11.517 | Solar |  |  | Active Application | Trade Secret | Trade | HSN | HSN322 | Residential | Solar*Rewards | Trade Secret | 2022
20263-228838-01 | Xcel Energy | 85 | 13781 | IOU | 05712246 | 7.245 | Solar |  |  | Interconnected | Trade Secret | Trade | AFT | AFT321 | Residential | Solar*Rewards | Trade Secret | 2024 | 2024
20263-228838-01 |  |  |  |  | 06184580 |  | Solar |  |  | Active Application | Trade Secret | Trade | APA | APA075 | Residential | Solar*Rewards |  | 2025
20263-228838-01 | Xcel Energy | 85 | 13781 | IOU | 06123664 | 21.255 | Solar |  |  | Withdrawn | Trade Secret | Trade | FSL | FSL311 | Residential | Solar*Rewards | Trade Secret | 2025
20263-228838-01 | Xcel Energy | 85 | 13781 | IOU | 06133356 | 15.2 | Solar |  |  | Active Application | Trade Secret | Trade | FSL | FSL311 | Residential | Solar*Rewards | Trade Secret | 2025
20263-228838-01 | Xcel Energy | 85 | 13781 | IOU | 04612847 | 6 | Solar |  |  | Active Application | Trade Secret | Trade | LAP | LAP311 | Residential |  | Trade Secret | 2021
20263-228838-01 | Xcel Energy | 85 | 13781 | IOU | 06166326 | 5.362 | Solar |  |  | Active Application | Trade Secret | Trade | ESW | ESW081 | Residential | Solar*Rewards | Trade Secret | 2025
20263-228838-01 | Xcel Energy | 85 | 13781 | IOU | 04144078 | 7.44 | Solar |  |  | Interconnected | Trade Secret | Trade | IDA | IDA073 | Residential | Solar*Rewards | Trade Secret | 2020 | 2021
20263-228838-01 | Xcel Energy | 85 | 13781 | IOU | 04174770 | 63 | Solar |  |  | Interconnected | Trade Secret | Trade | HYL | HYL073 | Commercial |  | Trade Secret | 2021 | 2021
20263-228838-01 | Xcel Energy | 85 | 13781 | IOU | 03130824 | 810 | Other |  |  | Interconnected | Trade Secret | Trade | UPP | UPP062 | Commercial |  | Trade Secret | 2001 | 2002
20263-228838-01 | Xcel Energy | 85 | 13781 | IOU | 05367058 | 7.25 | Solar |  |  | Interconnected | Trade Secret | Trade | GSL | GSL076 | Residential |  | Trade Secret | 2023 | 2023
20263-228838-01 |  |  |  |  | OID3942138 |  | Solar |  |  | Withdrawn | Trade Secret | Trade | WCS | WCS064 | Residential |  |  | 2019
20263-228838-01 | Xcel Energy | 85 | 13781 | IOU | 03341824 | 6.09 | Solar |  |  | Interconnected | Trade Secret | Trade | WCS | WCS064 | Residential | Solar*Rewards | Trade Secret | 2019 | 2020
20263-228838-01 | Xcel Energy | 85 | 13781 | IOU | 03134195 | 9 | Solar |  |  | Interconnected | Trade Secret | Trade | GVW | GVW031 | Residential | Made in Minnesota | Trade Secret | 2015 | 2016
20263-228838-01 | Xcel Energy | 85 | 13781 | IOU | 06261637 | 7.329 | Solar |  |  | Active Application | Trade Secret | Trade | TWL | TWL079 | Residential |  | Trade Secret | 2025
20263-228838-01 | Xcel Energy | 85 | 13781 | IOU | 06092751 | 16.896 | Solar |  |  | Interconnected | Trade Secret | Trade | WTN | WTN062 | Residential |  | Trade Secret | 2025 | 2026
20263-228838-01 | Xcel Energy | 85 | 13781 | IOU | 04105964 | 9.86 | Solar |  |  | Interconnected | Trade Secret | Trade | BLC | BLC063 | Residential | Solar*Rewards | Trade Secret | 2020 | 2021
20263-228838-01 | Xcel Energy | 85 | 13781 | IOU | 06071220 | 2.792 | Solar |  |  | Active Application | Trade Secret | Trade | GPH | GPH061 | Residential | Solar*Rewards | Trade Secret | 2025
20263-228838-01 | Xcel Energy | 85 | 13781 | IOU | 03132086 | 9.94 | Solar |  |  | Interconnected | Trade Secret | Trade | REW | REW033 | Residential | Solar*Rewards | Trade Secret | 2017 | 2018
20263-228838-01 | Xcel Energy | 85 | 13781 | IOU | 06116338 | 6.073 | Solar |  |  | Interconnected | Trade Secret | Trade | ALD | ALD084 | Residential | Solar*Rewards | Trade Secret | 2025 | 2025
20263-228838-01 | Xcel Energy | 85 | 13781 | IOU | 03134455 | 6 | Solar |  |  | Interconnected | Trade Secret | Trade | MTW | MTW021 | Residential | Solar*Rewards | Trade Secret | 2015 | 2015
20263-228838-01 | Xcel Energy | 85 | 13781 | IOU | OID3951421 | 24.66 | Solar |  |  | Withdrawn | Trade Secret | Trade | WRR | WRR075 | Commercial | Solar*Rewards | Trade Secret | 2019
20263-228838-01 | Xcel Energy | 85 | 13781 | IOU | 05738803 | 13.056 | Solar |  |  | Interconnected | Trade Secret | Trade | HUG | HUG312 | Residential | Solar*Rewards | Trade Secret | 2024 | 2024
20263-228838-01 | Xcel Energy | 85 | 13781 | IOU | 05989463 | 11.52 | Solar |  |  | Interconnected | Trade Secret | Trade | KOL | KOL074 | Residential | Solar*Rewards | Trade Secret | 2024 | 2025
20263-228838-01 | Xcel Energy | 85 | 13781 | IOU | 04918950 | 14.93 | Solar |  | X | Interconnected | Trade Secret | Trade | SOU | SOU087 | Residential | Solar*Rewards | Trade Secret | 2022 | 2022
20263-228838-01 | Xcel Energy | 85 | 13781 | IOU | 06107521 | 11.5 | Solar |  | X | Interconnected | Trade Secret | Trade | GSL | GSL341 | Residential | Solar*Rewards | Trade Secret | 2025 | 2025
20263-228838-01 | Xcel Energy | 85 | 13781 | IOU | 03133665 | 7.5 | Solar |  |  | Interconnected | Trade Secret | Trade | MAZ | MAZ021 | Residential | Solar*Rewards | Trade Secret | 2012 | 2012
20263-228838-01 | Xcel Energy | 85 | 13781 | IOU | OID3220774 | 9.94 | Solar |  |  | Withdrawn | Trade Secret | Trade | LLK | LLK072 | Residential | Made in Minnesota | Trade Secret | 2017
20263-228838-01 | Xcel Energy | 85 | 13781 | IOU | 06081596 | 3.747 | Solar |  |  | Interconnected | Trade Secret | Trade | SOU | SOU083 | Residential |  | Trade Secret | 2025 | 2025
20263-228838-01 | Xcel Energy | 85 | 13781 | IOU | 03130258 | 5 | Solar |  |  | Interconnected | Trade Secret | Trade | CHE | CHE065 | Residential | Solar*Rewards | Trade Secret | 2019 | 2020
20263-228838-01 | Xcel Energy | 85 | 13781 | IOU | 06238662 | 7.838 | Solar |  |  | Active Application | Trade Secret | Trade | DBL | DBL067 | Residential |  | Trade Secret | 2025
20263-228838-01 | Xcel Energy | 85 | 13781 | IOU | 05464551 | 4.06 | Solar |  |  | Active Application | Trade Secret | Trade | MPK | MPK074 | Residential | Solar*Rewards | Trade Secret | 2023
20263-228838-01 | Xcel Energy | 85 | 13781 | IOU | 04793855 | 6 | Solar |  |  | Withdrawn | Trade Secret | Trade | WES | WES071 | Residential | Solar*Rewards | Trade Secret | 2022
20263-228838-01 | Xcel Energy | 85 | 13781 | IOU | 03509500 | 4.64 | Solar |  |  | Withdrawn | Trade Secret | Trade | SOU | SOU061 | Residential | Solar*Rewards | Trade Secret | 2019
20263-228838-01 | Xcel Energy | 85 | 13781 | IOU | 06210533 | 5.226 | Solar |  |  | Active Application | Trade Secret | Trade | OAD | OAD074 | Residential |  | Trade Secret | 2025
20263-228838-01 | Xcel Energy | 85 | 13781 | IOU | 05477140 | 3.84 | Solar |  |  | Withdrawn | Trade Secret | Trade | TWL | TWL066 | Residential | Solar*Rewards | Trade Secret | 2023
20263-228838-01 | Xcel Energy | 85 | 13781 | IOU | 06122542 | 9.84 | Solar |  |  | Interconnected | Trade Secret | Trade | OSS | OSS077 | Residential | Solar*Rewards | Trade Secret | 2025 | 2025
20263-228838-01 | Xcel Energy | 85 | 13781 | IOU | 03130055 | 10.44 | Solar |  |  | Interconnected | Trade Secret | Trade | STY | STY071 | Residential | Solar*Rewards | Trade Secret | 2018 | 2019
20263-228838-01 | Xcel Energy | 85 | 13781 | IOU | 03131233 | 56 | Solar |  |  | Interconnected | Trade Secret | Trade | RIV | RIV076 | Commercial |  | Trade Secret | 2016 | 2016
20263-228838-01 | Xcel Energy | 85 | 13781 | IOU | 05754341 | 240 | Solar |  |  | Interconnected | Trade Secret | Trade | RLK | RLK066 | Commercial |  | Trade Secret | 2024 | 2025
20263-228838-01 | Xcel Energy | 85 | 13781 | IOU | 05931095 | 3.48 | Solar |  |  | Interconnected | Trade Secret | Trade | SOU | SOU065 | Residential | Solar*Rewards | Trade Secret | 2024 | 2024
20263-228838-01 | Xcel Energy | 85 | 13781 | IOU | 04839448 | 3.839 | Solar |  |  | Interconnected | Trade Secret | Trade | SOU | SOU086 | Residential | Solar*Rewards | Trade Secret | 2022 | 2023
20263-228838-01 | Xcel Energy | 85 | 13781 | IOU | 04971834 | 500 | Solar |  |  | Active Application | Trade Secret | Trade | PAT | PAT312 | Commercial |  | Trade Secret | 2022
20263-228838-01 | Xcel Energy | 85 | 13781 | IOU | 04591224 | 3.747 | Solar |  |  | Withdrawn | Trade Secret | Trade | TER | TER081 | Residential |  | Trade Secret | 2021
20263-228838-01 | Xcel Energy | 85 | 13781 | IOU | 05424266 | 3.77 | Solar |  |  | Interconnected | Trade Secret | Trade | CDV | CDV072 | Residential |  | Trade Secret | 2023 | 2023
20263-228838-01 | Xcel Energy | 85 | 13781 | IOU | 04573739 | 3.879 |  |  |  | Active Application | Trade Secret | Trade | MOL | MOL073 | Residential |  | Trade Secret | 2021
20263-228838-01 | Xcel Energy | 85 | 13781 | IOU | 04423110 | 3.747 | Solar |  |  | Withdrawn | Trade Secret | Trade | MOL | MOL073 | Residential | Solar*Rewards | Trade Secret | 2021
20263-228838-01 | Xcel Energy | 85 | 13781 | IOU | 04573762 | 3.879 |  |  |  | Active Application | Trade Secret | Trade | MOL | MOL073 | Residential |  | Trade Secret | 2021
20263-228838-01 |  |  |  |  | 04304375 |  | Solar |  |  | Active Application | Trade Secret | Trade | MOL | MOL073 | Residential | Solar*Rewards |  | 2021
20263-228838-01 | Xcel Energy | 85 | 13781 | IOU | 03134079 | 8.64 | Solar |  |  | Interconnected | Trade Secret | Trade | WEF | WEF071 | Residential | Solar*Rewards | Trade Secret | 2014 | 2015
20263-228838-01 | Xcel Energy | 85 | 13781 | IOU | 05825349 | 9.772 | Solar |  |  | Active Application | Trade Secret | Trade | WCR | WCR062 | Residential | Solar*Rewards | Trade Secret | 2024
20263-228838-01 | Xcel Energy | 85 | 13781 | IOU | 04990847 | 3.747 | Solar |  |  | Interconnected | Trade Secret | Trade | RPL | RPL063 | Residential |  | Trade Secret | 2022 | 2022
20263-228838-01 | Xcel Energy | 85 | 13781 | IOU | SRO15770 | 4.2 | Solar |  |  | Withdrawn | Trade Secret | Trade | MEL | MEL076 | Commercial | Solar*Rewards | Trade Secret | 2011
20263-228838-01 | Xcel Energy | 85 | 13781 | IOU | SRO19152 | 34.2 | Solar |  |  | Withdrawn | Trade Secret | Trade | WAB | WAB031 | Commercial | Solar*Rewards | Trade Secret | 2011
20263-228838-01 | Xcel Energy | 85 | 13781 | IOU | 05821283 | 9.994 | Solar |  |  | Active Application | Trade Secret | Trade | MOL | MOL076 | Residential |  | Trade Secret | 2024
20263-228838-01 | Xcel Energy | 85 | 13781 | IOU | 03133045 | 36 | Solar |  |  | Interconnected | Trade Secret | Trade | HSN | HSN311 | Commercial | Solar*Rewards | Trade Secret | 2013 | 2014
20263-228838-01 | Xcel Energy | 85 | 13781 | IOU | 03132796 | 19.999 | Solar |  |  | Interconnected | Trade Secret | Trade | HSN | HSN311 | Commercial | Solar*Rewards | Trade Secret | 2018 | 2019
20263-228838-01 | Xcel Energy | 85 | 13781 | IOU | 03130364 | 19.999 | Solar |  |  | Interconnected | Trade Secret | Trade | HSN | HSN311 | Commercial | Solar*Rewards | Trade Secret | 2017 | 2018
20263-228838-01 | Xcel Energy | 85 | 13781 | IOU | 04192495 | 7.616 | Solar |  |  | Interconnected | Trade Secret | Trade | WSG | WSG064 | Residential |  | Trade Secret | 2020 | 2021
20263-228838-01 | Xcel Energy | 85 | 13781 | IOU | 06069717 | 10.64 | Solar |  |  | Active Application | Trade Secret | Trade | BRP | BRP063 | Residential | Solar*Rewards | Trade Secret | 2025
20263-228838-01 | Xcel Energy | 85 | 13781 | IOU | 05122225 | 4.35 | Solar |  |  | Interconnected | Trade Secret | Trade | CGR | CGR064 | Residential |  | Trade Secret | 2022 | 2022
20263-228838-01 | Xcel Energy | 85 | 13781 | IOU | 05834565 | 6.046 | Solar |  |  | Interconnected | Trade Secret | Trade | SAV | SAV073 | Residential |  | Trade Secret | 2024 | 2025
20263-228838-01 | Xcel Energy | 85 | 13781 | IOU | 04480931 | 13.05 | Solar |  |  | Interconnected | Trade Secret | Trade | BEL | BEL061 | Residential |  | Trade Secret | 2021 | 2022
20263-228838-01 | Xcel Energy | 85 | 13781 | IOU | 04759791 | 3.48 | Solar |  | X | Interconnected | Trade Secret | Trade | WIL | WIL063 | Residential |  | Trade Secret | 2021 | 2022
20263-228838-01 | Xcel Energy | 85 | 13781 | IOU | 04225992 | 14.51 | Solar |  |  | Interconnected | Trade Secret | Trade | MDT | MDT071 | Residential | Solar*Rewards | Trade Secret | 2021 | 2021
20263-228838-01 | Xcel Energy | 85 | 13781 | IOU | 04550213 | 6.38 | Solar |  |  | Interconnected | Trade Secret | Trade | RAM | RAM061 | Residential |  | Trade Secret | 2021 | 2021
20263-228838-01 | Xcel Energy | 85 | 13781 | IOU | 05123134 | 5.052 | Solar |  |  | Interconnected | Trade Secret | Trade | SLP | SLP097 | Residential |  | Trade Secret | 2022 | 2023
20263-228838-01 | Xcel Energy | 85 | 13781 | IOU | 06134753 | 3.037 | Solar |  |  | Interconnected | Trade Secret | Trade | WES | WES071 | Residential |  | Trade Secret | 2025 | 2025
20263-228838-01 | Xcel Energy | 85 | 13781 | IOU | 06125341 | 2.277 | Solar |  |  | Withdrawn | Trade Secret | Trade | WES | WES071 | Residential | Solar*Rewards | Trade Secret | 2025
20263-228838-01 |  |  |  |  | OID2806559 |  | Other |  |  | Withdrawn | Trade Secret | Trade | WCS | WCS071 | Commercial |  |  | 2012
20263-228838-01 | Xcel Energy | 85 | 13781 | IOU | 05412447 | 8.45 | Solar |  |  | Withdrawn | Trade Secret | Trade | RRK | RRK063 | Residential | Solar*Rewards | Trade Secret | 2023
20263-228838-01 | Xcel Energy | 85 | 13781 | IOU | 05420767 | 13.265 | Solar |  | X | Interconnected | Trade Secret | Trade | RRK | RRK063 | Residential |  | Trade Secret | 2023 | 2023
20263-228838-01 | Xcel Energy | 85 | 13781 | IOU | 05360449 | 6.93 | Solar |  |  | Interconnected | Trade Secret | Trade | TWL | TWL063 | Residential | Solar*Rewards | Trade Secret | 2023 | 2023
20263-228838-01 | Xcel Energy | 85 | 13781 | IOU | OID2271926 | 24 | Solar |  |  | Withdrawn | Trade Secret | Trade | SCL | SCL322 | Commercial | Solar*Rewards | Trade Secret | 2015
20263-228838-01 |  |  |  |  | OID2727386 |  | Wind |  |  | Withdrawn | Trade Secret | Trade | SCL | SCL322 | Commercial |  |  | 2016
20263-228838-01 |  |  |  |  | OID2389071 |  | Solar |  |  | Withdrawn | Trade Secret | Trade | SCL | SCL322 | Commercial | Made in Minnesota |  | 2015
20263-228838-01 |  |  |  |  | OID3888836 |  | Biogas |  |  | Withdrawn | Trade Secret | Trade | SCL | SCL322 | Commercial |  |  | 2019
20263-228838-01 | Xcel Energy | 85 | 13781 | IOU | 03134448 | 18 | Solar |  |  | Interconnected | Trade Secret | Trade | SCL | SCL322 | Commercial | Made in Minnesota | Trade Secret | 2015 | 2017
20263-228838-01 | Xcel Energy | 85 | 13781 | IOU | 03129743 | 248 | Solar |  |  | Active Application | Trade Secret | Trade | SCL | SCL322 | Commercial |  | Trade Secret | 2019
20263-228838-01 | Xcel Energy | 85 | 13781 | IOU | 05733655 | 999.9 | Solar |  |  | Active Application | Trade Secret | Trade | SCL | SCL322 | Commercial |  | Trade Secret | 2024
20263-228838-01 | Xcel Energy | 85 | 13781 | IOU | 03129697 | 33.3 | Solar |  |  | Interconnected | Trade Secret | Trade | SCL | SCL322 | Commercial | Solar*Rewards | Trade Secret | 2018 | 2020
20263-228838-01 | Xcel Energy | 85 | 13781 | IOU | 04794294 | 8.41 | Solar |  |  | Interconnected | Trade Secret | Trade | DBL | DBL065 | Commercial | Solar*Rewards | Trade Secret | 2022 | 2022
20263-228838-01 | Xcel Energy | 85 | 13781 | IOU | 03134366 | 4.56 | Solar |  |  | Interconnected | Trade Secret | Trade | WES | WES074 | Residential | Made in Minnesota | Trade Secret | 2015 | 2015
20263-228838-01 | Xcel Energy | 85 | 13781 | IOU | 05465513 | 6.3 | Solar |  |  | Interconnected | Trade Secret | Trade | GLK | GLK062 | Residential |  | Trade Secret | 2023 | 2023
20263-228838-01 | Xcel Energy | 85 | 13781 | IOU | 04635141 | 7.25 | Solar |  |  | Interconnected | Trade Secret | Trade | TWL | TWL079 | Residential |  | Trade Secret | 2021 | 2021
20263-228838-01 | Xcel Energy | 85 | 13781 | IOU | 05249980 | 14.93 | Solar |  | X | Interconnected | Trade Secret | Trade | TWL | TWL079 | Residential |  | Trade Secret | 2022 | 2022
20263-228838-01 | Xcel Energy | 85 | 13781 | IOU | SRO19281 | 5 | Solar |  |  | Withdrawn | Trade Secret | Trade | MDT | MDT074 | Residential | Solar*Rewards | Trade Secret | 2011
20263-228838-01 | Xcel Energy | 85 | 13781 | IOU | 03133785 | 5 | Solar |  |  | Interconnected | Trade Secret | Trade | MDT | MDT074 | Residential | Solar*Rewards | Trade Secret | 2013 | 2013
20263-228838-01 | Xcel Energy | 85 | 13781 | IOU | 06030226 | 5.052 | Solar |  |  | Interconnected | Trade Secret | Trade | WCS | WCS064 | Residential | Solar*Rewards | Trade Secret | 2024 | 2025
20263-228838-01 | Xcel Energy | 85 | 13781 | IOU | 05569693 | 8.19 | Solar |  |  | Interconnected | Trade Secret | Trade | KOL | KOL062 | Residential |  | Trade Secret | 2023 | 2023
20263-228838-01 |  |  |  |  | 05569959 |  |  |  |  | Active Application | Trade Secret | Trade | KOL | KOL062 | Residential |  |  | 2023
20263-228838-01 | Xcel Energy | 85 | 13781 | IOU | 03131546 | 5 | Solar |  |  | Interconnected | Trade Secret | Trade | RAM | RAM064 | Residential | Made in Minnesota | Trade Secret | 2017 | 2017
20263-228838-01 | Xcel Energy | 85 | 13781 | IOU | 05637700 | 9.28 | Solar |  |  | Active Application | Trade Secret | Trade | CHE | CHE064 | Residential |  | Trade Secret | 2023
20263-228838-01 | Xcel Energy | 85 | 13781 | IOU | 06008364 | 9.994 | Solar |  |  | Interconnected | Trade Secret | Trade | CHE | CHE064 | Residential |  | Trade Secret | 2024 | 2025
20263-228838-01 | Xcel Energy | 85 | 13781 | IOU | 06086630 | 10.47 | Solar |  |  | Interconnected | Trade Secret | Trade | MEL | MEL078 | Residential |  | Trade Secret | 2025 | 2025
20263-228838-01 | Xcel Energy | 85 | 13781 | IOU | 03133790 | 1.72 | Solar |  |  | Interconnected | Trade Secret | Trade | APA | APA075 | Residential | Solar*Rewards | Trade Secret | 2013 | 2013
20263-228838-01 | Xcel Energy | 85 | 13781 | IOU | 06008253 | 6.453 | Solar |  |  | Interconnected | Trade Secret | Trade | HYL | HYL063 | Residential | Solar*Rewards | Trade Secret | 2024 | 2025
20263-228838-01 | Xcel Energy | 85 | 13781 | IOU | 05858308 | 6.528 | Solar |  |  | Interconnected | Trade Secret | Trade | WCR | WCR063 | Residential |  | Trade Secret | 2024 | 2024
20263-228838-01 | Xcel Energy | 85 | 13781 | IOU | 06018235 | 14.916 | Solar |  | X | Interconnected | Trade Secret | Trade | APA | APA075 | Residential |  | Trade Secret | 2024 | 2025
20263-228838-01 | Xcel Energy | 85 | 13781 | IOU | 05931401 | 49.6 | Solar |  |  | Withdrawn | Trade Secret | Trade | RIV | RIV063 | Commercial |  | Trade Secret | 2024
20263-228838-01 | Xcel Energy | 85 | 13781 | IOU | 05985275 | 24.8 | Solar |  |  | Active Application | Trade Secret | Trade | RIV | RIV063 | Commercial |  | Trade Secret | 2024
20263-228838-01 | Xcel Energy | 85 | 13781 | IOU | 05968481 | 24.8 | Solar |  |  | Withdrawn | Trade Secret | Trade | RIV | RIV063 | Commercial |  | Trade Secret | 2024
20263-228838-01 | Xcel Energy | 85 | 13781 | IOU | 04399940 | 7.329 | Solar |  |  | Interconnected | Trade Secret | Trade | RIV | RIV061 | Residential | Solar*Rewards | Trade Secret | 2021 | 2021
20263-228838-01 | Xcel Energy | 85 | 13781 | IOU | 03135009 | 7.63 | Solar |  |  | Interconnected | Trade Secret | Trade | IDA | IDA064 | Residential | Solar*Rewards | Trade Secret | 2016 | 2016
20263-228838-01 | Xcel Energy | 85 | 13781 | IOU | 05167873 | 7.83 | Solar |  |  | Interconnected | Trade Secret | Trade | CHE | CHE064 | Residential |  | Trade Secret | 2022 | 2022
20263-228838-01 | Xcel Energy | 85 | 13781 | IOU | 05950852 | 3.484 | Solar |  |  | Interconnected | Trade Secret | Trade | APA | APA075 | Residential | Solar*Rewards | Trade Secret | 2024 | 2025
20263-228838-01 | Xcel Energy | 85 | 13781 | IOU | SRO29968 | 5 | Solar |  |  | Withdrawn | Trade Secret | Trade | SOU | SOU066 | Residential | Solar*Rewards | Trade Secret | 2013
20263-228838-01 | Xcel Energy | 85 | 13781 | IOU | 05452600 | 5.12 | Solar |  |  | Interconnected | Trade Secret | Trade | FAB | FAB071 | Residential | Solar*Rewards | Trade Secret | 2023 | 2023
20263-228838-01 | Xcel Energy | 85 | 13781 | IOU | 06175419 | 10.248 | Solar |  |  | Interconnected | Trade Secret | Trade | MPK | MPK085 | Residential | Solar*Rewards | Trade Secret | 2025 | 2025
20263-228838-01 | Xcel Energy | 85 | 13781 | IOU | 04623031 | 6.96 | Solar |  |  | Interconnected | Trade Secret | Trade | WES | WES076 | Residential |  | Trade Secret | 2021 | 2022
20263-228838-01 | Xcel Energy | 85 | 13781 | IOU | 03131478 | 6 | Solar |  |  | Interconnected | Trade Secret | Trade | WDY | WDY321 | Residential | Solar*Rewards | Trade Secret | 2017 | 2017
20263-228838-01 | Xcel Energy | 85 | 13781 | IOU | 05857504 | 8.448 | Solar |  |  | Active Application | Trade Secret | Trade | DAS | DAS061 | Residential |  | Trade Secret | 2024
20263-228838-01 | Xcel Energy | 85 | 13781 | IOU | 03133547 | 5 | Solar |  |  | Interconnected | Trade Secret | Trade | WCR | WCR063 | Residential | Solar*Rewards | Trade Secret | 2011 | 2012
20263-228838-01 | Xcel Energy | 85 | 13781 | IOU | 06204340 | 4.188 | Solar |  | X | Withdrawn | Trade Secret | Trade | SLP | SLP097 | Residential | Solar*Rewards | Trade Secret | 2025
20263-228838-01 | Xcel Energy | 85 | 13781 | IOU | 06204347 | 4.188 | Solar |  | X | Interconnected | Trade Secret | Trade | SLP | SLP097 | Residential |  | Trade Secret | 2025 | 2025
20263-228838-01 | Xcel Energy | 85 | 13781 | IOU | OID2019435 | 6.24 | Solar |  |  | Withdrawn | Trade Secret | Trade | GLK | GLK064 | Residential | Solar*Rewards | Trade Secret | 2014
20263-228838-01 | Xcel Energy | 85 | 13781 | IOU | 05712280 | 8.505 | Solar |  |  | Withdrawn | Trade Secret | Trade | HUG | HUG311 | Residential | Solar*Rewards | Trade Secret | 2024
20263-228838-01 | Xcel Energy | 85 | 13781 | IOU | 03133533 | 6.6 | Solar |  |  | Interconnected | Trade Secret | Trade | HSN | HSN311 | Residential | Solar*Rewards | Trade Secret | 2011 | 2011
20263-228838-01 | Xcel Energy | 85 | 13781 | IOU | SRO29720 | 2 | Solar |  |  | Withdrawn | Trade Secret | Trade | HSN | HSN311 | Residential | Solar*Rewards | Trade Secret | 2013
20263-228838-01 | Xcel Energy | 85 | 13781 | IOU | SRO18837 | 3.01 | Solar |  |  | Withdrawn | Trade Secret | Trade | HSN | HSN311 | Residential | Solar*Rewards | Trade Secret | 2011
20263-228838-01 | Xcel Energy | 85 | 13781 | IOU | 06277681 | 7.08 | Storage |  |  | Active Application | Trade Secret | Trade | APA | APA069 | Residential |  | Trade Secret | 2025
20263-228838-01 | Xcel Energy | 85 | 13781 | IOU | 04936396 | 5.052 | Solar |  |  | Interconnected | Trade Secret | Trade | APA | APA069 | Residential |  | Trade Secret | 2022 | 2023
20263-228838-01 | Xcel Energy | 85 | 13781 | IOU | 05292543 | 8.32 | Solar |  |  | Interconnected | Trade Secret | Trade | HSN | HSN321 | Residential |  | Trade Secret | 2022 | 2021
20263-228838-01 | Xcel Energy | 85 | 13781 | IOU | 05803601 | 11.168 | Solar |  |  | Interconnected | Trade Secret | Trade | ECK | ECK062 | Residential | Solar*Rewards | Trade Secret | 2024 | 2024
20263-228838-01 | Xcel Energy | 85 | 13781 | IOU | 05849059 | 7.6 | Solar |  |  | Active Application | Trade Secret | Trade | HOL | HOL061 | Residential | Solar*Rewards | Trade Secret | 2024
20263-228838-01 | Xcel Energy | 85 | 13781 | IOU | 04573365 | 6.38 | Solar |  |  | Interconnected | Trade Secret | Trade | GLK | GLK062 | Residential |  | Trade Secret | 2021 | 2021
20263-228838-01 | Xcel Energy | 85 | 13781 | IOU | 03133342 | 4.9 | Solar |  |  | Interconnected | Trade Secret | Trade | WCR | WCR062 | Residential | Solar*Rewards | Trade Secret | 2011 | 2011
20263-228838-01 | Xcel Energy | 85 | 13781 | IOU | 03130760 | 3 | Solar |  |  | Interconnected | Trade Secret | Trade | WCR | WCR062 | Residential |  | Trade Secret | 2006 | 2007
20263-228838-01 | Xcel Energy | 85 | 13781 | IOU | 05972872 | 3.747 | Solar |  |  | Interconnected | Trade Secret | Trade | OAD | OAD063 | Residential | Solar*Rewards | Trade Secret | 2024 | 2025
20263-228838-01 | Xcel Energy | 85 | 13781 | IOU | 04426291 | 14.5 | Solar |  | X | Interconnected | Trade Secret | Trade | LSP | LSP021 | Residential | Solar*Rewards | Trade Secret | 2021 | 2022
20263-228838-01 | Xcel Energy | 85 | 13781 | IOU | 05785838 | 3.747 | Solar |  |  | Interconnected | Trade Secret | Trade | HAS | HAS022 | Residential |  | Trade Secret | 2024 | 2024
20263-228838-01 |  |  |  |  | OID2633595 |  | Solar |  |  | Withdrawn | Trade Secret | Trade | AHI | AHI021 | Residential | Solar*Rewards |  | 2016
20263-228838-01 | Xcel Energy | 85 | 13781 | IOU | 03135060 | 1.2 | Solar |  |  | Interconnected | Trade Secret | Trade | AHI | AHI021 | Residential | Solar*Rewards | Trade Secret | 2016 | 2016
20263-228838-01 | Xcel Energy | 85 | 13781 | IOU | 03134996 | 5.52 | Solar |  |  | Interconnected | Trade Secret | Trade | AHI | AHI021 | Residential | Made in Minnesota | Trade Secret | 2016 | 2016
20263-228838-01 | Xcel Energy | 85 | 13781 | IOU | 04420463 | 6 | Solar |  |  | Interconnected | Trade Secret | Trade | MDT | MDT074 | Commercial | Solar*Rewards | Trade Secret | 2021 | 2021
20263-228838-01 | Xcel Energy | 85 | 13781 | IOU | 03523223 | 3.19 | Solar |  |  | Interconnected | Trade Secret | Trade | WES | WES074 | Residential | Solar*Rewards | Trade Secret | 2020 | 2020
20263-228838-01 |  |  |  |  | 05148492 |  | Solar |  |  | Active Application | Trade Secret | Trade | ALD | ALD083 | Residential | Solar*Rewards |  | 2022
20263-228838-01 | Xcel Energy | 85 | 13781 | IOU | 06208970 | 12.913 | Solar |  |  | Interconnected | Trade Secret | Trade | EDA | EDA074 | Residential |  | Trade Secret | 2025 | 2025
20263-228838-01 | Xcel Energy | 85 | 13781 | IOU | 06207236 | 12.913 | Solar |  |  | Withdrawn | Trade Secret | Trade | EDA | EDA074 | Residential | Solar*Rewards | Trade Secret | 2025
20263-228838-01 | Xcel Energy | 85 | 13781 | IOU | 04806965 | 5.054 | Solar |  |  | Interconnected | Trade Secret | Trade | RAM | RAM062 | Residential |  | Trade Secret | 2022 | 2022
20263-228838-01 | Xcel Energy | 85 | 13781 | IOU | 06114902 | 4.555 | Solar |  |  | Withdrawn | Trade Secret | Trade | NMC | NMC093 | Residential | Solar*Rewards | Trade Secret | 2025
20263-228838-01 | Xcel Energy | 85 | 13781 | IOU | 06114914 | 4.555 | Solar |  |  | Interconnected | Trade Secret | Trade | NMC | NMC093 | Residential |  | Trade Secret | 2025 | 2025
20263-228838-01 | Xcel Energy | 85 | 13781 | IOU | 06114907 | 4.555 | Solar |  |  | Withdrawn | Trade Secret | Trade | NMC | NMC093 | Residential | Solar*Rewards | Trade Secret | 2025
20263-228838-01 | Xcel Energy | 85 | 13781 | IOU | 03170895 | 6.96 | Solar |  |  | Interconnected | Trade Secret | Trade | SMT | SMT082 | Residential | Solar*Rewards | Trade Secret | 2019 | 2019
20263-228838-01 | Xcel Energy | 85 | 13781 | IOU | 06197983 | 8.35 | Solar |  |  | Interconnected | Trade Secret | Trade | WSG | WSG362 | Residential | Solar*Rewards | Trade Secret | 2025 | 2025
20263-228838-01 | Xcel Energy | 85 | 13781 | IOU | 03133570 | 5 | Solar |  |  | Interconnected | Trade Secret | Trade | BCR | BCR082 | Residential | Solar*Rewards | Trade Secret | 2011 | 2012
20263-228838-01 |  |  |  |  | OID2262693 |  | Solar |  |  | Withdrawn | Trade Secret | Trade | HYL | HYL073 | Residential | Solar*Rewards |  | 2015
20263-228838-01 |  |  |  |  | OID2261476 |  | Solar |  |  | Withdrawn | Trade Secret | Trade | HYL | HYL073 | Residential | Solar*Rewards |  | 2015
20263-228838-01 |  |  |  |  | OID2261465 |  | Solar |  |  | Withdrawn | Trade Secret | Trade | HYL | HYL073 | Residential | Solar*Rewards |  | 2015
20263-228838-01 |  |  |  |  | OID2261483 |  | Solar |  |  | Withdrawn | Trade Secret | Trade | HYL | HYL073 | Residential | Solar*Rewards |  | 2015
20263-228838-01 | Xcel Energy | 85 | 13781 | IOU | OID2267268 | 7.68 | Solar |  |  | Withdrawn | Trade Secret | Trade | HYL | HYL073 | Residential | Solar*Rewards | Trade Secret | 2015
20263-228838-01 | Xcel Energy | 85 | 13781 | IOU | 03134426 | 8.64 | Solar |  |  | Interconnected | Trade Secret | Trade | HYL | HYL073 | Residential | Made in Minnesota | Trade Secret | 2015 | 2015
20263-228838-01 | Xcel Energy | 85 | 13781 | IOU | 06214576 | 2.323 | Solar |  |  | Interconnected | Trade Secret | Trade | MOL | MOL072 | Residential |  | Trade Secret | 2025 | 2025
20263-228838-01 | Xcel Energy | 85 | 13781 | IOU | SRO18917 | 36 | Solar |  |  | Withdrawn | Trade Secret | Trade | GRC | GRC313 | Commercial | Solar*Rewards | Trade Secret | 2011
20263-228838-01 | Xcel Energy | 85 | 13781 | IOU | 06206453 | 11.517 | Solar |  |  | Withdrawn | Trade Secret | Trade | DPN | DPN071 | Residential | Solar*Rewards | Trade Secret | 2025
20263-228838-01 | Xcel Energy | 85 | 13781 | IOU | 06221043 | 11.517 | Solar |  |  | Active Application | Trade Secret | Trade | DPN | DPN071 | Residential |  | Trade Secret | 2025
20263-228838-01 | Xcel Energy | 85 | 13781 | IOU | 05790175 | 8.376 | Solar |  |  | Interconnected | Trade Secret | Trade | DPN | DPN071 | Residential | Solar*Rewards | Trade Secret | 2024 | 2024
20263-228838-01 | Xcel Energy | 85 | 13781 | IOU | 05116561 | 9.86 | Solar |  |  | Interconnected | Trade Secret | Trade | MST | MST071 | Residential |  | Trade Secret | 2022 | 2022
20263-228838-01 | Xcel Energy | 85 | 13781 | IOU | OID3284623 | 19.999 | Solar |  |  | Withdrawn | Trade Secret | Trade | RPL | RPL061 | Commercial | Solar*Rewards | Trade Secret | 2018
20263-228838-01 | Xcel Energy | 85 | 13781 | IOU | 03132779 | 39.998 | Solar |  |  | Interconnected | Trade Secret | Trade | RPL | RPL061 | Commercial | Solar*Rewards | Trade Secret | 2018 | 2018
20263-228838-01 | Xcel Energy | 85 | 13781 | IOU | OID2425371 | 20 | Solar |  |  | Withdrawn | Trade Secret | Trade | CGR | CGR063 | Residential | Solar*Rewards | Trade Secret | 2015
20263-228838-01 | Xcel Energy | 85 | 13781 | IOU | 06209318 | 8.832 | Solar |  |  | Interconnected | Trade Secret | Trade | MEL | MEL069 | Residential |  | Trade Secret | 2025 | 2025
20263-228838-01 | Xcel Energy | 85 | 13781 | IOU | 05828784 | 5.052 | Solar |  |  | Active Application | Trade Secret | Trade | TWL | TWL066 | Residential |  | Trade Secret | 2024
20263-228838-01 | Xcel Energy | 85 | 13781 | IOU | 04962623 | 3.85 | Solar |  |  | Interconnected | Trade Secret | Trade | SOU | SOU069 | Residential |  | Trade Secret | 2022 | 2022
20263-228838-01 | Xcel Energy | 85 | 13781 | IOU | 06271909 | 6.528 | Solar |  |  | Active Application | Trade Secret | Trade | STY | STY063 | Residential |  | Trade Secret | 2025
20263-228838-01 | Xcel Energy | 85 | 13781 | IOU | 04045074 | 3.84 | Solar |  |  | Interconnected | Trade Secret | Trade | UPP | UPP082 | Residential | Solar*Rewards | Trade Secret | 2020 | 2020
20263-228838-01 | Xcel Energy | 85 | 13781 | IOU | SRO29887 | 45 | Solar |  |  | Withdrawn | Trade Secret | Trade | WTN | WTN062 | Commercial | Solar*Rewards | Trade Secret | 2013
20263-228838-01 | Xcel Energy | 85 | 13781 | IOU | 03130776 | 4 | Solar |  |  | Interconnected | Trade Secret | Trade | SAK | SAK321 | Commercial |  | Trade Secret | 2007 | 2008
20263-228838-01 | Xcel Energy | 85 | 13781 | IOU | 06022396 | 4.56 | Solar |  |  | Interconnected | Trade Secret | Trade | ALD | ALD072 | Residential | Solar*Rewards | Trade Secret | 2024 | 2025
20263-228838-01 | Xcel Energy | 85 | 13781 | IOU | 03132630 | 5 | Solar |  |  | Interconnected | Trade Secret | Trade | DBL | DBL073 | Residential | Solar*Rewards | Trade Secret | 2018 | 2018
20263-228838-01 | Xcel Energy | 85 | 13781 | IOU | 05496753 | 7.584 | Solar |  |  | Interconnected | Trade Secret | Trade | RPO | RPO311 | Residential | Solar*Rewards | Trade Secret | 2023 | 2023
20263-228838-01 | Xcel Energy | 85 | 13781 | IOU | 06300229 | 5.12 | Solar |  |  | Active Application | Trade Secret | Trade | TWL | TWL066 | Residential |  | Trade Secret | 2025
20263-228838-01 | Xcel Energy | 85 | 13781 | IOU | 03131410 | 9.94 | Solar |  |  | Interconnected | Trade Secret | Trade | REW | REW021 | Residential | Solar*Rewards | Trade Secret | 2017 | 2017
20263-228838-01 | Xcel Energy | 85 | 13781 | IOU | OID3705430 | 2.4 | Solar |  |  | Withdrawn | Trade Secret | Trade | REW | REW023 | Residential | Solar*Rewards | Trade Secret | 2019
20263-228838-01 | Xcel Energy | 85 | 13781 | IOU | 06056834 | 3.04 | Solar |  |  | Withdrawn | Trade Secret | Trade | TWL | TWL074 | Residential | Solar*Rewards | Trade Secret | 2025
20263-228838-01 | Xcel Energy | 85 | 13781 | IOU | 06056971 | 3.04 | Solar |  |  | Interconnected | Trade Secret | Trade | TWL | TWL074 | Residential | Solar*Rewards | Trade Secret | 2025 | 2025
20263-228838-01 | Xcel Energy | 85 | 13781 | IOU | 05849411 | 5.052 | Solar |  |  | Active Application | Trade Secret | Trade | WDY | WDY311 | Residential |  | Trade Secret | 2024
20263-228838-01 | Xcel Energy | 85 | 13781 | IOU | 06207157 | 3.193 | Solar |  |  | Active Application | Trade Secret | Trade | TLK | TLK067 | Residential | Solar*Rewards | Trade Secret | 2025
20263-228838-01 | Xcel Energy | 85 | 13781 | IOU | 05639643 | 4.64 | Solar |  |  | Interconnected | Trade Secret | Trade | TLK | TLK067 | Residential |  | Trade Secret | 2023 | 2024
20263-228838-01 | Xcel Energy | 85 | 13781 | IOU | 05734968 | 5.76 | Solar |  |  | Interconnected | Trade Secret | Trade | MPK | MPK082 | Residential | Solar*Rewards | Trade Secret | 2024 | 2024
20263-228838-01 | Xcel Energy | 85 | 13781 | IOU | 05489605 | 14.08 | Solar |  |  | Interconnected | Trade Secret | Trade | WSG | WSG066 | Residential |  | Trade Secret | 2023 | 2023
20263-228838-01 | Xcel Energy | 85 | 13781 | IOU | OID3923770 | 5.8 | Solar |  |  | Withdrawn | Trade Secret | Trade | RIV | RIV061 | Residential | Solar*Rewards | Trade Secret | 2019
20263-228838-01 | Xcel Energy | 85 | 13781 | IOU | 03131858 | 5 | Solar |  |  | Interconnected | Trade Secret | Trade | WES | WES074 | Residential | Solar*Rewards | Trade Secret | 2017 | 2017
20263-228838-01 | Xcel Energy | 85 | 13781 | IOU | 03131261 | 3.8 | Solar |  |  | Interconnected | Trade Secret | Trade | RIV | RIV076 | Residential | Solar*Rewards | Trade Secret | 2016 | 2017
20263-228838-01 | Xcel Energy | 85 | 13781 | IOU | 05389045 | 5.22 | Solar |  |  | Interconnected | Trade Secret | Trade | UPP | UPP063 | Residential |  | Trade Secret | 2023 | 2023
20263-228838-01 | Xcel Energy | 85 | 13781 | IOU | 05228918 | 6.09 | Solar |  |  | Interconnected | Trade Secret | Trade | UPP | UPP063 | Residential |  | Trade Secret | 2022 | 2022
20263-228838-01 | Xcel Energy | 85 | 13781 | IOU | 03894255 | 6.96 | Solar |  |  | Interconnected | Trade Secret | Trade | PKL | PKL085 | Residential | Solar*Rewards | Trade Secret | 2020 | 2020
20263-228838-01 | Xcel Energy | 85 | 13781 | IOU | 05996094 | 7.616 | Solar |  |  | Interconnected | Trade Secret | Trade | ESW | ESW061 | Residential | Solar*Rewards | Trade Secret | 2024 | 2025
20263-228838-01 | Xcel Energy | 85 | 13781 | IOU | 06168698 | 6.073 | Solar |  |  | Interconnected | Trade Secret | Trade | SOU | SOU064 | Residential | Solar*Rewards | Trade Secret | 2025 | 2025
20263-228838-01 | Xcel Energy | 85 | 13781 | IOU | 05151860 | 7.83 | Solar |  |  | Interconnected | Trade Secret | Trade | BEL | BEL061 | Residential |  | Trade Secret | 2022 | 2023
20263-228838-01 | Xcel Energy | 85 | 13781 | IOU | 05785594 | 28.5 | Solar |  |  | Active Application | Trade Secret | Trade | SOU | SOU077 | Commercial |  | Trade Secret | 2024
20263-228838-01 | Xcel Energy | 85 | 13781 | IOU | 03133908 | 21 | Solar |  |  | Interconnected | Trade Secret | Trade | SCL | SCL322 | Commercial | Made in Minnesota | Trade Secret | 2014 | 2014
20263-228838-01 | Xcel Energy | 85 | 13781 | IOU | 04316187 | 9.86 | Solar |  |  | Interconnected | Trade Secret | Trade | AFT | AFT315 | Residential | Solar*Rewards | Trade Secret | 2021 | 2021
20263-228838-01 | Xcel Energy | 85 | 13781 | IOU | 06226239 | 6.98 | Solar |  |  | Interconnected | Trade Secret | Trade | EDA | EDA067 | Residential |  | Trade Secret | 2025 | 2025
20263-228838-01 | Xcel Energy | 85 | 13781 | IOU | 03133355 | 30 | Solar |  |  | Interconnected | Trade Secret | Trade | ALK | ALK067 | Commercial | Solar*Rewards | Trade Secret | 2011 | 2013
20263-228838-01 | Xcel Energy | 85 | 13781 | IOU | 03133292 | 10 | Solar |  |  | Interconnected | Trade Secret | Trade | ALK | ALK067 | Commercial | Solar*Rewards | Trade Secret | 2010 | 2011
20263-228838-01 | Xcel Energy | 85 | 13781 | IOU | SRO12873 | 9.6 | Solar |  |  | Withdrawn | Trade Secret | Trade | ALK | ALK067 | Commercial | Solar*Rewards | Trade Secret | 2010
20263-228838-01 | Xcel Energy | 85 | 13781 | IOU | 03131610 | 7.63 | Solar |  |  | Interconnected | Trade Secret | Trade | UPP | UPP085 | Residential | Made in Minnesota | Trade Secret | 2017 | 2018
20263-228838-01 | Xcel Energy | 85 | 13781 | IOU | 05864741 | 6.825 | Solar |  |  | Active Application | Trade Secret | Trade | IDA | IDA072 | Residential | Solar*Rewards | Trade Secret | 2024
20263-228838-01 | Xcel Energy | 85 | 13781 | IOU | OID2024711 | 18 | Solar |  |  | Withdrawn | Trade Secret | Trade | NMC | NMC092 | Commercial | Solar*Rewards | Trade Secret | 2014
20263-228838-01 | Xcel Energy | 85 | 13781 | IOU | 05901188 | 3.747 | Solar |  |  | Interconnected | Trade Secret | Trade | MST | MST071 | Residential |  | Trade Secret | 2024 | 2024
20263-228838-01 |  |  |  |  | 06070262 |  | Solar |  |  | Active Application | Trade Secret | Trade | MST | MST071 | Residential | Solar*Rewards |  | 2025
20263-228838-01 | Xcel Energy | 85 | 13781 | IOU | 04820267 | 6.631 | Solar |  |  | Interconnected | Trade Secret | Trade | HYL | HYL064 | Residential |  | Trade Secret | 2022 | 2022
20263-228838-01 | Xcel Energy | 85 | 13781 | IOU | 05542663 | 4.48 | Solar |  |  | Withdrawn | Trade Secret | Trade | ECK | ECK321 | Residential | Solar*Rewards | Trade Secret | 2023
20263-228838-01 | Xcel Energy | 85 | 13781 | IOU | 05956779 | 6.046 | Solar |  |  | Interconnected | Trade Secret | Trade | TWL | TWL079 | Residential |  | Trade Secret | 2024 | 2025
20263-228838-01 | Xcel Energy | 85 | 13781 | IOU | 06130960 | 7.678 | Solar |  |  | Interconnected | Trade Secret | Trade | DBL | DBL065 | Residential | Solar*Rewards | Trade Secret | 2025 | 2025
20263-228838-01 | Xcel Energy | 85 | 13781 | IOU | 03131958 | 5 | Solar |  |  | Interconnected | Trade Secret | Trade | NOF | NOF071 | Residential | Made in Minnesota | Trade Secret | 2017 | 2017
20263-228838-01 | Xcel Energy | 85 | 13781 | IOU | 04260648 | 5.22 | Solar |  |  | Interconnected | Trade Secret | Trade | SLP | SLP082 | Residential | Solar*Rewards | Trade Secret | 2021 | 2021
20263-228838-01 |  |  |  |  | OID2218861 |  | Solar |  |  | Withdrawn | Trade Secret | Trade | WSG | WSG361 | Commercial | Solar*Rewards |  | 2015
20263-228838-01 | Xcel Energy | 85 | 13781 | IOU | 05992132 | 7 | Solar |  |  | Interconnected | Trade Secret | Trade | OSS | OSS064 | Residential | Solar*Rewards | Trade Secret | 2024 | 2024
20263-228838-01 | Xcel Energy | 85 | 13781 | IOU | 04925543 | 5.51 | Solar |  |  | Interconnected | Trade Secret | Trade | UPP | UPP085 | Residential | Solar*Rewards | Trade Secret | 2022 | 2022
20263-228838-01 | Xcel Energy | 85 | 13781 | IOU | 03259143 | 6.38 | Solar |  |  | Interconnected | Trade Secret | Trade | PIL | PIL022 | Residential | Solar*Rewards | Trade Secret | 2019 | 2020
20263-228838-01 | Xcel Energy | 85 | 13781 | IOU | 05976994 | 8.027 | Solar |  |  | Interconnected | Trade Secret | Trade | GLK | GLK074 | Residential | Solar*Rewards | Trade Secret | 2024 | 2024
20263-228838-01 | Xcel Energy | 85 | 13781 | IOU | 05678699 | 14.82 | Solar |  |  | Interconnected | Trade Secret | Trade | UPP | UPP063 | Commercial |  | Trade Secret | 2024 | 2025
20263-228838-01 | Xcel Energy | 85 | 13781 | IOU | 03134489 | 20.02 | Solar |  |  | Interconnected | Trade Secret | Trade | BUR | BUR032 | Commercial | Solar*Rewards | Trade Secret | 2015 | 2015
20263-228838-01 | Xcel Energy | 85 | 13781 | IOU | 03426436 | 6 | Solar |  |  | Interconnected | Trade Secret | Trade | RAM | RAM062 | Residential | Solar*Rewards | Trade Secret | 2019 | 2020
20263-228838-01 | Xcel Energy | 85 | 13781 | IOU | 03133232 | 0.696 | Solar |  |  | Interconnected | Trade Secret | Trade | SIP | SIP063 | Commercial | Solar*Rewards | Trade Secret | 2010 | 2010
20263-228838-01 | Xcel Energy | 85 | 13781 | IOU | 03133111 | 12 | Solar |  |  | Interconnected | Trade Secret | Trade | SLP | SLP083 | Commercial | Solar*Rewards | Trade Secret | 2010 | 2013
20263-228838-01 | Xcel Energy | 85 | 13781 | IOU | 04668878 | 5.054 | Solar |  |  | Interconnected | Trade Secret | Trade | WSG | WSG061 | Residential |  | Trade Secret | 2021 | 2022
20263-228838-01 | Xcel Energy | 85 | 13781 | IOU | SRO20104 | 8.6 | Solar |  |  | Withdrawn | Trade Secret | Trade | LSP | LSP021 | Commercial | Solar*Rewards | Trade Secret | 2011
20263-228838-01 | Xcel Energy | 85 | 13781 | IOU | 05862912 | 14.625 | Solar |  |  | Active Application | Trade Secret | Trade | REW | REW023 | Residential |  | Trade Secret | 2024
20263-228838-01 | Xcel Energy | 85 | 13781 | IOU | 06246415 | 21.24 | Storage |  |  | Active Application | Trade Secret | Trade | REW | REW023 | Residential |  | Trade Secret | 2025
20263-228838-01 | Xcel Energy | 85 | 13781 | IOU | 04829440 | 38.012 | Solar |  |  | Active Application | Trade Secret | Trade | ALT | ALT021 | Residential |  | Trade Secret | 2022
20263-228838-01 | Xcel Energy | 85 | 13781 | IOU | OID2090234 | 22.5 | Solar |  |  | Withdrawn | Trade Secret | Trade | BYT | BYT061 | Residential | Solar*Rewards | Trade Secret | 2014
20263-228838-01 | Xcel Energy | 85 | 13781 | IOU | 03134469 | 8.64 | Solar |  |  | Interconnected | Trade Secret | Trade | BYT | BYT061 | Residential | Made in Minnesota | Trade Secret | 2015 | 2016
20263-228838-01 | Xcel Energy | 85 | 13781 | IOU | 05356946 | 11.375 | Solar |  |  | Interconnected | Trade Secret | Trade | YAM | YAM021 | Residential | Solar*Rewards | Trade Secret | 2023 | 2023
20263-228838-01 | Xcel Energy | 85 | 13781 | IOU | 04509479 | 7.616 | Solar |  |  | Interconnected | Trade Secret | Trade | ECK | ECK082 | Residential |  | Trade Secret | 2021 | 2022
20263-228838-01 | Xcel Energy | 85 | 13781 | IOU | 04492973 | 7.616 | Solar |  |  | Active Application | Trade Secret | Trade | ECK | ECK082 | Residential | Solar*Rewards | Trade Secret | 2021
20263-228838-01 | Xcel Energy | 85 | 13781 | IOU | 05356817 | 3.75 | Solar |  |  | Interconnected | Trade Secret | Trade | WIL | WIL074 | Residential | Solar*Rewards | Trade Secret | 2023 | 2023
20263-228838-01 | Xcel Energy | 85 | 13781 | IOU | 03134117 | 10.5 | Solar |  |  | Interconnected | Trade Secret | Trade | PIL | PIL021 | Residential | Made in Minnesota | Trade Secret | 2014 | 2014
20263-228838-01 | Xcel Energy | 85 | 13781 | IOU | 06089371 | 8.832 | Solar |  |  | Withdrawn | Trade Secret | Trade | WDY | WDY312 | Residential |  | Trade Secret | 2025
20263-228838-01 | Xcel Energy | 85 | 13781 | IOU | 06092818 | 8.832 | Solar |  |  | Interconnected | Trade Secret | Trade | WDY | WDY312 | Residential | Solar*Rewards | Trade Secret | 2025 | 2025
20263-228838-01 | Xcel Energy | 85 | 13781 | IOU | 06168859 | 14.51 | Solar |  |  | Active Application | Trade Secret | Trade | PAT | PAT312 | Commercial |  | Trade Secret | 2025
20263-228838-01 | Xcel Energy | 85 | 13781 | IOU | 04836029 | 4.384 | Solar |  |  | Interconnected | Trade Secret | Trade | ECK | ECK321 | Residential | Solar*Rewards | Trade Secret | 2022 | 2022
20263-228838-01 | Xcel Energy | 85 | 13781 | IOU | 03966415 | 15.232 | Solar |  |  | Interconnected | Trade Secret | Trade | STY | STY072 | Residential | Solar*Rewards | Trade Secret | 2020 | 2021
20263-228838-01 | Xcel Energy | 85 | 13781 | IOU | 05411890 | 3.84 | Solar |  |  | Interconnected | Trade Secret | Trade | GRC | GRC312 | Residential | Solar*Rewards | Trade Secret | 2023 | 2023
20263-228838-01 | Xcel Energy | 85 | 13781 | IOU | 03133601 | 3 | Solar |  |  | Interconnected | Trade Secret | Trade | OSS | OSS063 | Residential | Solar*Rewards | Trade Secret | 2011 | 2012
20263-228838-01 | Xcel Energy | 85 | 13781 | IOU | 05831361 | 7.872 | Solar |  |  | Interconnected | Trade Secret | Trade | ESW | ESW081 | Residential | Solar*Rewards | Trade Secret | 2024 | 2024
20263-228838-01 | Xcel Energy | 85 | 13781 | IOU | 04385940 | 6.38 | Solar |  |  | Interconnected | Trade Secret | Trade | SOU | SOU064 | Residential | Solar*Rewards | Trade Secret | 2021 | 2021
20263-228838-01 | Xcel Energy | 85 | 13781 | IOU | 03134242 | 3.84 | Solar |  |  | Interconnected | Trade Secret | Trade | SLP | SLP097 | Residential | Solar*Rewards | Trade Secret | 2015 | 2015
20263-228838-01 | Xcel Energy | 85 | 13781 | IOU | 03131030 | 4.6 | Solar |  |  | Interconnected | Trade Secret | Trade | WWK | WWK311 | Residential |  | Trade Secret | 2010 | 2010
20263-228838-01 | Xcel Energy | 85 | 13781 | IOU | 05233381 | 12.329 | Solar |  | X | Withdrawn | Trade Secret | Trade | EDA | EDA067 | Residential |  | Trade Secret | 2023
20263-228838-01 | Xcel Energy | 85 | 13781 | IOU | 03129644 | 39.998 | Solar |  |  | Interconnected | Trade Secret | Trade | GLK | GLK073 | Commercial | Solar*Rewards | Trade Secret | 2018 | 2019
20263-228838-01 | Xcel Energy | 85 | 13781 | IOU | 06250021 | 7.6 | Solar |  |  | Active Application | Trade Secret | Trade | WWK | WWK321 | Residential |  | Trade Secret | 2025
20263-228838-01 | Xcel Energy | 85 | 13781 | IOU | 05956363 | 4.064 | Solar |  |  | Interconnected | Trade Secret | Trade | MST | MST074 | Residential | Solar*Rewards | Trade Secret | 2024 | 2025
20263-228838-01 | Xcel Energy | 85 | 13781 | IOU | 04494594 | 2.61 | Solar |  |  | Interconnected | Trade Secret | Trade | WCR | WCR063 | Residential |  | Trade Secret | 2021 | 2021
20263-228838-01 | Xcel Energy | 85 | 13781 | IOU | 05823164 | 9.109 | Solar |  |  | Interconnected | Trade Secret | Trade | RPL | RPL064 | Residential | Solar*Rewards | Trade Secret | 2024 | 2024
20263-228838-01 | Xcel Energy | 85 | 13781 | IOU | 06208306 | 3.49 | Solar |  |  | Interconnected | Trade Secret | Trade | TER | TER071 | Residential |  | Trade Secret | 2025 | 2025
20263-228838-01 | Xcel Energy | 85 | 13781 | IOU | 04254568 | 7.616 | Solar |  |  | Interconnected | Trade Secret | Trade | HSN | HSN312 | Residential | Solar*Rewards | Trade Secret | 2021 | 2021
20263-228838-01 | Xcel Energy | 85 | 13781 | IOU | 06113095 | 8.064 | Solar |  |  | Interconnected | Trade Secret | Trade | WYO | WYO021 | Residential |  | Trade Secret | 2025 | 2025
20263-228838-01 | Xcel Energy | 85 | 13781 | IOU | 03132298 | 5 | Solar |  |  | Interconnected | Trade Secret | Trade | SOU | SOU061 | Residential | Solar*Rewards | Trade Secret | 2018 | 2018
20263-228838-01 | Xcel Energy | 85 | 13781 | IOU | SRO29446 | 34.2 | Solar |  |  | Withdrawn | Trade Secret | Trade | NOF | NOF061 | Commercial | Solar*Rewards | Trade Secret | 2013
20263-228838-01 | Xcel Energy | 85 | 13781 | IOU | 03134292 | 5.76 | Solar |  |  | Interconnected | Trade Secret | Trade | SCL | SCL312 | Residential | Made in Minnesota | Trade Secret | 2015 | 2015
20263-228838-01 | Xcel Energy | 85 | 13781 | IOU | OID3705941 | 39.998 | Solar |  |  | Withdrawn | Trade Secret | Trade | BRP | BRP072 | Commercial | Solar*Rewards | Trade Secret | 2019
20263-228838-01 | Xcel Energy | 85 | 13781 | IOU | OID3851313 | 39.998 | Solar |  |  | Withdrawn | Trade Secret | Trade | BRP | BRP072 | Commercial | Solar*Rewards | Trade Secret | 2019
20263-228838-01 | Xcel Energy | 85 | 13781 | IOU | 05995800 | 7.6 | Solar |  |  | Interconnected | Trade Secret | Trade | EDA | EDA073 | Residential | Solar*Rewards | Trade Secret | 2024 | 2025
20263-228838-01 |  |  |  |  | 05975721 |  | Solar |  |  | Active Application | Trade Secret | Trade | EDA | EDA073 | Residential | Solar*Rewards |  | 2024
20263-228838-01 | Xcel Energy | 85 | 13781 | IOU | 05204745 | 7.04 | Solar |  |  | Interconnected | Trade Secret | Trade | STO | STO002 | Residential |  | Trade Secret | 2022 | 2023
20263-228838-01 | Xcel Energy | 85 | 13781 | IOU | 04540702 | 7.616 | Solar |  |  | Active Application | Trade Secret | Trade | SLP | SLP083 | Residential |  | Trade Secret | 2021
20263-228838-01 | Xcel Energy | 85 | 13781 | IOU | 05306970 | 13.92 | Solar |  |  | Interconnected | Trade Secret | Trade | SLP | SLP083 | Residential |  | Trade Secret | 2023 | 2023
20263-228838-01 | Xcel Energy | 85 | 13781 | IOU | 04502524 | 6 | Solar |  |  | Active Application | Trade Secret | Trade | MND | MND063 | Residential | Solar*Rewards | Trade Secret | 2021
20263-228838-01 | Xcel Energy | 85 | 13781 | IOU | 05601270 | 6.631 | Solar |  |  | Withdrawn | Trade Secret | Trade | LAC | LAC062 | Residential | Solar*Rewards | Trade Secret | 2023
20263-228838-01 | Xcel Energy | 85 | 13781 | IOU | 05711686 | 6.631 | Solar |  |  | Interconnected | Trade Secret | Trade | LAC | LAC062 | Residential | Solar*Rewards | Trade Secret | 2024 | 2024
20263-228838-01 | Xcel Energy | 85 | 13781 | IOU | 05228981 | 5.22 | Solar |  |  | Active Application | Trade Secret | Trade | UPP | UPP082 | Residential |  | Trade Secret | 2022
20263-228838-01 | Xcel Energy | 85 | 13781 | IOU | 05408678 | 9.28 | Solar |  |  | Interconnected | Trade Secret | Trade | MEL | MEL088 | Residential | Solar*Rewards | Trade Secret | 2023 | 2023
20263-228838-01 | Xcel Energy | 85 | 13781 | IOU | 03134817 | 5 | Solar |  |  | Interconnected | Trade Secret | Trade | SOU | SOU081 | Commercial | Solar*Rewards | Trade Secret | 2016 | 2016
20263-228838-01 | Xcel Energy | 85 | 13781 | IOU | 06013357 | 15.36 | Solar |  |  | Interconnected | Trade Secret | Trade | HYL | HYL063 | Residential |  | Trade Secret | 2024 | 2025
20263-228838-01 | Xcel Energy | 85 | 13781 | IOU | 06095748 | 25 | Solar |  |  | Active Application | Trade Secret | Trade | WCR | WCR061 | Commercial |  | Trade Secret | 2025
20263-228838-01 | Xcel Energy | 85 | 13781 | IOU | 04379316 | 4.188 | Solar |  |  | Interconnected | Trade Secret | Trade | SLP | SLP084 | Residential | Solar*Rewards | Trade Secret | 2021 | 2021
20263-228838-01 | Xcel Energy | 85 | 13781 | IOU | 04210587 | 3.747 | Solar |  |  | Interconnected | Trade Secret | Trade | RIV | RIV076 | Residential |  | Trade Secret | 2021 | 2021
20263-228838-01 | Xcel Energy | 85 | 13781 | IOU | 04625220 | 6 | Solar |  |  | Interconnected | Trade Secret | Trade | MOL | MOL062 | Residential |  | Trade Secret | 2021 | 2021
20263-228838-01 | Xcel Energy | 85 | 13781 | IOU | 04889845 | 3.747 | Solar |  |  | Interconnected | Trade Secret | Trade | HWW | HWW061 | Residential |  | Trade Secret | 2022 | 2022
20263-228838-01 | Xcel Energy | 85 | 13781 | IOU | 05711685 | 7.616 | Solar |  |  | Interconnected | Trade Secret | Trade | MPK | MPK078 | Residential | Solar*Rewards | Trade Secret | 2024 | 2024
20263-228838-01 | Xcel Energy | 85 | 13781 | IOU | 05535891 | 7.6 | Solar |  |  | Withdrawn | Trade Secret | Trade | MPK | MPK078 | Residential | Solar*Rewards | Trade Secret | 2023
20263-228838-01 | Xcel Energy | 85 | 13781 | IOU | 03601848 | 9.423 | Solar |  |  | Interconnected | Trade Secret | Trade | GNL | GNL072 | Residential | Solar*Rewards | Trade Secret | 2020 | 2020
20263-228838-01 | Xcel Energy | 85 | 13781 | IOU | 03133001 | 16.24 | Solar |  |  | Interconnected | Trade Secret | Trade | MTW | MTW021 | Residential | Solar*Rewards | Trade Secret | 2018 | 2019
20263-228838-01 | Xcel Energy | 85 | 13781 | IOU | 05849172 | 10.752 | Solar |  |  | Active Application | Trade Secret | Trade | OSS | OSS073 | Residential |  | Trade Secret | 2024
20263-228838-01 | Xcel Energy | 85 | 13781 | IOU | 03130257 | 7.616 | Solar |  |  | Interconnected | Trade Secret | Trade | MND | MND071 | Residential | Solar*Rewards | Trade Secret | 2019 | 2020
20263-228838-01 | Xcel Energy | 85 | 13781 | IOU | 06228918 | 4.188 | Solar |  |  | Interconnected | Trade Secret | Trade | CEL | CEL064 | Residential |  | Trade Secret | 2025 | 2026
20263-228838-01 | Xcel Energy | 85 | 13781 | IOU | 03132990 | 2.962 | Solar |  |  | Interconnected | Trade Secret | Trade | HWW | HWW073 | Residential | Solar*Rewards | Trade Secret | 2018 | 2019
20263-228838-01 | Xcel Energy | 85 | 13781 | IOU | 05364496 | 4.35 | Solar |  |  | Active Application | Trade Secret | Trade | CDV | CDV063 | Residential |  | Trade Secret | 2023
20263-228838-01 | Xcel Energy | 85 | 13781 | IOU | 05308721 | 4.35 | Solar |  |  | Interconnected | Trade Secret | Trade | CDV | CDV063 | Residential |  | Trade Secret | 2022 | 2023
20263-228838-01 | Xcel Energy | 85 | 13781 | IOU | 03134714 | 3.8 | Solar |  |  | Interconnected | Trade Secret | Trade | ALK | ALK063 | Residential | Solar*Rewards | Trade Secret | 2015 | 2016
20263-228838-01 | Xcel Energy | 85 | 13781 | IOU | 05950407 | 9.994 | Solar |  |  | Active Application | Trade Secret | Trade | SLP | SLP072 | Residential |  | Trade Secret | 2024
20263-228838-01 | Xcel Energy | 85 | 13781 | IOU | 06205835 | 7.601 | Solar |  |  | Active Application | Trade Secret | Trade | GNL | GNL063 | Residential | Solar*Rewards | Trade Secret | 2025
20263-228838-01 | Xcel Energy | 85 | 13781 | IOU | 05268976 | 5.51 | Solar |  |  | Interconnected | Trade Secret | Trade | STY | STY071 | Residential |  | Trade Secret | 2022 | 2023
20263-228838-01 | Xcel Energy | 85 | 13781 | IOU | 04794098 | 6.38 | Solar |  |  | Interconnected | Trade Secret | Trade | WIL | WIL098 | Residential | Solar*Rewards | Trade Secret | 2022 | 2022
20263-228838-01 | Xcel Energy | 85 | 13781 | IOU | 05837301 | 3.936 | Solar |  |  | Withdrawn | Trade Secret | Trade | GRC | GRC311 | Residential | Solar*Rewards | Trade Secret | 2024
20263-228838-01 | Xcel Energy | 85 | 13781 | IOU | 05860080 | 3.936 | Solar |  |  | Interconnected | Trade Secret | Trade | GRC | GRC311 | Residential |  | Trade Secret | 2024 | 2024
20263-228838-01 | Xcel Energy | 85 | 13781 | IOU | 04911910 | 5.8 | Solar |  |  | Withdrawn | Trade Secret | Trade | ALD | ALD072 | Commercial |  | Trade Secret | 2022
20263-228838-01 | Xcel Energy | 85 | 13781 | IOU | 05291572 | 11.02 | Solar |  | X | Interconnected | Trade Secret | Trade | RRK | RRK064 | Residential |  | Trade Secret | 2023 | 2023
20263-228838-01 | Xcel Energy | 85 | 13781 | IOU | 04793894 | 6.96 | Solar |  |  | Interconnected | Trade Secret | Trade | WIL | WIL081 | Residential | Solar*Rewards | Trade Secret | 2022 | 2022
20263-228838-01 | Xcel Energy | 85 | 13781 | IOU | 04548821 | 8.027 | Solar |  |  | Interconnected | Trade Secret | Trade | AFT | AFT321 | Residential |  | Trade Secret | 2021 | 2021
20263-228838-01 | Xcel Energy | 85 | 13781 | IOU | SRO30444 | 30 | Solar |  |  | Withdrawn | Trade Secret | Trade | GRC | GRC073 | Commercial | Solar*Rewards | Trade Secret | 2013
20263-228838-01 |  |  |  |  | OID3489416 |  | Solar |  |  | Withdrawn | Trade Secret | Trade | BEL | BEL062 | Commercial | Solar*Rewards |  | 2018
20263-228838-01 | Xcel Energy | 85 | 13781 | IOU | OID3370060 | 18 | Solar |  |  | Withdrawn | Trade Secret | Trade | BEL | BEL062 | Commercial | Solar*Rewards | Trade Secret | 2018
20263-228838-01 | Xcel Energy | 85 | 13781 | IOU | 06182539 | 10.628 | Solar |  |  | Interconnected | Trade Secret | Trade | LEX | LEX071 | Residential |  | Trade Secret | 2025 | 2025
20263-228838-01 | Xcel Energy | 85 | 13781 | IOU | 03937536 | 6.98 | Solar |  |  | Interconnected | Trade Secret | Trade | IDA | IDA071 | Residential | Solar*Rewards | Trade Secret | 2020 | 2020
20263-228838-01 |  |  |  |  | 06277773 |  | Storage |  |  | Active Application | Trade Secret | Trade | GLK | GLK065 | Residential |  |  | 2025
20263-228838-01 | Xcel Energy | 85 | 13781 | IOU | 03131536 | 9.94 | Solar |  |  | Interconnected | Trade Secret | Trade | GLK | GLK065 | Residential | Made in Minnesota | Trade Secret | 2017 | 2018
20263-228838-01 | Xcel Energy | 85 | 13781 | IOU | 03130395 | 3.747 | Solar |  |  | Interconnected | Trade Secret | Trade | GLK | GLK065 | Residential | Solar*Rewards | Trade Secret | 2018 | 2018
20263-228838-01 | Xcel Energy | 85 | 13781 | IOU | SRO29876 | 40 | Solar |  |  | Withdrawn | Trade Secret | Trade | RPO | RPO311 | Commercial | Solar*Rewards | Trade Secret | 2013
20263-228838-01 | Xcel Energy | 85 | 13781 | IOU | 03131632 | 7.63 | Solar |  |  | Interconnected | Trade Secret | Trade | GLK | GLK074 | Residential | Made in Minnesota | Trade Secret | 2017 | 2017
20263-228838-01 | Xcel Energy | 85 | 13781 | IOU | 05994295 | 8.05 | Solar |  |  | Interconnected | Trade Secret | Trade | BCH | BCH311 | Residential | Solar*Rewards | Trade Secret | 2024 | 2025
20263-228838-01 | Xcel Energy | 85 | 13781 | IOU | 03133575 | 3 | Solar |  |  | Interconnected | Trade Secret | Trade | SOU | SOU073 | Residential | Solar*Rewards | Trade Secret | 2011 | 2012
20263-228838-01 | Xcel Energy | 85 | 13781 | IOU | 05993116 | 7.872 | Solar |  |  | Interconnected | Trade Secret | Trade | WSG | WSG063 | Residential |  | Trade Secret | 2024 | 2024
20263-228838-01 | Xcel Energy | 85 | 13781 | IOU | 05973268 | 7.872 | Solar |  |  | Withdrawn | Trade Secret | Trade | WSG | WSG063 | Residential | Solar*Rewards | Trade Secret | 2024
20263-228838-01 | Xcel Energy | 85 | 13781 | IOU | 05761784 | 5.7 | Solar |  |  | Interconnected | Trade Secret | Trade | WCR | WCR322 | Residential | Solar*Rewards | Trade Secret | 2024 | 2025
20263-228838-01 | Xcel Energy | 85 | 13781 | IOU | 06208625 | 3.796 | Solar |  |  | Interconnected | Trade Secret | Trade | RPL | RPL064 | Residential | Solar*Rewards | Trade Secret | 2025 | 2025
20263-228838-01 | Xcel Energy | 85 | 13781 | IOU | 05648309 | 9.216 | Solar |  |  | Interconnected | Trade Secret | Trade | YLM | YLM211 | Residential |  | Trade Secret | 2023 | 2024
20263-228838-01 | Xcel Energy | 85 | 13781 | IOU | 03156366 | 7.616 | Solar |  |  | Interconnected | Trade Secret | Trade | WDY | WDY311 | Residential | Solar*Rewards | Trade Secret | 2019 | 2019
20263-228838-01 | Xcel Energy | 85 | 13781 | IOU | OID3832485 | 7.625 | Solar |  |  | Withdrawn | Trade Secret | Trade | WDY | WDY311 | Residential | Solar*Rewards | Trade Secret | 2019
20263-228838-01 | Xcel Energy | 85 | 13781 | IOU | 03133238 | 6 | Solar |  |  | Interconnected | Trade Secret | Trade | TER | TER071 | Commercial | Solar*Rewards | Trade Secret | 2010 | 2010
20263-228838-01 | Xcel Energy | 85 | 13781 | IOU | 04615021 | 15.232 | Solar |  |  | Interconnected | Trade Secret | Trade | LLK | LLK071 | Commercial |  | Trade Secret | 2021 | 2022
20263-228838-01 | Xcel Energy | 85 | 13781 | IOU | 05315205 | 2.32 | Solar |  |  | Interconnected | Trade Secret | Trade | LOK | LOK062 | Residential |  | Trade Secret | 2022 | 2023
20263-228838-01 | Xcel Energy | 85 | 13781 | IOU | 04141428 | 3.19 | Solar |  |  | Interconnected | Trade Secret | Trade | SLP | SLP075 | Residential | Solar*Rewards | Trade Secret | 2020 | 2021
20263-228838-01 | Xcel Energy | 85 | 13781 | IOU | 06168946 | 3.936 | Solar |  |  | Interconnected | Trade Secret | Trade | STY | STY075 | Residential |  | Trade Secret | 2025 | 2025
20263-228838-01 | Xcel Energy | 85 | 13781 | IOU | 06142810 | 3.936 | Solar |  |  | Withdrawn | Trade Secret | Trade | STY | STY075 | Residential | Solar*Rewards | Trade Secret | 2025
20263-228838-01 | Xcel Energy | 85 | 13781 | IOU | 03130999 | 20 | Wind |  |  | Interconnected | Trade Secret | Trade | HOW | HOW061 | Residential |  | Trade Secret | 2010 | 2010
20263-228838-01 | Xcel Energy | 85 | 13781 | IOU | 03133992 | 18 | Solar |  |  | Interconnected | Trade Secret | Trade | WDY | WDY312 | Commercial | Solar*Rewards | Trade Secret | 2014 | 2015
20263-228838-01 | Xcel Energy | 85 | 13781 | IOU | SRO31445 | 45 | Solar |  |  | Withdrawn | Trade Secret | Trade | WDY | WDY312 | Commercial | Solar*Rewards | Trade Secret | 2013
20263-228838-01 | Xcel Energy | 85 | 13781 | IOU | 03580454 | 6.96 |  |  |  | Active Application | Trade Secret | Trade | SLW | SLW062 | Residential |  | Trade Secret | 2020
20263-228838-01 | Xcel Energy | 85 | 13781 | IOU | 03580890 | 6.96 | Solar |  |  | Interconnected | Trade Secret | Trade | SLW | SLW062 | Residential |  | Trade Secret | 2020 | 2020
20263-228838-01 | Xcel Energy | 85 | 13781 | IOU | 05852438 | 5.314 | Solar |  | X | Interconnected | Trade Secret | Trade | SOU | SOU077 | Residential | Solar*Rewards | Trade Secret | 2024 | 2024
20263-228838-01 | Xcel Energy | 85 | 13781 | IOU | 05852411 | 5.314 | Solar |  |  | Withdrawn | Trade Secret | Trade | SOU | SOU077 | Residential | Solar*Rewards | Trade Secret | 2024
20263-228838-01 | Xcel Energy | 85 | 13781 | IOU | 05506658 | 6.912 | Solar |  |  | Interconnected | Trade Secret | Trade | MOL | MOL067 | Residential |  | Trade Secret | 2023 | 2023
20263-228838-01 | Xcel Energy | 85 | 13781 | IOU | 04322889 | 3.747 | Solar |  |  | Interconnected | Trade Secret | Trade | ALD | ALD073 | Residential |  | Trade Secret | 2021 | 2021
20263-228838-01 | Xcel Energy | 85 | 13781 | IOU | OID2019378 | 18 | Solar |  |  | Withdrawn | Trade Secret | Trade | WIL | WIL097 | Commercial | Solar*Rewards | Trade Secret | 2014
20263-228838-01 | Xcel Energy | 85 | 13781 | IOU | 05985694 | 5.052 | Solar |  |  | Interconnected | Trade Secret | Trade | STO | STO002 | Residential |  | Trade Secret | 2024 | 2025
20263-228838-01 | Xcel Energy | 85 | 13781 | IOU | 04972186 | 5.22 | Solar |  |  | Interconnected | Trade Secret | Trade | WSG | WSG362 | Residential |  | Trade Secret | 2022 | 2022
20263-228838-01 | Xcel Energy | 85 | 13781 | IOU | 03135002 | 3.8 | Solar |  |  | Interconnected | Trade Secret | Trade | SOU | SOU087 | Residential | Solar*Rewards | Trade Secret | 2016 | 2016
20263-228838-01 | Xcel Energy | 85 | 13781 | IOU | 04347318 | 8.99 | Solar |  |  | Interconnected | Trade Secret | Trade | RMT | RMT321 | Residential | Solar*Rewards | Trade Secret | 2021 | 2021
20263-228838-01 | Xcel Energy | 85 | 13781 | IOU | 03497583 | 7.616 | Solar |  |  | Interconnected | Trade Secret | Trade | LAP | LAP311 | Residential | Solar*Rewards | Trade Secret | 2019 | 2020
20263-228838-01 | Xcel Energy | 85 | 13781 | IOU | OID4020606 | 7.616 | Solar |  |  | Withdrawn | Trade Secret | Trade | LAP | LAP311 | Residential | Solar*Rewards | Trade Secret | 2019
20263-228838-01 | Xcel Energy | 85 | 13781 | IOU | OID4009182 | 7.616 | Solar |  |  | Withdrawn | Trade Secret | Trade | LAP | LAP311 | Residential | Solar*Rewards | Trade Secret | 2019
20263-228838-01 | Xcel Energy | 85 | 13781 | IOU | 06088132 | 7.98 | Solar |  |  | Withdrawn | Trade Secret | Trade | WIL | WIL071 | Residential | Solar*Rewards | Trade Secret | 2025
20263-228838-01 | Xcel Energy | 85 | 13781 | IOU | 06322219 | 7.98 | Solar |  |  | Active Application | Trade Secret | Trade | WIL | WIL071 | Residential | Solar*Rewards | Trade Secret | 2026
20263-228838-01 | Xcel Energy | 85 | 13781 | IOU | 06338638 | 3.936 | Solar |  |  | Active Application | Trade Secret | Trade | SOU | SOU083 | Residential | Solar*Rewards | Trade Secret | 2026
20263-228838-01 | Xcel Energy | 85 | 13781 | IOU | 04087101 | 4.64 | Solar |  |  | Interconnected | Trade Secret | Trade | WCS | WCS064 | Residential | Solar*Rewards | Trade Secret | 2020 | 2021
20263-228838-01 | Xcel Energy | 85 | 13781 | IOU | 05858624 | 7.329 | Solar |  |  | Withdrawn | Trade Secret | Trade | WCR | WCR322 | Residential |  | Trade Secret | 2024
20263-228838-01 | Xcel Energy | 85 | 13781 | IOU | 05831931 | 12.672 | Solar |  |  | Interconnected | Trade Secret | Trade | WCR | WCR322 | Residential | Solar*Rewards | Trade Secret | 2024 | 2024
20263-228838-01 | Xcel Energy | 85 | 13781 | IOU | 03131937 | 9.94 | Solar |  |  | Interconnected | Trade Secret | Trade | SLP | SLP084 | Residential | Solar*Rewards | Trade Secret | 2017 | 2018
20263-228838-01 | Xcel Energy | 85 | 13781 | IOU | 05720363 | 5.85 | Solar |  |  | Interconnected | Trade Secret | Trade | RVA | RVA061 | Residential | Solar*Rewards | Trade Secret | 2024 | 2024
20263-228838-01 | Xcel Energy | 85 | 13781 | IOU | 06033774 | 4.592 | Solar |  |  | Interconnected | Trade Secret | Trade | HWW | HWW062 | Residential | Solar*Rewards | Trade Secret | 2025 | 2025
20263-228838-01 | Xcel Energy | 85 | 13781 | IOU | 04382104 | 12.056 | Solar |  |  | Interconnected | Trade Secret | Trade | PBE | PBE061 | Residential | Solar*Rewards | Trade Secret | 2021 | 2021
20263-228838-01 | Xcel Energy | 85 | 13781 | IOU | 06169984 | 3.416 | Solar |  |  | Interconnected | Trade Secret | Trade | ALD | ALD084 | Residential |  | Trade Secret | 2025 | 2025
20263-228838-01 | Xcel Energy | 85 | 13781 | IOU | 05719975 | 4.41 | Solar |  |  | Interconnected | Trade Secret | Trade | CHE | CHE076 | Residential |  | Trade Secret | 2024 | 2024
20263-228838-01 | Xcel Energy | 85 | 13781 | IOU | SRO22475 | 344 | Solar |  |  | Withdrawn | Trade Secret | Trade | ALD | ALD083 | Residential | Solar*Rewards | Trade Secret | 2012
20263-228838-01 | Xcel Energy | 85 | 13781 | IOU | 06322098 | 9.12 | Solar |  |  | Active Application | Trade Secret | Trade | WIL | WIL081 | Residential | Solar*Rewards | Trade Secret | 2026
20263-228838-01 | Xcel Energy | 85 | 13781 | IOU | 06089355 | 9.12 | Solar |  |  | Active Application | Trade Secret | Trade | WIL | WIL081 | Residential | Solar*Rewards | Trade Secret | 2025
20263-228838-01 | Xcel Energy | 85 | 13781 | IOU | 03133761 | 35 | Solar |  |  | Interconnected | Trade Secret | Trade | AFT | AFT321 | Commercial | Solar*Rewards | Trade Secret | 2013 | 2013
20263-228838-01 | Xcel Energy | 85 | 13781 | IOU | 04613848 | 5.584 | Solar |  |  | Interconnected | Trade Secret | Trade | SHP | SHP062 | Residential |  | Trade Secret | 2021 | 2022
20263-228838-01 | Xcel Energy | 85 | 13781 | IOU | 05682555 | 4.095 | Solar |  |  | Interconnected | Trade Secret | Trade | WIL | WIL082 | Residential |  | Trade Secret | 2023 | 2024
20263-228838-01 | Xcel Energy | 85 | 13781 | IOU | 05780733 | 6.98 | Solar |  |  | Interconnected | Trade Secret | Trade | HWW | HWW073 | Residential | Solar*Rewards | Trade Secret | 2024 | 2024
20263-228838-01 | Xcel Energy | 85 | 13781 | IOU | 03895457 | 6 | Solar |  |  | Interconnected | Trade Secret | Trade | WYO | WYO022 | Residential | Solar*Rewards | Trade Secret | 2020 | 2020
20263-228838-01 | Xcel Energy | 85 | 13781 | IOU | 03132396 | 3.8 | Solar |  |  | Interconnected | Trade Secret | Trade | KLK | KLK061 | Residential | Solar*Rewards | Trade Secret | 2018 | 2018
20263-228838-01 | Xcel Energy | 85 | 13781 | IOU | 03130979 | 3 | Solar |  |  | Interconnected | Trade Secret | Trade | SMT | SMT081 | Commercial |  | Trade Secret | 2009 | 2009
20263-228838-01 | Xcel Energy | 85 | 13781 | IOU | OID2582078 | 6 | Solar |  |  | Withdrawn | Trade Secret | Trade | XRD | XRD076 | Residential | Made in Minnesota | Trade Secret | 2016
20263-228838-01 | Xcel Energy | 85 | 13781 | IOU | OID2518112 | 7.63 | Solar |  |  | Withdrawn | Trade Secret | Trade | XRD | XRD076 | Residential | Solar*Rewards | Trade Secret | 2015
20263-228838-01 | Xcel Energy | 85 | 13781 | IOU | 06169946 | 7.872 | Solar |  |  | Interconnected | Trade Secret | Trade | DHL | DHL061 | Residential | Solar*Rewards | Trade Secret | 2025 | 2025
20263-228838-01 | Xcel Energy | 85 | 13781 | IOU | OID2089396 | 10.01 | Solar |  |  | Withdrawn | Trade Secret | Trade | BCR | BCR063 | Residential | Solar*Rewards | Trade Secret | 2014
20263-228838-01 | Xcel Energy | 85 | 13781 | IOU | 03134720 | 10.01 | Solar |  |  | Interconnected | Trade Secret | Trade | BCR | BCR063 | Residential | Made in Minnesota | Trade Secret | 2015 | 2016
20263-228838-01 | Xcel Energy | 85 | 13781 | IOU | 06074966 | 5.933 | Solar |  |  | Interconnected | Trade Secret | Trade | TLK | TLK061 | Residential | Solar*Rewards | Trade Secret | 2025 | 2025
20263-228838-01 | Xcel Energy | 85 | 13781 | IOU | 03134478 | 10.01 | Solar |  |  | Interconnected | Trade Secret | Trade | NOF | NOF071 | Residential | Solar*Rewards | Trade Secret | 2015 | 2015
20263-228838-01 | Xcel Energy | 85 | 13781 | IOU | 04594735 | 6.09 | Solar |  |  | Interconnected | Trade Secret | Trade | TER | TER061 | Residential | Solar*Rewards | Trade Secret | 2021 | 2022
20263-228838-01 | Xcel Energy | 85 | 13781 | IOU | SRO29849 | 5 | Solar |  |  | Withdrawn | Trade Secret | Trade | SOU | SOU081 | Residential | Solar*Rewards | Trade Secret | 2013
20263-228838-01 | Xcel Energy | 85 | 13781 | IOU | 03133903 | 5 | Solar |  |  | Interconnected | Trade Secret | Trade | SOU | SOU081 | Residential | Made in Minnesota | Trade Secret | 2014 | 2014
20263-228838-01 | Xcel Energy | 85 | 13781 | IOU | OID3900212 | 22.78 | Solar |  |  | Interconnected | Trade Secret | Trade | MAZ | MAZ021 | Residential | Solar*Rewards | Trade Secret | 2019 | 2020
20263-228838-01 | Xcel Energy | 85 | 13781 | IOU | 03131343 | 19.999 | Solar |  |  | Interconnected | Trade Secret | Trade | GLK | GLK072 | Commercial | Solar*Rewards | Trade Secret | 2017 | 2017
20263-228838-01 | Xcel Energy | 85 | 13781 | IOU | 03132260 | 5 | Solar |  |  | Interconnected | Trade Secret | Trade | MPK | MPK063 | Residential | Solar*Rewards | Trade Secret | 2018 | 2018
20263-228838-01 | Xcel Energy | 85 | 13781 | IOU | 03134641 | 5 | Solar |  |  | Interconnected | Trade Secret | Trade | PIP | PIP090 | Commercial | Made in Minnesota | Trade Secret | 2015 | 2015
20263-228838-01 | Xcel Energy | 85 | 13781 | IOU | 05507754 | 7.584 | Solar |  |  | Interconnected | Trade Secret | Trade | LAE | LAE061 | Residential | Solar*Rewards | Trade Secret | 2023 | 2024
20263-228838-01 | Xcel Energy | 85 | 13781 | IOU | 04836147 | 6.67 | Solar |  |  | Withdrawn | Trade Secret | Trade | SLP | SLP092 | Residential | Solar*Rewards | Trade Secret | 2022
20263-228838-01 | Xcel Energy | 85 | 13781 | IOU | 03181545 | 5 | Solar |  |  | Interconnected | Trade Secret | Trade | HWW | HWW073 | Residential | Solar*Rewards | Trade Secret | 2019 | 2019
20263-228838-01 | Xcel Energy | 85 | 13781 | IOU | 04822422 | 8.22 | Solar |  |  | Interconnected | Trade Secret | Trade | HWW | HWW062 | Residential |  | Trade Secret | 2022 | 2022
20263-228838-01 | Xcel Energy | 85 | 13781 | IOU | 06232093 | 2.792 | Solar |  |  | Active Application | Trade Secret | Trade | HWW | HWW074 | Residential |  | Trade Secret | 2025
20263-228838-01 | Xcel Energy | 85 | 13781 | IOU | 03132427 | 15 | Solar |  |  | Interconnected | Trade Secret | Trade | MPK | MPK068 | Commercial | Solar*Rewards | Trade Secret | 2018 | 2018
20263-228838-01 | Xcel Energy | 85 | 13781 | IOU | 04556591 | 10.15 | Solar |  |  | Interconnected | Trade Secret | Trade | SLP | SLP086 | Residential |  | Trade Secret | 2021 | 2021
20263-228838-01 | Xcel Energy | 85 | 13781 | IOU | 06212164 | 3.774 | Solar |  |  | Interconnected | Trade Secret | Trade | AFT | AFT322 | Residential |  | Trade Secret | 2025 | 2026
20263-228838-01 | Xcel Energy | 85 | 13781 | IOU | 03133715 | 3.87 | Solar |  |  | Interconnected | Trade Secret | Trade | ALD | ALD072 | Residential | Solar*Rewards | Trade Secret | 2013 | 2013
20263-228838-01 | Xcel Energy | 85 | 13781 | IOU | 05288455 | 8.41 | Solar |  |  | Withdrawn | Trade Secret | Trade | ALD | ALD072 | Residential |  | Trade Secret | 2023
20263-228838-01 | Xcel Energy | 85 | 13781 | IOU | 05535788 | 8.41 | Solar |  |  | Active Application | Trade Secret | Trade | ALD | ALD072 | Residential |  | Trade Secret | 2023
20263-228838-01 | Xcel Energy | 85 | 13781 | IOU | 05946321 | 10.496 | Solar |  |  | Interconnected | Trade Secret | Trade | LAB | LAB312 | Residential |  | Trade Secret | 2024 | 2024
20263-228838-01 | Xcel Energy | 85 | 13781 | IOU | 05854659 | 10.496 | Solar |  |  | Withdrawn | Trade Secret | Trade | LAB | LAB312 | Residential | Solar*Rewards | Trade Secret | 2024
20263-228838-01 | Xcel Energy | 85 | 13781 | IOU | 04962039 | 7.616 | Solar |  |  | Interconnected | Trade Secret | Trade | SCL | SCL311 | Residential |  | Trade Secret | 2022 | 2023
20263-228838-01 | Xcel Energy | 85 | 13781 | IOU | 03281746 | 2.16 | Solar |  |  | Interconnected | Trade Secret | Trade | SOU | SOU069 | Residential | Solar*Rewards | Trade Secret | 2019 | 2020
20263-228838-01 | Xcel Energy | 85 | 13781 | IOU | 06235294 | 2.792 | Solar |  |  | Active Application | Trade Secret | Trade | SOU | SOU069 | Residential |  | Trade Secret | 2025
20263-228838-01 | Xcel Energy | 85 | 13781 | IOU | 06021643 | 2.657 | Solar |  |  | Withdrawn | Trade Secret | Trade | MPK | MPK074 | Residential |  | Trade Secret | 2024
20263-228838-01 | Xcel Energy | 85 | 13781 | IOU | 03133661 | 7.5 | Solar |  |  | Interconnected | Trade Secret | Trade | WWK | WWK321 | Residential | Solar*Rewards | Trade Secret | 2012 | 2012
20263-228838-01 | Xcel Energy | 85 | 13781 | IOU | 04514632 | 15.6 | Wind |  |  | Active Application | Trade Secret | Trade | WWK | WWK321 | Residential |  | Trade Secret | 2021
20263-228838-01 |  |  |  |  | OID3541420 |  | Wind |  |  | Withdrawn | Trade Secret | Trade | WWK | WWK321 | Residential |  |  | 2018
20263-228838-01 | Xcel Energy | 85 | 13781 | IOU | 03133895 | 9 | Solar |  |  | Interconnected | Trade Secret | Trade | WWK | WWK321 | Residential | Made in Minnesota | Trade Secret | 2014 | 2014
20263-228838-01 | Xcel Energy | 85 | 13781 | IOU | 03135135 | 2.7 | Solar |  |  | Interconnected | Trade Secret | Trade | BLC | BLC062 | Residential | Solar*Rewards | Trade Secret | 2016 | 2017
20263-228838-01 | Xcel Energy | 85 | 13781 | IOU | 03132206 | 13.63 | Solar |  |  | Interconnected | Trade Secret | Trade | OAD | OAD063 | Residential | Solar*Rewards | Trade Secret | 2018 | 2018
20263-228838-01 | Xcel Energy | 85 | 13781 | IOU | 06137792 | 4.555 | Solar |  |  | Active Application | Trade Secret | Trade | WES | WES071 | Residential |  | Trade Secret | 2025
20263-228838-01 | Xcel Energy | 85 | 13781 | IOU | 03131950 | 15.26 | Solar |  |  | Interconnected | Trade Secret | Trade | PIP | PIP090 | Commercial | Made in Minnesota | Trade Secret | 2017 | 2017
20263-228838-01 | Xcel Energy | 85 | 13781 | IOU | 06001972 | 15 | Solar |  |  | Interconnected | Trade Secret | Trade | SMT | SMT061 | Residential | Solar*Rewards | Trade Secret | 2024 | 2025
20263-228838-01 | Xcel Energy | 85 | 13781 | IOU | 06051431 | 15 | Storage |  |  | Interconnected | Trade Secret | Trade | SMT | SMT061 | Residential |  | Trade Secret | 2025 | 2025
20263-228838-01 | Xcel Energy | 85 | 13781 | IOU | 06200822 | 5.584 | Solar |  |  | Active Application | Trade Secret | Trade | WIN | WIN042 | Residential |  | Trade Secret | 2025
20263-228838-01 | Xcel Energy | 85 | 13781 | IOU | 05309998 | 10.44 | Solar |  |  | Active Application | Trade Secret | Trade | TLK | TLK077 | Residential |  | Trade Secret | 2022
20263-228838-01 | Xcel Energy | 85 | 13781 | IOU | 04558822 | 7.54 | Solar |  |  | Interconnected | Trade Secret | Trade | MPK | MPK082 | Residential |  | Trade Secret | 2021 | 2021
20263-228838-01 | Xcel Energy | 85 | 13781 | IOU | 06172200 | 4.886 | Solar |  |  | Withdrawn | Trade Secret | Trade | SOU | SOU060 | Residential | Solar*Rewards | Trade Secret | 2025
20263-228838-01 | Xcel Energy | 85 | 13781 | IOU | 06179567 | 5.584 | Solar |  |  | Active Application | Trade Secret | Trade | SOU | SOU060 | Residential |  | Trade Secret | 2025
20263-228838-01 | Xcel Energy | 85 | 13781 | IOU | SRO29495 | 36 | Solar |  |  | Withdrawn | Trade Secret | Trade | BRO | BRO021 | Commercial | Solar*Rewards | Trade Secret | 2013
20263-228838-01 | Xcel Energy | 85 | 13781 | IOU | 04029100 | 5.8 | Solar |  |  | Interconnected | Trade Secret | Trade | AFT | AFT322 | Residential | Solar*Rewards | Trade Secret | 2020 | 2021
20263-228838-01 | Xcel Energy | 85 | 13781 | IOU | 05609919 | 5.355 | Solar |  |  | Interconnected | Trade Secret | Trade | WES | WES074 | Residential |  | Trade Secret | 2023 | 2024
20263-228838-01 | Xcel Energy | 85 | 13781 | IOU | 05978406 | 5.052 | Solar |  |  | Interconnected | Trade Secret | Trade | SOU | SOU076 | Residential | Solar*Rewards | Trade Secret | 2024 | 2024
20263-228838-01 | Xcel Energy | 85 | 13781 | IOU | 03262745 | 7.54 | Solar |  |  | Interconnected | Trade Secret | Trade | TER | TER081 | Residential | Solar*Rewards | Trade Secret | 2019 | 2020
20263-228838-01 | Xcel Energy | 85 | 13781 | IOU | 05853254 | 9.994 | Solar |  |  | Withdrawn | Trade Secret | Trade | KOL | KOL073 | Residential |  | Trade Secret | 2024
20263-228838-01 | Xcel Energy | 85 | 13781 | IOU | 06188844 | 8.528 | Solar |  |  | Interconnected | Trade Secret | Trade | KOL | KOL073 | Residential | Solar*Rewards | Trade Secret | 2025 | 2025
20263-228838-01 | Xcel Energy | 85 | 13781 | IOU | 04822246 | 10.47 | Solar |  |  | Withdrawn | Trade Secret | Trade | KOL | KOL073 | Residential | Solar*Rewards | Trade Secret | 2022
20263-228838-01 | Xcel Energy | 85 | 13781 | IOU | 06129041 | 7.616 | Solar |  |  | Interconnected | Trade Secret | Trade | OSS | OSS063 | Residential | Solar*Rewards | Trade Secret | 2025 | 2025
20263-228838-01 | Xcel Energy | 85 | 13781 | IOU | 04775794 | 5.8 | Solar |  |  | Interconnected | Trade Secret | Trade | LOK | LOK062 | Residential |  | Trade Secret | 2021 | 2022
20263-228838-01 | Xcel Energy | 85 | 13781 | IOU | 05886744 | 6.046 | Solar |  |  | Interconnected | Trade Secret | Trade | OAD | OAD064 | Residential |  | Trade Secret | 2024 | 2025
20263-228838-01 | Xcel Energy | 85 | 13781 | IOU | 05389587 | 3.19 | Solar |  |  | Interconnected | Trade Secret | Trade | APA | APA075 | Residential |  | Trade Secret | 2023 | 2023
20263-228838-01 | Xcel Energy | 85 | 13781 | IOU | 06209338 | 5.76 | Solar |  |  | Active Application | Trade Secret | Trade | TWL | TWL073 | Residential |  | Trade Secret | 2025
20263-228838-01 | Xcel Energy | 85 | 13781 | IOU | 05601786 | 3.84 | Solar |  |  | Active Application | Trade Secret | Trade | FSL | FSL312 | Residential |  | Trade Secret | 2023
20263-228838-01 | Xcel Energy | 85 | 13781 | IOU | 03131486 | 6 | Solar |  |  | Interconnected | Trade Secret | Trade | RPL | RPL063 | Residential | Made in Minnesota | Trade Secret | 2017 | 2017
20263-228838-01 | Xcel Energy | 85 | 13781 | IOU | OID2963372 | 6 | Solar |  |  | Withdrawn | Trade Secret | Trade | RPL | RPL063 | Residential | Made in Minnesota | Trade Secret | 2017
20263-228838-01 | Xcel Energy | 85 | 13781 | IOU | OID2907811 | 6 | Solar |  |  | Withdrawn | Trade Secret | Trade | RPL | RPL063 | Residential | Solar*Rewards | Trade Secret | 2017
20263-228838-01 | Xcel Energy | 85 | 13781 | IOU | 05949218 | 7.678 | Solar |  |  | Interconnected | Trade Secret | Trade | WES | WES074 | Residential | Solar*Rewards | Trade Secret | 2024 | 2025
20263-228838-01 | Xcel Energy | 85 | 13781 | IOU | 05289074 | 5.8 | Solar |  |  | Interconnected | Trade Secret | Trade | OAD | OAD071 | Residential |  | Trade Secret | 2022 | 2023
20263-228838-01 | Xcel Energy | 85 | 13781 | IOU | 03134548 | 6.88 | Solar |  |  | Interconnected | Trade Secret | Trade | MOL | MOL072 | Residential | Solar*Rewards | Trade Secret | 2015 | 2015
20263-228838-01 | Xcel Energy | 85 | 13781 | IOU | 05357012 | 4.188 | Solar |  |  | Interconnected | Trade Secret | Trade | MPK | MPK063 | Residential | Solar*Rewards | Trade Secret | 2023 | 2023
20263-228838-01 | Xcel Energy | 85 | 13781 | IOU | 03252653 | 15.26 | Solar |  |  | Interconnected | Trade Secret | Trade | SLP | SLP081 | Residential | Solar*Rewards | Trade Secret | 2019 | 2019
20263-228838-01 | Xcel Energy | 85 | 13781 | IOU | 05968304 | 5.248 | Solar |  |  | Interconnected | Trade Secret | Trade | HYL | HYL061 | Residential | Solar*Rewards | Trade Secret | 2024 | 2024
20263-228838-01 | Xcel Energy | 85 | 13781 | IOU | 03134978 | 9.94 | Solar |  |  | Interconnected | Trade Secret | Trade | CHI | CHI311 | Residential | Made in Minnesota | Trade Secret | 2016 | 2016
20263-228838-01 | Xcel Energy | 85 | 13781 | IOU | 06089055 | 3.936 | Solar |  |  | Active Application | Trade Secret | Trade | WIL | WIL071 | Residential | Solar*Rewards | Trade Secret | 2025
20263-228838-01 | Xcel Energy | 85 | 13781 | IOU | 06104262 | 3.936 | Solar |  |  | Interconnected | Trade Secret | Trade | WIL | WIL071 | Residential |  | Trade Secret | 2025 | 2025
20263-228838-01 | Xcel Energy | 85 | 13781 | IOU | 06059205 | 6.56 | Solar |  |  | Interconnected | Trade Secret | Trade | EDA | EDA071 | Residential |  | Trade Secret | 2025 | 2025
20263-228838-01 | Xcel Energy | 85 | 13781 | IOU | 06043421 | 6.56 | Solar |  |  | Withdrawn | Trade Secret | Trade | EDA | EDA071 | Residential | Solar*Rewards | Trade Secret | 2024
20263-228838-01 | Xcel Energy | 85 | 13781 | IOU | 04793708 | 11.168 | Solar |  |  | Withdrawn | Trade Secret | Trade | AFT | AFT314 | Residential | Solar*Rewards | Trade Secret | 2022
20263-228838-01 | Xcel Energy | 85 | 13781 | IOU | 03132944 | 7.54 | Solar |  |  | Interconnected | Trade Secret | Trade | HSN | HSN322 | Residential | Solar*Rewards | Trade Secret | 2018 | 2019
20263-228838-01 |  |  |  |  | OID3308908 |  | Solar |  |  | Withdrawn | Trade Secret | Trade | ZUM | ZUM022 | Residential | Solar*Rewards |  | 2018
20263-228838-01 | Xcel Energy | 85 | 13781 | IOU | OID3325579 | 11.39 | Solar |  |  | Withdrawn | Trade Secret | Trade | ZUM | ZUM022 | Residential | Solar*Rewards | Trade Secret | 2018
20263-228838-01 |  |  |  |  | OID2606124 |  | Solar |  |  | Withdrawn | Trade Secret | Trade | ZUM | ZUM022 | Residential | Solar*Rewards |  | 2016
20263-228838-01 | Xcel Energy | 85 | 13781 | IOU | 04795750 | 7.616 | Solar |  |  | Interconnected | Trade Secret | Trade | GLK | GLK063 | Residential | Solar*Rewards | Trade Secret | 2022 | 2022
20263-228838-01 | Xcel Energy | 85 | 13781 | IOU | OID3084043 | 15.2 | Solar |  |  | Withdrawn | Trade Secret | Trade | MEK | MEK021 | Commercial | Solar*Rewards | Trade Secret | 2017
20263-228838-01 |  |  |  |  | SRO18655 |  | Solar |  |  | Withdrawn | Trade Secret | Trade | EDP | EDP072 | Commercial | Solar*Rewards |  | 2011
20263-228838-01 | Xcel Energy | 85 | 13781 | IOU | SRO18656 | 10 | Solar |  |  | Withdrawn | Trade Secret | Trade | EDP | EDP072 | Commercial | Solar*Rewards | Trade Secret | 2011
20263-228838-01 | Xcel Energy | 85 | 13781 | IOU | 04417258 | 17.61 | Solar |  |  | Interconnected | Trade Secret | Trade | OPK | OPK073 | Residential | Solar*Rewards | Trade Secret | 2021 | 2021
20263-228838-01 | Xcel Energy | 85 | 13781 | IOU | 06258412 | 5.235 | Solar |  |  | Active Application | Trade Secret | Trade | UPP | UPP082 | Residential |  | Trade Secret | 2025
20263-228838-01 | Xcel Energy | 85 | 13781 | IOU | 04067491 | 5 | Solar |  |  | Interconnected | Trade Secret | Trade | GNL | GNL072 | Residential | Solar*Rewards | Trade Secret | 2020 | 2021
20263-228838-01 | Xcel Energy | 85 | 13781 | IOU | 05172840 | 8.376 | Solar |  |  | Interconnected | Trade Secret | Trade | BCH | BCH311 | Residential |  | Trade Secret | 2022 | 2024
20263-228838-01 | Xcel Energy | 85 | 13781 | IOU | OID3927426 | 5.8 | Solar |  |  | Withdrawn | Trade Secret | Trade | BCH | BCH311 | Residential | Solar*Rewards | Trade Secret | 2019
20263-228838-01 | Xcel Energy | 85 | 13781 | IOU | 03132823 | 39.998 | Solar |  |  | Interconnected | Trade Secret | Trade | EDA | EDA082 | Commercial | Solar*Rewards | Trade Secret | 2018 | 2018
20263-228838-01 | Xcel Energy | 85 | 13781 | IOU | 03132402 | 7.616 | Solar |  |  | Interconnected | Trade Secret | Trade | PKL | PKL085 | Residential | Solar*Rewards | Trade Secret | 2018 | 2018
20263-228838-01 | Xcel Energy | 85 | 13781 | IOU | 03134844 | 5 | Solar |  |  | Interconnected | Trade Secret | Trade | RAP | RAP081 | Residential | Solar*Rewards | Trade Secret | 2016 | 2016
20263-228838-01 | Xcel Energy | 85 | 13781 | IOU | 05478443 | 4.64 | Solar |  |  | Interconnected | Trade Secret | Trade | STY | STY072 | Residential |  | Trade Secret | 2023 | 2023
20263-228838-01 | Xcel Energy | 85 | 13781 | IOU | 05451426 | 4.64 | Solar |  |  | Withdrawn | Trade Secret | Trade | STY | STY072 | Residential | Solar*Rewards | Trade Secret | 2023
20263-228838-01 | Xcel Energy | 85 | 13781 | IOU | 05262495 | 5.22 | Solar |  |  | Interconnected | Trade Secret | Trade | SOU | SOU060 | Residential |  | Trade Secret | 2022 | 2022
20263-228838-01 | Xcel Energy | 85 | 13781 | IOU | 03135054 | 7.63 | Solar |  |  | Interconnected | Trade Secret | Trade | MDT | MDT074 | Residential | Solar*Rewards | Trade Secret | 2016 | 2017
20263-228838-01 | Xcel Energy | 85 | 13781 | IOU | 06212169 | 2.792 | Solar |  |  | Interconnected | Trade Secret | Trade | APA | APA075 | Residential |  | Trade Secret | 2025 | 2025
20263-228838-01 | Xcel Energy | 85 | 13781 | IOU | 03686390 | 5.76 | Solar |  |  | Interconnected | Trade Secret | Trade | WSG | WSG071 | Residential | Solar*Rewards | Trade Secret | 2020 | 2021
20263-228838-01 | Xcel Energy | 85 | 13781 | IOU | 05990443 | 5.052 | Solar |  |  | Interconnected | Trade Secret | Trade | ESW | ESW081 | Residential |  | Trade Secret | 2024 | 2025
20263-228838-01 | Xcel Energy | 85 | 13781 | IOU | 06202346 | 7.329 | Solar |  |  | Withdrawn | Trade Secret | Trade | AFT | AFT322 | Residential |  | Trade Secret | 2025
20263-228838-01 | Xcel Energy | 85 | 13781 | IOU | 06164381 | 5.806 | Solar |  |  | Active Application | Trade Secret | Trade | AFT | AFT322 | Residential | Solar*Rewards | Trade Secret | 2025
20263-228838-01 | Xcel Energy | 85 | 13781 | IOU | 04002069 | 8.7 | Solar |  |  | Interconnected | Trade Secret | Trade | MPK | MPK063 | Residential | Solar*Rewards | Trade Secret | 2020 | 2020
20263-228838-01 | Xcel Energy | 85 | 13781 | IOU | 04007170 | 4.06 | Solar |  |  | Interconnected | Trade Secret | Trade | MEL | MEL073 | Residential | Solar*Rewards | Trade Secret | 2020 | 2021
20263-228838-01 | Xcel Energy | 85 | 13781 | IOU | 03131692 | 7.56 | Solar |  |  | Interconnected | Trade Secret | Trade | IDA | IDA072 | Residential | Made in Minnesota | Trade Secret | 2017 | 2017
20263-228838-01 | Xcel Energy | 85 | 13781 | IOU | 05356501 | 5.052 | Solar |  |  | Interconnected | Trade Secret | Trade | WDY | WDY311 | Residential | Solar*Rewards | Trade Secret | 2023 | 2023
20263-228838-01 | Xcel Energy | 85 | 13781 | IOU | 03132153 | 0.003 | Solar |  |  | Interconnected | Trade Secret | Trade | MPK | MPK087 | Residential | Made in Minnesota | Trade Secret | 2017 | 2018
20263-228838-01 | Xcel Energy | 85 | 13781 | IOU | 04794058 | 7.54 | Solar |  |  | Interconnected | Trade Secret | Trade | WDY | WDY311 | Residential | Solar*Rewards | Trade Secret | 2022 | 2022
20263-228838-01 | Xcel Energy | 85 | 13781 | IOU | 03195215 | 5.8 | Solar |  |  | Interconnected | Trade Secret | Trade | AFT | AFT314 | Residential | Solar*Rewards | Trade Secret | 2019 | 2019
20263-228838-01 | Xcel Energy | 85 | 13781 | IOU | 05966174 | 40 | Solar |  |  | Active Application | Trade Secret | Trade | WSG | WSG362 | Residential |  | Trade Secret | 2024
20263-228838-01 | Xcel Energy | 85 | 13781 | IOU | 06245262 | 3.842 | Solar |  |  | Active Application | Trade Secret | Trade | UPP | UPP084 | Residential |  | Trade Secret | 2025
20263-228838-01 | Xcel Energy | 85 | 13781 | IOU | 05465436 | 7.56 | Solar |  |  | Interconnected | Trade Secret | Trade | MOL | MOL072 | Residential | Solar*Rewards | Trade Secret | 2023 | 2023
20263-228838-01 | Xcel Energy | 85 | 13781 | IOU | 03130764 | 10 | Solar |  |  | Interconnected | Trade Secret | Trade | BLC | BLC063 | Commercial |  | Trade Secret | 2006 | 2006
20263-228838-01 | Xcel Energy | 85 | 13781 | IOU | 03134497 | 6 | Solar |  |  | Interconnected | Trade Secret | Trade | NOF | NOF071 | Residential | Solar*Rewards | Trade Secret | 2015 | 2016
20263-228838-01 | Xcel Energy | 85 | 13781 | IOU | 03132158 | 99.9 | Solar |  |  | Interconnected | Trade Secret | Trade | GRC | GRC063 | Commercial |  | Trade Secret | 2017 | 2017
20263-228838-01 | Xcel Energy | 85 | 13781 | IOU | 03130071 | 39.998 | Solar |  |  | Interconnected | Trade Secret | Trade | GRC | GRC063 | Commercial | Solar*Rewards | Trade Secret | 2018 | 2020
20263-228838-01 | Xcel Energy | 85 | 13781 | IOU | 03130022 | 9.57 | Solar |  |  | Interconnected | Trade Secret | Trade | RPL | RPL064 | Residential | Solar*Rewards | Trade Secret | 2018 | 2019
20263-228838-01 | Xcel Energy | 85 | 13781 | IOU | 04441184 | 8.12 | Solar |  |  | Interconnected | Trade Secret | Trade | TWL | TWL068 | Residential | Solar*Rewards | Trade Secret | 2021 | 2021
20263-228838-01 | Xcel Energy | 85 | 13781 | IOU | 03132488 | 19.995 | Solar |  |  | Interconnected | Trade Secret | Trade | WAS | WAS092 | Commercial | Solar*Rewards | Trade Secret | 2018 | 2018
20263-228838-01 |  |  |  |  | OID3472997 |  | Solar |  |  | Withdrawn | Trade Secret | Trade | WAS | WAS092 | Commercial | Solar*Rewards |  | 2018
20263-228838-01 | Xcel Energy | 85 | 13781 | IOU | 04444912 | 7.616 | Solar |  |  | Interconnected | Trade Secret | Trade | WSG | WSG061 | Residential | Solar*Rewards | Trade Secret | 2021 | 2021
20263-228838-01 | Xcel Energy | 85 | 13781 | IOU | 06229469 | 7.6 | Solar |  |  | Interconnected | Trade Secret | Trade | WYO | WYO033 | Residential |  | Trade Secret | 2025 | 2026
20263-228838-01 |  |  |  |  | SRO13193 |  | Solar |  |  | Withdrawn | Trade Secret | Trade |  |  | Residential | Solar*Rewards |  | 2010
20263-228838-01 | Xcel Energy | 85 | 13781 | IOU | 03133155 | 8 | Solar |  |  | Interconnected | Trade Secret | Trade | PIP | PIP090 | Residential | Solar*Rewards | Trade Secret | 2010 | 2010
20263-228838-01 | Xcel Energy | 85 | 13781 | IOU | 03133786 | 10.2 | Solar |  |  | Interconnected | Trade Secret | Trade | EDA | EDA063 | Residential | Solar*Rewards | Trade Secret | 2013 | 2013
20263-228838-01 | Xcel Energy | 85 | 13781 | IOU | SRO25480 | 8.6 | Solar |  |  | Withdrawn | Trade Secret | Trade | EDA | EDA063 | Residential | Solar*Rewards | Trade Secret | 2012
20263-228838-01 | Xcel Energy | 85 | 13781 | IOU | 03133093 | 2.58 | Solar |  |  | Interconnected | Trade Secret | Trade | SIP | SIP061 | Commercial | Solar*Rewards | Trade Secret | 2013 | 2015
20263-228838-01 | Xcel Energy | 85 | 13781 | IOU | 05591379 | 11.52 | Solar |  |  | Interconnected | Trade Secret | Trade | ALK | ALK072 | Residential | Solar*Rewards | Trade Secret | 2023 | 2023
20263-228838-01 | Xcel Energy | 85 | 13781 | IOU | 05573890 | 11.52 | Solar |  |  | Withdrawn | Trade Secret | Trade | ALK | ALK072 | Residential |  | Trade Secret | 2023
20263-228838-01 | Xcel Energy | 85 | 13781 | IOU | 04130628 | 9.994 | Solar |  |  | Interconnected | Trade Secret | Trade | GSL | GSL341 | Residential | Solar*Rewards | Trade Secret | 2020 | 2021
20263-228838-01 | Xcel Energy | 85 | 13781 | IOU | 03242975 | 11.39 | Solar |  |  | Interconnected | Trade Secret | Trade | OPK | OPK077 | Residential | Solar*Rewards | Trade Secret | 2019 | 2019
20263-228838-01 | Xcel Energy | 85 | 13781 | IOU | 06095750 | 3.747 | Solar |  |  | Active Application | Trade Secret | Trade | SAV | SAV073 | Residential |  | Trade Secret | 2025
20263-228838-01 | Xcel Energy | 85 | 13781 | IOU | 04123358 | 2.32 | Solar |  |  | Interconnected | Trade Secret | Trade | WIN | WIN021 | Residential |  | Trade Secret | 2020 | 2021
20263-228838-01 | Xcel Energy | 85 | 13781 | IOU | 03669052 | 2000 | Hydro |  |  | Active Application | Trade Secret | Trade | CTF | CTF021 | Commercial |  | Trade Secret | 2020
20263-228838-01 | Xcel Energy | 85 | 13781 | IOU | 04992412 | 7.83 | Solar |  |  | Interconnected | Trade Secret | Trade | VMR | VMR062 | Residential |  | Trade Secret | 2022 | 2022
20263-228838-01 | Xcel Energy | 85 | 13781 | IOU | 05511791 | 7.68 | Solar |  |  | Interconnected | Trade Secret | Trade | VMR | VMR062 | Residential | Solar*Rewards | Trade Secret | 2023 | 2023
20263-228838-01 | Xcel Energy | 85 | 13781 | IOU | 05456023 | 10.73 | Solar |  |  | Interconnected | Trade Secret | Trade | LOK | LOK093 | Residential |  | Trade Secret | 2023 | 2023
20263-228838-01 | Xcel Energy | 85 | 13781 | IOU | OID3831823 | 7.616 | Solar |  |  | Withdrawn | Trade Secret | Trade | SLP | SLP084 | Residential | Solar*Rewards | Trade Secret | 2019
20263-228838-01 | Xcel Energy | 85 | 13781 | IOU | 03181169 | 7.616 | Solar |  |  | Interconnected | Trade Secret | Trade | SLP | SLP084 | Residential | Solar*Rewards | Trade Secret | 2019 | 2019
20263-228838-01 | Xcel Energy | 85 | 13781 | IOU | OID2111187 | 19.99 | Solar |  |  | Withdrawn | Trade Secret | Trade |  |  | Residential | Solar*Rewards | Trade Secret | 2014
20263-228838-01 | Xcel Energy | 85 | 13781 | IOU | 05524774 | 27.51 | Solar |  |  | Withdrawn | Trade Secret | Trade | GFD | GFD021 | Residential | Solar*Rewards | Trade Secret | 2023
20263-228838-01 | Xcel Energy | 85 | 13781 | IOU | 04032324 | 7.54 | Solar |  |  | Interconnected | Trade Secret | Trade | HUG | HUG312 | Residential | Solar*Rewards | Trade Secret | 2020 | 2021
20263-228838-01 | Xcel Energy | 85 | 13781 | IOU | 05542105 | 6 | Solar |  |  | Interconnected | Trade Secret | Trade | HUG | HUG312 | Residential | Solar*Rewards | Trade Secret | 2023 | 2023
20263-228838-01 | Xcel Energy | 85 | 13781 | IOU | 03235802 | 7.54 | Solar |  |  | Interconnected | Trade Secret | Trade | WCR | WCR321 | Residential | Solar*Rewards | Trade Secret | 2019 | 2020
20263-228838-01 |  |  |  |  | OID2806683 |  | Solar |  |  | Withdrawn | Trade Secret | Trade | PAT | PAT313 | Commercial |  |  | 2013
20263-228838-01 | Xcel Energy | 85 | 13781 | IOU | 03731157 | 6.24 | Solar |  |  | Interconnected | Trade Secret | Trade | CHE | CHE065 | Residential | Solar*Rewards | Trade Secret | 2020 | 2020
20263-228838-01 | Xcel Energy | 85 | 13781 | IOU | OID3858846 | 6.96 | Solar |  |  | Withdrawn | Trade Secret | Trade | CHE | CHE065 | Residential | Solar*Rewards | Trade Secret | 2019
20263-228838-01 | Xcel Energy | 85 | 13781 | IOU | 05572793 | 13.744 | Solar |  |  | Interconnected | Trade Secret | Trade | WCR | WCR311 | Residential | Solar*Rewards | Trade Secret | 2023 | 2023
20263-228838-01 | Xcel Energy | 85 | 13781 | IOU | 03134684 | 7.63 | Solar |  |  | Interconnected | Trade Secret | Trade | DND | DND071 | Residential | Solar*Rewards | Trade Secret | 2015 | 2016
20263-228838-01 | Xcel Energy | 85 | 13781 | IOU | 06227422 | 11.517 | Solar |  |  | Active Application | Trade Secret | Trade | WYO | WYO032 | Residential |  | Trade Secret | 2025
20263-228838-01 | Xcel Energy | 85 | 13781 | IOU | 06222422 | 7.548 |  |  |  | Active Application | Trade Secret | Trade | WYO | WYO032 | Residential |  | Trade Secret | 2025
20263-228838-01 | Xcel Energy | 85 | 13781 | IOU | 04407707 | 9.316 | Solar |  |  | Interconnected | Trade Secret | Trade | CGR | CGR063 | Residential |  | Trade Secret | 2021 | 2021
20263-228838-01 | Xcel Energy | 85 | 13781 | IOU | 05758352 | 6.097 | Solar |  |  | Active Application | Trade Secret | Trade | SAV | SAV071 | Residential | Solar*Rewards | Trade Secret | 2024
20263-228838-01 | Xcel Energy | 85 | 13781 | IOU | 05769587 | 6.097 | Solar |  |  | Interconnected | Trade Secret | Trade | SAV | SAV071 | Residential |  | Trade Secret | 2024 | 2024
20263-228838-01 | Xcel Energy | 85 | 13781 | IOU | 03130261 | 5.76 | Solar |  |  | Interconnected | Trade Secret | Trade | MHW | MHW311 | Residential | Solar*Rewards | Trade Secret | 2019 | 2019
20263-228838-01 | Xcel Energy | 85 | 13781 | IOU | 03134785 | 32.4 | Solar |  |  | Interconnected | Trade Secret | Trade | DBL | DBL060 | Commercial | Made in Minnesota | Trade Secret | 2016 | 2016
20263-228838-01 | Xcel Energy | 85 | 13781 | IOU | 04336976 | 8.12 | Solar |  |  | Interconnected | Trade Secret | Trade | HUG | HUG311 | Residential | Solar*Rewards | Trade Secret | 2021 | 2021
20263-228838-01 | Xcel Energy | 85 | 13781 | IOU | 06018689 | 19.62 | Storage |  |  | Interconnected | Trade Secret | Trade | HUG | HUG311 | Residential |  | Trade Secret | 2024 | 2025
20263-228838-01 | Xcel Energy | 85 | 13781 | IOU | OID2636379 | 32.4 | Solar |  |  | Withdrawn | Trade Secret | Trade | IDA | IDA062 | Commercial | Made in Minnesota | Trade Secret | 2016
20263-228838-01 | Xcel Energy | 85 | 13781 | IOU | 03130597 | 32.4 | Solar |  |  | Interconnected | Trade Secret | Trade | IDA | IDA062 | Commercial | Made in Minnesota | Trade Secret | 2016 | 2016
20263-228838-01 | Xcel Energy | 85 | 13781 | IOU | OID3126974 | 39.998 | Solar |  |  | Withdrawn | Trade Secret | Trade | DBL | DBL074 | Commercial | Made in Minnesota | Trade Secret | 2017
20263-228838-01 | Xcel Energy | 85 | 13781 | IOU | 04064714 | 3.85 | Solar |  |  | Interconnected | Trade Secret | Trade | RPO | RPO311 | Residential |  | Trade Secret | 2020 | 2021
20263-228838-01 | Xcel Energy | 85 | 13781 | IOU | 06122489 | 8.832 | Solar |  | X | Interconnected | Trade Secret | Trade | RVA | RVA061 | Residential | Solar*Rewards | Trade Secret | 2025 | 2025
20263-228838-01 | Xcel Energy | 85 | 13781 | IOU | 06028360 | 9.994 | Solar |  |  | Interconnected | Trade Secret | Trade | MND | MND072 | Residential | Solar*Rewards | Trade Secret | 2025 | 2025
20263-228838-01 | Xcel Energy | 85 | 13781 | IOU | 06026204 | 17.17 | Storage |  |  | Active Application | Trade Secret | Trade | OPK | OPK073 | Residential |  | Trade Secret | 2024
20263-228838-01 | Xcel Energy | 85 | 13781 | IOU | 06208246 | 5.314 | Solar |  |  | Interconnected | Trade Secret | Trade | RPO | RPO311 | Residential | Solar*Rewards | Trade Secret | 2025 | 2025
20263-228838-01 | Xcel Energy | 85 | 13781 | IOU | 05682139 | 39.999 | Solar |  |  | Interconnected | Trade Secret | Trade | ALD | ALD076 | Commercial | Solar*Rewards | Trade Secret | 2023 | 2025
20263-228838-01 | Xcel Energy | 85 | 13781 | IOU | 06023607 | 7.591 | Solar |  |  | Interconnected | Trade Secret | Trade | HSN | HSN321 | Residential |  | Trade Secret | 2025 | 2025
20263-228838-01 | Xcel Energy | 85 | 13781 | IOU | 05958694 | 9.994 | Solar |  |  | Interconnected | Trade Secret | Trade | WSG | WSG362 | Residential | Solar*Rewards | Trade Secret | 2024 | 2025
20263-228838-01 | Xcel Energy | 85 | 13781 | IOU | 06225425 | 15.232 | Solar |  |  | Interconnected | Trade Secret | Trade | RPO | RPO311 | Residential |  | Trade Secret | 2025 | 2025
20263-228838-01 | Xcel Energy | 85 | 13781 | IOU | 06209393 | 15.232 | Solar |  |  | Withdrawn | Trade Secret | Trade | RPO | RPO311 | Residential | Solar*Rewards | Trade Secret | 2025
20263-228838-01 | Xcel Energy | 85 | 13781 | IOU | 06209376 | 15.232 | Solar |  |  | Withdrawn | Trade Secret | Trade | RPO | RPO311 | Residential | Solar*Rewards | Trade Secret | 2025
20263-228838-01 | Xcel Energy | 85 | 13781 | IOU | 03706926 | 1000 | Solar |  |  | Active Application | Trade Secret | Trade | CLC | CLC221 | Community Solar Garden | Solar*Rewards Community | Trade Secret | 2023
20263-228838-01 | Xcel Energy | 85 | 13781 | IOU | 05978853 | 4.86 | Solar |  |  | Active Application | Trade Secret | Trade | OAD | OAD074 | Commercial | Solar*Rewards | Trade Secret | 2025
20263-228838-01 | Xcel Energy | 85 | 13781 | IOU | 05978846 | 4.86 | Solar |  |  | Interconnected | Trade Secret | Trade | OAD | OAD074 | Commercial | Solar*Rewards | Trade Secret | 2025 | 2025
20263-228838-01 | Xcel Energy | 85 | 13781 | IOU | 05978844 | 4.86 | Solar |  |  | Interconnected | Trade Secret | Trade | OAD | OAD074 | Commercial | Solar*Rewards | Trade Secret | 2025 | 2025
20263-228838-01 | Xcel Energy | 85 | 13781 | IOU | 06146900 | 39.99 | Solar |  |  | Interconnected | Trade Secret | Trade | ALD | ALD073 | Commercial | Solar*Rewards | Trade Secret | 2025 | 2025
20263-228838-01 | Xcel Energy | 85 | 13781 | IOU | 06147103 | 50 | Solar |  |  | Active Application | Trade Secret | Trade | ALD | ALD073 | Commercial |  | Trade Secret | 2025
20263-228838-01 | Xcel Energy | 85 | 13781 | IOU | 05800290 | 5000 | Solar |  |  | Active Application | Trade Secret | Trade | GRC | GRC312 | LMI | Solar*Rewards Community | Trade Secret | 2024
20263-228838-01 | Xcel Energy | 85 | 13781 | IOU | 03226571 | 7.616 | Solar |  |  | Withdrawn | Trade Secret | Trade |  |  | Residential |  | Trade Secret | 2019
20263-228838-01 | Xcel Energy | 85 | 13781 | IOU | SRC040625 | 1000 | Solar |  |  | Withdrawn | Trade Secret | Trade | SOH | SOH001 | Community Solar Garden | Solar*Rewards Community | Trade Secret | 2015
20263-228838-01 | Xcel Energy | 85 | 13781 | IOU | 05677019 | 400 | Solar |  |  | Withdrawn | Trade Secret | Trade |  |  | Community Solar Garden | Solar*Rewards Community | Trade Secret | 2023
20263-228838-01 |  |  |  |  | 06094353 |  |  |  |  | Active Application | Trade Secret | Trade |  |  | Residential |  |  | 2025
20263-228838-01 | Xcel Energy | 85 | 13781 | IOU | SRC042145 | 1000 | Solar |  |  | Withdrawn | Trade Secret | Trade | LAF | LAF001 | Community Solar Garden | Solar*Rewards Community | Trade Secret | 2015
20263-228838-01 | Xcel Energy | 85 | 13781 | IOU | SRC040966 | 1000 | Solar |  |  | Withdrawn | Trade Secret | Trade | HSN | HSN321 | Community Solar Garden | Solar*Rewards Community | Trade Secret | 2015
20263-228838-01 | Xcel Energy | 85 | 13781 | IOU | SRC038324 | 1000 | Solar |  |  | Withdrawn | Trade Secret | Trade | RMT | RMT311 | Community Solar Garden | Solar*Rewards Community | Trade Secret | 2014
20263-228838-01 |  |  |  |  | OID2806667 |  | Solar |  |  | Withdrawn | Trade Secret | Trade | [5 empty] | 2014
20263-228838-01 |  |  |  |  | 05599450 |  | Solar |  |  | Withdrawn | Trade Secret | Trade |  |  | Residential | Solar*Rewards |  | 2023
20263-228838-01 |  |  |  |  | 04794105 |  | Solar |  |  | Active Application | Trade Secret | Trade |  |  | Residential | Solar*Rewards |  | 2022
20263-228838-01 | Xcel Energy | 85 | 13781 | IOU | 03360022 | 7.616 | Solar |  |  | Withdrawn | Trade Secret | Trade |  |  | Residential | Solar*Rewards | Trade Secret | 2019
20263-228838-01 | Xcel Energy | 85 | 13781 | IOU | SRC039324 | 1 | Solar |  |  | Withdrawn | Trade Secret | Trade | ALD | ALD085 | Community Solar Garden | Solar*Rewards Community | Trade Secret | 2015
20263-228838-01 | Xcel Energy | 85 | 13781 | IOU | 03127550 | 1000 | Solar |  |  | Interconnected | Farmington | Trade | FRM | FRM062 | Community Solar Garden | Solar*Rewards Community | Trade Secret | 2014 | 2017
20263-228838-01 | Xcel Energy | 85 | 13781 | IOU | 03126893 | 1000 | Solar |  |  | Interconnected | Clear Lake | Trade | SDX | SDX311 | Community Solar Garden | Solar*Rewards Community | Trade Secret | 2018 | 2020
20263-228838-01 |  |  |  |  | SRO28795 |  | Solar |  |  | Withdrawn | Trade Secret | Trade |  |  |  | Other |  | 2013
20263-228838-01 | Xcel Energy | 85 | 13781 | IOU | 03131207 | 1660 | Solar |  |  | Interconnected | Trade Secret | Trade | SLW | SLW061 | Commercial |  | Trade Secret | 2010 | 2012
20263-228838-01 |  |  |  |  | 06154266 |  | Solar |  |  | Withdrawn | Trade Secret | Trade |  |  | Residential |  |  | 2025
20263-228838-01 | Xcel Energy | 85 | 13781 | IOU | SRC041298 | 1000 | Solar |  |  | Withdrawn | Trade Secret | Trade | WCS | WCS064 | Community Solar Garden | Solar*Rewards Community | Trade Secret | 2015
20263-228838-01 | Xcel Energy | 85 | 13781 | IOU | SRC042389 | 1000 | Solar |  |  | Withdrawn | Trade Secret | Trade | HUG | HUG312 | Community Solar Garden | Solar*Rewards Community | Trade Secret | 2015
20263-228838-01 | Xcel Energy | 85 | 13781 | IOU | 03125991 | 990 | Solar |  |  | Interconnected | Belle Plaine | Trade | BEL | BEL062 | Community Solar Garden | Solar*Rewards Community | Trade Secret | 2015 | 2018
20263-228838-01 | Xcel Energy | 85 | 13781 | IOU | 03127003 | 1000 | Solar |  |  | Interconnected | Monticello | Trade | LAP | LAP311 | Community Solar Garden | Solar*Rewards Community | Trade Secret | 2015 | 2018
20263-228838-01 | Xcel Energy | 85 | 13781 | IOU | 03127591 | 250 | Solar |  |  | Interconnected | Cottage Grove | Trade | CHE | CHE063 | Community Solar Garden | Solar*Rewards Community | Trade Secret | 2016 | 2018
20263-228838-01 |  |  |  |  | 05818601 |  |  |  |  | Active Application | Trade Secret | Trade |  |  | Residential |  |  | 2024
20263-228838-01 | Xcel Energy | 85 | 13781 | IOU | 04224633 | 1000 | Solar |  |  | Withdrawn | Trade Secret | Trade | MHW | MHW311 | Community Solar Garden | Solar*Rewards Community | Trade Secret | 2021
20263-228838-01 | Xcel Energy | 85 | 13781 | IOU | 04062830 | 1000 | Solar |  |  | Withdrawn | Trade Secret | Trade | ALB | ALB022 | Community Solar Garden | Solar*Rewards Community | Trade Secret | 2020
20263-228838-01 | Xcel Energy | 85 | 13781 | IOU | 04123992 | 1000 | Solar |  |  | Withdrawn | Trade Secret | Trade | RED | RED091 | Community Solar Garden | Solar*Rewards Community | Trade Secret | 2021
20263-228838-01 | Xcel Energy | 85 | 13781 | IOU | SRC042595 | 950 | Solar |  |  | Withdrawn | Trade Secret | Trade | MRN | MRN021 | Community Solar Garden | Solar*Rewards Community | Trade Secret | 2015
20263-228838-01 | Xcel Energy | 85 | 13781 | IOU | SRC076611 | 1000 | Solar |  |  | Withdrawn | Trade Secret | Trade | WAS | WAS092 | Community Solar Garden | Solar*Rewards Community | Trade Secret | 2019
20263-228838-01 | Xcel Energy | 85 | 13781 | IOU | SRC052707 | 500 | Solar |  |  | Withdrawn | Trade Secret | Trade |  |  | Community Solar Garden | Solar*Rewards Community | Trade Secret | 2016
20263-228838-01 | Xcel Energy | 85 | 13781 | IOU | 03124733 | 1000 | Solar |  |  | Interconnected | Janesville | Trade | WAT | WAT081 | Community Solar Garden | Solar*Rewards Community | Trade Secret | 2016 | 2018
20263-228838-01 |  |  |  |  | 05518282 |  |  |  |  | Active Application | Trade Secret | Trade |  |  | Residential |  |  | 2023
20263-228838-01 |  |  |  |  | 05303072 |  |  |  |  | Active Application | Trade Secret | Trade |  |  | Residential |  |  | 2022
20263-228838-01 |  |  |  |  | 05278849 |  |  |  |  | Active Application | Trade Secret | Trade |  |  | Residential |  |  | 2022
20263-228838-01 |  |  |  |  | 05505833 |  |  |  |  | Active Application | Trade Secret | Trade |  |  | Residential |  |  | 2023
20263-228838-01 |  |  |  |  | 06289847 |  |  |  |  | Active Application | Trade Secret | Trade |  |  | Residential |  |  | 2025
20263-228838-01 | Xcel Energy | 85 | 13781 | IOU | SRC039870 | 1000 | Solar |  |  | Withdrawn | Trade Secret | Trade | WWK | WWK321 | Community Solar Garden | Solar*Rewards Community | Trade Secret | 2015
20263-228838-01 | Xcel Energy | 85 | 13781 | IOU | 03130098 | 5 | Solar |  |  | Withdrawn | Trade Secret | Trade | SOU | SOU064 | Residential | Solar*Rewards | Trade Secret | 2018
20263-228838-01 | Xcel Energy | 85 | 13781 | IOU | SRC039316 | 1000 | Solar |  |  | Withdrawn | Trade Secret | Trade |  |  | Community Solar Garden | Solar*Rewards Community | Trade Secret | 2015
20263-228838-01 | Xcel Energy | 85 | 13781 | IOU | SRC040866 | 1000 | Solar |  |  | Withdrawn | Trade Secret | Trade |  |  | Community Solar Garden | Solar*Rewards Community | Trade Secret | 2015
20263-228838-01 | Xcel Energy | 85 | 13781 | IOU | 04827527 | 600 | Hydro |  |  | Interconnected | Trade Secret | Trade | MST | MST068 | Residential |  | Trade Secret | 2022 | 2015
20263-228838-01 | Xcel Energy | 85 | 13781 | IOU | 05688616 | 840 | Solar |  |  | Withdrawn | Trade Secret | Trade | BCR | BCR061 | Community Solar Garden | Solar*Rewards Community | Trade Secret | 2024
20263-228838-01 |  |  |  |  | 05989414 |  | Solar |  |  | Active Application | Trade Secret | Trade |  |  | Residential | Solar*Rewards |  | 2024
20263-228838-01 |  |  |  |  | 05843818 |  | Solar |  |  | Active Application | Trade Secret | Trade |  |  | Residential |  |  | 2024
20263-228838-01 | Xcel Energy | 85 | 13781 | IOU | SRC063635 | 1000 | Solar |  |  | Withdrawn | Trade Secret | Trade | ATW | ATW061 | Community Solar Garden | Solar*Rewards Community | Trade Secret | 2017
20263-228838-01 | Xcel Energy | 85 | 13781 | IOU | SRC040633 | 1000 | Solar |  |  | Withdrawn | Trade Secret | Trade | BUR | BUR032 | Community Solar Garden | Solar*Rewards Community | Trade Secret | 2015
20263-228838-01 | Xcel Energy | 85 | 13781 | IOU | SRC052285 | 1000 | Solar |  |  | Withdrawn | Trade Secret | Trade |  |  | Community Solar Garden | Solar*Rewards Community | Trade Secret | 2016
20263-228838-01 |  |  |  |  | 04322628 |  |  |  |  | Active Application | Trade Secret | Trade |  |  | Residential |  |  | 2021
20263-228838-01 |  |  |  |  | 04800213 |  | Solar |  |  | Active Application | Trade Secret | Trade |  |  | Residential | Solar*Rewards |  | 2022
20263-228838-01 | Xcel Energy | 85 | 13781 | IOU | 05660623 | 1000 | Solar |  |  | Withdrawn | Trade Secret | Trade | CHI | CHI311 | Community Solar Garden | Solar*Rewards Community | Trade Secret | 2023
20263-228838-01 |  |  |  |  | 05781826 |  |  |  |  | Active Application | Trade Secret | Trade |  |  | Residential |  |  | 2024
20263-228838-01 | Xcel Energy | 85 | 13781 | IOU | 03127741 | 1000 | Solar |  |  | Interconnected | Garvin | Trade | TSS | TSS061 | Community Solar Garden | Solar*Rewards Community | Trade Secret | 2017 | 2020
20263-228838-01 | Xcel Energy | 85 | 13781 | IOU | 03124692 | 125 | Solar |  |  | Interconnected | Saint Paul | Trade | PRR | PRR061 | Community Solar Garden | Solar*Rewards Community | Trade Secret | 2015 | 2016
20263-228838-01 | Xcel Energy | 85 | 13781 | IOU | SRO15429 | 25 | Solar |  |  | Withdrawn | Trade Secret | Trade |  |  |  | Solar*Rewards | Trade Secret | 2010
20263-228838-01 |  |  |  |  | 05589069 |  |  |  |  | Active Application | Trade Secret | Trade |  |  | Residential |  |  | 2023
20263-228838-01 |  |  |  |  | 05787742 |  |  |  |  | Active Application | Trade Secret | Trade |  |  | Residential |  |  | 2024
20263-228838-01 |  |  |  |  | 05003483 |  |  |  |  | Active Application | Trade Secret | Trade |  |  | Residential |  |  | 2022
20263-228838-01 |  |  |  |  | 05530320 |  |  |  |  | Active Application | Trade Secret | Trade |  |  | Residential |  |  | 2023
20263-228838-01 |  |  |  |  | 05793843 |  |  |  |  | Withdrawn | Trade Secret | Trade |  |  | Residential |  |  | 2024
20263-228838-01 |  |  |  |  | 04448081 |  | Solar |  |  | Active Application | Trade Secret | Trade |  |  | Residential | Solar*Rewards |  | 2021
20263-228838-01 |  |  |  |  | 05855482 |  | Solar |  |  | Active Application | Trade Secret | Trade |  |  | Residential | Solar*Rewards |  | 2024
20263-228838-01 |  |  |  |  | 05596165 |  |  |  |  | Active Application | Trade Secret | Trade |  |  | Residential |  |  | 2023
20263-228838-01 |  |  |  |  | 05736322 |  |  |  |  | Withdrawn | Trade Secret | Trade |  |  | Residential |  |  | 2024
20263-228838-01 |  |  |  |  | 05844356 |  | Solar |  |  | Active Application | Trade Secret | Trade |  |  | Residential | Solar*Rewards |  | 2024
20263-228838-01 | Xcel Energy | 85 | 13781 | IOU | SRC049568 | 240 | Solar |  |  | Withdrawn | Trade Secret | Trade |  |  | Community Solar Garden | Solar*Rewards Community | Trade Secret | 2016
20263-228838-01 | Xcel Energy | 85 | 13781 | IOU | SRC038631 | 1000 | Solar |  |  | Withdrawn | Trade Secret | Trade | LNS | LNS033 | Community Solar Garden | Solar*Rewards Community | Trade Secret | 2014
20263-228838-01 | Xcel Energy | 85 | 13781 | IOU | SRC052704 | 1000 | Solar |  |  | Withdrawn | Trade Secret | Trade |  |  | Community Solar Garden | Solar*Rewards Community | Trade Secret | 2016
20263-228838-01 | Xcel Energy | 85 | 13781 | IOU | SRC041401 | 1000 | Solar |  |  | Withdrawn | Trade Secret | Trade |  |  | Community Solar Garden | Solar*Rewards Community | Trade Secret | 2015
20263-228838-01 | Xcel Energy | 85 | 13781 | IOU | 03128625 | 990 | Solar |  |  | Interconnected | Northfield | Trade | NOF | NOF061 | Community Solar Garden | Solar*Rewards Community | Trade Secret | 2015 | 2018
20263-228838-01 | Xcel Energy | 85 | 13781 | IOU | 05442062 | 150 | Solar |  |  | Withdrawn | Trade Secret | Trade |  |  | Residential | Other | Trade Secret | 2023
20263-228838-01 |  |  |  |  | 03835681 |  |  |  |  | Active Application | Trade Secret | Trade |  |  | Residential |  |  | 2020
20263-228838-01 | Xcel Energy | 85 | 13781 | IOU | SRC040986 | 950 | Solar |  |  | Withdrawn | Trade Secret | Trade | GVW | GVW031 | Community Solar Garden | Solar*Rewards Community | Trade Secret | 2015
20263-228838-01 | Xcel Energy | 85 | 13781 | IOU | SRC038587 | 1000 | Solar |  |  | Withdrawn | Trade Secret | Trade | CTF | CTF021 | Community Solar Garden | Solar*Rewards Community | Trade Secret | 2014
20263-228838-01 | Xcel Energy | 85 | 13781 | IOU | SRC040782 | 1000 | Solar |  |  | Withdrawn | Trade Secret | Trade | HUG | HUG321 | Community Solar Garden | Solar*Rewards Community | Trade Secret | 2015
20263-228838-01 | Xcel Energy | 85 | 13781 | IOU | 03126801 | 1000 | Solar |  |  | Interconnected | Big Lake | Trade | FSL | FSL311 | Community Solar Garden | Solar*Rewards Community | Trade Secret | 2015 | 2017
20263-228838-01 | Xcel Energy | 85 | 13781 | IOU | 03129838 | 19.999 | Solar |  |  | Withdrawn | Trade Secret | Trade |  |  | Residential | Solar*Rewards | Trade Secret | 2018
20263-228838-01 |  |  |  |  | 05357963 |  | Solar |  |  | Active Application | Trade Secret | Trade |  |  | Residential | Solar*Rewards |  | 2023
20263-228838-01 | Xcel Energy | 85 | 13781 | IOU | 05550776 | 5000 | Solar |  |  | Withdrawn | Trade Secret | Trade |  |  | Commercial | Other | Trade Secret | 2023
20263-228838-01 | Xcel Energy | 85 | 13781 | IOU | SRC038737 | 1000 | Solar |  |  | Withdrawn | Trade Secret | Trade | LNS | LNS033 | Community Solar Garden | Solar*Rewards Community | Trade Secret | 2014
20263-228838-01 | Xcel Energy | 85 | 13781 | IOU | 03124757 | 1000 | Solar |  |  | Interconnected | Corcoran | Trade | GFD | GFD021 | Community Solar Garden | Solar*Rewards Community | Trade Secret | 2015 | 2017
20263-228838-01 | Xcel Energy | 85 | 13781 | IOU | SRC073052 | 1000 | Solar |  |  | Withdrawn | Trade Secret | Trade |  |  | Community Solar Garden | Solar*Rewards Community | Trade Secret | 2019
20263-228838-01 |  |  |  |  | 05569349 |  |  |  |  | Active Application | Trade Secret | Trade |  |  | Residential |  |  | 2023
20263-228838-01 |  |  |  |  | 04441975 |  | Solar |  |  | Active Application | Trade Secret | Trade |  |  | Residential | Solar*Rewards |  | 2021
20263-228838-01 | Xcel Energy | 85 | 13781 | IOU | SRC086362 | 1000 | Solar |  |  | Withdrawn | Trade Secret | Trade | MHW | MHW311 | Community Solar Garden | Solar*Rewards Community | Trade Secret | 2021
20263-228838-01 | Xcel Energy | 85 | 13781 | IOU | SRC042507 | 1000 | Solar |  |  | Withdrawn | Trade Secret | Trade | LCR | LCR311 | Community Solar Garden | Solar*Rewards Community | Trade Secret | 2015
20263-228838-01 | Xcel Energy | 85 | 13781 | IOU | 04147353 | 1000 | Solar |  |  | Withdrawn | Trade Secret | Trade | HUG | HUG321 | Community Solar Garden | Solar*Rewards Community | Trade Secret | 2023
20263-228838-01 | Xcel Energy | 85 | 13781 | IOU | 05601943 | 1000 | Solar |  |  | Active Application | Trade Secret | Trade |  |  | Community Solar Garden | Solar*Rewards Community | Trade Secret | 2023
20263-228838-01 |  |  |  |  | 05602000 |  | Solar |  |  | Active Application | Trade Secret | Trade |  |  | Community Solar Garden | Solar*Rewards Community |  | 2023
20263-228838-01 | Xcel Energy | 85 | 13781 | IOU | 05601932 | 1000 | Solar |  |  | Withdrawn | Trade Secret | Trade | GRC | GRC312 | Community Solar Garden | Solar*Rewards Community | Trade Secret | 2023
20263-228838-01 | Xcel Energy | 85 | 13781 | IOU | 05597162 | 1000 | Solar |  |  | Withdrawn | Trade Secret | Trade | MDF | MDF021 | Community Solar Garden | Solar*Rewards Community | Trade Secret | 2023
20263-228838-01 |  |  |  |  | 05601995 |  | Solar |  |  | Active Application | Trade Secret | Trade |  |  | Community Solar Garden | Solar*Rewards Community |  | 2023
20263-228838-01 |  |  |  |  | 05422537 |  |  |  |  | Active Application | Trade Secret | Trade |  |  | Residential |  |  | 2023
20263-228838-01 |  |  |  |  | 03696312 |  | Solar |  |  | Active Application | Trade Secret | Trade |  |  | Residential | Solar*Rewards |  | 2020
20263-228838-01 |  |  |  |  | 04123357 |  |  |  |  | Active Application | Trade Secret | Trade |  |  | Residential |  |  | 2020
20263-228838-01 | Xcel Energy | 85 | 13781 | IOU | 03127265 | 1000 | Solar |  |  | Interconnected | Foley | Trade | MHW | MHW311 | Community Solar Garden | Solar*Rewards Community | Trade Secret | 2018 | 2020
20263-228838-01 | Xcel Energy | 85 | 13781 | IOU | 03727125 | 1000 | Solar |  |  | Withdrawn | Trade Secret | Trade | COK | COK061 | Community Solar Garden | Solar*Rewards Community | Trade Secret | 2022
20263-228838-01 |  |  |  |  | 04413875 |  | Solar |  |  | Active Application | Trade Secret | Trade |  |  | Residential | Solar*Rewards |  | 2021
20263-228838-01 |  |  |  |  | 04967177 |  |  |  |  | Active Application | Trade Secret | Trade |  |  | Residential |  |  | 2022
20263-228838-01 |  |  |  |  | 05434043 |  | Solar |  |  | Active Application | Trade Secret | Trade |  |  | Residential | Solar*Rewards |  | 2023
20263-228838-01 | Xcel Energy | 85 | 13781 | IOU | SRC042723 | 950 | Solar |  |  | Withdrawn | Trade Secret | Trade | MTV | MTV022 | Community Solar Garden | Solar*Rewards Community | Trade Secret | 2015
20263-228838-01 | Xcel Energy | 85 | 13781 | IOU | SRC038321 | 1000 | Solar |  |  | Withdrawn | Trade Secret | Trade | RMT | RMT311 | Community Solar Garden | Solar*Rewards Community | Trade Secret | 2014
20263-228838-01 | Xcel Energy | 85 | 13781 | IOU | 03127670 | 1000 | Solar |  |  | Interconnected | Saint Michael | Trade | HSN | HSN321 | Community Solar Garden | Solar*Rewards Community | Trade Secret | 2014 | 2019
20263-228838-01 | Xcel Energy | 85 | 13781 | IOU | 03123356 | 1000 | Solar |  |  | Interconnected | Winsted | Trade | WSD | WSD061 | Community Solar Garden | Solar*Rewards Community | Trade Secret | 2016 | 2018
20263-228838-01 | Xcel Energy | 85 | 13781 | IOU | SRC041395 | 1000 | Solar |  |  | Withdrawn | Trade Secret | Trade | WCS | WCS064 | Community Solar Garden | Solar*Rewards Community | Trade Secret | 2015
20263-228838-01 | Xcel Energy | 85 | 13781 | IOU | SRC040788 | 1000 | Solar |  |  | Withdrawn | Trade Secret | Trade | HUG | HUG321 | Community Solar Garden | Solar*Rewards Community | Trade Secret | 2015
20263-228838-01 | Xcel Energy | 85 | 13781 | IOU | SRC040985 | 950 | Solar |  |  | Withdrawn | Trade Secret | Trade | GVW | GVW031 | Community Solar Garden | Solar*Rewards Community | Trade Secret | 2015
20263-228838-01 | Xcel Energy | 85 | 13781 | IOU | SRC084196 | 1000 | Solar |  |  | Withdrawn | Trade Secret | Trade | FSL | FSL311 | Community Solar Garden | Solar*Rewards Community | Trade Secret | 2021
20263-228838-01 | Xcel Energy | 85 | 13781 | IOU | 03121275 | 400 | Solar |  |  | Interconnected | Red Wing | Trade | BUR | BUR032 | Community Solar Garden | Solar*Rewards Community | Trade Secret | 2015 | 2019
20263-228838-01 | Xcel Energy | 85 | 13781 | IOU | 03127446 | 972 | Solar |  |  | Interconnected | Red Wing | Trade | REW | REW023 | Community Solar Garden | Solar*Rewards Community | Trade Secret | 2015 | 2017
20263-228838-01 | Xcel Energy | 85 | 13781 | IOU | 03130357 | 3.8 | Solar |  |  | Withdrawn | Trade Secret | Trade | WIL | WIL098 | Residential | Solar*Rewards | Trade Secret | 2016
20263-228838-01 | Xcel Energy | 85 | 13781 | IOU | SRC038570 | 984 | Solar |  |  | Withdrawn | Trade Secret | Trade | RMT | RMT312 | Community Solar Garden | Solar*Rewards Community | Trade Secret | 2014
20263-228838-01 | Xcel Energy | 85 | 13781 | IOU | SRC062808 | 1000 | Solar |  |  | Withdrawn | Trade Secret | Trade | ROC | ROC090 | Community Solar Garden | Solar*Rewards Community | Trade Secret | 2017
20263-228838-01 | Xcel Energy | 85 | 13781 | IOU | SRC038482 | 1000 | Solar |  |  | Withdrawn | Trade Secret | Trade | LAP | LAP311 | Community Solar Garden | Solar*Rewards Community | Trade Secret | 2014
20263-228838-01 | Xcel Energy | 85 | 13781 | IOU | SRC074633 | 1000 | Solar |  |  | Withdrawn | Trade Secret | Trade | LOW | LOW021 | Community Solar Garden | Solar*Rewards Community | Trade Secret | 2019
20263-228838-01 | Xcel Energy | 85 | 13781 | IOU | 03121290 | 990 | Solar |  |  | Interconnected | Northfield | Trade | NOF | NOF061 | Community Solar Garden | Solar*Rewards Community | Trade Secret | 2015 | 2018
20263-228838-01 | Xcel Energy | 85 | 13781 | IOU | 03128270 | 1000 | Solar |  |  | Interconnected | Brooten | Trade | BRO | BRO021 | Community Solar Garden | Solar*Rewards Community | Trade Secret | 2019 | 2021
20263-228838-01 | Xcel Energy | 85 | 13781 | IOU | 03121464 | 1000 | Solar |  |  | Interconnected | Pipestone | Trade | PIP | PIP062 | Community Solar Garden | Solar*Rewards Community | Trade Secret | 2018 | 2021
20263-228838-01 | Xcel Energy | 85 | 13781 | IOU | 03123372 | 500 | Solar |  |  | Interconnected | Scandia | Trade | SCA | SCA021 | Community Solar Garden | Solar*Rewards Community | Trade Secret | 2016 | 2018
20263-228838-01 |  |  |  |  | 04794293 |  | Solar |  |  | Active Application | Trade Secret | Trade |  |  | Residential | Solar*Rewards |  | 2022
20263-228838-01 | Xcel Energy | 85 | 13781 | IOU | SRC066184 | 1000 | Solar |  |  | Withdrawn | Trade Secret | Trade |  |  | Community Solar Garden | Solar*Rewards Community | Trade Secret | 2018
20263-228838-01 | Xcel Energy | 85 | 13781 | IOU | SRC040903 | 1000 | Solar |  |  | Withdrawn | Trade Secret | Trade |  |  | Community Solar Garden | Solar*Rewards Community | Trade Secret | 2015
20263-228838-01 | Xcel Energy | 85 | 13781 | IOU | SRC068915 | 1000 | Solar |  |  | Withdrawn | Trade Secret | Trade |  |  | Community Solar Garden | Solar*Rewards Community | Trade Secret | 2018
20263-228838-01 | Xcel Energy | 85 | 13781 | IOU | SRC040871 | 300 | Solar |  |  | Withdrawn | Trade Secret | Trade |  |  | Community Solar Garden | Solar*Rewards Community | Trade Secret | 2015
20263-228838-01 | Xcel Energy | 85 | 13781 | IOU | 03130133 | 6.67 | Solar |  |  | Withdrawn | Trade Secret | Trade |  |  | Residential | Solar*Rewards | Trade Secret | 2018
20263-228838-01 |  |  |  |  | 06081063 |  |  |  |  | Withdrawn | Trade Secret | Trade |  |  | Residential |  |  | 2025
20263-228838-01 | Xcel Energy | 85 | 13781 | IOU | SRC042578 | 1000 | Solar |  |  | Withdrawn | Trade Secret | Trade | NOF | NOF061 | Community Solar Garden | Solar*Rewards Community | Trade Secret | 2015
20263-228838-01 | Xcel Energy | 85 | 13781 | IOU | SRC038755 | 1000 | Solar |  |  | Withdrawn | Trade Secret | Trade | FSL | FSL311 | Community Solar Garden | Solar*Rewards Community | Trade Secret | 2014
20263-228838-01 | Xcel Energy | 85 | 13781 | IOU | SRC039439 | 1000 | Solar |  |  | Withdrawn | Trade Secret | Trade | RMT | RMT311 | Community Solar Garden | Solar*Rewards Community | Trade Secret | 2015
20263-228838-01 | Xcel Energy | 85 | 13781 | IOU | SRC075337 | 1000 | Solar |  |  | Withdrawn | Trade Secret | Trade | LAC | LAC062 | Community Solar Garden | Solar*Rewards Community | Trade Secret | 2019
20263-228838-01 | Xcel Energy | 85 | 13781 | IOU | 03127719 | 1000 | Solar |  |  | Interconnected | Rosemount | Trade | RMT | RMT311 | Community Solar Garden | Solar*Rewards Community | Trade Secret | 2014 | 2016
20263-228838-01 | Xcel Energy | 85 | 13781 | IOU | 03126842 | 1000 | Solar |  |  | Interconnected | Cokato | Trade | COK | COK061 | Community Solar Garden | Solar*Rewards Community | Trade Secret | 2015 | 2021
20263-228838-01 |  |  |  |  | SRO29478 |  | Solar |  |  | Withdrawn | Trade Secret | Trade |  |  |  | Other |  | 2013
20263-228838-01 |  |  |  |  | 06038452 |  | Solar |  |  | Active Application | Trade Secret | Trade |  |  | Residential | Solar*Rewards |  | 2024
20263-228838-01 | Xcel Energy | 85 | 13781 | IOU | 03128455 | 1000 | Solar |  |  | Interconnected | Montevideo | Trade | FIC | FIC021 | Community Solar Garden | Solar*Rewards Community | Trade Secret | 2015 | 2018
20263-228838-01 | Xcel Energy | 85 | 13781 | IOU | 03128375 | 998 | Solar |  |  | Interconnected | Webster | Trade | VES | VES021 | Community Solar Garden | Solar*Rewards Community | Trade Secret | 2015 | 2018
20263-228838-01 | Xcel Energy | 85 | 13781 | IOU | 03126070 | 250 | Solar |  |  | Interconnected | Hastings | Trade | CGR | CGR063 | Community Solar Garden | Solar*Rewards Community | Trade Secret | 2015 | 2018
20263-228838-01 | Xcel Energy | 85 | 13781 | IOU | 03633182 | 1000 | Solar |  |  | Active Application | Trade Secret | Trade | CLC | CLC221 | LMI | Solar*Rewards Community | Trade Secret | 2023
20263-228838-01 | Xcel Energy | 85 | 13781 | IOU | 03124781 | 1000 | Solar |  |  | Interconnected | Claremont | Trade | DOC | DOC031 | Community Solar Garden | Solar*Rewards Community | Trade Secret | 2016 | 2019
20263-228838-01 | Xcel Energy | 85 | 13781 | IOU | SRC040072 | 1000 | Solar |  |  | Withdrawn | Trade Secret | Trade | WAB | WAB031 | Community Solar Garden | Solar*Rewards Community | Trade Secret | 2015
20263-228838-01 | Xcel Energy | 85 | 13781 | IOU | SRC040785 | 1000 | Solar |  |  | Withdrawn | Trade Secret | Trade | HUG | HUG321 | Community Solar Garden | Solar*Rewards Community | Trade Secret | 2015
20263-228838-01 | Xcel Energy | 85 | 13781 | IOU | SRC040638 | 950 | Solar |  |  | Withdrawn | Trade Secret | Trade |  |  | Community Solar Garden | Solar*Rewards Community | Trade Secret | 2015
20263-228838-01 | Xcel Energy | 85 | 13781 | IOU | 03127298 | 1000 | Solar |  |  | Interconnected | Granite Falls | Trade | MNV | MNV211 | Community Solar Garden | Solar*Rewards Community | Trade Secret | 2015 | 2017
20263-228838-01 | Xcel Energy | 85 | 13781 | IOU | 03127426 | 1000 | Solar |  |  | Interconnected | Clear Lake | Trade | SDX | SDX311 | Community Solar Garden | Solar*Rewards Community | Trade Secret | 2015 | 2018
20263-228838-01 | Xcel Energy | 85 | 13781 | IOU | SRC038455 | 1000 | Solar |  |  | Withdrawn | Trade Secret | Trade | CTF | CTF021 | Community Solar Garden | Solar*Rewards Community | Trade Secret | 2014
20263-228838-01 | Xcel Energy | 85 | 13781 | IOU | SRC068441 | 1000 | Solar |  |  | Withdrawn | Trade Secret | Trade | WAS | WAS092 | Community Solar Garden | Solar*Rewards Community | Trade Secret | 2018
20263-228838-01 | Xcel Energy | 85 | 13781 | IOU | SRC040861 | 950 | Solar |  |  | Withdrawn | Trade Secret | Trade |  |  | Community Solar Garden | Solar*Rewards Community | Trade Secret | 2015
20263-228838-01 | Xcel Energy | 85 | 13781 | IOU | 03127051 | 1000 | Solar |  |  | Interconnected | Byron | Trade | WEB | WEB021 | Community Solar Garden | Solar*Rewards Community | Trade Secret | 2018 | 2020
20263-228838-01 | Xcel Energy | 85 | 13781 | IOU | 03125905 | 1000 | Solar |  |  | Interconnected | Belle Plaine | Trade | BEL | BEL061 | Community Solar Garden | Solar*Rewards Community | Trade Secret | 2016 | 2020
20263-228838-01 | Xcel Energy | 85 | 13781 | IOU | 03128414 | 1000 | Solar |  |  | Interconnected | Taylors Falls | Trade | LCR | LCR311 | Community Solar Garden | Solar*Rewards Community | Trade Secret | 2015 | 2017
20263-228838-01 |  |  |  |  | SRO19352 |  | Solar |  |  | Withdrawn | Trade Secret | Trade |  |  |  | Solar*Rewards |  | 2011
20263-228838-01 | Xcel Energy | 85 | 13781 | IOU | SRC038449 | 984 | Solar |  |  | Withdrawn | Trade Secret | Trade | KEN | KEN022 | Community Solar Garden | Solar*Rewards Community | Trade Secret | 2014
20263-228838-01 | Xcel Energy | 85 | 13781 | IOU | SRC043956 | 1000 | Solar |  |  | Withdrawn | Trade Secret | Trade |  |  | Community Solar Garden | Solar*Rewards Community | Trade Secret | 2015
20263-228838-01 | Xcel Energy | 85 | 13781 | IOU | SRC042534 | 998 | Solar |  |  | Withdrawn | Trade Secret | Trade | HAS | HAS021 | Community Solar Garden | Solar*Rewards Community | Trade Secret | 2015
20263-228838-01 |  |  |  |  | 04353603 |  | Solar |  |  | Active Application | Trade Secret | Trade |  |  | Residential | Solar*Rewards |  | 2021
20263-228838-01 | Xcel Energy | 85 | 13781 | IOU | SRC042710 | 950 | Solar |  |  | Withdrawn | Trade Secret | Trade | BUR | BUR032 | Community Solar Garden | Solar*Rewards Community | Trade Secret | 2015
20263-228838-01 |  |  |  |  | SRO29491 |  | Solar |  |  | Withdrawn | Trade Secret | Trade |  |  |  | Other |  | 2013
20263-228838-01 | Xcel Energy | 85 | 13781 | IOU | 03124715 | 1000 | Solar |  |  | Interconnected | Northfield | Trade | NOF | NOF061 | Community Solar Garden | Solar*Rewards Community | Trade Secret | 2018 | 2021
20263-228838-01 |  |  |  |  | SRO29519 |  | Solar |  |  | Withdrawn | Trade Secret | Trade |  |  |  | Other |  | 2013
20263-228838-01 | Xcel Energy | 85 | 13781 | IOU | 05436695 | 1000 | Solar |  |  | Withdrawn | Trade Secret | Trade | HAD | HAD022 | Community Solar Garden | Solar*Rewards Community | Trade Secret | 2023
20263-228838-01 | Xcel Energy | 85 | 13781 | IOU | SRC052758 | 1000 | Solar |  |  | Withdrawn | Trade Secret | Trade | NOF | NOF061 | Community Solar Garden | Solar*Rewards Community | Trade Secret | 2017
20263-228838-01 | Xcel Energy | 85 | 13781 | IOU | SRC042587 | 1000 | Solar |  |  | Withdrawn | Trade Secret | Trade | NOF | NOF061 | Community Solar Garden | Solar*Rewards Community | Trade Secret | 2015
20263-228838-01 | Xcel Energy | 85 | 13781 | IOU | 03390974 | 0.247 | Solar |  |  | Active Application | Trade Secret | Trade |  |  | Residential | Solar*Rewards | Trade Secret | 2019
20263-228838-01 |  |  |  |  | 04565379 |  |  |  |  | Active Application | Trade Secret | Trade |  |  | Residential |  |  | 2021
20263-228838-01 |  |  |  |  | 06111437 |  | Solar |  |  | Active Application | Trade Secret | Trade |  |  | Residential | Solar*Rewards |  | 2025
20263-228838-01 | Xcel Energy | 85 | 13781 | IOU | SRC039991 | 1000 | Solar |  |  | Withdrawn | Trade Secret | Trade | WAK | WAK321 | Community Solar Garden | Solar*Rewards Community | Trade Secret | 2015
20263-228838-01 | Xcel Energy | 85 | 13781 | IOU | SRC042718 | 950 | Solar |  |  | Withdrawn | Trade Secret | Trade | BUR | BUR032 | Community Solar Garden | Solar*Rewards Community | Trade Secret | 2015
20263-228838-01 | Xcel Energy | 85 | 13781 | IOU | SRC040791 | 1000 | Solar |  |  | Withdrawn | Trade Secret | Trade | HUG | HUG321 | Community Solar Garden | Solar*Rewards Community | Trade Secret | 2015
20263-228838-01 | Xcel Energy | 85 | 13781 | IOU | SRC052835 | 1000 | Solar |  |  | Withdrawn | Trade Secret | Trade | EGL | EGL021 | Community Solar Garden | Solar*Rewards Community | Trade Secret | 2017
20263-228838-01 | Xcel Energy | 85 | 13781 | IOU | 03128466 | 1000 | Solar |  |  | Interconnected | Randolph | Trade | CTF | CTF021 | Community Solar Garden | Solar*Rewards Community | Trade Secret | 2015 | 2019
20263-228838-01 | Xcel Energy | 85 | 13781 | IOU | 03126004 | 997 | Solar |  |  | Interconnected | Jordan | Trade | JOR | JOR022 | Community Solar Garden | Solar*Rewards Community | Trade Secret | 2015 | 2017
20263-228838-01 | Xcel Energy | 85 | 13781 | IOU | 03129717 | 39.998 | Solar |  |  | Withdrawn | Trade Secret | Trade | WIL | WIL071 | Residential | Solar*Rewards | Trade Secret | 2019
20263-228838-01 | Xcel Energy | 85 | 13781 | IOU | 03244241 | 6 | Solar |  |  | Active Application | Trade Secret | Trade | LCR | LCR311 | Residential | Solar*Rewards | Trade Secret | 2019
20263-228838-01 |  |  |  |  | 05130659 |  | Solar |  |  | Active Application | Trade Secret | Trade |  |  | Residential | Solar*Rewards |  | 2022
20263-228838-01 | Xcel Energy | 85 | 13781 | IOU | SRC042175 | 1000 | Solar |  |  | Withdrawn | Trade Secret | Trade |  |  | Community Solar Garden | Solar*Rewards Community | Trade Secret | 2015
20263-228838-01 | Xcel Energy | 85 | 13781 | IOU | 03121346 | 1000 | Solar |  |  | Interconnected | Red Wing | Trade | BUR | BUR032 | Community Solar Garden | Solar*Rewards Community | Trade Secret | 2015 | 2018
20263-228838-01 | Xcel Energy | 85 | 13781 | IOU | 03132034 | 66.6 | Solar |  |  | Interconnected | Trade Secret | Trade | MPK | MPK075 | Commercial |  | Trade Secret | 2017 | 2018
20263-228838-01 | Xcel Energy | 85 | 13781 | IOU | 05936703 | 7.616 | Solar |  |  | Withdrawn | Trade Secret | Trade | JOR | JOR022 | Residential |  | Trade Secret | 2024
20263-228838-01 | Xcel Energy | 85 | 13781 | IOU | 04808983 | 11.39 | Solar |  |  | Withdrawn | Trade Secret | Trade | SCA | SCA021 | Residential |  | Trade Secret | 2022
20263-228838-01 | Xcel Energy | 85 | 13781 | IOU | 06197794 | 7.6 | Solar |  |  | Interconnected | Trade Secret | Trade | HSN | HSN321 | Residential | Solar*Rewards | Trade Secret | 2025 | 2025
20263-228838-01 | Xcel Energy | 85 | 13781 | IOU | 06131294 | 9.1 | Solar |  |  | Interconnected | Trade Secret | Trade | FRM | FRM071 | Residential | Solar*Rewards | Trade Secret | 2025 | 2025
20263-228838-01 | Xcel Energy | 85 | 13781 | IOU | OID3383140 | 9.94 | Solar |  |  | Withdrawn | Trade Secret | Trade | ALK | ALK067 | Residential | Solar*Rewards | Trade Secret | 2018
20263-228838-01 | Xcel Energy | 85 | 13781 | IOU | 03130556 | 14.16 | Solar |  |  | Interconnected | Trade Secret | Trade | AFT | AFT315 | Residential | Solar*Rewards | Trade Secret | 2019 | 2019
20263-228838-01 | Xcel Energy | 85 | 13781 | IOU | OID3361793 | 9.94 | Solar |  |  | Withdrawn | Trade Secret | Trade | AFT | AFT315 | Residential | Solar*Rewards | Trade Secret | 2018
20263-228838-01 | Xcel Energy | 85 | 13781 | IOU | 05849409 | 7.616 | Solar |  |  | Interconnected | Trade Secret | Trade | ALK | ALK067 | Residential |  | Trade Secret | 2024 | 2025
20263-228838-01 | Xcel Energy | 85 | 13781 | IOU | 05939690 | 3.747 | Solar |  |  | Active Application | Trade Secret | Trade | FSL | FSL311 | Residential |  | Trade Secret | 2024
20263-228838-01 | Xcel Energy | 85 | 13781 | IOU | 03131969 | 5 | Solar |  |  | Interconnected | Trade Secret | Trade | MEL | MEL061 | Residential | Solar*Rewards | Trade Secret | 2017 | 2017
20263-228838-01 | Xcel Energy | 85 | 13781 | IOU | 03131973 | 5 | Solar |  |  | Interconnected | Trade Secret | Trade | MEL | MEL061 | Residential | Solar*Rewards | Trade Secret | 2017 | 2017
20263-228838-01 | Xcel Energy | 85 | 13781 | IOU | 04793554 | 6.67 | Solar |  |  | Interconnected | Trade Secret | Trade | WES | WES074 | Residential | Solar*Rewards | Trade Secret | 2022 | 2022
20263-228838-01 | Xcel Energy | 85 | 13781 | IOU | 05541329 | 4.41 | Solar |  |  | Interconnected | Trade Secret | Trade | ECK | ECK321 | Residential |  | Trade Secret | 2023 | 2023
20263-228838-01 | Xcel Energy | 85 | 13781 | IOU | 05639940 | 6.5 | Solar |  |  | Active Application | Trade Secret | Trade | SAV | SAV063 | Residential |  | Trade Secret | 2023
20263-228838-01 | Xcel Energy | 85 | 13781 | IOU | 05992388 | 7.6 | Solar |  |  | Interconnected | Trade Secret | Trade | RMT | RMT321 | Residential |  | Trade Secret | 2024 | 2025
20263-228838-01 | Xcel Energy | 85 | 13781 | IOU | 06322175 | 7.6 | Solar |  |  | Active Application | Trade Secret | Trade | GSL | GSL341 | Residential | Solar*Rewards | Trade Secret | 2026
20263-228838-01 | Xcel Energy | 85 | 13781 | IOU | 04485617 | 6 | Solar |  |  | Active Application | Trade Secret | Trade | ECK | ECK322 | Residential | Solar*Rewards | Trade Secret | 2021
20263-228838-01 | Xcel Energy | 85 | 13781 | IOU | 04509268 | 6 | Solar |  |  | Interconnected | Trade Secret | Trade | ECK | ECK322 | Residential |  | Trade Secret | 2021 | 2021
20263-228838-01 | Xcel Energy | 85 | 13781 | IOU | 04890379 | 6.282 | Solar |  |  | Interconnected | Trade Secret | Trade | LAC | LAC062 | Residential | Solar*Rewards | Trade Secret | 2022 | 2022
20263-228838-01 | Xcel Energy | 85 | 13781 | IOU | 03132774 | 9.994 | Solar |  |  | Interconnected | Trade Secret | Trade | MND | MND062 | Residential | Solar*Rewards | Trade Secret | 2018 | 2018
20263-228838-01 | Xcel Energy | 85 | 13781 | IOU | 05614874 | 3.8 | Solar |  |  | Interconnected | Trade Secret | Trade | ALK | ALK072 | Residential |  | Trade Secret | 2023 | 2024
20263-228838-01 | Xcel Energy | 85 | 13781 | IOU | 04956154 | 6 | Solar |  |  | Active Application | Trade Secret | Trade | ALK | ALK072 | Residential | Solar*Rewards | Trade Secret | 2022
20263-228838-01 | Xcel Energy | 85 | 13781 | IOU | 04920722 | 5.052 | Solar |  |  | Interconnected | Trade Secret | Trade | ALK | ALK072 | Residential | Solar*Rewards | Trade Secret | 2022 | 2022
20263-228838-01 | Xcel Energy | 85 | 13781 | IOU | 04440370 | 8.725 | Solar |  |  | Interconnected | Trade Secret | Trade | GSL | GSL341 | Residential | Solar*Rewards | Trade Secret | 2021 | 2021
20263-228838-01 | Xcel Energy | 85 | 13781 | IOU | 05588881 | 13.545 | Solar |  |  | Withdrawn | Trade Secret | Trade | HSN | HSN322 | Residential | Solar*Rewards | Trade Secret | 2023
20263-228838-01 | Xcel Energy | 85 | 13781 | IOU | 05711662 | 16.34 | Solar |  |  | Interconnected | Trade Secret | Trade | HSN | HSN322 | Residential | Solar*Rewards | Trade Secret | 2024 | 2024
20263-228838-01 | Xcel Energy | 85 | 13781 | IOU | 05202499 | 6.56 | Solar |  |  | Interconnected | Trade Secret | Trade | LOK | LOK062 | Residential |  | Trade Secret | 2022 | 2023
20263-228838-01 | Xcel Energy | 85 | 13781 | IOU | 04408930 | 7.616 | Solar |  |  | Interconnected | Trade Secret | Trade | SAV | SAV063 | Residential | Solar*Rewards | Trade Secret | 2021 | 2021
20263-228838-01 | Xcel Energy | 85 | 13781 | IOU | 04802916 | 8.12 | Solar |  |  | Interconnected | Trade Secret | Trade | CHE | CHE065 | Residential |  | Trade Secret | 2022 | 2022
20263-228838-01 | Xcel Energy | 85 | 13781 | IOU | 04401601 | 9.864 | Solar |  |  | Interconnected | Trade Secret | Trade | RPO | RPO311 | Residential | Solar*Rewards | Trade Secret | 2021 | 2021
20263-228838-01 | Xcel Energy | 85 | 13781 | IOU | 06206369 | 15.705 | Solar |  | X | Withdrawn | Trade Secret | Trade | LAB | LAB312 | Residential | Solar*Rewards | Trade Secret | 2025
20263-228838-01 | Xcel Energy | 85 | 13781 | IOU | 06218317 | 15.705 | Solar |  | X | Active Application | Trade Secret | Trade | LAB | LAB312 | Residential |  | Trade Secret | 2025
20263-228838-01 | Xcel Energy | 85 | 13781 | IOU | OID3644030 | 13.72 | Solar |  |  | Withdrawn | Trade Secret | Trade | FIC | FIC021 | Commercial | Solar*Rewards | Trade Secret | 2018
20263-228838-01 |  |  |  |  | OID3899729 |  | Solar |  |  | Withdrawn | Trade Secret | Trade | FIC | FIC021 | Residential | Solar*Rewards |  | 2019
20263-228838-01 |  |  |  |  | OID3899731 |  | Solar |  |  | Withdrawn | Trade Secret | Trade | FIC | FIC021 | Residential | Solar*Rewards |  | 2019
20263-228838-01 | Xcel Energy | 85 | 13781 | IOU | 03247482 | 13.72 | Solar |  |  | Interconnected | Trade Secret | Trade | FIC | FIC021 | Residential | Solar*Rewards | Trade Secret | 2019 | 2020
20263-228838-01 | Xcel Energy | 85 | 13781 | IOU | 05536847 | 2.835 | Solar |  |  | Interconnected | Trade Secret | Trade | MOL | MOL067 | Residential | Solar*Rewards | Trade Secret | 2023 | 2023
20263-228838-01 | Xcel Energy | 85 | 13781 | IOU | 04975993 | 20.591 | Solar |  |  | Interconnected | Trade Secret | Trade | MPK | MPK068 | Residential |  | Trade Secret | 2022 | 2023
20263-228838-01 | Xcel Energy | 85 | 13781 | IOU | 05204675 | 3.84 | Solar |  |  | Interconnected | Trade Secret | Trade | LOK | LOK093 | Residential |  | Trade Secret | 2022 | 2023
20263-228838-01 | Xcel Energy | 85 | 13781 | IOU | OID3867377 | 14.248 | Solar |  |  | Interconnected | Trade Secret | Trade | SLP | SLP072 | Residential | Solar*Rewards | Trade Secret | 2019 | 2019
20263-228838-01 |  |  |  |  | OID3867376 |  | Solar |  |  | Withdrawn | Trade Secret | Trade | SLP | SLP072 | Residential | Solar*Rewards |  | 2019
20263-228838-01 | Xcel Energy | 85 | 13781 | IOU | 04056821 | 39.998 | Solar |  |  | Interconnected | Trade Secret | Trade | HWW | HWW063 | Commercial | Solar*Rewards | Trade Secret | 2020 | 2021
20263-228838-01 | Xcel Energy | 85 | 13781 | IOU | 04440583 | 9 | Solar |  |  | Withdrawn | Trade Secret | Trade | MOL | MOL072 | Commercial | Solar*Rewards | Trade Secret | 2021
20263-228838-01 | Xcel Energy | 85 | 13781 | IOU | 05576407 | 8.99 | Solar |  |  | Interconnected | Trade Secret | Trade | RPO | RPO311 | Residential | Solar*Rewards | Trade Secret | 2023 | 2023
20263-228838-01 | Xcel Energy | 85 | 13781 | IOU | 05511277 | 6.004 | Solar |  |  | Withdrawn | Trade Secret | Trade | ECK | ECK322 | Residential | Solar*Rewards | Trade Secret | 2023
20263-228838-01 | Xcel Energy | 85 | 13781 | IOU | 05600652 | 7.625 | Solar |  |  | Withdrawn | Trade Secret | Trade | ECK | ECK322 | Residential |  | Trade Secret | 2023
20263-228838-01 | Xcel Energy | 85 | 13781 | IOU | 05465744 | 6.38 | Solar |  |  | Active Application | Trade Secret | Trade | ECK | ECK322 | Residential |  | Trade Secret | 2023
20263-228838-01 | Xcel Energy | 85 | 13781 | IOU | 05849435 | 7.6 | Solar |  |  | Interconnected | Trade Secret | Trade | ECK | ECK322 | Residential | Solar*Rewards | Trade Secret | 2024 | 2025
20263-228838-01 | Xcel Energy | 85 | 13781 | IOU | 04239972 | 5.22 | Solar |  |  | Withdrawn | Trade Secret | Trade | ECK | ECK322 | Residential | Solar*Rewards | Trade Secret | 2020
20263-228838-01 | Xcel Energy | 85 | 13781 | IOU | 04657842 | 5.51 | Solar |  |  | Interconnected | Trade Secret | Trade | SOU | SOU076 | Residential |  | Trade Secret | 2021 | 2021
20263-228838-01 | Xcel Energy | 85 | 13781 | IOU | 05857481 | 5.76 | Solar |  |  | Interconnected | Trade Secret | Trade | ECK | ECK322 | Residential | Solar*Rewards | Trade Secret | 2024 | 2025
20263-228838-01 | Xcel Energy | 85 | 13781 | IOU | 04140795 | 4.4 | Solar |  |  | Interconnected | Trade Secret | Trade | RMT | RMT321 | Residential | Solar*Rewards | Trade Secret | 2020 | 2020
20263-228838-01 | Xcel Energy | 85 | 13781 | IOU | 04553811 | 7.54 | Solar |  | X | Interconnected | Trade Secret | Trade | SLP | SLP092 | Residential |  | Trade Secret | 2021 | 2021
20263-228838-01 | Xcel Energy | 85 | 13781 | IOU | 05678643 | 7.216 | Solar |  |  | Interconnected | Trade Secret | Trade | CGR | CGR071 | Residential |  | Trade Secret | 2024 | 2024
20263-228838-01 | Xcel Energy | 85 | 13781 | IOU | 05585144 | 66.6 | Solar |  |  | Interconnected | Trade Secret | Trade | CEL | CEL062 | Commercial |  | Trade Secret | 2023 | 2024
20263-228838-01 | Xcel Energy | 85 | 13781 | IOU | 05032216 | 6.6 | Solar |  |  | Interconnected | Trade Secret | Trade | ALK | ALK072 | Residential |  | Trade Secret | 2022 | 2022
20263-228838-01 | Xcel Energy | 85 | 13781 | IOU | 05270039 | 3.84 | Solar |  |  | Interconnected | Trade Secret | Trade | FSL | FSL311 | Residential |  | Trade Secret | 2022 | 2023
20263-228838-01 | Xcel Energy | 85 | 13781 | IOU | 05958659 | 6.5 | Solar |  |  | Interconnected | Trade Secret | Trade | PBE | PBE061 | Residential |  | Trade Secret | 2024 | 2025
20263-228838-01 | Xcel Energy | 85 | 13781 | IOU | 05857129 | 11.52 | Solar |  |  | Active Application | Trade Secret | Trade | PBE | PBE061 | Residential | Solar*Rewards | Trade Secret | 2024
20263-228838-01 | Xcel Energy | 85 | 13781 | IOU | 05353921 | 4.93 | Solar |  |  | Interconnected | Trade Secret | Trade | RRK | RRK082 | Residential |  | Trade Secret | 2023 | 2023
20263-228838-01 | Xcel Energy | 85 | 13781 | IOU | 05514264 | 5.12 | Solar |  |  | Withdrawn | Trade Secret | Trade | CNC | CNC072 | Residential | Solar*Rewards | Trade Secret | 2023
20263-228838-01 | Xcel Energy | 85 | 13781 | IOU | 05543356 | 5.12 | Solar |  |  | Interconnected | Trade Secret | Trade | CNC | CNC072 | Residential |  | Trade Secret | 2023 | 2023
20263-228838-01 | Xcel Energy | 85 | 13781 | IOU | 05315154 | 7.04 | Solar |  |  | Interconnected | Trade Secret | Trade | VMR | VMR061 | Residential |  | Trade Secret | 2022 | 2023
20263-228838-01 | Xcel Energy | 85 | 13781 | IOU | 05495322 | 5.12 | Solar |  |  | Interconnected | Trade Secret | Trade | CGR | CGR072 | Residential | Solar*Rewards | Trade Secret | 2023 | 2024
20263-228838-01 | Xcel Energy | 85 | 13781 | IOU | 03647346 | 1000 | Solar |  |  | Interconnected | Shafer | Trade | LCR | LCR311 | Community Solar Garden | Solar*Rewards Community | Trade Secret | 2021 | 2023
20263-228838-01 |  |  |  |  | 05519484 |  |  |  |  | Withdrawn | Trade Secret | Trade |  |  | Residential |  |  | 2023
20263-228838-01 | Xcel Energy | 85 | 13781 | IOU | 05947269 | 7.6 | Solar |  |  | Interconnected | Trade Secret | Trade | WCS | WCS064 | Residential | Solar*Rewards | Trade Secret | 2024 | 2025
20263-228838-01 | Xcel Energy | 85 | 13781 | IOU | 05771456 | 7.678 | Solar |  |  | Interconnected | Trade Secret | Trade | HUG | HUG311 | Residential | Solar*Rewards | Trade Secret | 2024 | 2024
20263-228838-01 | Xcel Energy | 85 | 13781 | IOU | 05388484 | 49.692 | Solar |  |  | Interconnected | Trade Secret | Trade | MPK | MPK071 | Commercial |  | Trade Secret | 2023 | 2023
20263-228838-01 | Xcel Energy | 85 | 13781 | IOU | 04819198 | 39.999 | Solar |  |  | Interconnected | Trade Secret | Trade | MST | MST075 | Commercial | Solar*Rewards | Trade Secret | 2022 | 2022
20263-228838-01 | Xcel Energy | 85 | 13781 | IOU | 05982820 | 5.76 | Solar |  |  | Interconnected | Trade Secret | Trade | FSL | FSL312 | Residential | Solar*Rewards | Trade Secret | 2024 | 2025
20263-228838-01 | Xcel Energy | 85 | 13781 | IOU | 04738234 | 1000 | Solar |  |  | Interconnected | Trade Secret | Trade | HSN | HSN312 | Commercial |  | Trade Secret | 2021 | 2023
20263-228838-01 | Xcel Energy | 85 | 13781 | IOU | 05419748 | 98.75 | Solar |  |  | Interconnected | Trade Secret | Trade | RLK | RLK069 | Commercial |  | Trade Secret | 2023 | 2024
20263-228838-01 | Xcel Energy | 85 | 13781 | IOU | 06231607 | 8.376 | Solar |  |  | Active Application | Trade Secret | Trade | WSG | WSG351 | Residential |  | Trade Secret | 2025
20263-228838-01 | Xcel Energy | 85 | 13781 | IOU | 05951751 | 4.35 | Solar |  |  | Interconnected | Trade Secret | Trade | FAP | FAP062 | Residential | Solar*Rewards | Trade Secret | 2024 | 2024
20263-228838-01 | Xcel Energy | 85 | 13781 | IOU | 05358263 | 39.75 | Solar |  |  | Interconnected | Trade Secret | Trade | TER | TER062 | Commercial | Solar*Rewards | Trade Secret | 2023 | 2024
20263-228838-01 | Xcel Energy | 85 | 13781 | IOU | 06322224 | 13.262 | Solar |  |  | Active Application | Trade Secret | Trade | MND | MND072 | Residential | Solar*Rewards | Trade Secret | 2026
20263-228838-01 | Xcel Energy | 85 | 13781 | IOU | 05769664 | 8.419 | Solar |  |  | Interconnected | Trade Secret | Trade | WRR | WRR064 | Residential | Solar*Rewards | Trade Secret | 2024 | 2024
20263-228838-01 | Xcel Energy | 85 | 13781 | IOU | 06069514 | 3.936 | Solar |  |  | Interconnected | Trade Secret | Trade | RMT | RMT321 | Residential | Solar*Rewards | Trade Secret | 2025 | 2025
20263-228838-01 | Xcel Energy | 85 | 13781 | IOU | 05977046 | 6.073 | Solar |  |  | Interconnected | Trade Secret | Trade | TWL | TWL065 | Residential | Solar*Rewards | Trade Secret | 2024 | 2025
20263-228838-01 | Xcel Energy | 85 | 13781 | IOU | 05901282 | 6.046 | Solar |  |  | Interconnected | Trade Secret | Trade | HSN | HSN321 | Residential |  | Trade Secret | 2024 | 2025
20263-228838-01 | Xcel Energy | 85 | 13781 | IOU | 06093299 | 6.073 | Solar |  | X | Active Application | Trade Secret | Trade | GSL | GSL079 | Residential | Solar*Rewards | Trade Secret | 2025
20263-228838-01 | Xcel Energy | 85 | 13781 | IOU | 04373639 | 7.616 | Solar |  |  | Interconnected | Trade Secret | Trade | BCR | BCR083 | Residential | Solar*Rewards | Trade Secret | 2021 | 2021
20263-228838-01 | Xcel Energy | 85 | 13781 | IOU | 06031883 | 10.496 | Solar |  |  | Interconnected | Trade Secret | Trade | GSL | GSL061 | Residential | Solar*Rewards | Trade Secret | 2025 | 2025
20263-228838-01 | Xcel Energy | 85 | 13781 | IOU | 05852584 | 10.5 | Solar |  |  | Interconnected | Trade Secret | Trade | OSS | OSS063 | Residential |  | Trade Secret | 2024 | 2025
20263-228838-01 | Xcel Energy | 85 | 13781 | IOU | SRO29573 | 7.2 | Solar |  |  | Withdrawn | Trade Secret | Trade | EDA | EDA084 | Residential | Solar*Rewards | Trade Secret | 2013
20263-228838-01 | Xcel Energy | 85 | 13781 | IOU | SRO27450 | 7.2 | Solar |  |  | Withdrawn | Trade Secret | Trade | EDA | EDA084 | Residential | Solar*Rewards | Trade Secret | 2012
20263-228838-01 | Xcel Energy | 85 | 13781 | IOU | 05783248 | 9.216 | Solar |  |  | Interconnected | Trade Secret | Trade | LEX | LEX074 | Residential | Solar*Rewards | Trade Secret | 2024 | 2024
20263-228838-01 | Xcel Energy | 85 | 13781 | IOU | 03636771 | 6.09 | Solar |  |  | Interconnected | Trade Secret | Trade | WIL | WIL062 | Residential | Solar*Rewards | Trade Secret | 2020 | 2021
20263-228838-01 | Xcel Energy | 85 | 13781 | IOU | 04634004 | 3.288 | Solar |  |  | Interconnected | Trade Secret | Trade | CGR | CGR061 | Residential |  | Trade Secret | 2021 | 2021
20263-228838-01 |  |  |  |  | OID2416488 |  | Solar |  |  | Withdrawn | Trade Secret | Trade | PKL | PKL064 | Residential | Solar*Rewards |  | 2015
20263-228838-01 |  |  |  |  | OID3284834 |  | Solar |  |  | Withdrawn | Trade Secret | Trade | PKL | PKL064 | Residential | Solar*Rewards |  | 2018
20263-228838-01 |  |  |  |  | OID3284835 |  | Solar |  |  | Withdrawn | Trade Secret | Trade | PKL | PKL064 | Residential | Solar*Rewards |  | 2018
20263-228838-01 | Xcel Energy | 85 | 13781 | IOU | OID3284832 | 7.63 | Solar |  |  | Withdrawn | Trade Secret | Trade | PKL | PKL064 | Residential | Solar*Rewards | Trade Secret | 2018
20263-228838-01 |  |  |  |  | OID3284812 |  | Solar |  |  | Withdrawn | Trade Secret | Trade | PKL | PKL064 | Residential | Solar*Rewards |  | 2018
20263-228838-01 | Xcel Energy | 85 | 13781 | IOU | 03513002 | 7.616 | Solar |  |  | Active Application | Trade Secret | Trade | PKL | PKL064 | Residential | Solar*Rewards | Trade Secret | 2019
20263-228838-01 | Xcel Energy | 85 | 13781 | IOU | 03152776 | 12.18 | Solar |  |  | Interconnected | Trade Secret | Trade | DOC | DOC031 | Residential | Solar*Rewards | Trade Secret | 2019 | 2020
20263-228838-01 | Xcel Energy | 85 | 13781 | IOU | 03129731 | 9.994 | Solar |  |  | Interconnected | Trade Secret | Trade | WWK | WWK311 | Residential | Solar*Rewards | Trade Secret | 2019 | 2020
20263-228838-01 |  |  |  |  | OID3803243 |  | Solar |  |  | Withdrawn | Trade Secret | Trade | WWK | WWK311 | Residential | Solar*Rewards |  | 2019
20263-228838-01 | Xcel Energy | 85 | 13781 | IOU | 04120727 | 7.616 | Solar |  |  | Interconnected | Trade Secret | Trade | BYT | BYT061 | Residential | Solar*Rewards | Trade Secret | 2020 | 2020
20263-228838-01 | Xcel Energy | 85 | 13781 | IOU | 05646140 | 11.933 | Solar |  |  | Withdrawn | Trade Secret | Trade | GFD | GFD021 | Residential |  | Trade Secret | 2023
20263-228838-01 | Xcel Energy | 85 | 13781 | IOU | 05649978 | 11.933 | Solar |  |  | Active Application | Trade Secret | Trade | GFD | GFD021 | Residential |  | Trade Secret | 2023
20263-228838-01 | Xcel Energy | 85 | 13781 | IOU | 05231983 | 6.67 | Solar |  |  | Interconnected | Trade Secret | Trade | OAD | OAD064 | Residential |  | Trade Secret | 2022 | 2023
20263-228838-01 | Xcel Energy | 85 | 13781 | IOU | 04431085 | 11.39 | Solar |  |  | Interconnected | Trade Secret | Trade | HSN | HSN322 | Residential |  | Trade Secret | 2021 | 2021
20263-228838-01 | Xcel Energy | 85 | 13781 | IOU | 03134858 | 7.625 | Solar |  |  | Interconnected | Trade Secret | Trade | OPK | OPK067 | Residential | Solar*Rewards | Trade Secret | 2016 | 2016
20263-228838-01 | Xcel Energy | 85 | 13781 | IOU | 03341988 | 13.741 | Solar |  |  | Interconnected | Trade Secret | Trade | BCR | BCR061 | Residential | Solar*Rewards | Trade Secret | 2019 | 2020
20263-228838-01 | Xcel Energy | 85 | 13781 | IOU | 06017878 | 11.387 | Solar |  | X | Interconnected | Trade Secret | Trade | MEL | MEL073 | Residential | Solar*Rewards | Trade Secret | 2024 | 2025
20263-228838-01 | Xcel Energy | 85 | 13781 | IOU | 05711854 | 7.56 | Solar |  |  | Interconnected | Trade Secret | Trade | APA | APA077 | Residential | Solar*Rewards | Trade Secret | 2024 | 2025
20263-228838-01 | Xcel Energy | 85 | 13781 | IOU | 05601841 | 7.56 | Solar |  |  | Active Application | Trade Secret | Trade | APA | APA077 | Residential | Solar*Rewards | Trade Secret | 2023
20263-228838-01 | Xcel Energy | 85 | 13781 | IOU | 05848875 | 5.052 | Solar |  |  | Interconnected | Trade Secret | Trade | CHE | CHE076 | Residential |  | Trade Secret | 2024 | 2025
20263-228838-01 | Xcel Energy | 85 | 13781 | IOU | 06226058 | 7.678 | Solar |  |  | Interconnected | Trade Secret | Trade | SOU | SOU065 | Residential |  | Trade Secret | 2025 | 2025
20263-228838-01 |  |  |  |  | 05166219 |  | Solar |  |  | Active Application | Trade Secret | Trade | MND | MND062 | Residential | Solar*Rewards |  | 2022
20263-228838-01 | Xcel Energy | 85 | 13781 | IOU | 05357236 | 7.6 | Solar |  | X | Interconnected | Trade Secret | Trade | MND | MND062 | Residential | Solar*Rewards | Trade Secret | 2023 | 2023
20263-228838-01 | Xcel Energy | 85 | 13781 | IOU | 05263283 | 4 | Solar |  |  | Active Application | Trade Secret | Trade | LCR | LCR311 | Residential |  | Trade Secret | 2022
20263-228838-01 | Xcel Energy | 85 | 13781 | IOU | 05239067 | 7.15 | Solar |  |  | Interconnected | Trade Secret | Trade | MPK | MPK068 | Residential |  | Trade Secret | 2022 | 2023
20263-228838-01 | Xcel Energy | 85 | 13781 | IOU | 03129962 | 4.8 | Solar |  |  | Interconnected | Trade Secret | Trade | HUG | HUG321 | Residential | Solar*Rewards | Trade Secret | 2018 | 2019
20263-228838-01 | Xcel Energy | 85 | 13781 | IOU | 04439929 | 5.51 | Solar |  |  | Interconnected | Trade Secret | Trade | ALD | ALD076 | Residential | Solar*Rewards | Trade Secret | 2021 | 2021
20263-228838-01 | Xcel Energy | 85 | 13781 | IOU | 05849177 | 7.616 | Solar |  |  | Interconnected | Trade Secret | Trade | AFT | AFT322 | Residential |  | Trade Secret | 2024 | 2024
20263-228838-01 | Xcel Energy | 85 | 13781 | IOU | 04519351 | 6.09 | Solar |  |  | Interconnected | Trade Secret | Trade | MPK | MPK071 | Residential |  | Trade Secret | 2021 | 2021
20263-228838-01 |  |  |  |  | 04465725 |  |  |  |  | Active Application | Trade Secret | Trade | MPK | MPK071 | Residential |  |  | 2021
20263-228838-01 | Xcel Energy | 85 | 13781 | IOU | 03132798 | 34.72 | Solar |  |  | Interconnected | Trade Secret | Trade | SOU | SOU076 | Commercial | Made in Minnesota | Trade Secret | 2018 | 2018
20263-228838-01 | Xcel Energy | 85 | 13781 | IOU | 05934955 | 3.747 | Solar |  |  | Interconnected | Trade Secret | Trade | HSN | HSN321 | Residential |  | Trade Secret | 2024 | 2025
20263-228838-01 | Xcel Energy | 85 | 13781 | IOU | 06210275 | 3.839 | Solar |  |  | Withdrawn | Trade Secret | Trade | SLP | SLP097 | Residential | Solar*Rewards | Trade Secret | 2025
20263-228838-01 | Xcel Energy | 85 | 13781 | IOU | 06227301 | 4.188 | Solar |  | X | Active Application | Trade Secret | Trade | SLP | SLP097 | Residential |  | Trade Secret | 2025
20263-228838-01 | Xcel Energy | 85 | 13781 | IOU | 05957396 | 19.988 | Solar |  |  | Active Application | Trade Secret | Trade | CHI | CHI311 | Residential |  | Trade Secret | 2024
20263-228838-01 | Xcel Energy | 85 | 13781 | IOU | 05859869 | 5.584 | Solar |  |  | Interconnected | Trade Secret | Trade | SHP | SHP062 | Residential | Solar*Rewards | Trade Secret | 2024 | 2025
20263-228838-01 | Xcel Energy | 85 | 13781 | IOU | 03133426 | 27 | Solar |  |  | Interconnected | Trade Secret | Trade | EDA | EDA084 | Commercial | Solar*Rewards | Trade Secret | 2011 | 2012
20263-228838-01 | Xcel Energy | 85 | 13781 | IOU | 05796358 | 5.516 | Solar |  |  | Interconnected | Trade Secret | Trade | PKL | PKL085 | Residential |  | Trade Secret | 2024 | 2024
20263-228838-01 | Xcel Energy | 85 | 13781 | IOU | OID2345438 | 7.6 | Solar |  |  | Withdrawn | Trade Secret | Trade | MND | MND071 | Residential | Solar*Rewards | Trade Secret | 2015
20263-228838-01 | Xcel Energy | 85 | 13781 | IOU | 05964497 | 3.936 | Solar |  |  | Interconnected | Trade Secret | Trade | RIV | RIV064 | Residential | Solar*Rewards | Trade Secret | 2024 | 2024
20263-228838-01 | Xcel Energy | 85 | 13781 | IOU | 03131443 | 9.94 | Solar |  |  | Interconnected | Trade Secret | Trade | ECK | ECK321 | Residential | Solar*Rewards | Trade Secret | 2017 | 2017
20263-228838-01 | Xcel Energy | 85 | 13781 | IOU | OID3923247 | 3.747 | Solar |  |  | Withdrawn | Trade Secret | Trade | SIP | SIP071 | Residential | Solar*Rewards | Trade Secret | 2019
20263-228838-01 | Xcel Energy | 85 | 13781 | IOU | 03129669 | 9.28 | Solar |  |  | Interconnected | Trade Secret | Trade | ALD | ALD085 | Residential | Solar*Rewards | Trade Secret | 2019 | 2019
20263-228838-01 | Xcel Energy | 85 | 13781 | IOU | 06054581 | 3.936 | Solar |  |  | Interconnected | Trade Secret | Trade | WIL | WIL098 | Residential | Solar*Rewards | Trade Secret | 2025 | 2025
20263-228838-01 | Xcel Energy | 85 | 13781 | IOU | 05440849 | 4.48 | Solar |  |  | Interconnected | Trade Secret | Trade | ALD | ALD084 | Residential |  | Trade Secret | 2023 | 2023
20263-228838-01 | Xcel Energy | 85 | 13781 | IOU | 05798814 | 6.631 | Solar |  |  | Interconnected | Trade Secret | Trade | LAC | LAC063 | Residential | Solar*Rewards | Trade Secret | 2024 | 2024
20263-228838-01 | Xcel Energy | 85 | 13781 | IOU | 05759609 | 13.662 | Solar |  |  | Interconnected | Trade Secret | Trade | HUG | HUG321 | Residential | Solar*Rewards | Trade Secret | 2024 | 2024
20263-228838-01 | Xcel Energy | 85 | 13781 | IOU | 04495487 | 5.48 | Solar |  |  | Interconnected | Trade Secret | Trade | WDY | WDY311 | Residential |  | Trade Secret | 2021 | 2021
20263-228838-01 | Xcel Energy | 85 | 13781 | IOU | 03848278 | 2.16 | Solar |  | X | Interconnected | Trade Secret | Trade | HWW | HWW074 | Residential | Solar*Rewards | Trade Secret | 2020 | 2020
20263-228838-01 | Xcel Energy | 85 | 13781 | IOU | 03132756 | 2.88 | Solar |  |  | Interconnected | Trade Secret | Trade | WSG | WSG351 | Residential | Solar*Rewards | Trade Secret | 2018 | 2019
20263-228838-01 | Xcel Energy | 85 | 13781 | IOU | 05554024 | 4.725 | Solar |  |  | Interconnected | Trade Secret | Trade | WDY | WDY311 | Residential |  | Trade Secret | 2023 | 2023
20263-228838-01 | Xcel Energy | 85 | 13781 | IOU | 05272721 | 4.64 | Solar |  |  | Active Application | Trade Secret | Trade | SLP | SLP322 | Residential |  | Trade Secret | 2022
20263-228838-01 | Xcel Energy | 85 | 13781 | IOU | 05623819 | 4.64 | Solar |  |  | Interconnected | Trade Secret | Trade | SLP | SLP322 | Residential |  | Trade Secret | 2023 | 2023
20263-228838-01 | Xcel Energy | 85 | 13781 | IOU | 04802048 | 4.8 | Solar |  |  | Interconnected | Trade Secret | Trade | TLK | TLK061 | Residential |  | Trade Secret | 2022 | 2023
20263-228838-01 | Xcel Energy | 85 | 13781 | IOU | 05227343 | 9.28 | Solar |  |  | Interconnected | Trade Secret | Trade | WCR | WCR322 | Residential |  | Trade Secret | 2022 | 2022
20263-228838-01 | Xcel Energy | 85 | 13781 | IOU | 05227020 | 9.28 | Solar |  |  | Active Application | Trade Secret | Trade | WCR | WCR322 | Residential |  | Trade Secret | 2022
20263-228838-01 | Xcel Energy | 85 | 13781 | IOU | 05933325 | 6.046 | Solar |  |  | Interconnected | Trade Secret | Trade | XRD | XRD062 | Residential |  | Trade Secret | 2024 | 2025
20263-228838-01 | Xcel Energy | 85 | 13781 | IOU | 05275574 | 2.443 | Solar |  |  | Interconnected | Trade Secret | Trade | ESW | ESW061 | Residential |  | Trade Secret | 2022 | 2023
20263-228838-01 | Xcel Energy | 85 | 13781 | IOU | 04794200 | 4.93 | Solar |  |  | Interconnected | Trade Secret | Trade | ESW | ESW061 | Residential | Solar*Rewards | Trade Secret | 2022 | 2022
20263-228838-01 |  |  |  |  | 03894672 |  | Solar |  |  | Active Application | Trade Secret | Trade | SOU | SOU081 | Residential | Solar*Rewards |  | 2020
20263-228838-01 | Xcel Energy | 85 | 13781 | IOU | 03194854 | 4.08 | Solar |  |  | Interconnected | Trade Secret | Trade | HWW | HWW062 | Residential | Solar*Rewards | Trade Secret | 2019 | 2020
20263-228838-01 | Xcel Energy | 85 | 13781 | IOU | 05855456 | 11.2 | Solar |  |  | Interconnected | Trade Secret | Trade | ECK | ECK063 | Residential | Solar*Rewards | Trade Secret | 2024 | 2025
20263-228838-01 | Xcel Energy | 85 | 13781 | IOU | 06204142 | 4.645 | Solar |  |  | Interconnected | Trade Secret | Trade | STY | STY062 | Residential | Solar*Rewards | Trade Secret | 2025 | 2025
20263-228838-01 | Xcel Energy | 85 | 13781 | IOU | 06310996 | 6.144 | Solar |  |  | Active Application | Trade Secret | Trade | MPK | MPK065 | Residential |  | Trade Secret | 2026
20263-228838-01 | Xcel Energy | 85 | 13781 | IOU | 05476251 | 13 | Solar |  | X | Interconnected | Trade Secret | Trade | WYO | WYO031 | Residential |  | Trade Secret | 2023 | 2024
20263-228838-01 | Xcel Energy | 85 | 13781 | IOU | 06321896 | 10.26 | Solar |  |  | Active Application | Trade Secret | Trade | CHI | CHI311 | Residential | Solar*Rewards | Trade Secret | 2026
20263-228838-01 | Xcel Energy | 85 | 13781 | IOU | 06082564 | 10.26 | Solar |  |  | Active Application | Trade Secret | Trade | CHI | CHI311 | Residential | Solar*Rewards | Trade Secret | 2025
20263-228838-01 | Xcel Energy | 85 | 13781 | IOU | 04423374 | 11.39 | Solar |  |  | Interconnected | Trade Secret | Trade | PKL | PKL085 | Residential | Solar*Rewards | Trade Secret | 2021 | 2022
20263-228838-01 | Xcel Energy | 85 | 13781 | IOU | 04888061 | 8.7 | Solar |  |  | Interconnected | Trade Secret | Trade | AFT | AFT321 | Residential |  | Trade Secret | 2022 | 2022
20263-228838-01 | Xcel Energy | 85 | 13781 | IOU | 04763621 | 8.768 | Solar |  |  | Interconnected | Trade Secret | Trade | APA | APA075 | Residential |  | Trade Secret | 2021 | 2022
20263-228838-01 | Xcel Energy | 85 | 13781 | IOU | 06065492 | 24.192 | Solar |  |  | Active Application | Trade Secret | Trade | LSP | LSP021 | Residential | Solar*Rewards | Trade Secret | 2025
20263-228838-01 | Xcel Energy | 85 | 13781 | IOU | 03614624 | 3.836 | Solar |  |  | Interconnected | Trade Secret | Trade | WIL | WIL061 | Residential | Solar*Rewards | Trade Secret | 2020 | 2020
20263-228838-01 | Xcel Energy | 85 | 13781 | IOU | 04469627 | 10.578 | Solar |  |  | Active Application | Trade Secret | Trade | BIS | BIS001 | Residential | Solar*Rewards | Trade Secret | 2021
20263-228838-01 | Xcel Energy | 85 | 13781 | IOU | 04523545 | 10.578 | Solar |  |  | Interconnected | Trade Secret | Trade | BIS | BIS001 | Residential |  | Trade Secret | 2021 | 2023
20263-228838-01 | Xcel Energy | 85 | 13781 | IOU | OID2019341 | 18 | Solar |  |  | Withdrawn | Trade Secret | Trade | WIL | WIL095 | Commercial | Solar*Rewards | Trade Secret | 2014
20263-228838-01 |  |  |  |  | OID2096412 |  | Solar |  |  | Withdrawn | Trade Secret | Trade | WIN | WIN022 | Commercial | Solar*Rewards |  | 2014
20263-228838-01 | Xcel Energy | 85 | 13781 | IOU | OID2096415 | 20 | Solar |  |  | Withdrawn | Trade Secret | Trade | WIN | WIN022 | Commercial | Solar*Rewards | Trade Secret | 2014
20263-228838-01 | Xcel Energy | 85 | 13781 | IOU | 06062526 | 9.994 | Solar |  |  | Interconnected | Trade Secret | Trade | ALD | ALD073 | Residential |  | Trade Secret | 2025 | 2025
20263-228838-01 | Xcel Energy | 85 | 13781 | IOU | OID3896910 | 7.616 | Solar |  | X | Withdrawn | Trade Secret | Trade | GLK | GLK072 | Residential | Solar*Rewards | Trade Secret | 2019
20263-228838-01 | Xcel Energy | 85 | 13781 | IOU | OID3905696 | 7.616 | Solar |  |  | Withdrawn | Trade Secret | Trade | GLK | GLK072 | Residential | Solar*Rewards | Trade Secret | 2019
20263-228838-01 | Xcel Energy | 85 | 13781 | IOU | 04396113 | 6 | Solar |  |  | Active Application | Trade Secret | Trade | ZUM | ZUM022 | Residential |  | Trade Secret | 2021
20263-228838-01 | Xcel Energy | 85 | 13781 | IOU | 05931902 | 5.76 | Solar |  |  | Interconnected | Trade Secret | Trade | WCR | WCR321 | Residential |  | Trade Secret | 2024 | 2024
20263-228838-01 | Xcel Energy | 85 | 13781 | IOU | 05901327 | 5.76 | Solar |  |  | Withdrawn | Trade Secret | Trade | WCR | WCR321 | Residential | Solar*Rewards | Trade Secret | 2024
20263-228838-01 | Xcel Energy | 85 | 13781 | IOU | 03131004 | 0.5 | Solar |  |  | Interconnected | Trade Secret | Trade | AFT | AFT314 | Residential |  | Trade Secret | 2011 | 2011
20263-228838-01 | Xcel Energy | 85 | 13781 | IOU | 03129658 | 4.932 | Solar |  |  | Interconnected | Trade Secret | Trade | IDA | IDA062 | Residential | Solar*Rewards | Trade Secret | 2019 | 2019
20263-228838-01 | Xcel Energy | 85 | 13781 | IOU | 04617765 | 6.96 | Solar |  |  | Interconnected | Trade Secret | Trade | WIL | WIL091 | Residential |  | Trade Secret | 2021 | 2021
20263-228838-01 | Xcel Energy | 85 | 13781 | IOU | 05262413 | 8.12 | Solar |  |  | Interconnected | Trade Secret | Trade | WIL | WIL074 | Residential |  | Trade Secret | 2022 | 2023
20263-228838-01 | Xcel Energy | 85 | 13781 | IOU | 05309970 | 6.38 | Solar |  |  | Active Application | Trade Secret | Trade | KOL | KOL063 | Residential |  | Trade Secret | 2022
20263-228838-01 | Xcel Energy | 85 | 13781 | IOU | 03153693 | 5 | Solar |  |  | Interconnected | Trade Secret | Trade | WIL | WIL076 | Residential | Solar*Rewards | Trade Secret | 2019 | 2020
20263-228838-01 | Xcel Energy | 85 | 13781 | IOU | 05232310 | 6.98 | Solar |  | X | Withdrawn | Trade Secret | Trade | RLK | RLK071 | Residential |  | Trade Secret | 2022
20263-228838-01 | Xcel Energy | 85 | 13781 | IOU | 05403388 | 6.98 | Solar |  |  | Active Application | Trade Secret | Trade | RLK | RLK071 | Residential |  | Trade Secret | 2023
20263-228838-01 | Xcel Energy | 85 | 13781 | IOU | 05394977 | 7.68 | Solar |  |  | Interconnected | Trade Secret | Trade | ALD | ALD084 | Residential |  | Trade Secret | 2023 | 2023
20263-228838-01 | Xcel Energy | 85 | 13781 | IOU | 04793862 | 8.12 | Solar |  |  | Active Application | Trade Secret | Trade | BYT | BYT061 | Residential | Solar*Rewards | Trade Secret | 2022
20263-228838-01 | Xcel Energy | 85 | 13781 | IOU | 03741408 | 7.329 | Solar |  |  | Interconnected | Trade Secret | Trade | OSS | OSS077 | Residential | Solar*Rewards | Trade Secret | 2020 | 2020
20263-228838-01 | Xcel Energy | 85 | 13781 | IOU | 05845394 | 43 | Solar |  |  | Interconnected | Trade Secret | Trade | SLP | SLP076 | Commercial |  | Trade Secret | 2024 | 2025
20263-228838-01 | Xcel Energy | 85 | 13781 | IOU | 03776758 | 6 | Solar |  |  | Active Application | Trade Secret | Trade | LAP | LAP311 | Residential | Solar*Rewards | Trade Secret | 2020
20263-228838-01 | Xcel Energy | 85 | 13781 | IOU | 03135138 | 9.8 | Solar |  |  | Interconnected | Trade Secret | Trade | HSN | HSN321 | Residential | Solar*Rewards | Trade Secret | 2016 | 2016
20263-228838-01 | Xcel Energy | 85 | 13781 | IOU | 04632062 | 11.39 | Solar |  |  | Interconnected | Trade Secret | Trade | MST | MST066 | Residential |  | Trade Secret | 2021 | 2022
20263-228838-01 | Xcel Energy | 85 | 13781 | IOU | OID3815324 | 7.625 | Solar |  |  | Withdrawn | Trade Secret | Trade | RPL | RPL063 | Residential | Solar*Rewards | Trade Secret | 2019
20263-228838-01 | Xcel Energy | 85 | 13781 | IOU | OID3857592 | 7.616 | Solar |  |  | Interconnected | Trade Secret | Trade | RPL | RPL063 | Residential | Solar*Rewards | Trade Secret | 2019 | 2019
20263-228838-01 | Xcel Energy | 85 | 13781 | IOU | 05278050 | 9.994 | Solar |  |  | Withdrawn | Trade Secret | Trade | GIB | GIB021 | Residential |  | Trade Secret | 2022
20263-228838-01 | Xcel Energy | 85 | 13781 | IOU | OID3782742 | 12 | Solar |  |  | Withdrawn | Trade Secret | Trade | WAS | WAS092 | Commercial | Solar*Rewards | Trade Secret | 2019
20263-228838-01 | Xcel Energy | 85 | 13781 | IOU | 05746121 | 3.484 | Solar |  |  | Withdrawn | Trade Secret | Trade | LOK | LOK062 | Residential | Solar*Rewards | Trade Secret | 2024
20263-228838-01 | Xcel Energy | 85 | 13781 | IOU | 05432265 | 4.35 | Solar |  |  | Interconnected | Trade Secret | Trade | LOK | LOK062 | Residential | Solar*Rewards | Trade Secret | 2023 | 2023
20263-228838-01 | Xcel Energy | 85 | 13781 | IOU | 05993511 | 3.484 | Solar |  |  | Interconnected | Trade Secret | Trade | WIL | WIL073 | Residential | Solar*Rewards | Trade Secret | 2024 | 2025
20263-228838-01 | Xcel Energy | 85 | 13781 | IOU | 06192273 | 8.376 | Solar |  |  | Interconnected | Trade Secret | Trade | MEL | MEL073 | Residential | Solar*Rewards | Trade Secret | 2025 | 2025
20263-228838-01 | Xcel Energy | 85 | 13781 | IOU | 03132494 | 13.6 | Solar |  |  | Interconnected | Trade Secret | Trade | ZUM | ZUM022 | Residential | Solar*Rewards | Trade Secret | 2018 | 2018
20263-228838-01 | Xcel Energy | 85 | 13781 | IOU | 06227074 | 6.046 | Solar |  |  | Active Application | Trade Secret | Trade | OAD | OAD073 | Residential |  | Trade Secret | 2025
20263-228838-01 |  |  |  |  | OID2284207 |  | Solar |  |  | Withdrawn | Trade Secret | Trade | NOF | NOF061 | Commercial | Solar*Rewards |  | 2015
20263-228838-01 | Xcel Energy | 85 | 13781 | IOU | OID2275617 | 3 | Solar |  |  | Withdrawn | Trade Secret | Trade | NOF | NOF061 | Commercial | Solar*Rewards | Trade Secret | 2015
20263-228838-01 | Xcel Energy | 85 | 13781 | IOU | 06322552 | 8.376 | Solar |  |  | Active Application | Trade Secret | Trade | RPL | RPL064 | Residential | Solar*Rewards | Trade Secret | 2026
20263-228838-01 | Xcel Energy | 85 | 13781 | IOU | 04793577 | 7.616 | Solar |  |  | Interconnected | Trade Secret | Trade | MOL | MOL077 | Residential | Solar*Rewards | Trade Secret | 2022 | 2022
20263-228838-01 | Xcel Energy | 85 | 13781 | IOU | 03132410 | 5 | Solar |  |  | Interconnected | Trade Secret | Trade | MOL | MOL079 | Residential | Solar*Rewards | Trade Secret | 2018 | 2018
20263-228838-01 | Xcel Energy | 85 | 13781 | IOU | 06157945 | 10 | Storage |  |  | Interconnected | Trade Secret | Trade | MOL | MOL079 | Residential |  | Trade Secret | 2025 | 2025
20263-228838-01 | Xcel Energy | 85 | 13781 | IOU | 05989763 | 5.052 | Solar |  |  | Withdrawn | Trade Secret | Trade | PIL | PIL022 | Residential |  | Trade Secret | 2024
20263-228838-01 | Xcel Energy | 85 | 13781 | IOU | 03167253 | 990 | Solar |  |  | Interconnected | Trade Secret | Trade | PBE | PBE061 | Commercial |  | Trade Secret | 2019 | 2021
20263-228838-01 | Xcel Energy | 85 | 13781 | IOU | OID3846183 | 1080 | Solar |  |  | Withdrawn | Trade Secret | Trade | PBE | PBE061 | Commercial |  | Trade Secret | 2019
20263-228838-01 | Xcel Energy | 85 | 13781 | IOU | OID3825784 | 999.5 | Solar |  |  | Withdrawn | Trade Secret | Trade | PBE | PBE061 | Commercial |  | Trade Secret | 2019
20263-228838-01 |  |  |  |  | OID3856222 |  | Solar |  |  | Withdrawn | Trade Secret | Trade | PBE | PBE061 | Commercial |  |  | 2019
20263-228838-01 | Xcel Energy | 85 | 13781 | IOU | 06019142 | 9.6 | Solar |  |  | Active Application | Trade Secret | Trade | NER | NER021 | Residential |  | Trade Secret | 2024
20263-228838-01 | Xcel Energy | 85 | 13781 | IOU | 05132679 | 11.02 | Solar |  |  | Interconnected | Trade Secret | Trade | WSG | WSG066 | Residential |  | Trade Secret | 2022 | 2022
20263-228838-01 | Xcel Energy | 85 | 13781 | IOU | 04073015 | 8.99 | Solar |  |  | Interconnected | Trade Secret | Trade | HAS | HAS021 | Residential | Solar*Rewards | Trade Secret | 2020 | 2021
20263-228838-01 | Xcel Energy | 85 | 13781 | IOU | 05988707 | 5.76 | Solar |  |  | Active Application | Trade Secret | Trade | MND | MND063 | Residential | Solar*Rewards | Trade Secret | 2024
20263-228838-01 | Xcel Energy | 85 | 13781 | IOU | 04931622 | 9.423 | Solar |  |  | Interconnected | Trade Secret | Trade | TLK | TLK066 | Residential | Solar*Rewards | Trade Secret | 2022 | 2022
20263-228838-01 | Xcel Energy | 85 | 13781 | IOU | 03133793 | 34.2 | Solar |  |  | Interconnected | Trade Secret | Trade | ALD | ALD091 | Commercial | Solar*Rewards | Trade Secret | 2013 | 2013
20263-228838-01 | Xcel Energy | 85 | 13781 | IOU | SRO25930 | 34.2 | Solar |  |  | Withdrawn | Trade Secret | Trade | ALD | ALD091 | Commercial | Solar*Rewards | Trade Secret | 2012
20263-228838-01 | Xcel Energy | 85 | 13781 | IOU | 03134551 | 4.8 | Solar |  |  | Interconnected | Trade Secret | Trade | SLP | SLP092 | Residential | Made in Minnesota | Trade Secret | 2015 | 2015
20263-228838-01 | Xcel Energy | 85 | 13781 | IOU | 04593499 | 5.054 | Solar |  |  | Interconnected | Trade Secret | Trade | WCR | WCR063 | Residential |  | Trade Secret | 2021 | 2021
20263-228838-01 | Xcel Energy | 85 | 13781 | IOU | OID3951738 | 3.747 | Solar |  |  | Withdrawn | Trade Secret | Trade | APA | APA071 | Residential | Solar*Rewards | Trade Secret | 2019
20263-228838-01 | Xcel Energy | 85 | 13781 | IOU | 04136093 | 14.21 | Solar |  |  | Interconnected | Trade Secret | Trade | EDA | EDA061 | Residential | Solar*Rewards | Trade Secret | 2020 | 2021
20263-228838-01 | Xcel Energy | 85 | 13781 | IOU | 06150086 | 10.628 | Solar |  |  | Interconnected | Trade Secret | Trade | AFT | AFT321 | Residential |  | Trade Secret | 2025 | 2025
20263-228838-01 | Xcel Energy | 85 | 13781 | IOU | 03134673 | 20 | Solar |  |  | Interconnected | Trade Secret | Trade | PIP | PIP090 | Commercial | Solar*Rewards | Trade Secret | 2015 | 2016
20263-228838-01 | Xcel Energy | 85 | 13781 | IOU | 05666820 | 5.18 | Solar |  |  | Interconnected | Trade Secret | Trade | WDY | WDY311 | Residential |  | Trade Secret | 2023 | 2024
20263-228838-01 | Xcel Energy | 85 | 13781 | IOU | 05208243 | 4.64 | Solar |  |  | Interconnected | Trade Secret | Trade | SOU | SOU065 | Residential |  | Trade Secret | 2022 | 2022
20263-228838-01 | Xcel Energy | 85 | 13781 | IOU | 06027646 | 9.994 | Solar |  |  | Interconnected | Trade Secret | Trade | ALD | ALD088 | Residential | Solar*Rewards | Trade Secret | 2025 | 2025
20263-228838-01 | Xcel Energy | 85 | 13781 | IOU | 05688267 | 4.8 | Solar |  |  | Withdrawn | Trade Secret | Trade | SOU | SOU064 | Residential | Solar*Rewards | Trade Secret | 2023
20263-228838-01 | Xcel Energy | 85 | 13781 | IOU | 05712554 | 4.64 | Solar |  |  | Interconnected | Trade Secret | Trade | SOU | SOU064 | Residential | Solar*Rewards | Trade Secret | 2024 | 2024
20263-228838-01 | Xcel Energy | 85 | 13781 | IOU | 05356693 | 7.616 | Solar |  |  | Interconnected | Trade Secret | Trade | LLK | LLK072 | Residential | Solar*Rewards | Trade Secret | 2023 | 2023
20263-228838-01 | Xcel Energy | 85 | 13781 | IOU | 03134145 | 5.52 | Solar |  |  | Interconnected | Trade Secret | Trade | WSG | WSG061 | Residential | Solar*Rewards | Trade Secret | 2014 | 2015
20263-228838-01 | Xcel Energy | 85 | 13781 | IOU | 04170397 | 3.747 | Solar |  |  | Interconnected | Trade Secret | Trade | MOL | MOL061 | Residential |  | Trade Secret | 2020 | 2021
20263-228838-01 | Xcel Energy | 85 | 13781 | IOU | 05524779 | 18.41 | Solar |  | X | Interconnected | Trade Secret | Trade | ECK | ECK341 | Residential |  | Trade Secret | 2023 | 2024
20263-228838-01 | Xcel Energy | 85 | 13781 | IOU | 06326948 | 11.08 | Solar |  | X | Active Application | Trade Secret | Trade | GRC | GRC073 | Residential |  | Trade Secret | 2026
20263-228838-01 | Xcel Energy | 85 | 13781 | IOU | 05487839 | 7.6 | Solar |  |  | Interconnected | Trade Secret | Trade | LLK | LLK071 | Residential | Solar*Rewards | Trade Secret | 2023 | 2023
20263-228838-01 | Xcel Energy | 85 | 13781 | IOU | 05399737 | 9.57 | Solar |  |  | Interconnected | Trade Secret | Trade | LEX | LEX332 | Residential |  | Trade Secret | 2023 | 2023
20263-228838-01 | Xcel Energy | 85 | 13781 | IOU | 05808477 | 5.78 | Solar |  |  | Interconnected | Trade Secret | Trade | ALD | ALD083 | Residential | Solar*Rewards | Trade Secret | 2024 | 2024
20263-228838-01 | Xcel Energy | 85 | 13781 | IOU | 05456004 | 7.54 | Solar |  |  | Interconnected | Trade Secret | Trade | EDA | EDA084 | Residential |  | Trade Secret | 2023 | 2023
20263-228838-01 | Xcel Energy | 85 | 13781 | IOU | 05420930 | 8.7 | Solar |  |  | Interconnected | Trade Secret | Trade | WIL | WIL073 | Residential |  | Trade Secret | 2023 | 2023
20263-228838-01 | Xcel Energy | 85 | 13781 | IOU | 06137823 | 3.936 | Solar |  |  | Interconnected | Trade Secret | Trade | STY | STY072 | Residential |  | Trade Secret | 2025 | 2025
20263-228838-01 | Xcel Energy | 85 | 13781 | IOU | 06134608 | 3.936 | Solar |  |  | Withdrawn | Trade Secret | Trade | STY | STY072 | Residential | Solar*Rewards | Trade Secret | 2025
20263-228838-01 | Xcel Energy | 85 | 13781 | IOU | 05216062 | 8.376 | Solar |  |  | Interconnected | Trade Secret | Trade | RLK | RLK066 | Residential |  | Trade Secret | 2022 | 2022
20263-228838-01 | Xcel Energy | 85 | 13781 | IOU | 03130480 | 5.22 | Solar |  |  | Interconnected | Trade Secret | Trade | EDA | EDA065 | Residential | Solar*Rewards | Trade Secret | 2018 | 2019
20263-228838-01 | Xcel Energy | 85 | 13781 | IOU | 03133996 | 3.84 | Solar |  |  | Interconnected | Trade Secret | Trade | SOU | SOU083 | Residential | Solar*Rewards | Trade Secret | 2014 | 2015
20263-228838-01 | Xcel Energy | 85 | 13781 | IOU | 06136665 | 10.752 | Solar |  |  | Interconnected | Trade Secret | Trade | UPP | UPP084 | Residential | Solar*Rewards | Trade Secret | 2025 | 2025
20263-228838-01 | Xcel Energy | 85 | 13781 | IOU | 05577947 | 13.056 | Solar |  |  | Withdrawn | Trade Secret | Trade | GLK | GLK061 | Residential |  | Trade Secret | 2023
20263-228838-01 | Xcel Energy | 85 | 13781 | IOU | 05551154 | 5.04 | Solar |  |  | Interconnected | Trade Secret | Trade | APA | APA076 | Residential | Solar*Rewards | Trade Secret | 2023 | 2023
20263-228838-01 | Xcel Energy | 85 | 13781 | IOU | 05278660 | 2.32 | Solar |  |  | Interconnected | Trade Secret | Trade | HWW | HWW072 | Residential |  | Trade Secret | 2022 | 2023
20263-228838-01 | Xcel Energy | 85 | 13781 | IOU | 04829387 | 11.168 | Solar |  |  | Active Application | Trade Secret | Trade | NOF | NOF061 | Residential | Solar*Rewards | Trade Secret | 2022
20263-228838-01 | Xcel Energy | 85 | 13781 | IOU | 04418547 | 4.06 | Solar |  |  | Interconnected | Trade Secret | Trade | REW | REW023 | Residential |  | Trade Secret | 2021 | 2021
20263-228838-01 | Xcel Energy | 85 | 13781 | IOU | 04454398 | 4.06 | Solar |  |  | Withdrawn | Trade Secret | Trade | REW | REW023 | Residential | Solar*Rewards | Trade Secret | 2021
20263-228838-01 | Xcel Energy | 85 | 13781 | IOU | 04809014 | 7.124 | Solar |  |  | Interconnected | Trade Secret | Trade | CGR | CGR063 | Residential | Solar*Rewards | Trade Secret | 2022 | 2022
20263-228838-01 | Xcel Energy | 85 | 13781 | IOU | 03130719 | 3.5 | Solar |  |  | Interconnected | Trade Secret | Trade | GLK | GLK071 | Residential |  | Trade Secret | 2004 | 2005
20263-228838-01 | Xcel Energy | 85 | 13781 | IOU | 03132012 | 7.63 | Solar |  |  | Interconnected | Trade Secret | Trade | CTF | CTF022 | Residential | Solar*Rewards | Trade Secret | 2017 | 2017
20263-228838-01 | Xcel Energy | 85 | 13781 | IOU | 03134741 | 5 | Solar |  |  | Interconnected | Trade Secret | Trade | BYT | BYT061 | Residential | Solar*Rewards | Trade Secret | 2015 | 2016
20263-228838-01 | Xcel Energy | 85 | 13781 | IOU | 04409722 | 7.616 | Solar |  |  | Interconnected | Trade Secret | Trade | HSN | HSN322 | Residential | Solar*Rewards | Trade Secret | 2021 | 2021
20263-228838-01 | Xcel Energy | 85 | 13781 | IOU | 04951307 | 9.994 | Solar |  |  | Interconnected | Trade Secret | Trade | FAB | FAB061 | Residential |  | Trade Secret | 2022 | 2023
20263-228838-01 | Xcel Energy | 85 | 13781 | IOU | 04394801 | 6 | Solar |  |  | Active Application | Trade Secret | Trade | LOK | LOK082 | Commercial | Solar*Rewards | Trade Secret | 2021
20263-228838-01 | Xcel Energy | 85 | 13781 | IOU | 03131488 | 3.8 | Solar |  |  | Interconnected | Trade Secret | Trade | HWW | HWW074 | Residential | Made in Minnesota | Trade Secret | 2017 | 2017
20263-228838-01 | Xcel Energy | 85 | 13781 | IOU | 05866025 | 7 | Solar |  |  | Interconnected | Trade Secret | Trade | ECK | ECK061 | Residential |  | Trade Secret | 2024 | 2024
20263-228838-01 | Xcel Energy | 85 | 13781 | IOU | 05278326 | 7.54 | Solar |  |  | Active Application | Trade Secret | Trade | ALD | ALD088 | Residential | Solar*Rewards | Trade Secret | 2022
20263-228838-01 | Xcel Energy | 85 | 13781 | IOU | 03131776 | 9.94 | Solar |  |  | Interconnected | Trade Secret | Trade | ALT | ALT021 | Residential | Made in Minnesota | Trade Secret | 2017 | 2017
20263-228838-01 | Xcel Energy | 85 | 13781 | IOU | 05600057 | 4.41 | Solar |  |  | Interconnected | Trade Secret | Trade | RIV | RIV073 | Residential |  | Trade Secret | 2023 | 2024
20263-228838-01 | Xcel Energy | 85 | 13781 | IOU | 05551164 | 1.26 | Solar |  |  | Withdrawn | Trade Secret | Trade | RIV | RIV073 | Residential | Solar*Rewards | Trade Secret | 2023
20263-228838-01 | Xcel Energy | 85 | 13781 | IOU | 03525753 | 39.998 | Solar |  |  | Active Application | Trade Secret | Trade | TWL | TWL064 | Commercial | Solar*Rewards | Trade Secret | 2020
20263-228838-01 | Xcel Energy | 85 | 13781 | IOU | 04435270 | 3.836 | Solar |  |  | Interconnected | Trade Secret | Trade | AFT | AFT321 | Residential |  | Trade Secret | 2021 | 2021
20263-228838-01 | Xcel Energy | 85 | 13781 | IOU | 04995592 | 3.747 | Solar |  |  | Active Application | Trade Secret | Trade | UPP | UPP084 | Residential |  | Trade Secret | 2022
20263-228838-01 | Xcel Energy | 85 | 13781 | IOU | 03741041 | 4.8 | Solar |  |  | Interconnected | Trade Secret | Trade | RMT | RMT321 | Residential | Solar*Rewards | Trade Secret | 2020 | 2020
20263-228838-01 | Xcel Energy | 85 | 13781 | IOU | 03210019 | 33.3 | Solar |  |  | Interconnected | Trade Secret | Trade | GLK | GLK074 | Commercial | Solar*Rewards | Trade Secret | 2019 | 2020
20263-228838-01 | Xcel Energy | 85 | 13781 | IOU | OID3638469 | 33.3 | Solar |  |  | Withdrawn | Trade Secret | Trade | GLK | GLK074 | Commercial | Solar*Rewards | Trade Secret | 2018
20263-228838-01 |  |  |  |  | 05691377 |  |  |  |  | Withdrawn | Trade Secret | Trade | STY | STY062 | Residential |  |  | 2024
20263-228838-01 | Xcel Energy | 85 | 13781 | IOU | 03134236 | 5.3 | Solar |  |  | Interconnected | Trade Secret | Trade | RAM | RAM063 | Residential | Solar*Rewards | Trade Secret | 2015 | 2015
20263-228838-01 | Xcel Energy | 85 | 13781 | IOU | 05853649 | 7.6 | Solar |  |  | Interconnected | Trade Secret | Trade | HSN | HSN321 | Residential | Solar*Rewards | Trade Secret | 2024 | 2024
20263-228838-01 | Xcel Energy | 85 | 13781 | IOU | 03132004 | 11.39 | Solar |  |  | Interconnected | Trade Secret | Trade | PKL | PKL085 | Residential | Solar*Rewards | Trade Secret | 2017 | 2017
20263-228838-01 | Xcel Energy | 85 | 13781 | IOU | 05740134 | 4.064 | Solar |  |  | Interconnected | Trade Secret | Trade | HUG | HUG311 | Residential |  | Trade Secret | 2024 | 2024
20263-228838-01 | Xcel Energy | 85 | 13781 | IOU | 05440663 | 6.3 | Solar |  |  | Interconnected | Trade Secret | Trade | SHP | SHP062 | Residential |  | Trade Secret | 2023 | 2023
20263-228838-01 | Xcel Energy | 85 | 13781 | IOU | 03186560 | 6 | Solar |  |  | Interconnected | Trade Secret | Trade | MPK | MPK063 | Residential | Solar*Rewards | Trade Secret | 2019 | 2019
20263-228838-01 | Xcel Energy | 85 | 13781 | IOU | 05993912 | 6.046 | Solar |  |  | Active Application | Trade Secret | Trade | ESW | ESW062 | Residential |  | Trade Secret | 2024
20263-228838-01 | Xcel Energy | 85 | 13781 | IOU | 05758032 | 10.121 | Solar |  |  | Withdrawn | Trade Secret | Trade | RLK | RLK069 | Residential | Solar*Rewards | Trade Secret | 2024
20263-228838-01 | Xcel Energy | 85 | 13781 | IOU | 05758044 | 11.007 | Solar |  |  | Interconnected | Trade Secret | Trade | RLK | RLK069 | Residential | Solar*Rewards | Trade Secret | 2024 | 2024
20263-228838-01 | Xcel Energy | 85 | 13781 | IOU | 06323150 | 8.376 | Solar |  |  | Active Application | Trade Secret | Trade | AHI | AHI063 | Residential | Solar*Rewards | Trade Secret | 2026
20263-228838-01 | Xcel Energy | 85 | 13781 | IOU | SRO29865 | 30 | Solar |  |  | Withdrawn | Trade Secret | Trade | FST | FST078 | Commercial | Solar*Rewards | Trade Secret | 2013
20263-228838-01 | Xcel Energy | 85 | 13781 | IOU | OID3852043 | 6.72 | Solar |  |  | Withdrawn | Trade Secret | Trade | LEX | LEX075 | Residential | Solar*Rewards | Trade Secret | 2019
20263-228838-01 | Xcel Energy | 85 | 13781 | IOU | 04213381 | 6.72 | Solar |  |  | Interconnected | Trade Secret | Trade | LEX | LEX075 | Residential | Solar*Rewards | Trade Secret | 2021 | 2021
20263-228838-01 | Xcel Energy | 85 | 13781 | IOU | OID2396078 | 20 | Solar |  |  | Withdrawn | Trade Secret | Trade | OAD | OAD075 | Commercial | Solar*Rewards | Trade Secret | 2015
20263-228838-01 | Xcel Energy | 85 | 13781 | IOU | 03131123 | 80 | Natural Gas |  |  | Interconnected | Trade Secret | Trade | MGN | MGN211 | Commercial |  | Trade Secret | 2012 | 2010
20263-228838-01 | Xcel Energy | 85 | 13781 | IOU | 03134168 | 5.375 | Solar |  |  | Interconnected | Trade Secret | Trade | WIL | WIL071 | Residential | Solar*Rewards | Trade Secret | 2014 | 2015
20263-228838-01 | Xcel Energy | 85 | 13781 | IOU | 05755576 | 8.528 | Solar |  |  | Withdrawn | Trade Secret | Trade | WCR | WCR322 | Residential | Solar*Rewards | Trade Secret | 2024
20263-228838-01 | Xcel Energy | 85 | 13781 | IOU | 05765385 | 8.528 | Solar |  |  | Interconnected | Trade Secret | Trade | WCR | WCR322 | Residential |  | Trade Secret | 2024 | 2024
20263-228838-01 | Xcel Energy | 85 | 13781 | IOU | 04802756 | 5.235 | Solar |  |  | Interconnected | Trade Secret | Trade | OAD | OAD075 | Residential |  | Trade Secret | 2022 | 2024
20263-228838-01 | Xcel Energy | 85 | 13781 | IOU | 04800049 | 21.46 | Solar |  |  | Interconnected | Trade Secret | Trade | OPK | OPK073 | Residential |  | Trade Secret | 2022 | 2022
20263-228838-01 | Xcel Energy | 85 | 13781 | IOU | 05729776 | 6.3 | Solar |  |  | Withdrawn | Trade Secret | Trade | MTW | MTW021 | Residential |  | Trade Secret | 2024
20263-228838-01 | Xcel Energy | 85 | 13781 | IOU | 06106777 | 7.68 | Solar |  |  | Active Application | Trade Secret | Trade | MTW | MTW021 | Residential | Solar*Rewards | Trade Secret | 2025
20263-228838-01 | Xcel Energy | 85 | 13781 | IOU | 06300970 | 7.616 | Solar |  | X | Active Application | Trade Secret | Trade | MPK | MPK087 | Residential |  | Trade Secret | 2025
20263-228838-01 | Xcel Energy | 85 | 13781 | IOU | 04419588 | 7.616 | Solar |  |  | Active Application | Trade Secret | Trade | MPK | MPK087 | Residential | Solar*Rewards | Trade Secret | 2021
20263-228838-01 | Xcel Energy | 85 | 13781 | IOU | 06301185 | 7.616 | Solar |  | X | Active Application | Trade Secret | Trade | MPK | MPK087 | Residential |  | Trade Secret | 2025
20263-228838-01 | Xcel Energy | 85 | 13781 | IOU | 04793998 | 5.51 | Solar |  |  | Interconnected | Trade Secret | Trade | OSS | OSS073 | Residential | Solar*Rewards | Trade Secret | 2022 | 2023
20263-228838-01 | Xcel Energy | 85 | 13781 | IOU | 04794051 | 15.232 | Solar |  |  | Interconnected | Trade Secret | Trade | PKL | PKL065 | Residential | Solar*Rewards | Trade Secret | 2022 | 2022
20263-228838-01 | Xcel Energy | 85 | 13781 | IOU | 06091333 | 4.608 | Solar |  |  | Active Application | Trade Secret | Trade | KAN | KAN031 | Residential | Solar*Rewards | Trade Secret | 2025
20263-228838-01 | Xcel Energy | 85 | 13781 | IOU | 03243867 | 7.616 | Solar |  |  | Interconnected | Trade Secret | Trade | AHI | AHI063 | Residential | Solar*Rewards | Trade Secret | 2019 | 2020
20263-228838-01 | Xcel Energy | 85 | 13781 | IOU | 03951052 | 6.96 | Solar |  |  | Interconnected | Trade Secret | Trade | BCR | BCR061 | Residential | Solar*Rewards | Trade Secret | 2020 | 2020
20263-228838-01 | Xcel Energy | 85 | 13781 | IOU | 03132431 | 3.747 | Solar |  |  | Interconnected | Trade Secret | Trade | PKL | PKL066 | Residential | Solar*Rewards | Trade Secret | 2018 | 2018
20263-228838-01 | Xcel Energy | 85 | 13781 | IOU | 04181896 | 7.616 | Solar |  |  | Interconnected | Trade Secret | Trade | SOU | SOU079 | Residential | Solar*Rewards | Trade Secret | 2020 | 2021
20263-228838-01 | Xcel Energy | 85 | 13781 | IOU | 03132434 | 6.72 | Solar |  |  | Interconnected | Trade Secret | Trade | RVA | RVA061 | Residential | Solar*Rewards | Trade Secret | 2018 | 2018
20263-228838-01 | Xcel Energy | 85 | 13781 | IOU | SRO27873 | 45 | Solar |  |  | Withdrawn | Trade Secret | Trade | SOU | SOU066 | Commercial | Solar*Rewards | Trade Secret | 2012
20263-228838-01 | Xcel Energy | 85 | 13781 | IOU | 03130706 | 40 | Solar |  |  | Interconnected | Trade Secret | Trade | SOU | SOU066 | Commercial |  | Trade Secret | 2004 | 2014
20263-228838-01 | Xcel Energy | 85 | 13781 | IOU | 03133085 | 45 | Solar |  |  | Interconnected | Trade Secret | Trade | SOU | SOU066 | Commercial | Solar*Rewards | Trade Secret | 2013 | 2014
20263-228838-01 | Xcel Energy | 85 | 13781 | IOU | 03133007 | 715 | Solar |  |  | Interconnected | Trade Secret | Trade | VMR | VMR061 | Commercial |  | Trade Secret | 2018 | 2017
20263-228838-01 | Xcel Energy | 85 | 13781 | IOU | 04850475 | 2.792 | Solar |  |  | Interconnected | Trade Secret | Trade | MDT | MDT067 | Residential | Solar*Rewards | Trade Secret | 2022 | 2023
20263-228838-01 | Xcel Energy | 85 | 13781 | IOU | 04403962 | 4.64 | Solar |  |  | Interconnected | Trade Secret | Trade | MEL | MEL087 | Residential | Solar*Rewards | Trade Secret | 2021 | 2021
20263-228838-01 | Xcel Energy | 85 | 13781 | IOU | 05362662 | 12.8 | Solar |  |  | Interconnected | Trade Secret | Trade | CHE | CHE076 | Residential |  | Trade Secret | 2023 | 2023
20263-228838-01 | Xcel Energy | 85 | 13781 | IOU | 05790882 | 8.448 | Solar |  |  | Interconnected | Trade Secret | Trade | TLK | TLK071 | Residential |  | Trade Secret | 2024 | 2025
20263-228838-01 | Xcel Energy | 85 | 13781 | IOU | 05783072 | 8.448 | Solar |  |  | Withdrawn | Trade Secret | Trade | TLK | TLK071 | Residential | Solar*Rewards | Trade Secret | 2024
20263-228838-01 | Xcel Energy | 85 | 13781 | IOU | 06234032 | 6.912 | Solar |  |  | Active Application | Trade Secret | Trade | LAP | LAP311 | Residential |  | Trade Secret | 2025
20263-228838-01 | Xcel Energy | 85 | 13781 | IOU | 04802961 | 34.6 | Solar |  |  | Interconnected | Trade Secret | Trade | SOU | SOU069 | Commercial | Solar*Rewards | Trade Secret | 2022 | 2023
20263-228838-01 | Xcel Energy | 85 | 13781 | IOU | 04406961 | 8.12 | Solar |  |  | Interconnected | Trade Secret | Trade | TER | TER071 | Residential | Solar*Rewards | Trade Secret | 2021 | 2021
20263-228838-01 | Xcel Energy | 85 | 13781 | IOU | 04793730 | 8.41 | Solar |  |  | Interconnected | Trade Secret | Trade | HYL | HYL073 | Residential | Solar*Rewards | Trade Secret | 2022 | 2022
20263-228838-01 | Xcel Energy | 85 | 13781 | IOU | 06072655 | 7.212 | Solar |  |  | Interconnected | Trade Secret | Trade | AFT | AFT321 | Residential |  | Trade Secret | 2025 | 2025
20263-228838-01 |  |  |  |  | OID2256317 |  | Solar |  |  | Withdrawn | Trade Secret | Trade | SOU | SOU069 | Residential | Made in Minnesota |  | 2015
20263-228838-01 | Xcel Energy | 85 | 13781 | IOU | 06014450 | 5.76 | Solar |  |  | Interconnected | Trade Secret | Trade | CRL | CRL065 | Residential |  | Trade Secret | 2024 | 2025
20263-228838-01 | Xcel Energy | 85 | 13781 | IOU | 06166404 | 6.282 | Solar |  |  | Interconnected | Trade Secret | Trade | GPH | GPH061 | Residential | Solar*Rewards | Trade Secret | 2025 | 2025
20263-228838-01 | Xcel Energy | 85 | 13781 | IOU | 03130604 | 29 | Solar |  |  | Interconnected | Trade Secret | Trade | WAB | WAB031 | Commercial | Made in Minnesota | Trade Secret | 2016 | 2017
20263-228838-01 | Xcel Energy | 85 | 13781 | IOU | 04416939 | 18.56 | Solar |  |  | Interconnected | Trade Secret | Trade | ORO | ORO061 | Residential | Solar*Rewards | Trade Secret | 2021 | 2021
20263-228838-01 | Xcel Energy | 85 | 13781 | IOU | 04823393 | 7.83 | Solar |  |  | Interconnected | Trade Secret | Trade | RLK | RLK069 | Residential | Solar*Rewards | Trade Secret | 2022 | 2022
20263-228838-01 | Xcel Energy | 85 | 13781 | IOU | OID3730221 | 7.616 | Solar |  |  | Withdrawn | Trade Secret | Trade | LNS | LNS033 | Residential | Solar*Rewards | Trade Secret | 2019
20263-228838-01 | Xcel Energy | 85 | 13781 | IOU | OID3847795 | 7.616 | Solar |  |  | Withdrawn | Trade Secret | Trade | LNS | LNS033 | Residential | Solar*Rewards | Trade Secret | 2019
20263-228838-01 | Xcel Energy | 85 | 13781 | IOU | 05932494 | 7.616 | Solar |  |  | Withdrawn | Trade Secret | Trade | XRD | XRD062 | Residential |  | Trade Secret | 2024
20263-228838-01 | Xcel Energy | 85 | 13781 | IOU | 05356585 | 6.3 | Solar |  |  | Active Application | Trade Secret | Trade | DAS | DAS061 | Residential | Solar*Rewards | Trade Secret | 2023
20263-228838-01 | Xcel Energy | 85 | 13781 | IOU | 04999876 | 8.376 | Solar |  |  | Interconnected | Trade Secret | Trade | WSG | WSG063 | Residential | Solar*Rewards | Trade Secret | 2022 | 2022
20263-228838-01 | Xcel Energy | 85 | 13781 | IOU | OID2806064 | 255 | Other |  |  | Interconnected | Trade Secret | Trade | WIL | WIL077 | Commercial |  | Trade Secret | 2004 | 2004
20263-228838-01 | Xcel Energy | 85 | 13781 | IOU | 05828428 | 6.453 | Solar |  |  | Interconnected | Trade Secret | Trade | MEL | MEL061 | Residential | Solar*Rewards | Trade Secret | 2024 | 2024
20263-228838-01 | Xcel Energy | 85 | 13781 | IOU | 05219862 | 7.04 | Solar |  |  | Interconnected | Trade Secret | Trade | UPP | UPP066 | Residential |  | Trade Secret | 2022 | 2023
20263-228838-01 | Xcel Energy | 85 | 13781 | IOU | OID3471870 | 39.998 | Solar |  |  | Withdrawn | Trade Secret | Trade | PKL | PKL062 | Commercial | Solar*Rewards | Trade Secret | 2018
20263-228838-01 | Xcel Energy | 85 | 13781 | IOU | 06212883 | 8.35 | Solar |  | X | Active Application | Trade Secret | Trade | APA | APA068 | Residential |  | Trade Secret | 2025
20263-228838-01 | Xcel Energy | 85 | 13781 | IOU | 06068887 | 18.048 | Solar |  |  | Interconnected | Trade Secret | Trade | HUG | HUG312 | Residential | Solar*Rewards | Trade Secret | 2025 | 2025
20263-228838-01 | Xcel Energy | 85 | 13781 | IOU | 03629878 | 39.976 | Solar |  |  | Active Application | Trade Secret | Trade | ELP | ELP084 | Commercial | Solar*Rewards | Trade Secret | 2020
20263-228838-01 |  |  |  |  | 05835628 |  | Solar |  |  | Active Application | Trade Secret | Trade | SCA | SCA021 | Residential | Solar*Rewards |  | 2024
20263-228838-01 | Xcel Energy | 85 | 13781 | IOU | 05773809 | 2.903 | Solar |  |  | Interconnected | Trade Secret | Trade | TWL | TWL063 | Residential |  | Trade Secret | 2024 | 2024
20263-228838-01 | Xcel Energy | 85 | 13781 | IOU | 04256839 | 37.598 | Solar |  |  | Interconnected | Trade Secret | Trade | WIL | WIL092 | Commercial | Solar*Rewards | Trade Secret | 2021 | 2021
20263-228838-01 | Xcel Energy | 85 | 13781 | IOU | 05530368 | 6.4 | Solar |  |  | Interconnected | Trade Secret | Trade | LEX | LEX333 | Residential | Solar*Rewards | Trade Secret | 2023 | 2023
20263-228838-01 | Xcel Energy | 85 | 13781 | IOU | 03132005 | 3.84 | Solar |  |  | Interconnected | Trade Secret | Trade | UPP | UPP084 | Residential | Solar*Rewards | Trade Secret | 2017 | 2018
20263-228838-01 | Xcel Energy | 85 | 13781 | IOU | 06295175 | 2.094 | Solar |  | X | Active Application | Trade Secret | Trade | UPP | UPP084 | Residential |  | Trade Secret | 2025
20263-228838-01 | Xcel Energy | 85 | 13781 | IOU | 05640794 | 8.5 | Solar |  |  | Interconnected | Trade Secret | Trade | AFT | AFT322 | Residential |  | Trade Secret | 2023 | 2024
20263-228838-01 | Xcel Energy | 85 | 13781 | IOU | 05944806 | 4.55 | Solar |  |  | Interconnected | Trade Secret | Trade | HWW | HWW062 | Residential |  | Trade Secret | 2024 | 2025
20263-228838-01 | Xcel Energy | 85 | 13781 | IOU | 04483220 | 3.836 | Solar |  |  | Interconnected | Trade Secret | Trade | VMR | VMR062 | Residential |  | Trade Secret | 2021 | 2021
20263-228838-01 | Xcel Energy | 85 | 13781 | IOU | 03132017 | 7.616 | Solar |  |  | Interconnected | Trade Secret | Trade | DBL | DBL067 | Residential | Solar*Rewards | Trade Secret | 2017 | 2018
20263-228838-01 | Xcel Energy | 85 | 13781 | IOU | 04066608 | 6.67 | Solar |  |  | Interconnected | Trade Secret | Trade | SLP | SLP092 | Residential | Solar*Rewards | Trade Secret | 2020 | 2020
20263-228838-01 | Xcel Energy | 85 | 13781 | IOU | OID3847034 | 7.625 | Solar |  |  | Interconnected | Trade Secret | Trade | SOU | SOU087 | Residential | Solar*Rewards | Trade Secret | 2019 | 2019
20263-228838-01 | Xcel Energy | 85 | 13781 | IOU | 05658819 | 4.5 | Solar |  |  | Active Application | Trade Secret | Trade | TWL | TWL076 | Residential |  | Trade Secret | 2023
20263-228838-01 | Xcel Energy | 85 | 13781 | IOU | 04793904 | 7.25 | Solar |  |  | Interconnected | Trade Secret | Trade | WAS | WAS092 | Residential | Solar*Rewards | Trade Secret | 2022 | 2022
20263-228838-01 | Xcel Energy | 85 | 13781 | IOU | 03239946 | 4.08 | Solar |  |  | Interconnected | Trade Secret | Trade | CGR | CGR072 | Residential | Solar*Rewards | Trade Secret | 2019 | 2020
20263-228838-01 | Xcel Energy | 85 | 13781 | IOU | 04087657 | 2.32 | Solar |  |  | Interconnected | Trade Secret | Trade | SOU | SOU081 | Residential | Solar*Rewards | Trade Secret | 2020 | 2021
20263-228838-01 | Xcel Energy | 85 | 13781 | IOU | 06135320 | 3.747 | Solar |  |  | Active Application | Trade Secret | Trade | DBL | DBL074 | Residential |  | Trade Secret | 2025
20263-228838-01 | Xcel Energy | 85 | 13781 | IOU | 05972807 | 17.354 | Solar |  |  | Active Application | Trade Secret | Trade | BYT | BYT071 | Residential | Solar*Rewards | Trade Secret | 2024
20263-228838-01 | Xcel Energy | 85 | 13781 | IOU | 03142007 | 6 | Solar |  |  | Interconnected | Trade Secret | Trade | MPK | MPK082 | Residential | Solar*Rewards | Trade Secret | 2019 | 2019
20263-228838-01 | Xcel Energy | 85 | 13781 | IOU | OID3825963 | 7.616 | Solar |  |  | Withdrawn | Trade Secret | Trade | MPK | MPK082 | Residential | Solar*Rewards | Trade Secret | 2019
20263-228838-01 | Xcel Energy | 85 | 13781 | IOU | 03134087 | 6 | Solar |  |  | Interconnected | Trade Secret | Trade | ECK | ECK062 | Residential | Solar*Rewards | Trade Secret | 2014 | 2015
20263-228838-01 | Xcel Energy | 85 | 13781 | IOU | OID2019249 | 6 | Solar |  |  | Withdrawn | Trade Secret | Trade | ECK | ECK062 | Residential | Solar*Rewards | Trade Secret | 2014
20263-228838-01 | Xcel Energy | 85 | 13781 | IOU | SRO22352 | 35 | Solar |  |  | Withdrawn | Trade Secret | Trade | TER | TER083 | Commercial | Solar*Rewards | Trade Secret | 2012
20263-228838-01 | Xcel Energy | 85 | 13781 | IOU | 04865827 | 3.48 | Solar |  |  | Interconnected | Trade Secret | Trade | SHP | SHP072 | Residential | Solar*Rewards | Trade Secret | 2022 | 2022
20263-228838-01 | Xcel Energy | 85 | 13781 | IOU | 06196770 | 19.968 | Solar |  |  | Active Application | Trade Secret | Trade | LLK | LLK061 | Residential |  | Trade Secret | 2025
20263-228838-01 | Xcel Energy | 85 | 13781 | IOU | 05603144 | 5.76 | Solar |  |  | Interconnected | Trade Secret | Trade | FSL | FSL312 | Residential |  | Trade Secret | 2023 | 2023
20263-228838-01 | Xcel Energy | 85 | 13781 | IOU | 06229417 | 15.2 | Solar |  |  | Active Application | Trade Secret | Trade | ALK | ALK063 | Residential |  | Trade Secret | 2025
20263-228838-01 | Xcel Energy | 85 | 13781 | IOU | 05970938 | 11.168 | Solar |  |  | Interconnected | Trade Secret | Trade | RRK | RRK064 | Commercial |  | Trade Secret | 2024 | 2025
20263-228838-01 | Xcel Energy | 85 | 13781 | IOU | 03131651 | 5.94 | Solar |  |  | Interconnected | Trade Secret | Trade | SOU | SOU060 | Residential | Made in Minnesota | Trade Secret | 2017 | 2017
20263-228838-01 | Xcel Energy | 85 | 13781 | IOU | 06114916 | 4.537 | Solar |  | X | Interconnected | Trade Secret | Trade | RIV | RIV061 | Residential | Solar*Rewards | Trade Secret | 2025 | 2025
20263-228838-01 | Xcel Energy | 85 | 13781 | IOU | 05844201 | 7.616 | Solar |  |  | Active Application | Trade Secret | Trade | UPP | UPP082 | Residential |  | Trade Secret | 2024
20263-228838-01 | Xcel Energy | 85 | 13781 | IOU | 05901842 | 6.832 | Solar |  |  | Interconnected | Trade Secret | Trade | MOL | MOL072 | Residential |  | Trade Secret | 2024 | 2024
20263-228838-01 | Xcel Energy | 85 | 13781 | IOU | 04862174 | 9.994 | Solar |  |  | Active Application | Trade Secret | Trade | AFT | AFT322 | Residential |  | Trade Secret | 2022
20263-228838-01 | Xcel Energy | 85 | 13781 | IOU | 06245603 | 5.235 | Solar |  |  | Interconnected | Trade Secret | Trade | TER | TER075 | Residential |  | Trade Secret | 2025 | 2026
20263-228838-01 | Xcel Energy | 85 | 13781 | IOU | 06295757 | 14.727 | Solar |  |  | Active Application | Trade Secret | Trade | WDY | WDY311 | Residential |  | Trade Secret | 2025
20263-228838-01 | Xcel Energy | 85 | 13781 | IOU | 04470033 | 11.39 | Solar |  |  | Interconnected | Trade Secret | Trade | SOU | SOU060 | Commercial |  | Trade Secret | 2021 | 2022
20263-228838-01 | Xcel Energy | 85 | 13781 | IOU | 03129608 | 5.2 | Solar |  |  | Interconnected | Trade Secret | Trade | IDA | IDA073 | Residential | Solar*Rewards | Trade Secret | 2018 | 2019
20263-228838-01 | Xcel Energy | 85 | 13781 | IOU | 05330224 | 7.25 | Solar |  |  | Interconnected | Trade Secret | Trade | AFT | AFT322 | Residential |  | Trade Secret | 2022 | 2023
20263-228838-01 | Xcel Energy | 85 | 13781 | IOU | 04133820 | 5.51 | Solar |  |  | Interconnected | Trade Secret | Trade | WAV | WAV021 | Residential | Solar*Rewards | Trade Secret | 2020 | 2021
20263-228838-01 |  |  |  |  | OID3741927 |  | Solar |  |  | Withdrawn | Trade Secret | Trade | SLP | SLP086 | Residential | Solar*Rewards |  | 2019
20263-228838-01 | Xcel Energy | 85 | 13781 | IOU | 03327962 | 7.616 | Solar |  |  | Interconnected | Trade Secret | Trade | SHP | SHP072 | Residential | Solar*Rewards | Trade Secret | 2019 | 2019
20263-228838-01 | Xcel Energy | 85 | 13781 | IOU | OID3851468 | 7.616 | Solar |  |  | Withdrawn | Trade Secret | Trade | SHP | SHP072 | Residential | Solar*Rewards | Trade Secret | 2019
20263-228838-01 | Xcel Energy | 85 | 13781 | IOU | 05582145 | 14.976 | Solar |  |  | Interconnected | Trade Secret | Trade | APA | APA061 | Residential |  | Trade Secret | 2023 | 2023
20263-228838-01 | Xcel Energy | 85 | 13781 | IOU | 03667186 | 6 | Solar |  |  | Interconnected | Trade Secret | Trade | ECK | ECK063 | Residential | Solar*Rewards | Trade Secret | 2020 | 2020
20263-228838-01 | Xcel Energy | 85 | 13781 | IOU | 06104313 | 5.052 | Solar |  |  | Active Application | Trade Secret | Trade | ECK | ECK063 | Residential | Solar*Rewards | Trade Secret | 2025
20263-228838-01 | Xcel Energy | 85 | 13781 | IOU | 06114491 | 5.052 | Solar |  |  | Withdrawn | Trade Secret | Trade | ECK | ECK063 | Residential | Solar*Rewards | Trade Secret | 2025
20263-228838-01 | Xcel Energy | 85 | 13781 | IOU | 03133820 | 1.72 | Solar |  |  | Interconnected | Trade Secret | Trade | MST | MST066 | Residential | Solar*Rewards | Trade Secret | 2013 | 2011
20263-228838-01 | Xcel Energy | 85 | 13781 | IOU | 03133396 | 1.72 | Solar |  |  | Interconnected | Trade Secret | Trade | MST | MST066 | Residential | Solar*Rewards | Trade Secret | 2011 | 2011
20263-228838-01 | Xcel Energy | 85 | 13781 | IOU | 05793498 | 13.96 | Solar |  |  | Interconnected | Trade Secret | Trade | ALD | ALD082 | Residential | Solar*Rewards | Trade Secret | 2024 | 2024
20263-228838-01 | Xcel Energy | 85 | 13781 | IOU | 04466436 | 7.616 | Solar |  |  | Active Application | Trade Secret | Trade | MTW | MTW021 | Residential |  | Trade Secret | 2021
20263-228838-01 | Xcel Energy | 85 | 13781 | IOU | 06226260 | 5.584 | Solar |  |  | Interconnected | Trade Secret | Trade | OAD | OAD071 | Residential |  | Trade Secret | 2025 | 2026
20263-228838-01 | Xcel Energy | 85 | 13781 | IOU | 03130391 | 7.625 | Solar |  |  | Interconnected | Trade Secret | Trade | BLC | BLC063 | Residential | Solar*Rewards | Trade Secret | 2018 | 2018
20263-228838-01 |  |  |  |  | OID3292005 |  | Solar |  |  | Withdrawn | Trade Secret | Trade | BLC | BLC063 | Residential | Solar*Rewards |  | 2018
20263-228838-01 | Xcel Energy | 85 | 13781 | IOU | 05859764 | 3.28 | Solar |  |  | Active Application | Trade Secret | Trade | MDT | MDT074 | Residential | Solar*Rewards | Trade Secret | 2024
20263-228838-01 | Xcel Energy | 85 | 13781 | IOU | 05948935 | 2.61 | Solar |  |  | Interconnected | Trade Secret | Trade | MDT | MDT074 | Residential | Solar*Rewards | Trade Secret | 2024 | 2024
20263-228838-01 | Xcel Energy | 85 | 13781 | IOU | 06045971 | 9.216 | Solar |  |  | Interconnected | Trade Secret | Trade | RAM | RAM062 | Residential | Solar*Rewards | Trade Secret | 2025 | 2025
20263-228838-01 | Xcel Energy | 85 | 13781 | IOU | 05972019 | 2.792 | Solar |  |  | Interconnected | Trade Secret | Trade | SOU | SOU072 | Residential | Solar*Rewards | Trade Secret | 2024 | 2024
20263-228838-01 | Xcel Energy | 85 | 13781 | IOU | 05558755 | 16.82 | Solar |  |  | Interconnected | Trade Secret | Trade | SCL | SCL312 | Residential |  | Trade Secret | 2023 | 2023
20263-228838-01 | Xcel Energy | 85 | 13781 | IOU | 04697812 | 5.22 | Solar |  |  | Interconnected | Trade Secret | Trade | HWW | HWW072 | Residential |  | Trade Secret | 2021 | 2022
20263-228838-01 | Xcel Energy | 85 | 13781 | IOU | 05496714 | 3.15 | Solar |  |  | Interconnected | Trade Secret | Trade | MPK | MPK085 | Residential | Solar*Rewards | Trade Secret | 2023 | 2023
20263-228838-01 | Xcel Energy | 85 | 13781 | IOU | 04561249 | 4.93 | Solar |  |  | Interconnected | Trade Secret | Trade | WYO | WYO021 | Residential |  | Trade Secret | 2021 | 2021
20263-228838-01 | Xcel Energy | 85 | 13781 | IOU | 04448477 | 4.93 | Solar |  |  | Active Application | Trade Secret | Trade | WYO | WYO021 | Residential | Solar*Rewards | Trade Secret | 2021
20263-228838-01 | Xcel Energy | 85 | 13781 | IOU | 04564823 | 6.96 | Solar |  |  | Interconnected | Trade Secret | Trade | BRP | BRP063 | Residential |  | Trade Secret | 2021 | 2021
20263-228838-01 | Xcel Energy | 85 | 13781 | IOU | 06029338 | 4.555 | Solar |  |  | Interconnected | Trade Secret | Trade | APA | APA069 | Residential | Solar*Rewards | Trade Secret | 2024 | 2025
20263-228838-01 | Xcel Energy | 85 | 13781 | IOU | 06228957 | 6.967 | Solar |  |  | Interconnected | Trade Secret | Trade | WIL | WIL091 | Residential |  | Trade Secret | 2025 | 2026
20263-228838-01 | Xcel Energy | 85 | 13781 | IOU | 05991262 | 7.616 | Solar |  |  | Interconnected | Trade Secret | Trade | SOU | SOU075 | Residential | Solar*Rewards | Trade Secret | 2024 | 2025
20263-228838-01 | Xcel Energy | 85 | 13781 | IOU | 05977970 | 3.84 | Solar |  |  | Interconnected | Trade Secret | Trade | HSN | HSN321 | Residential | Solar*Rewards | Trade Secret | 2024 | 2025
20263-228838-01 | Xcel Energy | 85 | 13781 | IOU | SRO24390 | 35 | Solar |  |  | Withdrawn | Trade Secret | Trade | WBP | WBP061 | Commercial | Solar*Rewards | Trade Secret | 2012
20263-228838-01 | Xcel Energy | 85 | 13781 | IOU | 05418815 | 4.35 | Solar |  |  | Interconnected | Trade Secret | Trade | SOU | SOU060 | Residential |  | Trade Secret | 2023 | 2023
20263-228838-01 | Xcel Energy | 85 | 13781 | IOU | 05706569 | 6.56 | Solar |  |  | Interconnected | Trade Secret | Trade | CHE | CHE064 | Residential |  | Trade Secret | 2024 | 2024
20263-228838-01 | Xcel Energy | 85 | 13781 | IOU | 05278501 | 150 | Solar |  |  | Interconnected | Trade Secret | Trade | RAM | RAM072 | Commercial |  | Trade Secret | 2022 | 2024
20263-228838-01 | Xcel Energy | 85 | 13781 | IOU | 04528725 | 5.054 | Solar |  |  | Interconnected | Trade Secret | Trade | ECK | ECK342 | Residential |  | Trade Secret | 2021 | 2021
20263-228838-01 | Xcel Energy | 85 | 13781 | IOU | 04035390 | 4.188 | Solar |  |  | Active Application | Trade Secret | Trade | LEX | LEX074 | Residential | Solar*Rewards | Trade Secret | 2020
20263-228838-01 | Xcel Energy | 85 | 13781 | IOU | 03133571 | 8 | Solar |  |  | Interconnected | Trade Secret | Trade | BCR | BCR063 | Residential | Solar*Rewards | Trade Secret | 2011 | 2012
20263-228838-01 | Xcel Energy | 85 | 13781 | IOU | 06018034 | 11.48 | Storage |  |  | Withdrawn | Trade Secret | Trade | SOU | SOU065 | Residential |  | Trade Secret | 2024
20263-228838-01 | Xcel Energy | 85 | 13781 | IOU | 06061968 | 11.5 | Storage |  |  | Interconnected | Trade Secret | Trade | SOU | SOU065 | Residential |  | Trade Secret | 2025 | 2025
20263-228838-01 | Xcel Energy | 85 | 13781 | IOU | 05773594 | 5 | Storage |  |  | Interconnected | Trade Secret | Trade | SOU | SOU065 | Residential |  | Trade Secret | 2024 | 2024
20263-228838-01 | Xcel Energy | 85 | 13781 | IOU | 03131697 | 6.48 | Solar |  |  | Interconnected | Trade Secret | Trade | SOU | SOU065 | Residential | Made in Minnesota | Trade Secret | 2017 | 2017
20263-228838-01 | Xcel Energy | 85 | 13781 | IOU | 04807783 | 6.96 | Solar |  |  | Withdrawn | Trade Secret | Trade | WIL | WIL074 | Residential | Solar*Rewards | Trade Secret | 2022
20263-228838-01 | Xcel Energy | 85 | 13781 | IOU | OID2253944 | 3.36 | Solar |  |  | Withdrawn | Trade Secret | Trade | HYL | HYL061 | Residential | Solar*Rewards | Trade Secret | 2015
20263-228838-01 | Xcel Energy | 85 | 13781 | IOU | 03134955 | 3.36 | Solar |  |  | Interconnected | Trade Secret | Trade | HYL | HYL061 | Residential | Made in Minnesota | Trade Secret | 2016 | 2016
20263-228838-01 | Xcel Energy | 85 | 13781 | IOU | 04438389 | 3.839 | Solar |  |  | Active Application | Trade Secret | Trade | WDY | WDY311 | Residential | Solar*Rewards | Trade Secret | 2021
20263-228838-01 | Xcel Energy | 85 | 13781 | IOU | 04501556 | 3.839 | Solar |  |  | Interconnected | Trade Secret | Trade | WDY | WDY311 | Residential |  | Trade Secret | 2021 | 2021
20263-228838-01 | Xcel Energy | 85 | 13781 | IOU | 05332131 | 7.25 | Solar |  |  | Interconnected | Trade Secret | Trade | RMT | RMT321 | Residential |  | Trade Secret | 2023 | 2023
20263-228838-01 | Xcel Energy | 85 | 13781 | IOU | 03129724 | 6 | Solar |  |  | Interconnected | Trade Secret | Trade | SLP | SLP083 | Residential | Solar*Rewards | Trade Secret | 2019 | 2020
20263-228838-01 | Xcel Energy | 85 | 13781 | IOU | 05939257 | 14.658 | Solar |  |  | Interconnected | Trade Secret | Trade | HUG | HUG321 | Residential | Solar*Rewards | Trade Secret | 2024 | 2025
20263-228838-01 | Xcel Energy | 85 | 13781 | IOU | 06090324 | 10.5 | Solar |  |  | Active Application | Trade Secret | Trade | WWK | WWK311 | Residential | Solar*Rewards | Trade Secret | 2025
20263-228838-01 | Xcel Energy | 85 | 13781 | IOU | 05843945 | 50 | Solar |  |  | Interconnected | Trade Secret | Trade | MEL | MEL072 | Commercial |  | Trade Secret | 2024 | 2025
20263-228838-01 | Xcel Energy | 85 | 13781 | IOU | 05566905 | 13.44 | Solar |  |  | Interconnected | Trade Secret | Trade | WSG | WSG352 | Residential |  | Trade Secret | 2023 | 2022
20263-228838-01 | Xcel Energy | 85 | 13781 | IOU | SRO24315 | 9.995 | Solar |  |  | Withdrawn | Trade Secret | Trade | SMT | SMT082 | Residential | Solar*Rewards | Trade Secret | 2012
20263-228838-01 | Xcel Energy | 85 | 13781 | IOU | OID2264225 | 8.64 | Solar |  |  | Withdrawn | Trade Secret | Trade | SMT | SMT082 | Residential | Solar*Rewards | Trade Secret | 2015
20263-228838-01 | Xcel Energy | 85 | 13781 | IOU | 03134644 | 10.5 | Solar |  |  | Interconnected | Trade Secret | Trade | SMT | SMT082 | Residential | Made in Minnesota | Trade Secret | 2015 | 2015
20263-228838-01 | Xcel Energy | 85 | 13781 | IOU | 05955039 | 3.747 | Solar |  |  | Interconnected | Trade Secret | Trade | MOL | MOL077 | Residential |  | Trade Secret | 2024 | 2025
20263-228838-01 | Xcel Energy | 85 | 13781 | IOU | SRO31660 | 45 | Solar |  |  | Withdrawn | Trade Secret | Trade | DBL | DBL004 | Commercial | Solar*Rewards | Trade Secret | 2013
20263-228838-01 | Xcel Energy | 85 | 13781 | IOU | SRO29640 | 40 | Solar |  |  | Withdrawn | Trade Secret | Trade | DBL | DBL004 | Commercial | Solar*Rewards | Trade Secret | 2013
20263-228838-01 | Xcel Energy | 85 | 13781 | IOU | SRO29307 | 40 | Solar |  |  | Withdrawn | Trade Secret | Trade | DBL | DBL004 | Commercial | Solar*Rewards | Trade Secret | 2013
20263-228838-01 | Xcel Energy | 85 | 13781 | IOU | 05359384 | 6.96 | Solar |  |  | Active Application | Trade Secret | Trade | EDA | EDA067 | Residential | Solar*Rewards | Trade Secret | 2023
20263-228838-01 | Xcel Energy | 85 | 13781 | IOU | 05592737 | 4.27 | Solar |  |  | Interconnected | Trade Secret | Trade | CHE | CHE076 | Residential | Solar*Rewards | Trade Secret | 2023 | 2024
20263-228838-01 | Xcel Energy | 85 | 13781 | IOU | 04831043 | 3.141 | Solar |  |  | Interconnected | Trade Secret | Trade | SOU | SOU086 | Residential | Solar*Rewards | Trade Secret | 2022 | 2023
20263-228838-01 | Xcel Energy | 85 | 13781 | IOU | 05006831 | 6.282 | Solar |  |  | Active Application | Trade Secret | Trade | HWW | HWW073 | Residential | Solar*Rewards | Trade Secret | 2022
20263-228838-01 | Xcel Energy | 85 | 13781 | IOU | 05718041 | 4.725 | Solar |  |  | Interconnected | Trade Secret | Trade | UPP | UPP084 | Residential |  | Trade Secret | 2024 | 2024
20263-228838-01 | Xcel Energy | 85 | 13781 | IOU | 04472320 | 6 | Solar |  |  | Active Application | Trade Secret | Trade | MPK | MPK074 | Residential | Solar*Rewards | Trade Secret | 2021
20263-228838-01 | Xcel Energy | 85 | 13781 | IOU | 04509074 | 6 | Solar |  |  | Withdrawn | Trade Secret | Trade | MPK | MPK074 | Residential |  | Trade Secret | 2021
20263-228838-01 | Xcel Energy | 85 | 13781 | IOU | 03942363 | 8.41 | Solar |  |  | Interconnected | Trade Secret | Trade | VMR | VMR062 | Residential | Solar*Rewards | Trade Secret | 2020 | 2020
20263-228838-01 | Xcel Energy | 85 | 13781 | IOU | 04110822 | 6 | Solar |  |  | Interconnected | Trade Secret | Trade | WIL | WIL076 | Residential | Solar*Rewards | Trade Secret | 2020 | 2021
20263-228838-01 | Xcel Energy | 85 | 13781 | IOU | 03134624 | 5 | Solar |  |  | Interconnected | Trade Secret | Trade | WDY | WDY311 | Residential | Solar*Rewards | Trade Secret | 2015 | 2015
20263-228838-01 | Xcel Energy | 85 | 13781 | IOU | 05850632 | 29.568 | Solar |  |  | Active Application | Trade Secret | Trade | ECK | ECK322 | Residential |  | Trade Secret | 2024
20263-228838-01 | Xcel Energy | 85 | 13781 | IOU | 03134953 | 8.4 | Solar |  |  | Interconnected | Trade Secret | Trade | MAZ | MAZ021 | Residential | Made in Minnesota | Trade Secret | 2016 | 2016
20263-228838-01 | Xcel Energy | 85 | 13781 | IOU | 03134770 | 28.8 | Solar |  |  | Interconnected | Trade Secret | Trade | MOL | MOL073 | Commercial | Made in Minnesota | Trade Secret | 2016 | 2016
20263-228838-01 | Xcel Energy | 85 | 13781 | IOU | 03129846 | 4.56 | Solar |  |  | Interconnected | Trade Secret | Trade | DND | DND072 | Residential | Solar*Rewards | Trade Secret | 2018 | 2019
20263-228838-01 | Xcel Energy | 85 | 13781 | IOU | 03131459 | 9.94 | Solar |  |  | Interconnected | Trade Secret | Trade | MOL | MOL064 | Residential | Solar*Rewards | Trade Secret | 2017 | 2017
20263-228838-01 | Xcel Energy | 85 | 13781 | IOU | 03129944 | 33.3 | Solar |  |  | Interconnected | Trade Secret | Trade | WES | WES064 | Commercial | Solar*Rewards | Trade Secret | 2018 | 2019
20263-228838-01 | Xcel Energy | 85 | 13781 | IOU | 06177591 | 4.188 | Solar |  |  | Interconnected | Trade Secret | Trade | SOU | SOU060 | Residential | Solar*Rewards | Trade Secret | 2025 | 2025
20263-228838-01 | Xcel Energy | 85 | 13781 | IOU | 03521043 | 7.25 | Solar |  |  | Interconnected | Trade Secret | Trade | IDA | IDA073 | Residential | Solar*Rewards | Trade Secret | 2020 | 2020
20263-228838-01 | Xcel Energy | 85 | 13781 | IOU | 03133186 | 68.4 | Solar |  |  | Interconnected | Trade Secret | Trade | WIN | WIN043 | Residential | Solar*Rewards | Trade Secret | 2010 | 2010
20263-228838-01 | Xcel Energy | 85 | 13781 | IOU | 06182808 | 10.121 | Solar |  | X | Interconnected | Trade Secret | Trade | UPP | UPP084 | Residential |  | Trade Secret | 2025 | 2025
20263-228838-01 | Xcel Energy | 85 | 13781 | IOU | 06198742 | 9.772 | Solar |  |  | Interconnected | Trade Secret | Trade | WSG | WSG066 | Residential | Solar*Rewards | Trade Secret | 2025 | 2025
20263-228838-01 | Xcel Energy | 85 | 13781 | IOU | 05580060 | 6.528 | Solar |  |  | Interconnected | Trade Secret | Trade | SIP | SIP063 | Residential |  | Trade Secret | 2023 | 2023
20263-228838-01 | Xcel Energy | 85 | 13781 | IOU | 05846861 | 3.747 | Solar |  |  | Interconnected | Trade Secret | Trade | PBE | PBE061 | Residential |  | Trade Secret | 2024 | 2025
20263-228838-01 | Xcel Energy | 85 | 13781 | IOU | 04143411 | 7.83 | Solar |  |  | Interconnected | Trade Secret | Trade | RAM | RAM062 | Residential | Solar*Rewards | Trade Secret | 2020 | 2021
20263-228838-01 | Xcel Energy | 85 | 13781 | IOU | 06226459 | 15.232 | Solar |  |  | Active Application | Trade Secret | Trade | UPP | UPP084 | Commercial |  | Trade Secret | 2025
20263-228838-01 | Xcel Energy | 85 | 13781 | IOU | 03950783 | 13.05 | Solar |  |  | Interconnected | Trade Secret | Trade | WTN | WTN061 | Residential | Solar*Rewards | Trade Secret | 2020 | 2021
20263-228838-01 | Xcel Energy | 85 | 13781 | IOU | 05989416 | 7.6 | Solar |  |  | Interconnected | Trade Secret | Trade | WTB | WTB021 | Residential | Solar*Rewards | Trade Secret | 2024 | 2025
20263-228838-01 | Xcel Energy | 85 | 13781 | IOU | SRO29961 | 30 | Solar |  |  | Withdrawn | Trade Secret | Trade | KEN | KEN022 | Commercial | Solar*Rewards | Trade Secret | 2013
20263-228838-01 | Xcel Energy | 85 | 13781 | IOU | 03514669 | 5.51 | Solar |  |  | Interconnected | Trade Secret | Trade | SHP | SHP072 | Residential | Solar*Rewards | Trade Secret | 2019 | 2020
20263-228838-01 | Xcel Energy | 85 | 13781 | IOU | 03132398 | 9.94 | Solar |  |  | Interconnected | Trade Secret | Trade | MPK | MPK078 | Residential | Solar*Rewards | Trade Secret | 2018 | 2018
20263-228838-01 |  |  |  |  | OID3326233 |  | Solar |  |  | Withdrawn | Trade Secret | Trade | MPK | MPK078 | Residential | Solar*Rewards |  | 2018
20263-228838-01 | Xcel Energy | 85 | 13781 | IOU | 04452658 | 7.124 | Solar |  |  | Interconnected | Trade Secret | Trade | CTR | CTR031 | Residential |  | Trade Secret | 2021 | 2021
20263-228838-01 | Xcel Energy | 85 | 13781 | IOU | 03134346 | 3.5 | Solar |  |  | Interconnected | Trade Secret | Trade | WDY | WDY311 | Residential | Made in Minnesota | Trade Secret | 2015 | 2015
20263-228838-01 | Xcel Energy | 85 | 13781 | IOU | 05515723 | 3.77 | Solar |  |  | Interconnected | Trade Secret | Trade | TWL | TWL063 | Residential |  | Trade Secret | 2023 | 2023
20263-228838-01 | Xcel Energy | 85 | 13781 | IOU | 03131025 | 30 | Other |  |  | Interconnected | Trade Secret | Trade | TRA | TRA002 | Commercial |  | Trade Secret | 2010 | 2010
20263-228838-01 | Xcel Energy | 85 | 13781 | IOU | 03130689 | 2 | Solar |  |  | Interconnected | Trade Secret | Trade | GRC | GRC063 | Residential |  | Trade Secret | 2004 | 2009
20263-228838-01 | Xcel Energy | 85 | 13781 | IOU | SRO19167 | 29.985 | Solar |  |  | Withdrawn | Trade Secret | Trade | AFT | AFT321 | Commercial | Solar*Rewards | Trade Secret | 2011
20263-228838-01 | Xcel Energy | 85 | 13781 | IOU | 06208149 | 5.933 | Solar |  |  | Interconnected | Trade Secret | Trade | SOU | SOU087 | Residential | Solar*Rewards | Trade Secret | 2025 | 2025
20263-228838-01 | Xcel Energy | 85 | 13781 | IOU | 05711720 | 3.77 | Solar |  |  | Withdrawn | Trade Secret | Trade | HWW | HWW073 | Residential | Solar*Rewards | Trade Secret | 2024
20263-228838-01 | Xcel Energy | 85 | 13781 | IOU | 05725777 | 4.06 | Solar |  |  | Interconnected | Trade Secret | Trade | HWW | HWW073 | Residential | Solar*Rewards | Trade Secret | 2024 | 2024
20263-228838-01 | Xcel Energy | 85 | 13781 | IOU | 03773048 | 9.28 | Solar |  |  | Active Application | Trade Secret | Trade | CHI | CHI311 | Residential | Solar*Rewards | Trade Secret | 2020
20263-228838-01 | Xcel Energy | 85 | 13781 | IOU | 05769075 | 39.98 | Solar |  |  | Active Application | Trade Secret | Trade | MST | MST066 | Commercial | Solar*Rewards | Trade Secret | 2024
20263-228838-01 | Xcel Energy | 85 | 13781 | IOU | 05268807 | 3.141 | Solar |  |  | Interconnected | Trade Secret | Trade | SOU | SOU079 | Residential |  | Trade Secret | 2022 | 2023
20263-228838-01 | Xcel Energy | 85 | 13781 | IOU | 03276423 | 22.78 | Solar |  |  | Interconnected | Trade Secret | Trade | GLK | GLK071 | Commercial | Solar*Rewards | Trade Secret | 2019 | 2019
20263-228838-01 | Xcel Energy | 85 | 13781 | IOU | 06187099 | 9.984 | Solar |  |  | Interconnected | Trade Secret | Trade | ALD | ALD076 | Residential |  | Trade Secret | 2025 | 2025
20263-228838-01 | Xcel Energy | 85 | 13781 | IOU | 04414059 | 5 | Solar |  |  | Interconnected | Trade Secret | Trade | TWL | TWL066 | Residential |  | Trade Secret | 2021 | 2021
20263-228838-01 | Xcel Energy | 85 | 13781 | IOU | SRO15767 | 15 | Solar |  |  | Withdrawn | Trade Secret | Trade | VMR | VMR063 | Commercial | Solar*Rewards | Trade Secret | 2010
20263-228838-01 | Xcel Energy | 85 | 13781 | IOU | 05995545 | 5.584 | Solar |  |  | Interconnected | Trade Secret | Trade | HWW | HWW073 | Residential | Solar*Rewards | Trade Secret | 2024 | 2025
20263-228838-01 | Xcel Energy | 85 | 13781 | IOU | 03134080 | 6.24 | Solar |  |  | Interconnected | Trade Secret | Trade | FSL | FSL312 | Residential | Solar*Rewards | Trade Secret | 2014 | 2015
20263-228838-01 | Xcel Energy | 85 | 13781 | IOU | 05801971 | 11.136 | Solar |  |  | Active Application | Trade Secret | Trade | MTR | MTR021 | Residential | Solar*Rewards | Trade Secret | 2024
20263-228838-01 | Xcel Energy | 85 | 13781 | IOU | 05522823 | 11.52 | Solar |  |  | Interconnected | Trade Secret | Trade | AFT | AFT322 | Residential |  | Trade Secret | 2023 | 2023
20263-228838-01 | Xcel Energy | 85 | 13781 | IOU | 06247749 | 2.792 | Solar |  |  | Interconnected | Trade Secret | Trade | WIL | WIL073 | Residential |  | Trade Secret | 2025 | 2025
20263-228838-01 | Xcel Energy | 85 | 13781 | IOU | 03134648 | 10.01 | Solar |  |  | Interconnected | Trade Secret | Trade | ORO | ORO061 | Residential | Made in Minnesota | Trade Secret | 2015 | 2016
20263-228838-01 | Xcel Energy | 85 | 13781 | IOU | 03129939 | 5.04 | Solar |  |  | Interconnected | Trade Secret | Trade | OPK | OPK073 | Residential | Solar*Rewards | Trade Secret | 2018 | 2019
20263-228838-01 | Xcel Energy | 85 | 13781 | IOU | 06218477 | 2.323 | Solar |  |  | Active Application | Trade Secret | Trade | MPK | MPK078 | Residential |  | Trade Secret | 2025
20263-228838-01 | Xcel Energy | 85 | 13781 | IOU | SRO19144 | 34.2 | Solar |  |  | Withdrawn | Trade Secret | Trade | SMT | SMT092 | Commercial | Solar*Rewards | Trade Secret | 2011
20263-228838-01 | Xcel Energy | 85 | 13781 | IOU | 04429876 | 11.508 | Solar |  |  | Active Application | Trade Secret | Trade | AFT | AFT321 | Residential | Solar*Rewards | Trade Secret | 2021
20263-228838-01 | Xcel Energy | 85 | 13781 | IOU | 05309976 | 3.48 | Solar |  |  | Interconnected | Trade Secret | Trade | TLK | TLK077 | Residential |  | Trade Secret | 2022 | 2023
20263-228838-01 | Xcel Energy | 85 | 13781 | IOU | 03135001 | 5 | Solar |  |  | Interconnected | Trade Secret | Trade | MOL | MOL066 | Residential | Solar*Rewards | Trade Secret | 2016 | 2016
20263-228838-01 | Xcel Energy | 85 | 13781 | IOU | 03134906 | 9.94 | Solar |  |  | Interconnected | Trade Secret | Trade | STY | STY075 | Residential | Made in Minnesota | Trade Secret | 2016 | 2017
20263-228838-01 | Xcel Energy | 85 | 13781 | IOU | 04399246 | 5 | Solar |  |  | Interconnected | Trade Secret | Trade | ECK | ECK342 | Residential | Solar*Rewards | Trade Secret | 2021 | 2022
20263-228838-01 | Xcel Energy | 85 | 13781 | IOU | 04229010 | 7.616 | Solar |  |  | Interconnected | Trade Secret | Trade | SOU | SOU064 | Residential | Solar*Rewards | Trade Secret | 2021 | 2021
20263-228838-01 | Xcel Energy | 85 | 13781 | IOU | 04045810 | 6.24 | Solar |  |  | Interconnected | Trade Secret | Trade | AFT | AFT315 | Residential | Solar*Rewards | Trade Secret | 2020 | 2021
20263-228838-01 | Xcel Energy | 85 | 13781 | IOU | 05241725 | 11.39 | Solar |  |  | Interconnected | Trade Secret | Trade | HYL | HYL061 | Residential |  | Trade Secret | 2022 | 2023
20263-228838-01 | Xcel Energy | 85 | 13781 | IOU | 03773457 | 4.93 | Solar |  |  | Interconnected | Trade Secret | Trade | AFT | AFT321 | Residential | Solar*Rewards | Trade Secret | 2020 | 2020
20263-228838-01 | Xcel Energy | 85 | 13781 | IOU | 05273832 | 1.28 | Storage |  |  | Active Application | Trade Secret | Trade | LAC | LAC062 | Residential |  | Trade Secret | 2022
20263-228838-01 | Xcel Energy | 85 | 13781 | IOU | 03132237 | 3.8 | Solar |  |  | Interconnected | Trade Secret | Trade | LAC | LAC062 | Residential | Solar*Rewards | Trade Secret | 2018 | 2018
20263-228838-01 | Xcel Energy | 85 | 13781 | IOU | 05207092 | 7.54 | Solar |  |  | Interconnected | Trade Secret | Trade | APA | APA069 | Residential |  | Trade Secret | 2022 | 2023
20263-228838-01 | Xcel Energy | 85 | 13781 | IOU | 06014290 | 3.575 | Solar |  |  | Interconnected | Trade Secret | Trade | WIL | WIL073 | Residential |  | Trade Secret | 2024 | 2025
20263-228838-01 | Xcel Energy | 85 | 13781 | IOU | 04335269 | 4.93 | Solar |  |  | Interconnected | Trade Secret | Trade | MEL | MEL081 | Residential | Solar*Rewards | Trade Secret | 2021 | 2021
20263-228838-01 | Xcel Energy | 85 | 13781 | IOU | 03948052 | 5.76 | Solar |  |  | Interconnected | Trade Secret | Trade | SOU | SOU081 | Residential | Solar*Rewards | Trade Secret | 2020 | 2020
20263-228838-01 | Xcel Energy | 85 | 13781 | IOU | 05965614 | 7.6 | Solar |  |  | Withdrawn | Trade Secret | Trade | ECK | ECK061 | Residential | Solar*Rewards | Trade Secret | 2024
20263-228838-01 | Xcel Energy | 85 | 13781 | IOU | 05972250 | 7.6 | Solar |  |  | Interconnected | Trade Secret | Trade | ECK | ECK061 | Residential |  | Trade Secret | 2024 | 2025
20263-228838-01 | Xcel Energy | 85 | 13781 | IOU | 03131618 | 7.625 | Solar |  |  | Interconnected | Trade Secret | Trade | TWL | TWL068 | Residential | Solar*Rewards | Trade Secret | 2017 | 2017
20263-228838-01 | Xcel Energy | 85 | 13781 | IOU | 05206603 | 12.47 | Solar |  |  | Interconnected | Trade Secret | Trade | EDA | EDA089 | Residential |  | Trade Secret | 2022 | 2023
20263-228838-01 | Xcel Energy | 85 | 13781 | IOU | 05818331 | 5.806 | Solar |  |  | Interconnected | Trade Secret | Trade | WES | WES073 | Residential | Solar*Rewards | Trade Secret | 2024 | 2024
20263-228838-01 | Xcel Energy | 85 | 13781 | IOU | 03131911 | 9.94 | Solar |  |  | Interconnected | Trade Secret | Trade | RLK | RLK069 | Residential | Solar*Rewards | Trade Secret | 2017 | 2017
20263-228838-01 | Xcel Energy | 85 | 13781 | IOU | 05997175 | 4.886 | Solar |  |  | Withdrawn | Trade Secret | Trade | HWW | HWW074 | Residential | Solar*Rewards | Trade Secret | 2024
20263-228838-01 | Xcel Energy | 85 | 13781 | IOU | 06001629 | 6.282 | Solar |  |  | Interconnected | Trade Secret | Trade | HWW | HWW074 | Residential |  | Trade Secret | 2024 | 2025
20263-228838-01 | Xcel Energy | 85 | 13781 | IOU | 04585485 | 3.77 | Solar |  |  | Interconnected | Trade Secret | Trade | SOU | SOU069 | Residential |  | Trade Secret | 2021 | 2022
20263-228838-01 | Xcel Energy | 85 | 13781 | IOU | 03134522 | 8 | Solar |  |  | Interconnected | Trade Secret | Trade | DPN | DPN072 | Residential | Made in Minnesota | Trade Secret | 2015 | 2017
20263-228838-01 | Xcel Energy | 85 | 13781 | IOU | 05424355 | 6.282 | Solar |  |  | Withdrawn | Trade Secret | Trade | WIL | WIL063 | Residential | Solar*Rewards | Trade Secret | 2023
20263-228838-01 | Xcel Energy | 85 | 13781 | IOU | 05426419 | 8.376 | Solar |  |  | Interconnected | Trade Secret | Trade | WIL | WIL063 | Residential |  | Trade Secret | 2023 | 2023
20263-228838-01 | Xcel Energy | 85 | 13781 | IOU | OID3990711 | 7.6 | Solar |  |  | Withdrawn | Trade Secret | Trade | IDA | IDA073 | Residential | Solar*Rewards | Trade Secret | 2019
20263-228838-01 | Xcel Energy | 85 | 13781 | IOU | 03566774 | 7.616 | Solar |  |  | Interconnected | Trade Secret | Trade | IDA | IDA073 | Residential | Solar*Rewards | Trade Secret | 2020 | 2020
20263-228838-01 | Xcel Energy | 85 | 13781 | IOU | 06165565 | 3.796 | Solar |  |  | Interconnected | Trade Secret | Trade | TER | TER081 | Residential | Solar*Rewards | Trade Secret | 2025 | 2025
20263-228838-01 | Xcel Energy | 85 | 13781 | IOU | 05834168 | 22.786 | Solar |  |  | Withdrawn | Trade Secret | Trade | XRD | XRD076 | Commercial |  | Trade Secret | 2024
20263-228838-01 | Xcel Energy | 85 | 13781 | IOU | 05810536 | 28.032 | Solar |  |  | Active Application | Trade Secret | Trade | XRD | XRD076 | Commercial |  | Trade Secret | 2024
20263-228838-01 | Xcel Energy | 85 | 13781 | IOU | 05613647 | 6.4 | Solar |  |  | Interconnected | Trade Secret | Trade | WCR | WCR322 | Residential |  | Trade Secret | 2023 | 2024
20263-228838-01 | Xcel Energy | 85 | 13781 | IOU | 03134257 | 10.01 | Solar |  |  | Interconnected | Trade Secret | Trade | TER | TER083 | Residential | Made in Minnesota | Trade Secret | 2015 | 2015
20263-228838-01 | Xcel Energy | 85 | 13781 | IOU | 06018720 | 11.5 | Storage |  |  | Withdrawn | Trade Secret | Trade | SOU | SOU063 | Residential |  | Trade Secret | 2024
20263-228838-01 | Xcel Energy | 85 | 13781 | IOU | 05718719 | 5.355 | Solar |  |  | Interconnected | Trade Secret | Trade | SOU | SOU063 | Residential | Solar*Rewards | Trade Secret | 2024 | 2024
20263-228838-01 | Xcel Energy | 85 | 13781 | IOU | 04828951 | 5.8 | Solar |  |  | Interconnected | Trade Secret | Trade | RMT | RMT321 | Residential | Solar*Rewards | Trade Secret | 2022 | 2022
20263-228838-01 | Xcel Energy | 85 | 13781 | IOU | 05511660 | 7.04 | Solar |  |  | Withdrawn | Trade Secret | Trade | CRL | CRL065 | Residential | Solar*Rewards | Trade Secret | 2023
20263-228838-01 | Xcel Energy | 85 | 13781 | IOU | 05518423 | 7.04 | Solar |  |  | Interconnected | Trade Secret | Trade | CRL | CRL065 | Residential |  | Trade Secret | 2023 | 2023
20263-228838-01 | Xcel Energy | 85 | 13781 | IOU | 03754114 | 12 | Solar |  |  | Active Application | Trade Secret | Trade | WAS | WAS092 | Commercial | Solar*Rewards | Trade Secret | 2020
20263-228838-01 | Xcel Energy | 85 | 13781 | IOU | OID2538515 | 18 | Solar |  |  | Withdrawn | Trade Secret | Trade | FAP | FAP061 | Commercial | Solar*Rewards | Trade Secret | 2016
20263-228838-01 | Xcel Energy | 85 | 13781 | IOU | 05169045 | 3.84 | Solar |  |  | Interconnected | Trade Secret | Trade | ECK | ECK342 | Residential |  | Trade Secret | 2022 | 2023
20263-228838-01 | Xcel Energy | 85 | 13781 | IOU | OID3861361 | 30 | Solar |  |  | Withdrawn | Trade Secret | Trade | ZUF | ZUF021 | Residential | Solar*Rewards | Trade Secret | 2019
20263-228838-01 | Xcel Energy | 85 | 13781 | IOU | 03130459 | 5 | Solar |  |  | Interconnected | Trade Secret | Trade | MPK | MPK082 | Residential | Solar*Rewards | Trade Secret | 2018 | 2019
20263-228838-01 | Xcel Energy | 85 | 13781 | IOU | 04424996 | 2.9 | Solar |  |  | Interconnected | Trade Secret | Trade | ALD | ALD073 | Residential | Solar*Rewards | Trade Secret | 2021 | 2021
20263-228838-01 | Xcel Energy | 85 | 13781 | IOU | 06226514 | 15.2 | Solar |  |  | Interconnected | Trade Secret | Trade | ALK | ALK064 | Residential |  | Trade Secret | 2025 | 2025
20263-228838-01 | Xcel Energy | 85 | 13781 | IOU | 03130393 | 19.88 | Solar |  |  | Interconnected | Trade Secret | Trade | AHI | AHI021 | Commercial | Solar*Rewards | Trade Secret | 2018 | 2018
20263-228838-01 | Xcel Energy | 85 | 13781 | IOU | 03134757 | 5 | Solar |  |  | Interconnected | Trade Secret | Trade | LLK | LLK072 | Residential | Solar*Rewards | Trade Secret | 2016 | 2016
20263-228838-01 | Xcel Energy | 85 | 13781 | IOU | 05971637 | 5.052 | Solar |  |  | Active Application | Trade Secret | Trade | SCL | SCL312 | Residential |  | Trade Secret | 2024
20263-228838-01 | Xcel Energy | 85 | 13781 | IOU | 05765497 | 11.904 | Solar |  |  | Interconnected | Trade Secret | Trade | PKL | PKL085 | Residential | Solar*Rewards | Trade Secret | 2024 | 2024
20263-228838-01 | Xcel Energy | 85 | 13781 | IOU | 05748274 | 11.904 | Solar |  |  | Withdrawn | Trade Secret | Trade | PKL | PKL085 | Residential | Solar*Rewards | Trade Secret | 2024
20263-228838-01 | Xcel Energy | 85 | 13781 | IOU | 04829112 | 7.616 | Solar |  |  | Interconnected | Trade Secret | Trade | WCS | WCS064 | Residential |  | Trade Secret | 2022 | 2022
20263-228838-01 | Xcel Energy | 85 | 13781 | IOU | 03130710 | 4 | Solar |  |  | Interconnected | Trade Secret | Trade | HWW | HWW074 | Commercial |  | Trade Secret | 2005 | 2004
20263-228838-01 | Xcel Energy | 85 | 13781 | IOU | 03130705 | 4 | Solar |  |  | Interconnected | Trade Secret | Trade | HWW | HWW074 | Commercial |  | Trade Secret | 2005 | 2004
20263-228838-01 | Xcel Energy | 85 | 13781 | IOU | 03131824 | 1.62 | Solar |  |  | Interconnected | Trade Secret | Trade | DND | DND061 | Residential | Solar*Rewards | Trade Secret | 2017 | 2017
20263-228838-01 | Xcel Energy | 85 | 13781 | IOU | 03133881 | 5 | Solar |  |  | Interconnected | Trade Secret | Trade | DND | DND061 | Residential | Made in Minnesota | Trade Secret | 2014 | 2014
20263-228838-01 | Xcel Energy | 85 | 13781 | IOU | 03133906 | 9.5 | Solar |  |  | Interconnected | Trade Secret | Trade | WCR | WCR322 | Residential | Made in Minnesota | Trade Secret | 2014 | 2014
20263-228838-01 | Xcel Energy | 85 | 13781 | IOU | 06207751 | 6.282 | Solar |  |  | Withdrawn | Trade Secret | Trade | EDA | EDA067 | Residential | Solar*Rewards | Trade Secret | 2025
20263-228838-01 | Xcel Energy | 85 | 13781 | IOU | 06216438 | 6.98 | Solar |  |  | Interconnected | Trade Secret | Trade | EDA | EDA067 | Residential |  | Trade Secret | 2025 | 2025
20263-228838-01 | Xcel Energy | 85 | 13781 | IOU | SRO29549 | 4.2 | Solar |  |  | Withdrawn | Trade Secret | Trade | HWW | HWW074 | Residential | Solar*Rewards | Trade Secret | 2013
20263-228838-01 | Xcel Energy | 85 | 13781 | IOU | OID3038816 | 5 | Solar |  |  | Withdrawn | Trade Secret | Trade | HWW | HWW074 | Residential | Made in Minnesota | Trade Secret | 2017
20263-228838-01 | Xcel Energy | 85 | 13781 | IOU | 04417048 | 5.054 | Solar |  |  | Interconnected | Trade Secret | Trade | NMC | NMC093 | Residential | Solar*Rewards | Trade Secret | 2021 | 2022
20263-228838-01 | Xcel Energy | 85 | 13781 | IOU | 03133471 | 6 | Solar |  |  | Interconnected | Trade Secret | Trade | NMC | NMC093 | Residential | Solar*Rewards | Trade Secret | 2011 | 2012
20263-228838-01 | Xcel Energy | 85 | 13781 | IOU | SRO17138 | 190.18 | Solar |  |  | Withdrawn | Trade Secret | Trade | NMC | NMC093 | Residential | Solar*Rewards | Trade Secret | 2011
20263-228838-01 | Xcel Energy | 85 | 13781 | IOU | 05931704 | 3.25 | Solar |  |  | Interconnected | Trade Secret | Trade | ORO | ORO061 | Residential |  | Trade Secret | 2024 | 2024
20263-228838-01 | Xcel Energy | 85 | 13781 | IOU | 04962059 | 9.994 | Solar |  |  | Interconnected | Trade Secret | Trade | TLK | TLK077 | Residential |  | Trade Secret | 2022 | 2023
20263-228838-01 | Xcel Energy | 85 | 13781 | IOU | 05122531 | 5.235 | Solar |  |  | Interconnected | Trade Secret | Trade | WES | WES074 | Residential |  | Trade Secret | 2022 | 2022
20263-228838-01 | Xcel Energy | 85 | 13781 | IOU | 06076826 | 11.136 | Solar |  |  | Withdrawn | Trade Secret | Trade | IDA | IDA072 | Residential |  | Trade Secret | 2025
20263-228838-01 | Xcel Energy | 85 | 13781 | IOU | 06165580 | 6.98 | Solar |  | X | Interconnected | Trade Secret | Trade | APA | APA075 | Residential | Solar*Rewards | Trade Secret | 2025 | 2025
20263-228838-01 | Xcel Energy | 85 | 13781 | IOU | 05931498 | 9.216 | Solar |  |  | Interconnected | Trade Secret | Trade | MRN | MRN021 | Residential |  | Trade Secret | 2024 | 2025
20263-228838-01 | Xcel Energy | 85 | 13781 | IOU | 05849529 | 10.752 | Solar |  |  | Withdrawn | Trade Secret | Trade | MRN | MRN021 | Residential | Solar*Rewards | Trade Secret | 2024
20263-228838-01 | Xcel Energy | 85 | 13781 | IOU | 04373229 | 15.232 | Solar |  |  | Interconnected | Trade Secret | Trade | RCH | RCH061 | Residential | Solar*Rewards | Trade Secret | 2021 | 2021
20263-228838-01 | Xcel Energy | 85 | 13781 | IOU | 03133265 | 9.12 | Solar |  |  | Interconnected | Trade Secret | Trade | WEL | WEL021 | Residential | Solar*Rewards | Trade Secret | 2010 | 2011
20263-228838-01 | Xcel Energy | 85 | 13781 | IOU | 06081090 | 7.6 | Solar |  |  | Active Application | Trade Secret | Trade | RLK | RLK073 | Residential | Solar*Rewards | Trade Secret | 2025
20263-228838-01 | Xcel Energy | 85 | 13781 | IOU | 06322108 | 7.22 | Solar |  |  | Active Application | Trade Secret | Trade | RLK | RLK073 | Residential | Solar*Rewards | Trade Secret | 2026
20263-228838-01 | Xcel Energy | 85 | 13781 | IOU | 04008635 | 15.232 | Solar |  |  | Interconnected | Trade Secret | Trade | SLP | SLP085 | Residential | Solar*Rewards | Trade Secret | 2020 | 2021
20263-228838-01 | Xcel Energy | 85 | 13781 | IOU | 03749225 | 38.02 | Solar |  |  | Interconnected | Trade Secret | Trade | MST | MST075 | Commercial | Solar*Rewards | Trade Secret | 2020 | 2021
20263-228838-01 | Xcel Energy | 85 | 13781 | IOU | 03749450 | 23.51 | Solar |  |  | Interconnected | Trade Secret | Trade | MST | MST075 | Commercial |  | Trade Secret | 2020 | 2021
20263-228838-01 | Xcel Energy | 85 | 13781 | IOU | 03132854 | 19.999 | Solar |  |  | Interconnected | Trade Secret | Trade | WIL | WIL097 | Commercial | Solar*Rewards | Trade Secret | 2018 | 2018
20263-228838-01 | Xcel Energy | 85 | 13781 | IOU | 05767033 | 5.806 | Solar |  |  | Interconnected | Trade Secret | Trade | WIL | WIL098 | Residential |  | Trade Secret | 2024 | 2024
20263-228838-01 | Xcel Energy | 85 | 13781 | IOU | 03130232 | 4.06 | Solar |  |  | Interconnected | Trade Secret | Trade | WIL | WIL063 | Residential | Solar*Rewards | Trade Secret | 2019 | 2019
20263-228838-01 | Xcel Energy | 85 | 13781 | IOU | 03134586 | 10.01 | Solar |  |  | Interconnected | Trade Secret | Trade | OAD | OAD072 | Residential | Made in Minnesota | Trade Secret | 2015 | 2016
20263-228838-01 | Xcel Energy | 85 | 13781 | IOU | 05210768 | 4.886 | Solar |  |  | Interconnected | Trade Secret | Trade | RPL | RPL063 | Residential |  | Trade Secret | 2022 | 2022
20263-228838-01 | Xcel Energy | 85 | 13781 | IOU | 06005048 | 11.904 | Solar |  |  | Active Application | Trade Secret | Trade | FRM | FRM071 | Residential |  | Trade Secret | 2024
20263-228838-01 | Xcel Energy | 85 | 13781 | IOU | 05012221 | 8.41 | Solar |  |  | Interconnected | Trade Secret | Trade | WDY | WDY321 | Residential |  | Trade Secret | 2022 | 2022
20263-228838-01 | Xcel Energy | 85 | 13781 | IOU | 05579740 | 17.28 | Solar |  |  | Interconnected | Trade Secret | Trade | PAT | PAT313 | Residential | Solar*Rewards | Trade Secret | 2023 | 2024
20263-228838-01 | Xcel Energy | 85 | 13781 | IOU | 04276185 | 5.054 | Solar |  |  | Interconnected | Trade Secret | Trade | LEX | LEX061 | Residential |  | Trade Secret | 2021 | 2021
20263-228838-01 | Xcel Energy | 85 | 13781 | IOU | 05979847 | 5.052 | Solar |  |  | Active Application | Trade Secret | Trade | WRR | WRR064 | Residential |  | Trade Secret | 2024
20263-228838-01 | Xcel Energy | 85 | 13781 | IOU | 05732402 | 8.19 | Solar |  |  | Withdrawn | Trade Secret | Trade | RLK | RLK069 | Residential | Solar*Rewards | Trade Secret | 2024
20263-228838-01 | Xcel Energy | 85 | 13781 | IOU | 05742866 | 10.08 | Solar |  |  | Interconnected | Trade Secret | Trade | RLK | RLK069 | Residential |  | Trade Secret | 2024 | 2024
20263-228838-01 | Xcel Energy | 85 | 13781 | IOU | 03134362 | 3.6 | Solar |  |  | Interconnected | Trade Secret | Trade | SOU | SOU063 | Residential | Made in Minnesota | Trade Secret | 2015 | 2015
20263-228838-01 | Xcel Energy | 85 | 13781 | IOU | 03131115 | 2.12 | Solar |  |  | Interconnected | Trade Secret | Trade | MPK | MPK085 | Residential |  | Trade Secret | 2012 | 2012
20263-228838-01 | Xcel Energy | 85 | 13781 | IOU | 05740545 | 2.323 | Solar |  |  | Interconnected | Trade Secret | Trade | OSS | OSS066 | Residential |  | Trade Secret | 2024 | 2024
20263-228838-01 | Xcel Energy | 85 | 13781 | IOU | 06065569 | 8.36 | Solar |  |  | Active Application | Trade Secret | Trade | TWL | TWL081 | Residential | Solar*Rewards | Trade Secret | 2025
20263-228838-01 | Xcel Energy | 85 | 13781 | IOU | 06321862 | 8.36 | Solar |  |  | Active Application | Trade Secret | Trade | TWL | TWL081 | Residential | Solar*Rewards | Trade Secret | 2026
20263-228838-01 | Xcel Energy | 85 | 13781 | IOU | 06239889 | 7.329 | Solar |  |  | Active Application | Trade Secret | Trade | WIN | WIN043 | Residential |  | Trade Secret | 2025
20263-228838-01 | Xcel Energy | 85 | 13781 | IOU | 04332316 | 2.64 | Solar |  |  | Active Application | Trade Secret | Trade | SOU | SOU069 | Residential | Solar*Rewards | Trade Secret | 2021
20263-228838-01 | Xcel Energy | 85 | 13781 | IOU | 03670945 | 1.92 | Solar |  |  | Interconnected | Trade Secret | Trade | SOU | SOU069 | Residential | Solar*Rewards | Trade Secret | 2020 | 2020
20263-228838-01 | Xcel Energy | 85 | 13781 | IOU | OID3992477 | 1.92 | Solar |  |  | Withdrawn | Trade Secret | Trade | SOU | SOU069 | Residential | Solar*Rewards | Trade Secret | 2019
20263-228838-01 | Xcel Energy | 85 | 13781 | IOU | 05208248 | 4.886 | Solar |  |  | Interconnected | Trade Secret | Trade | BLC | BLC062 | Residential |  | Trade Secret | 2022 | 2022
20263-228838-01 | Xcel Energy | 85 | 13781 | IOU | 05188868 | 11.92 | Solar |  |  | Interconnected | Trade Secret | Trade | SOU | SOU064 | Residential |  | Trade Secret | 2022 | 2022
20263-228838-01 | Xcel Energy | 85 | 13781 | IOU | 04820323 | 8.12 | Solar |  |  | Interconnected | Trade Secret | Trade | HOL | HOL061 | Residential | Solar*Rewards | Trade Secret | 2022 | 2022
20263-228838-01 | Xcel Energy | 85 | 13781 | IOU | 03130471 | 7.25 | Solar |  |  | Interconnected | Trade Secret | Trade | EDA | EDA067 | Residential | Solar*Rewards | Trade Secret | 2018 | 2019
20263-228838-01 | Xcel Energy | 85 | 13781 | IOU | 06279274 | 11.5 | Solar |  | X | Active Application | Trade Secret | Trade | RRK | RRK064 | Residential |  | Trade Secret | 2025
20263-228838-01 | Xcel Energy | 85 | 13781 | IOU | SRO29911 | 3 | Solar |  |  | Withdrawn | Trade Secret | Trade | WOB | WOB022 | Residential | Solar*Rewards | Trade Secret | 2013
20263-228838-01 |  |  |  |  | SRO29214 |  | Solar |  |  | Withdrawn | Trade Secret | Trade | WOB | WOB022 | Residential | Solar*Rewards |  | 2013
20263-228838-01 | Xcel Energy | 85 | 13781 | IOU | SRO12777 | 0.19 | Solar |  |  | Withdrawn | Trade Secret | Trade | GRC | GRC312 | Residential | Solar*Rewards | Trade Secret | 2010
20263-228838-01 | Xcel Energy | 85 | 13781 | IOU | 05985854 | 3.747 | Solar |  |  | Interconnected | Trade Secret | Trade | STO | STO002 | Residential |  | Trade Secret | 2024 | 2025
20263-228838-01 | Xcel Energy | 85 | 13781 | IOU | 05399744 | 7.68 | Solar |  |  | Interconnected | Trade Secret | Trade | WDY | WDY311 | Residential | Solar*Rewards | Trade Secret | 2023 | 2023
20263-228838-01 | Xcel Energy | 85 | 13781 | IOU | 04340089 | 5.054 | Solar |  |  | Interconnected | Trade Secret | Trade | MPK | MPK074 | Residential |  | Trade Secret | 2021 | 2021
20263-228838-01 | Xcel Energy | 85 | 13781 | IOU | 03131818 | 33.3 | Solar |  |  | Interconnected | Trade Secret | Trade | GLK | GLK073 | Commercial | Made in Minnesota | Trade Secret | 2017 | 2017
20263-228838-01 | Xcel Energy | 85 | 13781 | IOU | 03133032 | 11.39 | Solar |  |  | Interconnected | Trade Secret | Trade | BCH | BCH311 | Residential | Solar*Rewards | Trade Secret | 2018 | 2019
20263-228838-01 | Xcel Energy | 85 | 13781 | IOU | 05845447 | 3.747 | Solar |  |  | Interconnected | Trade Secret | Trade | APA | APA076 | Residential |  | Trade Secret | 2024 | 2024
20263-228838-01 | Xcel Energy | 85 | 13781 | IOU | 03134905 | 6 | Solar |  |  | Interconnected | Trade Secret | Trade | MPK | MPK083 | Residential | Made in Minnesota | Trade Secret | 2016 | 2016
20263-228838-01 | Xcel Energy | 85 | 13781 | IOU | 06209279 | 6.528 | Solar |  |  | Interconnected | Trade Secret | Trade | MPK | MPK083 | Residential |  | Trade Secret | 2025 | 2026
20263-228838-01 | Xcel Energy | 85 | 13781 | IOU | 06299919 | 3.25 | Solar |  |  | Interconnected | Trade Secret | Trade | WSG | WSG352 | Residential |  | Trade Secret | 2025 | 2025
20263-228838-01 | Xcel Energy | 85 | 13781 | IOU | 06329695 | 11.78 | Solar |  |  | Withdrawn | Trade Secret | Trade | RPO | RPO311 | Residential | Solar*Rewards | Trade Secret | 2026
20263-228838-01 | Xcel Energy | 85 | 13781 | IOU | 06342011 | 11.78 | Solar |  |  | Active Application | Trade Secret | Trade | RPO | RPO311 | Residential |  | Trade Secret | 2026
20263-228838-01 | Xcel Energy | 85 | 13781 | IOU | 04882734 | 3.141 | Solar |  |  | Interconnected | Trade Secret | Trade | SLP | SLP092 | Residential | Solar*Rewards | Trade Secret | 2022 | 2022
20263-228838-01 | Xcel Energy | 85 | 13781 | IOU | 03134546 | 10.01 | Solar |  |  | Interconnected | Trade Secret | Trade | ZUM | ZUM021 | Residential | Solar*Rewards | Trade Secret | 2015 | 2015
20263-228838-01 | Xcel Energy | 85 | 13781 | IOU | 03134036 | 3.8 | Solar |  |  | Interconnected | Trade Secret | Trade | SLP | SLP084 | Residential | Solar*Rewards | Trade Secret | 2014 | 2014
20263-228838-01 | Xcel Energy | 85 | 13781 | IOU | 04648984 | 7.678 | Solar |  |  | Interconnected | Trade Secret | Trade | WSG | WSG065 | Residential |  | Trade Secret | 2021 | 2021
20263-228838-01 | Xcel Energy | 85 | 13781 | IOU | 05562719 | 5.76 | Solar |  |  | Interconnected | Trade Secret | Trade | DND | DND071 | Residential |  | Trade Secret | 2023 | 2023
20263-228838-01 | Xcel Energy | 85 | 13781 | IOU | 05558889 | 5.76 | Solar |  |  | Withdrawn | Trade Secret | Trade | DND | DND071 | Residential | Solar*Rewards | Trade Secret | 2023
20263-228838-01 | Xcel Energy | 85 | 13781 | IOU | 03132868 | 22.78 | Solar |  |  | Interconnected | Trade Secret | Trade | CHE | CHE075 | Residential | Solar*Rewards | Trade Secret | 2018 | 2019
20263-228838-01 | Xcel Energy | 85 | 13781 | IOU | 05522683 | 11.52 | Solar |  |  | Interconnected | Trade Secret | Trade | VMR | VMR062 | Residential | Solar*Rewards | Trade Secret | 2023 | 2023
20263-228838-01 | Xcel Energy | 85 | 13781 | IOU | 04439193 | 9.994 | Solar |  |  | Interconnected | Trade Secret | Trade | TER | TER071 | Residential | Solar*Rewards | Trade Secret | 2021 | 2021
20263-228838-01 | Xcel Energy | 85 | 13781 | IOU | 06272779 | 11.136 | Solar |  |  | Active Application | Trade Secret | Trade | WCR | WCR322 | Residential |  | Trade Secret | 2025
20263-228838-01 | Xcel Energy | 85 | 13781 | IOU | 03293352 | 11.39 | Solar |  |  | Interconnected | Trade Secret | Trade | CGR | CGR071 | Residential | Solar*Rewards | Trade Secret | 2019 | 2020
20263-228838-01 | Xcel Energy | 85 | 13781 | IOU | 04877906 | 11.39 | Solar |  |  | Interconnected | Trade Secret | Trade | GPH | GPH061 | Residential | Solar*Rewards | Trade Secret | 2022 | 2022
20263-228838-01 |  |  |  |  | 06129770 |  | Solar |  |  | Active Application | Trade Secret | Trade | GPH | GPH061 | Residential | Solar*Rewards |  | 2025
20263-228838-01 | Xcel Energy | 85 | 13781 | IOU | 03739219 | 3.747 | Solar |  |  | Interconnected | Trade Secret | Trade | HWW | HWW074 | Residential | Solar*Rewards | Trade Secret | 2020 | 2021
20263-228838-01 | Xcel Energy | 85 | 13781 | IOU | 03129785 | 19 | Wind |  |  | Interconnected | Trade Secret | Trade | JOR | JOR022 | Residential |  | Trade Secret | 2015 | 2010
20263-228838-01 | Xcel Energy | 85 | 13781 | IOU | 03133134 | 7.5 | Solar |  |  | Interconnected | Trade Secret | Trade | JOR | JOR022 | Residential | Solar*Rewards | Trade Secret | 2010 | 2010
20263-228838-01 | Xcel Energy | 85 | 13781 | IOU | 04068314 | 8.027 | Solar |  |  | Interconnected | Trade Secret | Trade | SCA | SCA021 | Residential | Solar*Rewards | Trade Secret | 2020 | 2021
20263-228838-01 | Xcel Energy | 85 | 13781 | IOU | OID2262142 | 20.02 | Solar |  |  | Withdrawn | Trade Secret | Trade | MND | MND063 | Residential | Solar*Rewards | Trade Secret | 2015
20263-228838-01 | Xcel Energy | 85 | 13781 | IOU | 03130363 | 17.595 | Solar |  |  | Interconnected | Trade Secret | Trade | MND | MND063 | Residential |  | Trade Secret | 2017 | 2017
20263-228838-01 | Xcel Energy | 85 | 13781 | IOU | 03131370 | 17.595 | Solar |  |  | Interconnected | Trade Secret | Trade | MND | MND063 | Residential | Solar*Rewards | Trade Secret | 2017 | 2017
20263-228838-01 | Xcel Energy | 85 | 13781 | IOU | 05987008 | 6.046 | Solar |  |  | Active Application | Trade Secret | Trade | ESW | ESW071 | Residential |  | Trade Secret | 2024
20263-228838-01 | Xcel Energy | 85 | 13781 | IOU | 03133669 | 34.2 | Solar |  |  | Interconnected | Trade Secret | Trade | LAK | LAK032 | Commercial | Solar*Rewards | Trade Secret | 2012 | 2017
20263-228838-01 | Xcel Energy | 85 | 13781 | IOU | 03131796 | 9.995 | Solar |  |  | Interconnected | Trade Secret | Trade | LAK | LAK032 | Commercial | Made in Minnesota | Trade Secret | 2017 | 2017
20263-228838-01 | Xcel Energy | 85 | 13781 | IOU | 05963125 | 6.046 | Solar |  |  | Interconnected | Trade Secret | Trade | FSL | FSL312 | Residential |  | Trade Secret | 2024 | 2025
20263-228838-01 | Xcel Energy | 85 | 13781 | IOU | 03130013 | 3.84 | Solar |  |  | Interconnected | Trade Secret | Trade | SOU | SOU086 | Residential | Solar*Rewards | Trade Secret | 2018 | 2019
20263-228838-01 | Xcel Energy | 85 | 13781 | IOU | 06242393 | 7.6 | Solar |  |  | Interconnected | Trade Secret | Trade | LAP | LAP311 | Residential |  | Trade Secret | 2025 | 2025
20263-228838-01 | Xcel Energy | 85 | 13781 | IOU | 05237753 | 13.744 | Solar |  |  | Interconnected | Trade Secret | Trade | AFT | AFT321 | Residential |  | Trade Secret | 2022 | 2023
20263-228838-01 | Xcel Energy | 85 | 13781 | IOU | 06204007 | 4.555 | Solar |  |  | Interconnected | Trade Secret | Trade | ALD | ALD084 | Residential | Solar*Rewards | Trade Secret | 2025 | 2025
20263-228838-01 | Xcel Energy | 85 | 13781 | IOU | 06080881 | 39.99 | Solar |  |  | Interconnected | Trade Secret | Trade | MEL | MEL089 | Commercial |  | Trade Secret | 2025 | 2025
20263-228838-01 |  |  |  |  | 04793865 |  | Solar |  |  | Withdrawn | Trade Secret | Trade | SOU | SOU083 | Residential | Solar*Rewards |  | 2022
20263-228838-01 |  |  |  |  | 04802624 |  | Solar |  |  | Withdrawn | Trade Secret | Trade | SOU | SOU083 | Residential | Solar*Rewards |  | 2022
20263-228838-01 | Xcel Energy | 85 | 13781 | IOU | 04424377 | 3 | Solar |  |  | Active Application | Trade Secret | Trade | SOU | SOU083 | Residential | Solar*Rewards | Trade Secret | 2021
20263-228838-01 | Xcel Energy | 85 | 13781 | IOU | 03132935 | 7.616 | Solar |  |  | Interconnected | Trade Secret | Trade | SOU | SOU083 | Residential | Made in Minnesota | Trade Secret | 2018 | 2018
20263-228838-01 | Xcel Energy | 85 | 13781 | IOU | 04438674 | 4.93 | Solar |  |  | Interconnected | Trade Secret | Trade | MPK | MPK065 | Residential | Solar*Rewards | Trade Secret | 2021 | 2021
20263-228838-01 | Xcel Energy | 85 | 13781 | IOU | 04444900 | 5.8 | Solar |  |  | Active Application | Trade Secret | Trade | MPK | MPK065 | Residential | Solar*Rewards | Trade Secret | 2021
20263-228838-01 | Xcel Energy | 85 | 13781 | IOU | 06075060 | 8.376 | Solar |  |  | Withdrawn | Trade Secret | Trade | SOU | SOU064 | Residential | Solar*Rewards | Trade Secret | 2025
20263-228838-01 | Xcel Energy | 85 | 13781 | IOU | 05456734 | 4.41 | Solar |  |  | Interconnected | Trade Secret | Trade | SOU | SOU081 | Residential | Solar*Rewards | Trade Secret | 2023 | 2023
20263-228838-01 | Xcel Energy | 85 | 13781 | IOU | 03129891 | 2.61 | Solar |  |  | Interconnected | Trade Secret | Trade | HWW | HWW071 | Residential | Solar*Rewards | Trade Secret | 2018 | 2019
20263-228838-01 | Xcel Energy | 85 | 13781 | IOU | 03131339 | 9.94 | Solar |  |  | Interconnected | Trade Secret | Trade | PLA | PLA022 | Residential | Made in Minnesota | Trade Secret | 2017 | 2017
20263-228838-01 | Xcel Energy | 85 | 13781 | IOU | 04305873 | 7.124 | Solar |  |  | Interconnected | Trade Secret | Trade | WCS | WCS064 | Residential | Solar*Rewards | Trade Secret | 2021 | 2021
20263-228838-01 | Xcel Energy | 85 | 13781 | IOU | 03130686 | 500 | Other |  |  | Interconnected | Trade Secret | Trade | KOL | KOL061 | Commercial |  | Trade Secret | 2004 | 2004
20263-228838-01 | Xcel Energy | 85 | 13781 | IOU | 03134105 | 6 | Solar |  |  | Interconnected | Trade Secret | Trade | SLP | SLP084 | Residential | Made in Minnesota | Trade Secret | 2014 | 2014
20263-228838-01 | Xcel Energy | 85 | 13781 | IOU | 03290712 | 10.15 | Solar |  |  | Interconnected | Trade Secret | Trade | LEX | LEX332 | Residential | Solar*Rewards | Trade Secret | 2019 | 2020
20263-228838-01 | Xcel Energy | 85 | 13781 | IOU | 06212250 | 7.329 | Solar |  |  | Interconnected | Trade Secret | Trade | SAV | SAV069 | Residential |  | Trade Secret | 2025 | 2025
20263-228838-01 | Xcel Energy | 85 | 13781 | IOU | 04963838 | 12.193 | Solar |  |  | Interconnected | Trade Secret | Trade | WAS | WAS092 | Residential |  | Trade Secret | 2022 | 2024
20263-228838-01 | Xcel Energy | 85 | 13781 | IOU | 06168237 | 3.037 | Solar |  |  | Active Application | Trade Secret | Trade | SOU | SOU086 | Residential | Solar*Rewards | Trade Secret | 2025
20263-228838-01 | Xcel Energy | 85 | 13781 | IOU | 05986326 | 3.747 | Solar |  |  | Active Application | Trade Secret | Trade | SOU | SOU086 | Residential | Solar*Rewards | Trade Secret | 2024
20263-228838-01 | Xcel Energy | 85 | 13781 | IOU | 05435548 | 13.262 | Solar |  |  | Interconnected | Trade Secret | Trade | LLK | LLK071 | Residential |  | Trade Secret | 2023 | 2023
20263-228838-01 | Xcel Energy | 85 | 13781 | IOU | 05385375 | 13.262 | Solar |  |  | Withdrawn | Trade Secret | Trade | LLK | LLK071 | Residential | Solar*Rewards | Trade Secret | 2023
20263-228838-01 | Xcel Energy | 85 | 13781 | IOU | 03134328 | 6 | Solar |  |  | Interconnected | Trade Secret | Trade | NOF | NOF071 | Residential | Solar*Rewards | Trade Secret | 2015 | 2015
20263-228838-01 | Xcel Energy | 85 | 13781 | IOU | 05854144 | 7.971 | Solar |  |  | Interconnected | Trade Secret | Trade | ALD | ALD076 | Residential | Solar*Rewards | Trade Secret | 2024 | 2024
20263-228838-01 | Xcel Energy | 85 | 13781 | IOU | 05933155 | 2.277 | Solar |  |  | Interconnected | Trade Secret | Trade | SOU | SOU066 | Residential | Solar*Rewards | Trade Secret | 2024 | 2024
20263-228838-01 | Xcel Energy | 85 | 13781 | IOU | 06186327 | 9.772 | Solar |  |  | Withdrawn | Trade Secret | Trade | ECK | ECK062 | Residential | Solar*Rewards | Trade Secret | 2025
20263-228838-01 | Xcel Energy | 85 | 13781 | IOU | 05961983 | 7.6 | Solar |  |  | Interconnected | Trade Secret | Trade | WWK | WWK321 | Residential |  | Trade Secret | 2024 | 2025
20263-228838-01 | Xcel Energy | 85 | 13781 | IOU | 05954003 | 7.6 | Solar |  |  | Withdrawn | Trade Secret | Trade | WWK | WWK321 | Residential | Solar*Rewards | Trade Secret | 2024
20263-228838-01 | Xcel Energy | 85 | 13781 | IOU | 06021645 | 7.6 | Solar |  |  | Withdrawn | Trade Secret | Trade | WWK | WWK321 | Residential |  | Trade Secret | 2024
20263-228838-01 | Xcel Energy | 85 | 13781 | IOU | OID2325534 | 6 | Solar |  |  | Withdrawn | Trade Secret | Trade | AFT | AFT315 | Residential | Solar*Rewards | Trade Secret | 2015
20263-228838-01 |  |  |  |  | OID2313675 |  | Solar |  |  | Withdrawn | Trade Secret | Trade | AFT | AFT315 | Residential | Solar*Rewards |  | 2015
20263-228838-01 | Xcel Energy | 85 | 13781 | IOU | 05811195 | 5.76 | Solar |  |  | Active Application | Trade Secret | Trade | AFT | AFT315 | Residential |  | Trade Secret | 2024
20263-228838-01 | Xcel Energy | 85 | 13781 | IOU | 04428441 | 3.747 | Solar |  |  | Interconnected | Trade Secret | Trade | SOU | SOU081 | Residential | Solar*Rewards | Trade Secret | 2021 | 2021
20263-228838-01 | Xcel Energy | 85 | 13781 | IOU | 03133195 | 2 | Solar |  |  | Interconnected | Trade Secret | Trade | UPP | UPP084 | Residential | Solar*Rewards | Trade Secret | 2010 | 2010
20263-228838-01 | Xcel Energy | 85 | 13781 | IOU | 04438714 | 5.8 | Solar |  |  | Active Application | Trade Secret | Trade | ZUM | ZUM021 | Residential | Solar*Rewards | Trade Secret | 2021
20263-228838-01 | Xcel Energy | 85 | 13781 | IOU | SRO19106 | 29.985 | Solar |  |  | Withdrawn | Trade Secret | Trade |  |  | Residential | Solar*Rewards | Trade Secret | 2011
20263-228838-01 | Xcel Energy | 85 | 13781 | IOU | 05208238 | 23.262 | Solar |  | X | Interconnected | Trade Secret | Trade | MEL | MEL074 | Residential |  | Trade Secret | 2022 | 2022
20263-228838-01 | Xcel Energy | 85 | 13781 | IOU | 06111234 | 9.216 | Solar |  |  | Interconnected | Trade Secret | Trade | ESW | ESW072 | Residential | Solar*Rewards | Trade Secret | 2025 | 2025
20263-228838-01 | Xcel Energy | 85 | 13781 | IOU | 05952849 | 3.747 | Solar |  |  | Interconnected | Trade Secret | Trade | TWL | TWL066 | Residential |  | Trade Secret | 2024 | 2026
20263-228838-01 |  |  |  |  | 05213490 |  | Solar |  |  | Active Application | Trade Secret | Trade | RVA | RVA061 | Residential | Solar*Rewards |  | 2022
20263-228838-01 | Xcel Energy | 85 | 13781 | IOU | 05213552 | 12.16 | Solar |  |  | Interconnected | Trade Secret | Trade | RVA | RVA061 | Residential |  | Trade Secret | 2022 | 2022
20263-228838-01 | Xcel Energy | 85 | 13781 | IOU | 03135028 | 9 | Solar |  |  | Interconnected | Trade Secret | Trade | LAC | LAC063 | Residential | Made in Minnesota | Trade Secret | 2016 | 2016
20263-228838-01 | Xcel Energy | 85 | 13781 | IOU | 03131271 | 9.94 | Solar |  |  | Interconnected | Trade Secret | Trade | WSG | WSG076 | Residential | Solar*Rewards | Trade Secret | 2016 | 2017
20263-228838-01 | Xcel Energy | 85 | 13781 | IOU | 06077673 | 3.936 | Solar |  |  | Interconnected | Trade Secret | Trade | WIL | WIL081 | Residential | Solar*Rewards | Trade Secret | 2025 | 2025
20263-228838-01 | Xcel Energy | 85 | 13781 | IOU | 03131537 | 3 | Solar |  |  | Interconnected | Trade Secret | Trade | LEX | LEX075 | Residential | Made in Minnesota | Trade Secret | 2017 | 2017
20263-228838-01 | Xcel Energy | 85 | 13781 | IOU | 05815393 | 5.052 | Solar |  |  | Interconnected | Trade Secret | Trade | WES | WES064 | Residential |  | Trade Secret | 2024 | 2025
20263-228838-01 | Xcel Energy | 85 | 13781 | IOU | 04793949 | 5.8 | Solar |  |  | Interconnected | Trade Secret | Trade | ECK | ECK322 | Residential | Solar*Rewards | Trade Secret | 2022 | 2022
20263-228838-01 | Xcel Energy | 85 | 13781 | IOU | 06034198 | 3.796 | Solar |  |  | Interconnected | Trade Secret | Trade | WSG | WSG362 | Residential | Solar*Rewards | Trade Secret | 2024 | 2025
20263-228838-01 | Xcel Energy | 85 | 13781 | IOU | 06061946 | 39.99 | Solar |  |  | Active Application | Trade Secret | Trade | APA | APA078 | Commercial |  | Trade Secret | 2025
20263-228838-01 | Xcel Energy | 85 | 13781 | IOU | 06105727 | 39.99 | Solar |  |  | Active Application | Trade Secret | Trade | APA | APA078 | Commercial |  | Trade Secret | 2025
20263-228838-01 | Xcel Energy | 85 | 13781 | IOU | 04174775 | 3.747 | Solar |  |  | Interconnected | Trade Secret | Trade | WCS | WCS064 | Residential | Solar*Rewards | Trade Secret | 2020 | 2021
20263-228838-01 | Xcel Energy | 85 | 13781 | IOU | 04360865 | 9.994 | Solar |  |  | Interconnected | Trade Secret | Trade | SLP | SLP081 | Residential | Solar*Rewards | Trade Secret | 2021 | 2021
20263-228838-01 |  |  |  |  | OID3589093 |  | Solar |  |  | Withdrawn | Trade Secret | Trade | DPN | DPN072 | Residential | Solar*Rewards |  | 2018
20263-228838-01 | Xcel Energy | 85 | 13781 | IOU | 03129938 | 3.48 | Solar |  |  | Interconnected | Trade Secret | Trade | DPN | DPN072 | Residential | Solar*Rewards | Trade Secret | 2018 | 2019
20263-228838-01 | Xcel Energy | 85 | 13781 | IOU | 03134251 | 6 | Solar |  |  | Interconnected | Trade Secret | Trade | WES | WES074 | Residential | Solar*Rewards | Trade Secret | 2015 | 2015
20263-228838-01 | Xcel Energy | 85 | 13781 | IOU | 03134049 | 9 | Solar |  |  | Interconnected | Trade Secret | Trade | HSN | HSN312 | Residential | Solar*Rewards | Trade Secret | 2014 | 2015
20263-228838-01 | Xcel Energy | 85 | 13781 | IOU | OID2019178 | 11.4 | Solar |  |  | Withdrawn | Trade Secret | Trade | HSN | HSN312 | Residential | Solar*Rewards | Trade Secret | 2014
20263-228838-01 | Xcel Energy | 85 | 13781 | IOU | 04975504 | 26.3 | Solar |  |  | Interconnected | Trade Secret | Trade | FAP | FAP061 | Commercial | Solar*Rewards | Trade Secret | 2022 | 2023
20263-228838-01 | Xcel Energy | 85 | 13781 | IOU | 04922254 | 9.316 | Solar |  |  | Interconnected | Trade Secret | Trade | PAT | PAT312 | Residential |  | Trade Secret | 2022 | 2022
20263-228838-01 |  |  |  |  | OID3126060 |  | Solar |  |  | Withdrawn | Trade Secret | Trade | HSN | HSN311 | Commercial | Made in Minnesota |  | 2017
20263-228838-01 | Xcel Energy | 85 | 13781 | IOU | 03132133 | 39.998 | Solar |  |  | Interconnected | Trade Secret | Trade | HSN | HSN311 | Commercial | Made in Minnesota | Trade Secret | 2017 | 2017
20263-228838-01 | Xcel Energy | 85 | 13781 | IOU | 04434020 | 6 | Solar |  |  | Interconnected | Trade Secret | Trade | SCA | SCA021 | Residential | Solar*Rewards | Trade Secret | 2021 | 2021
20263-228838-01 | Xcel Energy | 85 | 13781 | IOU | 04493432 | 6.15 | Solar |  |  | Active Application | Trade Secret | Trade | HWW | HWW071 | Residential | Solar*Rewards | Trade Secret | 2021
20263-228838-01 | Xcel Energy | 85 | 13781 | IOU | 06121584 | 9.216 | Solar |  |  | Interconnected | Trade Secret | Trade | GLK | GLK064 | Residential |  | Trade Secret | 2025 | 2025
20263-228838-01 | Xcel Energy | 85 | 13781 | IOU | 06174412 | 7.499 | Solar |  |  | Interconnected | Trade Secret | Trade | WCS | WCS064 | Residential | Solar*Rewards | Trade Secret | 2025 | 2025
20263-228838-01 | Xcel Energy | 85 | 13781 | IOU | 06273306 | 7.499 | Solar |  |  | Withdrawn | Trade Secret | Trade | WCS | WCS064 | Residential |  | Trade Secret | 2025
20263-228838-01 | Xcel Energy | 85 | 13781 | IOU | OID2890939 | 17.565 | Solar |  |  | Withdrawn | Trade Secret | Trade | HAS | HAS021 | Commercial | Solar*Rewards | Trade Secret | 2016
20263-228838-01 | Xcel Energy | 85 | 13781 | IOU | OID2891013 | 15.94 | Solar |  |  | Withdrawn | Trade Secret | Trade | HAS | HAS021 | Commercial | Solar*Rewards | Trade Secret | 2016
20263-228838-01 | Xcel Energy | 85 | 13781 | IOU | 03132271 | 17.565 | Solar |  |  | Interconnected | Trade Secret | Trade | HAS | HAS021 | Commercial | Solar*Rewards | Trade Secret | 2018 | 2018
20263-228838-01 |  |  |  |  | OID3901222 |  | Solar |  |  | Withdrawn | Trade Secret | Trade | LIL | LIL021 | Residential | Solar*Rewards |  | 2019
20263-228838-01 |  |  |  |  | OID3901217 |  | Solar |  |  | Withdrawn | Trade Secret | Trade | LIL | LIL021 | Residential | Solar*Rewards |  | 2019
20263-228838-01 |  |  |  |  | OID3901221 |  | Solar |  |  | Withdrawn | Trade Secret | Trade | LIL | LIL021 | Residential | Solar*Rewards |  | 2019
20263-228838-01 |  |  |  |  | OID3901223 |  | Solar |  |  | Withdrawn | Trade Secret | Trade | LIL | LIL021 | Residential | Solar*Rewards |  | 2019
20263-228838-01 | Xcel Energy | 85 | 13781 | IOU | OID3541315 | 36 | Solar |  |  | Withdrawn | Trade Secret | Trade | LIL | LIL021 | Residential | Solar*Rewards | Trade Secret | 2018
20263-228838-01 | Xcel Energy | 85 | 13781 | IOU | OID3081240 | 9.94 | Solar |  |  | Withdrawn | Trade Secret | Trade | MND | MND063 | Residential | Solar*Rewards | Trade Secret | 2017
20263-228838-01 | Xcel Energy | 85 | 13781 | IOU | 03984687 | 2.962 | Solar |  |  | Interconnected | Trade Secret | Trade | RLK | RLK071 | Residential | Solar*Rewards | Trade Secret | 2020 | 2021
20263-228838-01 | Xcel Energy | 85 | 13781 | IOU | 05767022 | 2.52 | Solar |  |  | Interconnected | Trade Secret | Trade | ALK | ALK063 | Residential |  | Trade Secret | 2024 | 2024
20263-228838-01 | Xcel Energy | 85 | 13781 | IOU | 06017944 | 15.688 | Solar |  | X | Interconnected | Trade Secret | Trade | WCR | WCR322 | Residential | Solar*Rewards | Trade Secret | 2024 | 2025
20263-228838-01 | Xcel Energy | 85 | 13781 | IOU | 06212818 | 7.971 | Solar |  |  | Interconnected | Trade Secret | Trade | ALD | ALD097 | Residential |  | Trade Secret | 2025 | 2025
20263-228838-01 | Xcel Energy | 85 | 13781 | IOU | OID2246719 | 19 | Solar |  |  | Withdrawn | Trade Secret | Trade | WIN | WIN043 | Commercial | Solar*Rewards | Trade Secret | 2015
20263-228838-01 | Xcel Energy | 85 | 13781 | IOU | 03509761 | 11.6 | Solar |  |  | Interconnected | Trade Secret | Trade | MOL | MOL072 | Residential | Solar*Rewards | Trade Secret | 2019 | 2020
20263-228838-01 | Xcel Energy | 85 | 13781 | IOU | 04394835 | 6 | Solar |  |  | Active Application | Trade Secret | Trade | LOK | LOK082 | Commercial | Solar*Rewards | Trade Secret | 2021
20263-228838-01 | Xcel Energy | 85 | 13781 | IOU | 06254219 | 2.613 | Solar |  |  | Active Application | Trade Secret | Trade | MOL | MOL068 | Residential |  | Trade Secret | 2025
20263-228838-01 | Xcel Energy | 85 | 13781 | IOU | 04949319 | 3.747 | Solar |  |  | Active Application | Trade Secret | Trade | WIL | WIL089 | Residential |  | Trade Secret | 2022
20263-228838-01 | Xcel Energy | 85 | 13781 | IOU | 05000405 | 8.12 | Solar |  |  | Interconnected | Trade Secret | Trade | ALK | ALK064 | Residential |  | Trade Secret | 2022 | 2022
20263-228838-01 | Xcel Energy | 85 | 13781 | IOU | 06075635 | 4.188 | Solar |  |  | Interconnected | Trade Secret | Trade | EBL | EBL084 | Residential | Solar*Rewards | Trade Secret | 2025 | 2025
20263-228838-01 | Xcel Energy | 85 | 13781 | IOU | 04390284 | 5.8 | Solar |  |  | Active Application | Trade Secret | Trade | BCR | BCR083 | Residential | Solar*Rewards | Trade Secret | 2021
20263-228838-01 | Xcel Energy | 85 | 13781 | IOU | 03130528 | 2.88 | Solar |  |  | Interconnected | Trade Secret | Trade | HUG | HUG321 | Residential | Solar*Rewards | Trade Secret | 2018 | 2019
20263-228838-01 | Xcel Energy | 85 | 13781 | IOU | 04429804 | 4.537 | Solar |  |  | Interconnected | Trade Secret | Trade | SOU | SOU069 | Residential | Solar*Rewards | Trade Secret | 2021 | 2021
20263-228838-01 | Xcel Energy | 85 | 13781 | IOU | 06232415 | 3.774 | Solar |  |  | Interconnected | Trade Secret | Trade | GLK | GLK064 | Residential |  | Trade Secret | 2025 | 2026
20263-228838-01 | Xcel Energy | 85 | 13781 | IOU | 03131875 | 5 | Solar |  |  | Interconnected | Trade Secret | Trade | APA | APA075 | Residential | Solar*Rewards | Trade Secret | 2017 | 2017
20263-228838-01 | Xcel Energy | 85 | 13781 | IOU | 03130541 | 1.92 | Solar |  |  | Interconnected | Trade Secret | Trade | CGR | CGR064 | Residential | Solar*Rewards | Trade Secret | 2018 | 2019
20263-228838-01 | Xcel Energy | 85 | 13781 | IOU | 03132491 | 9.6 | Solar |  |  | Interconnected | Trade Secret | Trade | RLK | RLK079 | Commercial | Solar*Rewards | Trade Secret | 2018 | 2018
20263-228838-01 | Xcel Energy | 85 | 13781 | IOU | OID3422284 | 4.32 | Solar |  |  | Interconnected | Trade Secret | Trade | RIV | RIV062 | Residential | Solar*Rewards | Trade Secret | 2018 | 2018
20263-228838-01 | Xcel Energy | 85 | 13781 | IOU | 04989558 | 97.998 | Solar |  |  | Active Application | Trade Secret | Trade | ESW | ESW061 | Commercial |  | Trade Secret | 2022
20263-228838-01 | Xcel Energy | 85 | 13781 | IOU | 05267897 | 6.96 | Solar |  |  | Interconnected | Trade Secret | Trade | LEX | LEX332 | Residential |  | Trade Secret | 2022 | 2023
20263-228838-01 | Xcel Energy | 85 | 13781 | IOU | 05462886 | 3.78 | Solar |  |  | Interconnected | Trade Secret | Trade | MPK | MPK082 | Residential | Solar*Rewards | Trade Secret | 2023 | 2023
20263-228838-01 | Xcel Energy | 85 | 13781 | IOU | 04309131 | 4.93 | Solar |  |  | Interconnected | Trade Secret | Trade | WIL | WIL086 | Residential | Solar*Rewards | Trade Secret | 2021 | 2021
20263-228838-01 | Xcel Energy | 85 | 13781 | IOU | 05437999 | 3.19 | Solar |  |  | Interconnected | Trade Secret | Trade | TLK | TLK061 | Residential |  | Trade Secret | 2023 | 2023
20263-228838-01 | Xcel Energy | 85 | 13781 | IOU | 04116342 | 6.05 | Solar |  |  | Interconnected | Trade Secret | Trade | ALK | ALK064 | Residential |  | Trade Secret | 2020 | 2021
20263-228838-01 | Xcel Energy | 85 | 13781 | IOU | 03132715 | 18 | Solar |  |  | Interconnected | Trade Secret | Trade | HAS | HAS021 | Commercial | Solar*Rewards | Trade Secret | 2018 | 2018
20263-228838-01 | Xcel Energy | 85 | 13781 | IOU | 05851370 | 6.046 | Solar |  |  | Interconnected | Trade Secret | Trade | WDY | WDY322 | Residential |  | Trade Secret | 2024 | 2024
20263-228838-01 | Xcel Energy | 85 | 13781 | IOU | 03134267 | 10.01 | Solar |  |  | Interconnected | Trade Secret | Trade | CHE | CHE075 | Residential | Made in Minnesota | Trade Secret | 2015 | 2015
20263-228838-01 | Xcel Energy | 85 | 13781 | IOU | 03130416 | 2.88 | Solar |  |  | Interconnected | Trade Secret | Trade | MPK | MPK082 | Residential | Solar*Rewards | Trade Secret | 2018 | 2019
20263-228838-01 | Xcel Energy | 85 | 13781 | IOU | 06180852 | 7.678 | Solar |  | X | Interconnected | Trade Secret | Trade | MOL | MOL066 | Residential | Solar*Rewards | Trade Secret | 2025 | 2025
20263-228838-01 | Xcel Energy | 85 | 13781 | IOU | 05233469 | 13.92 | Solar |  |  | Active Application | Trade Secret | Trade | BRP | BRP071 | Residential |  | Trade Secret | 2022
20263-228838-01 | Xcel Energy | 85 | 13781 | IOU | 05787823 | 7.838 | Solar |  |  | Interconnected | Trade Secret | Trade | GLK | GLK061 | Residential |  | Trade Secret | 2024 | 2024
20263-228838-01 | Xcel Energy | 85 | 13781 | IOU | 06035147 | 10.47 | Solar |  |  | Interconnected | Trade Secret | Trade | ALD | ALD083 | Residential | Solar*Rewards | Trade Secret | 2024 | 2025
20263-228838-01 | Xcel Energy | 85 | 13781 | IOU | 05947253 | 9.869 | Solar |  |  | Interconnected | Trade Secret | Trade | HUG | HUG322 | Residential | Solar*Rewards | Trade Secret | 2024 | 2025
20263-228838-01 | Xcel Energy | 85 | 13781 | IOU | 03130065 | 20.3 | Solar |  |  | Interconnected | Trade Secret | Trade | SCH | SCH211 | Residential | Solar*Rewards | Trade Secret | 2018 | 2019
20263-228838-01 | Xcel Energy | 85 | 13781 | IOU | 05504187 | 9.6 | Solar |  |  | Interconnected | Trade Secret | Trade | WYO | WYO032 | Residential |  | Trade Secret | 2023 | 2023
20263-228838-01 | Xcel Energy | 85 | 13781 | IOU | 04832167 | 5.22 | Solar |  |  | Active Application | Trade Secret | Trade | SOU | SOU063 | Residential | Solar*Rewards | Trade Secret | 2024
20263-228838-01 | Xcel Energy | 85 | 13781 | IOU | 05606403 | 3.465 | Solar |  |  | Interconnected | Trade Secret | Trade | GRC | GRC063 | Residential |  | Trade Secret | 2023 | 2024
20263-228838-01 | Xcel Energy | 85 | 13781 | IOU | 05756863 | 0.63 | Solar |  |  | Interconnected | Trade Secret | Trade | GRC | GRC063 | Residential |  | Trade Secret | 2024 | 2024
20263-228838-01 | Xcel Energy | 85 | 13781 | IOU | 05581479 | 2.835 | Solar |  |  | Withdrawn | Trade Secret | Trade | GRC | GRC063 | Residential | Solar*Rewards | Trade Secret | 2023
20263-228838-01 | Xcel Energy | 85 | 13781 | IOU | 03133330 | 10 | Solar |  |  | Interconnected | Trade Secret | Trade | SOU | SOU086 | Commercial | Solar*Rewards | Trade Secret | 2011 | 2011
20263-228838-01 | Xcel Energy | 85 | 13781 | IOU | 05706046 | 7.216 | Solar |  |  | Interconnected | Trade Secret | Trade | CHE | CHE064 | Residential |  | Trade Secret | 2024 | 2024
20263-228838-01 | Xcel Energy | 85 | 13781 | IOU | 05959410 | 7.616 | Solar |  |  | Active Application | Trade Secret | Trade | MOL | MOL065 | Residential |  | Trade Secret | 2024
20263-228838-01 | Xcel Energy | 85 | 13781 | IOU | 05159338 | 7.68 | Solar |  |  | Interconnected | Trade Secret | Trade | WCR | WCR322 | Residential |  | Trade Secret | 2022 | 2022
20263-228838-01 | Xcel Energy | 85 | 13781 | IOU | 05954819 | 2.613 | Solar |  |  | Interconnected | Trade Secret | Trade | SOU | SOU069 | Residential | Solar*Rewards | Trade Secret | 2024 | 2025
20263-228838-01 | Xcel Energy | 85 | 13781 | IOU | 06018709 | 12.03 | Storage |  |  | Active Application | Trade Secret | Trade | DBL | DBL068 | Residential |  | Trade Secret | 2024
20263-228838-01 | Xcel Energy | 85 | 13781 | IOU | 04877121 | 4.35 | Solar |  |  | Interconnected | Trade Secret | Trade | DBL | DBL068 | Residential | Solar*Rewards | Trade Secret | 2022 | 2022
20263-228838-01 | Xcel Energy | 85 | 13781 | IOU | 03976230 | 5 | Solar |  |  | Interconnected | Trade Secret | Trade | SOU | SOU065 | Residential | Solar*Rewards | Trade Secret | 2020 | 2020
20263-228838-01 | Xcel Energy | 85 | 13781 | IOU | 03946556 | 6 | Solar |  |  | Interconnected | Trade Secret | Trade | AFT | AFT315 | Residential | Solar*Rewards | Trade Secret | 2020 | 2020
20263-228838-01 | Xcel Energy | 85 | 13781 | IOU | 04043565 | 6.96 | Solar |  |  | Interconnected | Trade Secret | Trade | SLP | SLP082 | Residential | Solar*Rewards | Trade Secret | 2020 | 2020
20263-228838-01 | Xcel Energy | 85 | 13781 | IOU | 04793625 | 7.616 | Solar |  |  | Interconnected | Trade Secret | Trade | MPK | MPK068 | Residential | Solar*Rewards | Trade Secret | 2022 | 2022
20263-228838-01 | Xcel Energy | 85 | 13781 | IOU | 03132799 | 19.999 | Solar |  |  | Interconnected | Trade Secret | Trade | APA | APA077 | Commercial | Solar*Rewards | Trade Secret | 2018 | 2019
20263-228838-01 | Xcel Energy | 85 | 13781 | IOU | 06084355 | 4.561 | Solar |  |  | Interconnected | Trade Secret | Trade | PAT | PAT313 | Commercial |  | Trade Secret | 2025 | 2025
20263-228838-01 | Xcel Energy | 85 | 13781 | IOU | OID2704150 | 22.89 | Solar |  |  | Withdrawn | Trade Secret | Trade | PAT | PAT313 | Commercial | Made in Minnesota | Trade Secret | 2016
20263-228838-01 | Xcel Energy | 85 | 13781 | IOU | 03133915 | 5 | Solar |  |  | Interconnected | Trade Secret | Trade | SLP | SLP082 | Residential | Made in Minnesota | Trade Secret | 2014 | 2014
20263-228838-01 | Xcel Energy | 85 | 13781 | IOU | 05601832 | 4.41 | Solar |  |  | Interconnected | Trade Secret | Trade | SOU | SOU064 | Residential |  | Trade Secret | 2023 | 2024
20263-228838-01 | Xcel Energy | 85 | 13781 | IOU | OID2402928 | 36 | Solar |  |  | Withdrawn | Trade Secret | Trade | BEL | BEL061 | Residential | Solar*Rewards | Trade Secret | 2015
20263-228838-01 | Xcel Energy | 85 | 13781 | IOU | OID2403930 | 6 | Solar |  |  | Withdrawn | Trade Secret | Trade | BEL | BEL061 | Residential | Solar*Rewards | Trade Secret | 2015
20263-228838-01 | Xcel Energy | 85 | 13781 | IOU | 05606710 | 3.78 | Solar |  |  | Active Application | Trade Secret | Trade | SOU | SOU060 | Residential | Solar*Rewards | Trade Secret | 2023
20263-228838-01 | Xcel Energy | 85 | 13781 | IOU | 05712283 | 3.78 | Solar |  |  | Interconnected | Trade Secret | Trade | SOU | SOU060 | Residential | Solar*Rewards | Trade Secret | 2024 | 2024
20263-228838-01 | Xcel Energy | 85 | 13781 | IOU | 03132372 | 5 | Solar |  |  | Interconnected | Trade Secret | Trade | DBL | DBL065 | Residential | Solar*Rewards | Trade Secret | 2018 | 2019
20263-228838-01 | Xcel Energy | 85 | 13781 | IOU | 03134544 | 6.8 | Solar |  |  | Interconnected | Trade Secret | Trade | ALD | ALD084 | Residential | Made in Minnesota | Trade Secret | 2015 | 2015
20263-228838-01 | Xcel Energy | 85 | 13781 | IOU | 03358649 | 3.747 | Solar |  |  | Interconnected | Trade Secret | Trade | SLP | SLP087 | Residential | Solar*Rewards | Trade Secret | 2019 | 2020
20263-228838-01 | Xcel Energy | 85 | 13781 | IOU | 03130079 | 4.32 | Solar |  |  | Interconnected | Trade Secret | Trade | MOL | MOL078 | Residential | Solar*Rewards | Trade Secret | 2018 | 2019
20263-228838-01 | Xcel Energy | 85 | 13781 | IOU | 03134194 | 6 | Solar |  |  | Interconnected | Trade Secret | Trade | SOU | SOU060 | Residential | Made in Minnesota | Trade Secret | 2015 | 2015
20263-228838-01 | Xcel Energy | 85 | 13781 | IOU | 06264260 | 10.36 | Solar |  |  | Active Application | Trade Secret | Trade | SMT | SMT092 | Residential |  | Trade Secret | 2025
20263-228838-01 | Xcel Energy | 85 | 13781 | IOU | 06001365 | 6.046 | Solar |  |  | Active Application | Trade Secret | Trade | SLP | SLP083 | Residential |  | Trade Secret | 2024
20263-228838-01 | Xcel Energy | 85 | 13781 | IOU | 06195664 | 4.592 | Solar |  |  | Withdrawn | Trade Secret | Trade | OAD | OAD063 | Residential | Solar*Rewards | Trade Secret | 2025
20263-228838-01 | Xcel Energy | 85 | 13781 | IOU | 06222544 | 4.592 | Solar |  |  | Interconnected | Trade Secret | Trade | OAD | OAD063 | Residential |  | Trade Secret | 2025 | 2025
20263-228838-01 | Xcel Energy | 85 | 13781 | IOU | 03131344 | 7.625 | Solar |  |  | Interconnected | Trade Secret | Trade | MEL | MEL088 | Residential | Solar*Rewards | Trade Secret | 2017 | 2017
20263-228838-01 |  |  |  |  | 05309049 |  |  |  |  | Active Application | Trade Secret | Trade | EDA | EDA063 | Residential |  |  | 2022
20263-228838-01 | Xcel Energy | 85 | 13781 | IOU | 05190257 | 7.6 | Solar |  |  | Interconnected | Trade Secret | Trade | EDA | EDA063 | Residential |  | Trade Secret | 2022 | 2022
20263-228838-01 | Xcel Energy | 85 | 13781 | IOU | 06336332 | 38.018 | Solar |  |  | Active Application | Trade Secret | Trade | HWW | HWW074 | Commercial |  | Trade Secret | 2026
20263-228838-01 | Xcel Energy | 85 | 13781 | IOU | 05943031 | 7.616 | Solar |  |  | Interconnected | Trade Secret | Trade | WIL | WIL081 | Residential |  | Trade Secret | 2024 | 2025
20263-228838-01 | Xcel Energy | 85 | 13781 | IOU | 06129842 | 3.923 | Solar |  |  | Withdrawn | Trade Secret | Trade | CRL | CRL065 | Residential | Solar*Rewards | Trade Secret | 2025
20263-228838-01 | Xcel Energy | 85 | 13781 | IOU | 06140871 | 3.923 | Solar |  |  | Interconnected | Trade Secret | Trade | CRL | CRL065 | Residential |  | Trade Secret | 2025 | 2025
20263-228838-01 | Xcel Energy | 85 | 13781 | IOU | 03134776 | 11.39 | Solar |  |  | Interconnected | Trade Secret | Trade | HUG | HUG321 | Residential | Solar*Rewards | Trade Secret | 2016 | 2017
20263-228838-01 | Xcel Energy | 85 | 13781 | IOU | 04107513 | 3.747 | Solar |  |  | Interconnected | Trade Secret | Trade | UPP | UPP084 | Residential | Solar*Rewards | Trade Secret | 2020 | 2021
20263-228838-01 | Xcel Energy | 85 | 13781 | IOU | 03132286 | 6 | Solar |  |  | Interconnected | Trade Secret | Trade | MPK | MPK082 | Residential | Solar*Rewards | Trade Secret | 2018 | 2018
20263-228838-01 | Xcel Energy | 85 | 13781 | IOU | 03130982 | 1.57 | Solar |  |  | Interconnected | Trade Secret | Trade | NOF | NOF061 | Residential |  | Trade Secret | 2009 | 2009
20263-228838-01 | Xcel Energy | 85 | 13781 | IOU | 05797232 | 6.528 | Solar |  |  | Interconnected | Trade Secret | Trade | IDA | IDA063 | Residential |  | Trade Secret | 2024 | 2024
20263-228838-01 | Xcel Energy | 85 | 13781 | IOU | 03131620 | 19.999 | Solar |  |  | Interconnected | Trade Secret | Trade | RWD | RWD063 | Commercial | Solar*Rewards | Trade Secret | 2017 | 2017
20263-228838-01 | Xcel Energy | 85 | 13781 | IOU | 04806540 | 7.678 | Solar |  | X | Interconnected | Trade Secret | Trade | WDY | WDY312 | Residential | Solar*Rewards | Trade Secret | 2022 | 2022
20263-228838-01 | Xcel Energy | 85 | 13781 | IOU | 04455139 | 3.77 | Solar |  |  | Interconnected | Trade Secret | Trade | NOF | NOF071 | Residential |  | Trade Secret | 2021 | 2021
20263-228838-01 | Xcel Energy | 85 | 13781 | IOU | 03131539 | 7.92 | Solar |  |  | Interconnected | Trade Secret | Trade | RLK | RLK069 | Residential | Made in Minnesota | Trade Secret | 2017 | 2017
20263-228838-01 | Xcel Energy | 85 | 13781 | IOU | 05273256 | 7.616 | Solar |  |  | Interconnected | Trade Secret | Trade | CRL | CRL065 | Residential |  | Trade Secret | 2022 | 2023
20263-228838-01 | Xcel Energy | 85 | 13781 | IOU | 05031844 | 11.31 | Solar |  |  | Active Application | Trade Secret | Trade | WAS | WAS092 | Residential |  | Trade Secret | 2022
20263-228838-01 | Xcel Energy | 85 | 13781 | IOU | 04261358 | 9.864 | Solar |  |  | Interconnected | Trade Secret | Trade | SAV | SAV063 | Residential | Solar*Rewards | Trade Secret | 2021 | 2021
20263-228838-01 |  |  |  |  | OID2039798 |  | Solar |  |  | Withdrawn | Trade Secret | Trade | WWK | WWK321 | Commercial | Solar*Rewards |  | 2014
20263-228838-01 | Xcel Energy | 85 | 13781 | IOU | 03134076 | 5.76 | Solar |  |  | Interconnected | Trade Secret | Trade | WWK | WWK321 | Commercial | Solar*Rewards | Trade Secret | 2014 | 2015
20263-228838-01 | Xcel Energy | 85 | 13781 | IOU | 03129813 | 6 | Solar |  |  | Interconnected | Trade Secret | Trade | TWL | TWL071 | Residential | Solar*Rewards | Trade Secret | 2018 | 2019
20263-228838-01 | Xcel Energy | 85 | 13781 | IOU | 05559874 | 4.725 | Solar |  |  | Interconnected | Trade Secret | Trade | TER | TER062 | Residential | Solar*Rewards | Trade Secret | 2023 | 2023
20263-228838-01 | Xcel Energy | 85 | 13781 | IOU | 06115144 | 7.212 | Solar |  |  | Interconnected | Trade Secret | Trade | PKL | PKL085 | Residential |  | Trade Secret | 2025 | 2025
20263-228838-01 | Xcel Energy | 85 | 13781 | IOU | 05805625 | 7.875 | Solar |  |  | Withdrawn | Trade Secret | Trade | WES | WES065 | Residential |  | Trade Secret | 2024
20263-228838-01 | Xcel Energy | 85 | 13781 | IOU | 05297847 | 6.67 | Solar |  |  | Withdrawn | Trade Secret | Trade | RAM | RAM062 | Residential | Solar*Rewards | Trade Secret | 2023
20263-228838-01 | Xcel Energy | 85 | 13781 | IOU | 05362536 | 13.44 | Solar |  |  | Interconnected | Trade Secret | Trade | NWA | NWA021 | Residential |  | Trade Secret | 2023 | 2023
20263-228838-01 | Xcel Energy | 85 | 13781 | IOU | 04831201 | 14.79 | Solar |  |  | Interconnected | Trade Secret | Trade | WDY | WDY312 | Residential | Solar*Rewards | Trade Secret | 2022 | 2022
20263-228838-01 | Xcel Energy | 85 | 13781 | IOU | 03240786 | 5 | Solar |  |  | Interconnected | Trade Secret | Trade | ESW | ESW081 | Residential | Solar*Rewards | Trade Secret | 2019 | 2019
20263-228838-01 | Xcel Energy | 85 | 13781 | IOU | OID2416496 | 7.44 | Solar |  |  | Withdrawn | Trade Secret | Trade | TER | TER065 | Residential | Solar*Rewards | Trade Secret | 2015
20263-228838-01 | Xcel Energy | 85 | 13781 | IOU | 05748876 | 8.448 | Solar |  |  | Interconnected | Trade Secret | Trade | MDT | MDT077 | Residential |  | Trade Secret | 2024 | 2024
20263-228838-01 | Xcel Energy | 85 | 13781 | IOU | 05240137 | 15.44 | Solar |  | X | Interconnected | Trade Secret | Trade | WCS | WCS071 | Residential |  | Trade Secret | 2022 | 2023
20263-228838-01 | Xcel Energy | 85 | 13781 | IOU | 05619020 | 75 | Solar |  |  | Interconnected | Trade Secret | Trade | WSG | WSG062 | Commercial |  | Trade Secret | 2023 | 2024
20263-228838-01 |  |  |  |  | OID2541645 |  | Solar |  |  | Withdrawn | Trade Secret | Trade | WSG | WSG062 | Commercial | Solar*Rewards |  | 2016
20263-228838-01 | Xcel Energy | 85 | 13781 | IOU | OID3284564 | 19.999 | Solar |  |  | Withdrawn | Trade Secret | Trade | WSG | WSG062 | Commercial | Solar*Rewards | Trade Secret | 2018
20263-228838-01 | Xcel Energy | 85 | 13781 | IOU | 03134126 | 10.01 | Solar |  |  | Interconnected | Trade Secret | Trade | CGR | CGR062 | Residential | Solar*Rewards | Trade Secret | 2014 | 2016
20263-228838-01 |  |  |  |  | OID2072026 |  | Solar |  |  | Withdrawn | Trade Secret | Trade | CGR | CGR062 | Residential | Solar*Rewards |  | 2014
20263-228838-01 | Xcel Energy | 85 | 13781 | IOU | 03130822 | 3.15 | Solar |  |  | Interconnected | Trade Secret | Trade | DPN | DPN071 | Residential |  | Trade Secret | 2007 | 2008
20263-228838-01 | Xcel Energy | 85 | 13781 | IOU | 03358176 | 7.616 | Solar |  |  | Interconnected | Trade Secret | Trade | HWW | HWW073 | Residential | Solar*Rewards | Trade Secret | 2019 | 2020
20263-228838-01 | Xcel Energy | 85 | 13781 | IOU | OID2019328 | 8.16 | Solar |  |  | Withdrawn | Trade Secret | Trade | AFT | AFT322 | Residential | Solar*Rewards | Trade Secret | 2014
20263-228838-01 | Xcel Energy | 85 | 13781 | IOU | OID2331451 | 8.16 | Solar |  |  | Withdrawn | Trade Secret | Trade | AFT | AFT322 | Residential | Solar*Rewards | Trade Secret | 2015
20263-228838-01 | Xcel Energy | 85 | 13781 | IOU | 05440656 | 14.565 | Solar |  | X | Interconnected | Trade Secret | Trade | AFT | AFT322 | Residential | Solar*Rewards | Trade Secret | 2023 | 2023
20263-228838-01 | Xcel Energy | 85 | 13781 | IOU | 05432002 | 9.75 | Solar |  |  | Withdrawn | Trade Secret | Trade | AFT | AFT322 | Residential |  | Trade Secret | 2023
20263-228838-01 | Xcel Energy | 85 | 13781 | IOU | 03134189 | 36 | Solar |  |  | Interconnected | Trade Secret | Trade | ECK | ECK063 | Commercial | Made in Minnesota | Trade Secret | 2015 | 2015
20263-228838-01 | Xcel Energy | 85 | 13781 | IOU | 03131187 | 6 | Solar |  |  | Interconnected | Trade Secret | Trade | AFT | AFT314 | Residential |  | Trade Secret | 2013 | 2013
20263-228838-01 | Xcel Energy | 85 | 13781 | IOU | 03130377 | 5.76 | Solar |  |  | Interconnected | Trade Secret | Trade | AFT | AFT314 | Residential | Made in Minnesota | Trade Secret | 2017 | 2018
20263-228838-01 | Xcel Energy | 85 | 13781 | IOU | 04376108 | 10.412 | Solar |  |  | Interconnected | Trade Secret | Trade | ALK | ALK072 | Residential | Solar*Rewards | Trade Secret | 2021 | 2021
20263-228838-01 | Xcel Energy | 85 | 13781 | IOU | 03134153 | 10.01 | Solar |  |  | Interconnected | Trade Secret | Trade | WAK | WAK321 | Residential | Made in Minnesota | Trade Secret | 2014 | 2015
20263-228838-01 | Xcel Energy | 85 | 13781 | IOU | 04875089 | 7.672 | Solar |  |  | Withdrawn | Trade Secret | Trade | LAP | LAP311 | Residential | Solar*Rewards | Trade Secret | 2022
20263-228838-01 | Xcel Energy | 85 | 13781 | IOU | 05304309 | 11.52 | Solar |  |  | Interconnected | Trade Secret | Trade | WWK | WWK311 | Residential |  | Trade Secret | 2022 | 2023
20263-228838-01 | Xcel Energy | 85 | 13781 | IOU | 05221302 | 7.68 | Solar |  |  | Interconnected | Trade Secret | Trade | WCR | WCR311 | Residential |  | Trade Secret | 2022 | 2023
20263-228838-01 | Xcel Energy | 85 | 13781 | IOU | 05366398 | 23.1 | Solar |  |  | Interconnected | Trade Secret | Trade | SOH | SOH001 | Commercial |  | Trade Secret | 2023 | 2023
20263-228838-01 | Xcel Energy | 85 | 13781 | IOU | 04509521 | 7.616 | Solar |  |  | Interconnected | Trade Secret | Trade | RRK | RRK082 | Residential |  | Trade Secret | 2021 | 2022
20263-228838-01 | Xcel Energy | 85 | 13781 | IOU | 04492988 | 7.616 | Solar |  |  | Active Application | Trade Secret | Trade | RRK | RRK082 | Residential | Solar*Rewards | Trade Secret | 2021
20263-228838-01 | Xcel Energy | 85 | 13781 | IOU | 06256751 | 13.824 | Solar |  | X | Active Application | Trade Secret | Trade | GSL | GSL341 | Residential |  | Trade Secret | 2025
20263-228838-01 | Xcel Energy | 85 | 13781 | IOU | 03130217 | 39.998 | Solar |  |  | Interconnected | Trade Secret | Trade | OSS | OSS073 | Commercial | Solar*Rewards | Trade Secret | 2019 | 2019
20263-228838-01 | Xcel Energy | 85 | 13781 | IOU | 03955005 | 3.85 | Solar |  |  | Interconnected | Trade Secret | Trade | FRM | FRM062 | Residential | Solar*Rewards | Trade Secret | 2020 | 2021
20263-228838-01 | Xcel Energy | 85 | 13781 | IOU | 05819230 | 7.35 | Solar |  |  | Interconnected | Trade Secret | Trade | WCR | WCR311 | Residential | Solar*Rewards | Trade Secret | 2024 | 2024
20263-228838-01 |  |  |  |  | OID3694687 |  | Solar |  |  | Withdrawn | Trade Secret | Trade | GRC | GRC062 | Commercial |  |  | 2019
20263-228838-01 | Xcel Energy | 85 | 13781 | IOU | 03130194 | 333.3 | Solar |  |  | Interconnected | Trade Secret | Trade | GRC | GRC062 | Commercial |  | Trade Secret | 2019 | 2020
20263-228838-01 | Xcel Energy | 85 | 13781 | IOU | 04759311 | 15.232 | Solar |  |  | Interconnected | Trade Secret | Trade | AHI | AHI022 | Residential |  | Trade Secret | 2022 | 2023
20263-228838-01 | Xcel Energy | 85 | 13781 | IOU | 05360697 | 4.725 | Solar |  |  | Active Application | Trade Secret | Trade | SCL | SCL311 | Residential | Solar*Rewards | Trade Secret | 2023
20263-228838-01 | Xcel Energy | 85 | 13781 | IOU | 05363431 | 4.725 | Solar |  |  | Interconnected | Trade Secret | Trade | SCL | SCL311 | Residential | Solar*Rewards | Trade Secret | 2023 | 2023
20263-228838-01 | Xcel Energy | 85 | 13781 | IOU | 04970605 | 5.22 | Solar |  |  | Interconnected | Trade Secret | Trade | ALK | ALK067 | Residential | Solar*Rewards | Trade Secret | 2022 | 2022
20263-228838-01 | Xcel Energy | 85 | 13781 | IOU | 06230142 | 11.168 | Solar |  |  | Active Application | Trade Secret | Trade | MPK | MPK074 | Residential |  | Trade Secret | 2025
20263-228838-01 | Xcel Energy | 85 | 13781 | IOU | 05445770 | 999 | Solar |  |  | Interconnected | Northfield | Trade | DND | DND071 | Community Solar Garden | Solar*Rewards Community | Trade Secret | 2024 | 2025
20263-228838-01 | Xcel Energy | 85 | 13781 | IOU | 06235453 | 7.6 | Solar |  |  | Interconnected | Trade Secret | Trade | RMT | RMT321 | Residential |  | Trade Secret | 2025 | 2025
20263-228838-01 | Xcel Energy | 85 | 13781 | IOU | 06264740 | 9.772 | Solar |  |  | Active Application | Trade Secret | Trade | HSN | HSN322 | Residential |  | Trade Secret | 2025
20263-228838-01 | Xcel Energy | 85 | 13781 | IOU | 06059863 | 11.5 | Solar |  | X | Interconnected | Trade Secret | Trade | BLC | BLC062 | Residential | Solar*Rewards | Trade Secret | 2025 | 2025
20263-228838-01 | Xcel Energy | 85 | 13781 | IOU | 06065937 | 9.772 | Solar |  |  | Interconnected | Trade Secret | Trade | HUG | HUG321 | Residential |  | Trade Secret | 2025 | 2025
20263-228838-01 | Xcel Energy | 85 | 13781 | IOU | 05978854 | 4.86 | Solar |  |  | Active Application | Trade Secret | Trade | OAD | OAD074 | Commercial | Solar*Rewards | Trade Secret | 2025
20263-228838-01 | Xcel Energy | 85 | 13781 | IOU | 05516019 | 1000 | Solar |  |  | Active Application | Trade Secret | Trade | GRC | GRC312 | LMI | Solar*Rewards Community | Trade Secret | 2023
20263-228838-01 |  |  |  |  | 05494246 |  |  |  |  | Withdrawn | Trade Secret | Trade |  |  | Residential |  |  | 2023
20263-228838-01 |  |  |  |  | 05978326 |  | Solar |  |  | Active Application | Trade Secret | Trade |  |  | Residential | Solar*Rewards |  | 2024
20263-228838-01 | Xcel Energy | 85 | 13781 | IOU | 03131178 | 814 | Natural Gas |  |  | Interconnected | Trade Secret | Trade | TER | TER066 | Residential |  | Trade Secret | 2013 | 2011
20263-228838-01 | Xcel Energy | 85 | 13781 | IOU | SRC052568 | 250 | Solar |  |  | Withdrawn | Trade Secret | Trade |  |  | Community Solar Garden | Solar*Rewards Community | Trade Secret | 2016
20263-228838-01 | Xcel Energy | 85 | 13781 | IOU | 03127186 | 1000 | Solar |  |  | Interconnected | Courtland | Trade | SWN | SWN022 | Community Solar Garden | Solar*Rewards Community | Trade Secret | 2015 | 2017
20263-228838-01 | Xcel Energy | 85 | 13781 | IOU | SRC039996 | 1000 | Solar |  |  | Withdrawn | Trade Secret | Trade | WAK | WAK321 | Community Solar Garden | Solar*Rewards Community | Trade Secret | 2015
20263-228838-01 | Xcel Energy | 85 | 13781 | IOU | SRC040950 | 1000 | Solar |  |  | Withdrawn | Trade Secret | Trade | SCA | SCA021 | Community Solar Garden | Solar*Rewards Community | Trade Secret | 2015
20263-228838-01 |  |  |  |  | 05149811 |  |  |  |  | Active Application | Trade Secret | Trade |  |  | Residential |  |  | 2022
20263-228838-01 |  |  |  |  | 05587590 |  | Solar |  |  | Active Application | Trade Secret | Trade |  |  | Residential | Solar*Rewards |  | 2023
20263-228838-01 |  |  |  |  | 04829369 |  | Solar |  |  | Active Application | Trade Secret | Trade |  |  | Residential | Solar*Rewards |  | 2022
20263-228838-01 |  |  |  |  | 05159351 |  |  |  |  | Active Application | Trade Secret | Trade |  |  | Residential |  |  | 2022
20263-228838-01 |  |  |  |  | 04807070 |  | Solar |  |  | Active Application | Trade Secret | Trade |  |  | Residential | Solar*Rewards |  | 2022
20263-228838-01 |  |  |  |  | 04215364 |  |  |  |  | Active Application | Trade Secret | Trade |  |  | Residential |  |  | 2020
20263-228838-01 |  |  |  |  | 05414571 |  | Solar |  |  | Active Application | Trade Secret | Trade |  |  | Community Solar Garden | Solar*Rewards Community |  | 2023
20263-228838-01 | Xcel Energy | 85 | 13781 | IOU | 03129903 | 29.02 | Solar |  |  | Withdrawn | Trade Secret | Trade | XRD | XRD063 | Residential | Solar*Rewards | Trade Secret | 2018
20263-228838-01 | Xcel Energy | 85 | 13781 | IOU | SRC040052 | 1000 | Solar |  |  | Withdrawn | Trade Secret | Trade |  |  | Community Solar Garden | Solar*Rewards Community | Trade Secret | 2015
20263-228838-01 | Xcel Energy | 85 | 13781 | IOU | SRC040887 | 500 | Solar |  |  | Withdrawn | Trade Secret | Trade |  |  | Community Solar Garden | Solar*Rewards Community | Trade Secret | 2015
20263-228838-01 | Xcel Energy | 85 | 13781 | IOU | SRC052297 | 1000 | Solar |  |  | Withdrawn | Trade Secret | Trade |  |  | Community Solar Garden | Solar*Rewards Community | Trade Secret | 2016
20263-228838-01 | Xcel Energy | 85 | 13781 | IOU | SRC041336 | 1000 | Solar |  |  | Withdrawn | Trade Secret | Trade | LSP | LSP021 | Community Solar Garden | Solar*Rewards Community | Trade Secret | 2015
20263-228838-01 | Xcel Energy | 85 | 13781 | IOU | 03123335 | 1000 | Solar |  |  | Interconnected | Freeport | Trade | WOB | WOB021 | Community Solar Garden | Solar*Rewards Community | Trade Secret | 2015 | 2017
20263-228838-01 |  |  |  |  | 05193484 |  | Solar |  |  | Active Application | Trade Secret | Trade |  |  | Residential | Solar*Rewards |  | 2022
20263-228838-01 |  |  |  |  | 05766886 |  |  |  |  | Withdrawn | Trade Secret | Trade |  |  | Residential |  |  | 2024
20263-228838-01 |  |  |  |  | 05736163 |  | Solar |  |  | Withdrawn | Trade Secret | Trade |  |  | Residential | Solar*Rewards |  | 2024
20263-228838-01 | Xcel Energy | 85 | 13781 | IOU | SRC040987 | 950 | Solar |  |  | Withdrawn | Trade Secret | Trade |  |  | Community Solar Garden | Solar*Rewards Community | Trade Secret | 2015
20263-228838-01 | Xcel Energy | 85 | 13781 | IOU | 03124814 | 1000 | Solar |  |  | Interconnected | Norwood Young America | Trade | WWK | WWK311 | Community Solar Garden | Solar*Rewards Community | Trade Secret | 2015 | 2018
20263-228838-01 |  |  |  |  | OID2806661 |  | Solar |  |  | Withdrawn | Trade Secret | Trade | [5 empty] | 2014
20263-228838-01 |  |  |  |  | 05607898 |  | Solar |  |  | Active Application | Trade Secret | Trade |  |  | Residential | Solar*Rewards |  | 2023
20263-228838-01 | Xcel Energy | 85 | 13781 | IOU | SRC042604 | 950 | Solar |  |  | Withdrawn | Trade Secret | Trade | MRN | MRN021 | Community Solar Garden | Solar*Rewards Community | Trade Secret | 2015
20263-228838-01 | Xcel Energy | 85 | 13781 | IOU | SRC039877 | 1000 | Solar |  |  | Withdrawn | Trade Secret | Trade | WWK | WWK321 | Community Solar Garden | Solar*Rewards Community | Trade Secret | 2015
20263-228838-01 | Xcel Energy | 85 | 13781 | IOU | SRC042170 | 1000 | Solar |  |  | Withdrawn | Trade Secret | Trade | LAF | LAF001 | Community Solar Garden | Solar*Rewards Community | Trade Secret | 2015
20263-228838-01 | Xcel Energy | 85 | 13781 | IOU | 04079180 | 1000 | Solar |  |  | Withdrawn | Trade Secret | Trade | YLM | YLM212 | Community Solar Garden | Solar*Rewards Community | Trade Secret | 2020
20263-228838-01 | Xcel Energy | 85 | 13781 | IOU | 05836151 | 5000 | Solar |  |  | Withdrawn | Trade Secret | Trade |  |  | Commercial | Other | Trade Secret | 2024
20263-228838-01 | Xcel Energy | 85 | 13781 | IOU | SRC041223 | 1000 | Solar |  |  | Withdrawn | Trade Secret | Trade | WTN | WTN062 | Community Solar Garden | Solar*Rewards Community | Trade Secret | 2015
20263-228838-01 | Xcel Energy | 85 | 13781 | IOU | SRC040615 | 1000 | Solar |  |  | Withdrawn | Trade Secret | Trade | SOH | SOH001 | Community Solar Garden | Solar*Rewards Community | Trade Secret | 2015
20263-228838-01 | Xcel Energy | 85 | 13781 | IOU | SRC052298 | 1000 | Solar |  |  | Withdrawn | Trade Secret | Trade |  |  | Community Solar Garden | Solar*Rewards Community | Trade Secret | 2016
20263-228838-01 | Xcel Energy | 85 | 13781 | IOU | SRC042627 | 950 | Solar |  |  | Withdrawn | Trade Secret | Trade |  |  | Community Solar Garden | Solar*Rewards Community | Trade Secret | 2015
20263-228838-01 | Xcel Energy | 85 | 13781 | IOU | 03130347 | 6.052 | Solar |  |  | Withdrawn | Trade Secret | Trade | BYT | BYT061 | Residential | Solar*Rewards | Trade Secret | 2019
20263-228838-01 | Xcel Energy | 85 | 13781 | IOU | SRC050641 | 1000 | Solar |  |  | Withdrawn | Trade Secret | Trade | NER | NER021 | Community Solar Garden | Solar*Rewards Community | Trade Secret | 2016
20263-228838-01 | Xcel Energy | 85 | 13781 | IOU | SRC042273 | 1000 | Solar |  |  | Withdrawn | Trade Secret | Trade |  |  | Community Solar Garden | Solar*Rewards Community | Trade Secret | 2015
20263-228838-01 |  |  |  |  | 04242497 |  | Solar |  |  | Active Application | Trade Secret | Trade |  |  | Residential | Solar*Rewards |  | 2020
20263-228838-01 | Xcel Energy | 85 | 13781 | IOU | SRC038676 | 429.89 | Solar |  |  | Withdrawn | Trade Secret | Trade | BTF | BTF001 | Community Solar Garden | Solar*Rewards Community | Trade Secret | 2014
20263-228838-01 | Xcel Energy | 85 | 13781 | IOU | 03125889 | 1000 | Solar |  |  | Interconnected | Saint Peter | Trade | LAE | LAE061 | Community Solar Garden | Solar*Rewards Community | Trade Secret | 2018 | 2020
20263-228838-01 |  |  |  |  | 03482956 |  | Solar |  |  | Withdrawn | Trade Secret | Trade |  |  | Residential | Solar*Rewards |  | 2019
20263-228838-01 | Xcel Energy | 85 | 13781 | IOU | 05520686 | 150 | Solar |  |  | Withdrawn | Trade Secret | Trade | EDP | EDP094 | Community Solar Garden | Solar*Rewards Community | Trade Secret | 2023
20263-228838-01 |  |  |  |  | 05332320 |  | Solar |  |  | Active Application | Trade Secret | Trade |  |  | Residential | Solar*Rewards |  | 2022
20263-228838-01 |  |  |  |  | 05475608 |  |  |  |  | Active Application | Trade Secret | Trade |  |  | Residential |  |  | 2023
20263-228838-01 |  |  |  |  | 06177785 |  | Solar |  |  | Active Application | Trade Secret | Trade |  |  | Residential | Solar*Rewards |  | 2025
20263-228838-01 | Xcel Energy | 85 | 13781 | IOU | SRC042250 | 1000 | Solar |  |  | Withdrawn | Trade Secret | Trade | WAV | WAV021 | Community Solar Garden | Solar*Rewards Community | Trade Secret | 2015
20263-228838-01 |  |  |  |  | 05823091 |  | Solar |  |  | Active Application | Trade Secret | Trade |  |  | Residential |  |  | 2024
20263-228838-01 | Xcel Energy | 85 | 13781 | IOU | SRC039680 | 1000 | Solar |  |  | Withdrawn | Trade Secret | Trade |  |  | Community Solar Garden | Solar*Rewards Community | Trade Secret | 2015
20263-228838-01 | Xcel Energy | 85 | 13781 | IOU | SRC040777 | 1000 | Solar |  |  | Withdrawn | Trade Secret | Trade | CHE | CHE075 | Community Solar Garden | Solar*Rewards Community | Trade Secret | 2015
20263-228838-01 | Xcel Energy | 85 | 13781 | IOU | 05702748 | 4500 | Solar |  |  | Active Application | Trade Secret | Trade |  |  | Commercial |  | Trade Secret | 2024
20263-228838-01 | Xcel Energy | 85 | 13781 | IOU | SRC039310 | 1000 | Solar |  |  | Withdrawn | Trade Secret | Trade |  |  | Community Solar Garden | Solar*Rewards Community | Trade Secret | 2015
20263-228838-01 |  |  |  |  | 04472412 |  | Solar |  |  | Active Application | Trade Secret | Trade |  |  | Residential | Solar*Rewards |  | 2021
20263-228838-01 | Xcel Energy | 85 | 13781 | IOU | 05657295 | 1000 | Solar |  |  | Withdrawn | Trade Secret | Trade | BRO | BRO021 | Community Solar Garden | Solar*Rewards Community | Trade Secret | 2023
20263-228838-01 |  |  |  |  | 05605590 |  | Solar |  |  | Withdrawn | Trade Secret | Trade |  |  | Community Solar Garden | Solar*Rewards Community |  | 2023
20263-228838-01 | Xcel Energy | 85 | 13781 | IOU | 05660696 | 1000 | Solar |  |  | Withdrawn | Trade Secret | Trade | CHI | CHI311 | Community Solar Garden | Solar*Rewards Community | Trade Secret | 2023
20263-228838-01 | Xcel Energy | 85 | 13781 | IOU | SRC038523 | 1000 | Solar |  |  | Withdrawn | Trade Secret | Trade | LOW | LOW021 | Community Solar Garden | Solar*Rewards Community | Trade Secret | 2014
20263-228838-01 | Xcel Energy | 85 | 13781 | IOU | SRC040737 | 1000 | Solar |  |  | Withdrawn | Trade Secret | Trade | LAP | LAP311 | Community Solar Garden | Solar*Rewards Community | Trade Secret | 2015
20263-228838-01 | Xcel Energy | 85 | 13781 | IOU | SRC041274 | 1000 | Solar |  |  | Withdrawn | Trade Secret | Trade | MTR | MTR021 | Community Solar Garden | Solar*Rewards Community | Trade Secret | 2015
20263-228838-01 | Xcel Energy | 85 | 13781 | IOU | SRC038660 | 1000 | Solar |  |  | Withdrawn | Trade Secret | Trade | LNS | LNS033 | Community Solar Garden | Solar*Rewards Community | Trade Secret | 2014
20263-228838-01 |  |  |  |  | 05422756 |  |  |  |  | Active Application | Trade Secret | Trade |  |  | Residential |  |  | 2023
20263-228838-01 |  |  |  |  | 05380855 |  |  |  |  | Active Application | Trade Secret | Trade |  |  | Residential |  |  | 2023
20263-228838-01 | Xcel Energy | 85 | 13781 | IOU | 03350129 | 400 | Solar |  |  | Interconnected | Trade Secret | Trade | MOL | MOL062 | Residential |  | Trade Secret | 2019 | 2021
20263-228838-01 | Xcel Energy | 85 | 13781 | IOU | SRC047962 | 1000 | Solar |  |  | Withdrawn | Trade Secret | Trade |  |  | Community Solar Garden | Solar*Rewards Community | Trade Secret | 2016
20263-228838-01 | Xcel Energy | 85 | 13781 | IOU | SRC069418 | 1000 | Solar |  |  | Withdrawn | Trade Secret | Trade |  |  | Community Solar Garden | Solar*Rewards Community | Trade Secret | 2018
20263-228838-01 | Xcel Energy | 85 | 13781 | IOU | SRC042410 | 1000 | Solar |  |  | Withdrawn | Trade Secret | Trade | MTV | MTV021 | Community Solar Garden | Solar*Rewards Community | Trade Secret | 2015
20263-228838-01 | Xcel Energy | 85 | 13781 | IOU | 03127331 | 620 | Solar |  |  | Interconnected | Good Thunder | Trade | RAP | RAP081 | Community Solar Garden | Solar*Rewards Community | Trade Secret | 2017 | 2019
20263-228838-01 | Xcel Energy | 85 | 13781 | IOU | 06059808 | 4950 | Solar |  |  | Withdrawn | Trade Secret | Trade |  |  | Commercial | Other | Trade Secret | 2025
20263-228838-01 | Xcel Energy | 85 | 13781 | IOU | SRC041325 | 1000 | Solar |  |  | Withdrawn | Trade Secret | Trade | LSP | LSP021 | Community Solar Garden | Solar*Rewards Community | Trade Secret | 2015
20263-228838-01 | Xcel Energy | 85 | 13781 | IOU | 05604781 | 5000 | Solar |  |  | Active Application | Trade Secret | Trade |  |  | Commercial |  | Trade Secret | 2023
20263-228838-01 | Xcel Energy | 85 | 13781 | IOU | SRC052713 | 1000 | Solar |  |  | Withdrawn | Trade Secret | Trade | CAF | CAF022 | Community Solar Garden | Solar*Rewards Community | Trade Secret | 2016
20263-228838-01 | Xcel Energy | 85 | 13781 | IOU | SRC040856 | 950 | Solar |  |  | Withdrawn | Trade Secret | Trade |  |  | Community Solar Garden | Solar*Rewards Community | Trade Secret | 2015
20263-228838-01 | Xcel Energy | 85 | 13781 | IOU | SRC040967 | 1000 | Solar |  |  | Withdrawn | Trade Secret | Trade | HSN | HSN321 | Community Solar Garden | Solar*Rewards Community | Trade Secret | 2015
20263-228838-01 | Xcel Energy | 85 | 13781 | IOU | 03126051 | 1000 | Solar |  |  | Interconnected | Taylors Falls | Trade | LCR | LCR311 | Community Solar Garden | Solar*Rewards Community | Trade Secret | 2015 | 2018
20263-228838-01 | Xcel Energy | 85 | 13781 | IOU | 04142042 | 1000 | Solar |  |  | Withdrawn | Trade Secret | Trade | ZUM | ZUM022 | Community Solar Garden | Solar*Rewards Community | Trade Secret | 2020
20263-228838-01 | Xcel Energy | 85 | 13781 | IOU | SRC048499 | 1000 | Solar |  |  | Withdrawn | Trade Secret | Trade |  |  | Community Solar Garden | Solar*Rewards Community | Trade Secret | 2016
20263-228838-01 | Xcel Energy | 85 | 13781 | IOU | 03123375 | 1000 | Solar |  |  | Interconnected | Morgan | Trade | MGN | MGN211 | Community Solar Garden | Solar*Rewards Community | Trade Secret | 2015 | 2017
20263-228838-01 | Xcel Energy | 85 | 13781 | IOU | SRC038533 | 1000 | Solar |  |  | Withdrawn | Trade Secret | Trade | HSN | HSN322 | Community Solar Garden | Solar*Rewards Community | Trade Secret | 2014
20263-228838-01 | Xcel Energy | 85 | 13781 | IOU | 03126014 | 250 | Solar |  |  | Interconnected | Hastings | Trade | CGR | CGR063 | Community Solar Garden | Solar*Rewards Community | Trade Secret | 2015 | 2018
20263-228838-01 | Xcel Energy | 85 | 13781 | IOU | 03126757 | 1000 | Solar |  |  | Interconnected | Scandia | Trade | HUG | HUG321 | Community Solar Garden | Solar*Rewards Community | Trade Secret | 2015 | 2017
20263-228838-01 |  |  |  |  | 04427062 |  | Solar |  |  | Active Application | Trade Secret | Trade |  |  | Residential | Solar*Rewards |  | 2021
20263-228838-01 | Xcel Energy | 85 | 13781 | IOU | SRC042754 | 1000 | Solar |  |  | Withdrawn | Trade Secret | Trade | WTN | WTN062 | Community Solar Garden | Solar*Rewards Community | Trade Secret | 2015
20263-228838-01 | Xcel Energy | 85 | 13781 | IOU | SRC050649 | 250 | Solar |  |  | Withdrawn | Trade Secret | Trade | SCH | SCH211 | Community Solar Garden | Solar*Rewards Community | Trade Secret | 2016
20263-228838-01 | Xcel Energy | 85 | 13781 | IOU | 03127723 | 1000 | Solar |  |  | Interconnected | Clear Lake | Trade | SCL | SCL322 | Community Solar Garden | Solar*Rewards Community | Trade Secret | 2014 | 2018
20263-228838-01 |  |  |  |  | 05515367 |  | Solar |  |  | Withdrawn | Trade Secret | Trade |  |  | Residential | Solar*Rewards |  | 2023
20263-228838-01 | Xcel Energy | 85 | 13781 | IOU | 05601989 | 1000 | Solar |  |  | Withdrawn | Trade Secret | Trade | FIC | FIC022 | Community Solar Garden | Solar*Rewards Community | Trade Secret | 2023
20263-228838-01 |  |  |  |  | 04390144 |  | Solar |  |  | Active Application | Trade Secret | Trade |  |  | Residential | Solar*Rewards |  | 2021
20263-228838-01 | Xcel Energy | 85 | 13781 | IOU | SRC038460 | 1000 | Solar |  |  | Withdrawn | Trade Secret | Trade | CTF | CTF021 | Community Solar Garden | Solar*Rewards Community | Trade Secret | 2014
20263-228838-01 | Xcel Energy | 85 | 13781 | IOU | SRC038700 | 1000 | Solar |  |  | Withdrawn | Trade Secret | Trade | CSR | CSR001 | Community Solar Garden | Solar*Rewards Community | Trade Secret | 2014
20263-228838-01 | Xcel Energy | 85 | 13781 | IOU | 03127747 | 1000 | Solar |  |  | Interconnected | Brooten | Trade | BRO | BRO021 | Community Solar Garden | Solar*Rewards Community | Trade Secret | 2018 | 2020
20263-228838-01 |  |  |  |  | SRO28667 |  | Solar |  |  | Withdrawn | Trade Secret | Trade |  |  |  | Other |  | 2013
20263-228838-01 | Xcel Energy | 85 | 13781 | IOU | SRC072628 | 1000 | Solar |  |  | Withdrawn | Trade Secret | Trade | ALB | ALB022 | Community Solar Garden | Solar*Rewards Community | Trade Secret | 2019
20263-228838-01 | Xcel Energy | 85 | 13781 | IOU | SRC042594 | 950 | Solar |  |  | Withdrawn | Trade Secret | Trade | MRN | MRN021 | Community Solar Garden | Solar*Rewards Community | Trade Secret | 2015
20263-228838-01 | Xcel Energy | 85 | 13781 | IOU | SRC038626 | 950 | Solar |  |  | Withdrawn | Trade Secret | Trade |  |  | Community Solar Garden | Solar*Rewards Community | Trade Secret | 2014
20263-228838-01 |  |  |  |  | 05397175 |  |  |  |  | Active Application | Trade Secret | Trade |  |  | Residential |  |  | 2023
20263-228838-01 |  |  |  |  | 06074817 |  | Solar |  |  | Active Application | Trade Secret | Trade |  |  | Residential | Solar*Rewards |  | 2025
20263-228838-01 | Xcel Energy | 85 | 13781 | IOU | SRC062868 | 1000 | Solar |  |  | Withdrawn | Trade Secret | Trade | SRD | SRD211 | Community Solar Garden | Solar*Rewards Community | Trade Secret | 2017
20263-228838-01 | Xcel Energy | 85 | 13781 | IOU | 03121292 | 1000 | Solar |  |  | Interconnected | Red Wing | Trade | BUR | BUR032 | Community Solar Garden | Solar*Rewards Community | Trade Secret | 2015 | 2019
20263-228838-01 |  |  |  |  | OID2806450 |  | Natural Gas |  |  | Withdrawn | Trade Secret | Trade | [5 empty] | 2010
20263-228838-01 | Xcel Energy | 85 | 13781 | IOU | 05973682 | 150 | Solar |  |  | Withdrawn | Trade Secret | Trade |  |  | Residential |  | Trade Secret | 2024
20263-228838-01 | Xcel Energy | 85 | 13781 | IOU | SRC042629 | 950 | Solar |  |  | Withdrawn | Trade Secret | Trade | WWK | WWK311 | Community Solar Garden | Solar*Rewards Community | Trade Secret | 2015
20263-228838-01 | Xcel Energy | 85 | 13781 | IOU | SRC040087 | 1000 | Solar |  |  | Withdrawn | Trade Secret | Trade | SAK | SAK312 | Community Solar Garden | Solar*Rewards Community | Trade Secret | 2015
20263-228838-01 | Xcel Energy | 85 | 13781 | IOU | SRC040855 | 950 | Solar |  |  | Withdrawn | Trade Secret | Trade |  |  | Community Solar Garden | Solar*Rewards Community | Trade Secret | 2015
20263-228838-01 | Xcel Energy | 85 | 13781 | IOU | SRC040066 | 1000 | Solar |  |  | Withdrawn | Trade Secret | Trade |  |  | Community Solar Garden | Solar*Rewards Community | Trade Secret | 2015
20263-228838-01 | Xcel Energy | 85 | 13781 | IOU | 03127034 | 1000 | Solar |  |  | Interconnected | Cottage Grove | Trade | CHE | CHE075 | Community Solar Garden | Solar*Rewards Community | Trade Secret | 2015 | 2018
20263-228838-01 |  |  |  |  | 05796684 |  | Solar |  |  | Active Application | Trade Secret | Trade |  |  | Residential | Solar*Rewards |  | 2024
20263-228838-01 | Xcel Energy | 85 | 13781 | IOU | SRC040833 | 1000 | Solar |  |  | Withdrawn | Trade Secret | Trade | SOH | SOH001 | Community Solar Garden | Solar*Rewards Community | Trade Secret | 2015
20263-228838-01 | Xcel Energy | 85 | 13781 | IOU | SRC040662 | 1000 | Solar |  |  | Withdrawn | Trade Secret | Trade | CGR | CGR063 | Community Solar Garden | Solar*Rewards Community | Trade Secret | 2015
20263-228838-01 | Xcel Energy | 85 | 13781 | IOU | SRC040697 | 950 | Solar |  |  | Withdrawn | Trade Secret | Trade |  |  | Community Solar Garden | Solar*Rewards Community | Trade Secret | 2015
20263-228838-01 | Xcel Energy | 85 | 13781 | IOU | 03170268 | 1000 | Solar |  |  | Interconnected | Sacred Heart | Trade | SCH | SCH211 | Community Solar Garden | Solar*Rewards Community | Trade Secret | 2019 | 2022
20263-228838-01 | Xcel Energy | 85 | 13781 | IOU | OID2806235 | 1 | Wind |  |  | Interconnected | Trade Secret | Trade |  |  | Residential |  | Trade Secret | 2008 | 2008
20263-228838-01 |  |  |  |  | 04474220 |  |  |  |  | Active Application | Trade Secret | Trade |  |  | Residential |  |  | 2021
20263-228838-01 | Xcel Energy | 85 | 13781 | IOU | SRC038540 | 1000 | Solar |  |  | Withdrawn | Trade Secret | Trade |  |  | Community Solar Garden | Solar*Rewards Community | Trade Secret | 2014
20263-228838-01 | Xcel Energy | 85 | 13781 | IOU | SRC064301 | 1000 | Solar |  |  | Withdrawn | Trade Secret | Trade |  |  | Community Solar Garden | Solar*Rewards Community | Trade Secret | 2018
20263-228838-01 | Xcel Energy | 85 | 13781 | IOU | 03127582 | 1000 | Solar |  |  | Interconnected | Kenyon | Trade | NER | NER021 | Community Solar Garden | Solar*Rewards Community | Trade Secret | 2014 | 2018
20263-228838-01 |  |  |  |  | SRO29475 |  | Solar |  |  | Withdrawn | Trade Secret | Trade |  |  |  | Other |  | 2013
20263-228838-01 |  |  |  |  | 04793770 |  | Solar |  |  | Active Application | Trade Secret | Trade |  |  | Residential | Solar*Rewards |  | 2022
20263-228838-01 | Xcel Energy | 85 | 13781 | IOU | SRC038678 | 1000 | Solar |  |  | Withdrawn | Trade Secret | Trade | VMR | VMR061 | Community Solar Garden | Solar*Rewards Community | Trade Secret | 2014
20263-228838-01 | Xcel Energy | 85 | 13781 | IOU | SRC042159 | 1000 | Solar |  |  | Withdrawn | Trade Secret | Trade | BEK | BEK311 | Community Solar Garden | Solar*Rewards Community | Trade Secret | 2015
20263-228838-01 | Xcel Energy | 85 | 13781 | IOU | SRC038743 | 950 | Solar |  |  | Withdrawn | Trade Secret | Trade | SMT | SMT072 | Community Solar Garden | Solar*Rewards Community | Trade Secret | 2014
20263-228838-01 | Xcel Energy | 85 | 13781 | IOU | 03127077 | 1000 | Solar |  |  | Interconnected | Zumbrota | Trade | ZUM | ZUM021 | Community Solar Garden | Solar*Rewards Community | Trade Secret | 2016 | 2018
20263-228838-01 | Xcel Energy | 85 | 13781 | IOU | 03127819 | 1000 | Solar |  |  | Interconnected | Saint Joseph | Trade | AVN | AVN021 | Community Solar Garden | Solar*Rewards Community | Trade Secret | 2014 | 2017
20263-228838-01 | Xcel Energy | 85 | 13781 | IOU | 03127454 | 972 | Solar |  |  | Interconnected | Red Wing | Trade | REW | REW023 | Community Solar Garden | Solar*Rewards Community | Trade Secret | 2015 | 2017
20263-228838-01 | Xcel Energy | 85 | 13781 | IOU | 03127208 | 1000 | Solar |  |  | Interconnected | Zumbrota | Trade | ZUM | ZUM022 | Community Solar Garden | Solar*Rewards Community | Trade Secret | 2018 | 2020
20263-228838-01 | Xcel Energy | 85 | 13781 | IOU | SRC040847 | 950 | Solar |  |  | Withdrawn | Trade Secret | Trade |  |  | Community Solar Garden | Solar*Rewards Community | Trade Secret | 2015
20263-228838-01 | Xcel Energy | 85 | 13781 | IOU | 03129928 | 9.994 | Solar |  |  | Withdrawn | Trade Secret | Trade | GRC | GRC312 | Residential | Solar*Rewards | Trade Secret | 2018
20263-228838-01 |  |  |  |  | 05170037 |  |  |  |  | Active Application | Trade Secret | Trade |  |  | Residential |  |  | 2022
20263-228838-01 |  |  |  |  | SRO29513 |  | Solar |  |  | Withdrawn | Trade Secret | Trade |  |  |  | Other |  | 2013
20263-228838-01 | Xcel Energy | 85 | 13781 | IOU | SRC052289 | 1000 | Solar |  |  | Withdrawn | Trade Secret | Trade |  |  | Community Solar Garden | Solar*Rewards Community | Trade Secret | 2016
20263-228838-01 | Xcel Energy | 85 | 13781 | IOU | 03503403 | 999.9 | Solar |  |  | Active Application | Trade Secret | Trade | YLM | YLM212 | LMI | Solar*Rewards Community | Trade Secret | 2022
20263-228838-01 |  |  |  |  | 04319036 |  | Solar |  |  | Active Application | Trade Secret | Trade |  |  | Residential | Solar*Rewards |  | 2021
20263-228838-01 |  |  |  |  | 05249176 |  | Solar |  |  | Active Application | Trade Secret | Trade |  |  | Residential | Solar*Rewards |  | 2022
20263-228838-01 |  |  |  |  | 05796631 |  |  |  |  | Active Application | Trade Secret | Trade |  |  | Residential |  |  | 2024
20263-228838-01 |  |  |  |  | 05981667 |  | Solar |  |  | Active Application | Trade Secret | Trade |  |  | Residential | Solar*Rewards |  | 2024
20263-228838-01 | Xcel Energy | 85 | 13781 | IOU | SRC040091 | 1000 | Solar |  |  | Withdrawn | Trade Secret | Trade | SAK | SAK312 | Community Solar Garden | Solar*Rewards Community | Trade Secret | 2015
20263-228838-01 | Xcel Energy | 85 | 13781 | IOU | SRC038462 | 1000 | Solar |  |  | Withdrawn | Trade Secret | Trade | LAP | LAP311 | Community Solar Garden | Solar*Rewards Community | Trade Secret | 2014
20263-228838-01 | Xcel Energy | 85 | 13781 | IOU | 03127624 | 1000 | Solar |  |  | Interconnected | North Branch | Trade | CHI | CHI311 | Community Solar Garden | Solar*Rewards Community | Trade Secret | 2014 | 2016
20263-228838-01 | Xcel Energy | 85 | 13781 | IOU | 03125999 | 1000 | Solar |  |  | Interconnected | Tracy | Trade | TSS | TSS061 | Community Solar Garden | Solar*Rewards Community | Trade Secret | 2016 | 2019
20263-228838-01 | Xcel Energy | 85 | 13781 | IOU | SRC042612 | 950 | Solar |  |  | Withdrawn | Trade Secret | Trade | MTV | MTV022 | Community Solar Garden | Solar*Rewards Community | Trade Secret | 2015
20263-228838-01 | Xcel Energy | 85 | 13781 | IOU | SRC041623 | 93 | Solar |  |  | Withdrawn | Trade Secret | Trade | STL | STLP084 | Community Solar Garden | Solar*Rewards Community | Trade Secret | 2015
20263-228838-01 | Xcel Energy | 85 | 13781 | IOU | SRC068008 | 1000 | Solar |  |  | Withdrawn | Trade Secret | Trade |  |  | Community Solar Garden | Solar*Rewards Community | Trade Secret | 2018
20263-228838-01 |  |  |  |  | 06042515 |  |  |  |  | Active Application | Trade Secret | Trade |  |  | Residential |  |  | 2024
20263-228838-01 | Xcel Energy | 85 | 13781 | IOU | SRC040445 | 250 | Solar |  |  | Withdrawn | Trade Secret | Trade | SAV | SAV071 | Community Solar Garden | Solar*Rewards Community | Trade Secret | 2015
20263-228838-01 | Xcel Energy | 85 | 13781 | IOU | 03815680 | 1000 | Solar |  |  | Interconnected | Greenwald | Trade | MEI | MEI021 | Community Solar Garden | Solar*Rewards Community | Trade Secret | 2021 | 2023
20263-228838-01 | Xcel Energy | 85 | 13781 | IOU | 03127181 | 1000 | Solar |  |  | Interconnected | Eagle Lake | Trade | EGL | EGL021 | Community Solar Garden | Solar*Rewards Community | Trade Secret | 2015 | 2017
20263-228838-01 |  |  |  |  | OID2806197 |  | Other |  |  | Withdrawn | Trade Secret | Trade | [5 empty] | 2007
20263-228838-01 | Xcel Energy | 85 | 13781 | IOU | SRC040403 | 1000 | Solar |  |  | Withdrawn | Trade Secret | Trade | CGR | CGR061 | Community Solar Garden | Solar*Rewards Community | Trade Secret | 2015
20263-228838-01 | Xcel Energy | 85 | 13781 | IOU | SRC052840 | 1000 | Solar |  |  | Withdrawn | Trade Secret | Trade | WTN | WTN061 | Community Solar Garden | Solar*Rewards Community | Trade Secret | 2017
20263-228838-01 | Xcel Energy | 85 | 13781 | IOU | SRC042187 | 1000 | Solar |  |  | Withdrawn | Trade Secret | Trade |  |  | Community Solar Garden | Solar*Rewards Community | Trade Secret | 2015
20263-228838-01 | Xcel Energy | 85 | 13781 | IOU | SRC040728 | 1000 | Solar |  |  | Withdrawn | Trade Secret | Trade | GFD | GFD021 | Community Solar Garden | Solar*Rewards Community | Trade Secret | 2015
20263-228838-01 | Xcel Energy | 85 | 13781 | IOU | SRC040666 | 1000 | Solar |  |  | Withdrawn | Trade Secret | Trade | SCA | SCA021 | Community Solar Garden | Solar*Rewards Community | Trade Secret | 2015
20263-228838-01 | Xcel Energy | 85 | 13781 | IOU | SRC038426 | 1000 | Solar |  |  | Withdrawn | Trade Secret | Trade | LSP | LSP021 | Community Solar Garden | Solar*Rewards Community | Trade Secret | 2014
20263-228838-01 | Xcel Energy | 85 | 13781 | IOU | SRC039884 | 1000 | Solar |  |  | Withdrawn | Trade Secret | Trade | SMT | SMT072 | Community Solar Garden | Solar*Rewards Community | Trade Secret | 2015
20263-228838-01 |  |  |  |  | 05386670 |  | Solar |  |  | Active Application | Trade Secret | Trade |  |  | Residential | Solar*Rewards |  | 2023
20263-228838-01 | Xcel Energy | 85 | 13781 | IOU | 03129748 | 19.88 | Solar |  |  | Withdrawn | Trade Secret | Trade |  |  | Residential | Solar*Rewards | Trade Secret | 2016
20263-228838-01 | Xcel Energy | 85 | 13781 | IOU | 03129837 | 2.32 | Solar |  |  | Withdrawn | Trade Secret | Trade |  |  | Residential | Solar*Rewards | Trade Secret | 2018
20263-228838-01 | Xcel Energy | 85 | 13781 | IOU | SRC063641 | 1000 | Solar |  |  | Withdrawn | Trade Secret | Trade | CTF | CTF022 | Community Solar Garden | Solar*Rewards Community | Trade Secret | 2017
20263-228838-01 | Xcel Energy | 85 | 13781 | IOU | 03128279 | 1000 | Solar |  |  | Interconnected | Cleveland | Trade | LAE | LAE061 | Community Solar Garden | Solar*Rewards Community | Trade Secret | 2015 | 2018
20263-228838-01 |  |  |  |  | OID2806466 |  | Solar |  |  | Withdrawn | Trade Secret | Trade | [5 empty] | 2011
20263-228838-01 | Xcel Energy | 85 | 13781 | IOU | SRC040794 | 1000 | Solar |  |  | Withdrawn | Trade Secret | Trade | HUG | HUG321 | Community Solar Garden | Solar*Rewards Community | Trade Secret | 2015
20263-228838-01 | Xcel Energy | 85 | 13781 | IOU | 03128073 | 1000 | Solar |  |  | Interconnected | Saint Cloud | Trade | GRC | GRC311 | Community Solar Garden | Solar*Rewards Community | Trade Secret | 2015 | 2018
20263-228838-01 | Xcel Energy | 85 | 13781 | IOU | 04279751 | 11.6 | Solar |  |  | Interconnected | Trade Secret | Trade | OPK | OPK077 | Residential | Solar*Rewards | Trade Secret | 2021 | 2021
20263-228838-01 | Xcel Energy | 85 | 13781 | IOU | 04279528 | 8.768 | Solar |  |  | Interconnected | Trade Secret | Trade | WCS | WCS071 | Residential | Solar*Rewards | Trade Secret | 2021 | 2021
20263-228838-01 | Xcel Energy | 85 | 13781 | IOU | 03132008 | 9.94 | Solar |  |  | Interconnected | Trade Secret | Trade | NOF | NOF061 | Residential | Made in Minnesota | Trade Secret | 2017 | 2018
20263-228838-01 | Xcel Energy | 85 | 13781 | IOU | 05785301 | 6.967 | Solar |  |  | Interconnected | Trade Secret | Trade | CTR | CTR031 | Residential |  | Trade Secret | 2024 | 2024
20263-228838-01 | Xcel Energy | 85 | 13781 | IOU | 03129679 | 43.2 | Solar |  |  | Interconnected | Trade Secret | Trade | WES | WES065 | Commercial |  | Trade Secret | 2019 | 2019
20263-228838-01 | Xcel Energy | 85 | 13781 | IOU | OID3289785 | 7.616 | Solar |  | X | Withdrawn | Trade Secret | Trade | HUG | HUG321 | Residential | Solar*Rewards | Trade Secret | 2018
20263-228838-01 | Xcel Energy | 85 | 13781 | IOU | OID3087124 | 7.63 | Solar |  |  | Withdrawn | Trade Secret | Trade | HUG | HUG321 | Residential | Solar*Rewards | Trade Secret | 2017
20263-228838-01 | Xcel Energy | 85 | 13781 | IOU | 03130089 | 33.3 | Solar |  |  | Interconnected | Trade Secret | Trade | ALD | ALD082 | Commercial | Solar*Rewards | Trade Secret | 2018 | 2019
20263-228838-01 | Xcel Energy | 85 | 13781 | IOU | 04964171 | 7.616 | Solar |  |  | Interconnected | Trade Secret | Trade | OSS | OSS063 | Residential |  | Trade Secret | 2022 | 2023
20263-228838-01 | Xcel Energy | 85 | 13781 | IOU | OID3360887 | 9.94 | Solar |  |  | Withdrawn | Trade Secret | Trade | ALK | ALK067 | Residential | Solar*Rewards | Trade Secret | 2018
20263-228838-01 |  |  |  |  | OID2945920 |  | Solar |  |  | Withdrawn | Trade Secret | Trade | MEL | MEL061 | Residential | Solar*Rewards |  | 2017
20263-228838-01 | Xcel Energy | 85 | 13781 | IOU | 03131414 | 3.747 | Solar |  |  | Interconnected | Trade Secret | Trade | MEL | MEL061 | Residential | Solar*Rewards | Trade Secret | 2017 | 2018
20263-228838-01 | Xcel Energy | 85 | 13781 | IOU | OID3368899 | 9.94 | Solar |  |  | Withdrawn | Trade Secret | Trade | ALK | ALK067 | Residential | Solar*Rewards | Trade Secret | 2018
20263-228838-01 | Xcel Energy | 85 | 13781 | IOU | 04798878 | 266.4 | Solar |  |  | Interconnected | Trade Secret | Trade | STY | STY063 | Commercial |  | Trade Secret | 2022 | 2022
20263-228838-01 | Xcel Energy | 85 | 13781 | IOU | 03894684 | 5.52 | Solar |  |  | Interconnected | Trade Secret | Trade | WAV | WAV021 | Residential | Solar*Rewards | Trade Secret | 2020 | 2020
20263-228838-01 | Xcel Energy | 85 | 13781 | IOU | 04948078 | 6.05 | Solar |  |  | Interconnected | Trade Secret | Trade | HSN | HSN321 | Residential | Solar*Rewards | Trade Secret | 2022 | 2022
20263-228838-01 | Xcel Energy | 85 | 13781 | IOU | 03132636 | 7.625 | Solar |  |  | Interconnected | Trade Secret | Trade | ALK | ALK067 | Residential | Solar*Rewards | Trade Secret | 2018 | 2019
20263-228838-01 | Xcel Energy | 85 | 13781 | IOU | 05419766 | 4.64 | Solar |  |  | Interconnected | Trade Secret | Trade | CGR | CGR072 | Residential |  | Trade Secret | 2023 | 2023
20263-228838-01 | Xcel Energy | 85 | 13781 | IOU | 05953597 | 3.747 | Solar |  |  | Interconnected | Trade Secret | Trade | GLK | GLK071 | Residential |  | Trade Secret | 2024 | 2025
20263-228838-01 |  |  |  |  | 05989041 |  | Solar |  |  | Withdrawn | Trade Secret | Trade | AFT | AFT314 | Residential | Solar*Rewards |  | 2024
20263-228838-01 | Xcel Energy | 85 | 13781 | IOU | 06017908 | 11.5 | Solar |  | X | Interconnected | Trade Secret | Trade | AFT | AFT314 | Residential | Solar*Rewards | Trade Secret | 2024 | 2025
20263-228838-01 | Xcel Energy | 85 | 13781 | IOU | 03152450 | 1000 | Solar |  |  | Active Application | Trade Secret | Trade | DBL | DBL068 | Commercial |  | Trade Secret | 2019
20263-228838-01 | Xcel Energy | 85 | 13781 | IOU | 03424837 | 100 | Solar |  |  | Interconnected | Trade Secret | Trade | ALD | ALD098 | Commercial |  | Trade Secret | 2019 | 2020
20263-228838-01 | Xcel Energy | 85 | 13781 | IOU | 04809088 | 9.9 | Solar |  |  | Interconnected | Trade Secret | Trade | CGR | CGR072 | Residential | Solar*Rewards | Trade Secret | 2022 | 2022
20263-228838-01 | Xcel Energy | 85 | 13781 | IOU | 03247575 | 13.72 | Solar |  |  | Interconnected | Trade Secret | Trade | FIC | FIC021 | Residential | Solar*Rewards | Trade Secret | 2019 | 2020
20263-228838-01 | Xcel Energy | 85 | 13781 | IOU | OID3643990 | 13.72 | Solar |  |  | Withdrawn | Trade Secret | Trade | FIC | FIC021 | Commercial | Solar*Rewards | Trade Secret | 2018
20263-228838-01 | Xcel Energy | 85 | 13781 | IOU | 06320492 | 11.5 | Storage |  |  | Active Application | Trade Secret | Trade | HUG | HUG312 | Commercial |  | Trade Secret | 2026
20263-228838-01 | Xcel Energy | 85 | 13781 | IOU | 05131286 | 10.88 | Solar |  |  | Interconnected | Trade Secret | Trade | HUG | HUG312 | Commercial |  | Trade Secret | 2022 | 2022
20263-228838-01 | Xcel Energy | 85 | 13781 | IOU | 03930205 | 39.998 | Solar |  |  | Interconnected | Trade Secret | Trade | ALD | ALD092 | Commercial | Solar*Rewards | Trade Secret | 2020 | 2021
20263-228838-01 | Xcel Energy | 85 | 13781 | IOU | 05150056 | 4.95 | Solar |  |  | Interconnected | Trade Secret | Trade | ECK | ECK322 | Residential |  | Trade Secret | 2022 | 2023
20263-228838-01 | Xcel Energy | 85 | 13781 | IOU | 05014779 | 19.18 | Solar |  |  | Withdrawn | Trade Secret | Trade | ALB | ALB022 | Commercial |  | Trade Secret | 2022
20263-228838-01 | Xcel Energy | 85 | 13781 | IOU | 05961797 | 14.625 | Solar |  |  | Withdrawn | Trade Secret | Trade | BLH | BLH061 | Residential | Solar*Rewards | Trade Secret | 2024
20263-228838-01 | Xcel Energy | 85 | 13781 | IOU | 04059432 | 7.15 | Solar |  |  | Interconnected | Trade Secret | Trade | RPO | RPO311 | Residential | Solar*Rewards | Trade Secret | 2021 | 2021
20263-228838-01 | Xcel Energy | 85 | 13781 | IOU | 04407687 | 7.15 | Solar |  |  | Interconnected | Trade Secret | Trade | CGR | CGR071 | Residential | Solar*Rewards | Trade Secret | 2021 | 2021
20263-228838-01 | Xcel Energy | 85 | 13781 | IOU | 05938857 | 5.51 | Solar |  |  | Interconnected | Trade Secret | Trade | WRR | WRR064 | Residential | Solar*Rewards | Trade Secret | 2024 | 2024
20263-228838-01 | Xcel Energy | 85 | 13781 | IOU | 06212398 | 7.08 | Storage |  |  | Interconnected | Trade Secret | Trade | DHL | DHL061 | Residential |  | Trade Secret | 2025 | 2025
20263-228838-01 | Xcel Energy | 85 | 13781 | IOU | 05866039 | 10.628 | Solar |  |  | Interconnected | Trade Secret | Trade | DHL | DHL061 | Residential | Solar*Rewards | Trade Secret | 2024 | 2024
20263-228838-01 | Xcel Energy | 85 | 13781 | IOU | 03632223 | 7.616 | Solar |  |  | Interconnected | Trade Secret | Trade | ALD | ALD093 | Residential | Solar*Rewards | Trade Secret | 2020 | 2020
20263-228838-01 | Xcel Energy | 85 | 13781 | IOU | 04439882 | 39.999 | Solar |  |  | Interconnected | Trade Secret | Trade | RIV | RIV073 | Commercial | Solar*Rewards | Trade Secret | 2021 | 2022
20263-228838-01 | Xcel Energy | 85 | 13781 | IOU | 06017914 | 14.98 | Storage |  |  | Interconnected | Trade Secret | Trade | SOU | SOU069 | Residential |  | Trade Secret | 2024 | 2025
20263-228838-01 | Xcel Energy | 85 | 13781 | IOU | 04215853 | 3.48 | Solar |  |  | Interconnected | Trade Secret | Trade | SOU | SOU069 | Residential | Solar*Rewards | Trade Secret | 2020 | 2021
20263-228838-01 | Xcel Energy | 85 | 13781 | IOU | 06164019 | 6.98 | Solar |  |  | Interconnected | Trade Secret | Trade | ECK | ECK322 | Residential |  | Trade Secret | 2025 | 2025
20263-228838-01 | Xcel Energy | 85 | 13781 | IOU | 06155000 | 5.584 | Solar |  |  | Withdrawn | Trade Secret | Trade | ECK | ECK322 | Residential | Solar*Rewards | Trade Secret | 2025
20263-228838-01 | Xcel Energy | 85 | 13781 | IOU | 05747506 | 220 | Solar |  |  | Interconnected | Trade Secret | Trade | TLK | TLK077 | Commercial |  | Trade Secret | 2024 | 2025
20263-228838-01 | Xcel Energy | 85 | 13781 | IOU | 06242286 | 66.6 | Solar |  |  | Active Application | Trade Secret | Trade | WTN | WTN061 | Commercial |  | Trade Secret | 2025
20263-228838-01 | Xcel Energy | 85 | 13781 | IOU | 05357075 | 9.772 | Solar |  |  | Interconnected | Trade Secret | Trade | MOL | MOL066 | Residential | Solar*Rewards | Trade Secret | 2023 | 2023
20263-228838-01 | Xcel Energy | 85 | 13781 | IOU | 04366315 | 40.252 | Solar |  |  | Interconnected | Trade Secret | Trade | RPL | RPL061 | Commercial | Solar*Rewards | Trade Secret | 2021 | 2021
20263-228838-01 | Xcel Energy | 85 | 13781 | IOU | 05846735 | 6.073 | Solar |  |  | Interconnected | Trade Secret | Trade | HUG | HUG311 | Residential | Solar*Rewards | Trade Secret | 2024 | 2024
20263-228838-01 | Xcel Energy | 85 | 13781 | IOU | 04949849 | 7.616 | Solar |  |  | Interconnected | Trade Secret | Trade | LEX | LEX331 | Residential | Solar*Rewards | Trade Secret | 2022 | 2022
20263-228838-01 | Xcel Energy | 85 | 13781 | IOU | 05866582 | 5.76 | Solar |  |  | Withdrawn | Trade Secret | Trade | CNC | CNC072 | Residential | Solar*Rewards | Trade Secret | 2024
20263-228838-01 | Xcel Energy | 85 | 13781 | IOU | 05869921 | 5.76 | Solar |  |  | Interconnected | Trade Secret | Trade | CNC | CNC072 | Residential |  | Trade Secret | 2024 | 2024
20263-228838-01 | Xcel Energy | 85 | 13781 | IOU | 05252600 | 5.12 | Solar |  |  | Interconnected | Trade Secret | Trade | RPO | RPO311 | Residential |  | Trade Secret | 2022 | 2023
20263-228838-01 | Xcel Energy | 85 | 13781 | IOU | 06167935 | 3.936 | Solar |  |  | Interconnected | Trade Secret | Trade | DHL | DHL061 | Residential | Solar*Rewards | Trade Secret | 2025 | 2025
20263-228838-01 | Xcel Energy | 85 | 13781 | IOU | 05704101 | 4.095 | Solar |  |  | Active Application | Trade Secret | Trade | VMR | VMR062 | Residential |  | Trade Secret | 2024
20263-228838-01 | Xcel Energy | 85 | 13781 | IOU | 03439493 | 1000 | Solar |  |  | Interconnected | Mazeppa | Trade | MAZ | MAZ021 | Community Solar Garden | Solar*Rewards Community | Trade Secret | 2019 | 2022
20263-228838-01 | Xcel Energy | 85 | 13781 | IOU | 05383580 | 7.8 | Solar |  |  | Interconnected | Trade Secret | Trade | RMT | RMT321 | Residential |  | Trade Secret | 2023 | 2023
20263-228838-01 | Xcel Energy | 85 | 13781 | IOU | 05388507 | 80 | Solar |  |  | Interconnected | Trade Secret | Trade | RRK | RRK062 | Commercial |  | Trade Secret | 2023 | 2023
20263-228838-01 | Xcel Energy | 85 | 13781 | IOU | 03503433 | 1000 | Solar |  |  | Interconnected | Belview | Trade | SCH | SCH211 | LMI | Solar*Rewards Community | Trade Secret | 2021 | 2024
20263-228838-01 | Xcel Energy | 85 | 13781 | IOU | 06268327 | 3.842 | Solar |  |  | Interconnected | Trade Secret | Trade | CGR | CGR071 | Residential |  | Trade Secret | 2025 | 2025
20263-228838-01 | Xcel Energy | 85 | 13781 | IOU | 05459193 | 3.77 | Solar |  |  | Active Application | Trade Secret | Trade | CGR | CGR071 | Residential |  | Trade Secret | 2023
20263-228838-01 | Xcel Energy | 85 | 13781 | IOU | 04806849 | 3.48 | Solar |  |  | Interconnected | Trade Secret | Trade | UPP | UPP083 | Residential | Solar*Rewards | Trade Secret | 2022 | 2022
20263-228838-01 | Xcel Energy | 85 | 13781 | IOU | 06165737 | 2.323 | Solar |  |  | Active Application | Trade Secret | Trade | RPO | RPO311 | Residential | Solar*Rewards | Trade Secret | 2025
20263-228838-01 | Xcel Energy | 85 | 13781 | IOU | 05713451 | 5.516 | Solar |  |  | Interconnected | Trade Secret | Trade | EDA | EDA067 | Residential |  | Trade Secret | 2024 | 2024
20263-228838-01 | Xcel Energy | 85 | 13781 | IOU | 06203165 | 17.664 | Solar |  | X | Active Application | Trade Secret | Trade | CGR | CGR072 | Residential |  | Trade Secret | 2025
20263-228838-01 | Xcel Energy | 85 | 13781 | IOU | 03579574 | 1000 | Solar |  |  | Interconnected | Waseca | Trade | WAS | WAS092 | Community Solar Garden | Solar*Rewards Community | Trade Secret | 2021 | 2023
20263-228838-01 | Xcel Energy | 85 | 13781 | IOU | 05256845 | 5.8 | Solar |  |  | Interconnected | Trade Secret | Trade | RLK | RLK073 | Residential |  | Trade Secret | 2022 | 2023
20263-228838-01 | Xcel Energy | 85 | 13781 | IOU | 03579212 | 1000 | Solar |  |  | Interconnected | Wabasha | Trade | WAB | WAB031 | Community Solar Garden | Solar*Rewards Community | Trade Secret | 2021 | 2022
20263-228838-01 | Xcel Energy | 85 | 13781 | IOU | 06278859 | 11.5 | Solar |  | X | Active Application | Trade Secret | Trade | AFT | AFT314 | Residential |  | Trade Secret | 2025
20263-228838-01 | Xcel Energy | 85 | 13781 | IOU | 05496698 | 2.835 | Solar |  |  | Interconnected | Trade Secret | Trade | MPK | MPK071 | Residential | Solar*Rewards | Trade Secret | 2023 | 2024
20263-228838-01 | Xcel Energy | 85 | 13781 | IOU | 06231956 | 6.403 | Solar |  |  | Interconnected | Trade Secret | Trade | CGR | CGR071 | Residential |  | Trade Secret | 2025 | 2025
20263-228838-01 | Xcel Energy | 85 | 13781 | IOU | 03273340 | 999 | Solar |  |  | Interconnected | Glyndon | Trade | AVR | AVR212 | Community Solar Garden | Solar*Rewards Community | Trade Secret | 2019 | 2024
20263-228838-01 | Xcel Energy | 85 | 13781 | IOU | 03592238 | 1000 | Solar |  |  | Interconnected | Gaylord | Trade | GAY | GAY002 | Community Solar Garden | Solar*Rewards Community | Trade Secret | 2022 | 2023
20263-228838-01 | Xcel Energy | 85 | 13781 | IOU | 05715563 | 7.875 | Solar |  |  | Interconnected | Trade Secret | Trade | CHE | CHE065 | Residential |  | Trade Secret | 2024 | 2024
20263-228838-01 | Xcel Energy | 85 | 13781 | IOU | 05643792 | 39.75 | Solar |  |  | Interconnected | Trade Secret | Trade | DBL | DBL064 | Commercial | Solar*Rewards | Trade Secret | 2023 | 2025
20263-228838-01 | Xcel Energy | 85 | 13781 | IOU | 05459942 | 99.5 | Solar |  |  | Interconnected | Trade Secret | Trade | DBL | DBL064 | Commercial |  | Trade Secret | 2023 | 2025
20263-228838-01 | Xcel Energy | 85 | 13781 | IOU | 05795428 | 4.9 | Solar |  |  | Interconnected | Trade Secret | Trade | RPO | RPO311 | Residential |  | Trade Secret | 2024 | 2024
20263-228838-01 | Xcel Energy | 85 | 13781 | IOU | 04342035 | 999 | Solar |  |  | Interconnected | Faribault | Trade | FAP | FAP061 | Community Solar Garden | Solar*Rewards Community | Trade Secret | 2022 | 2023
20263-228838-01 | Xcel Energy | 85 | 13781 | IOU | 03180284 | 1000 | Solar |  |  | Interconnected | Atwater | Trade | ATW | ATW061 | Community Solar Garden | Solar*Rewards Community | Trade Secret | 2019 | 2023
20263-228838-01 | Xcel Energy | 85 | 13781 | IOU | 05469342 | 9.57 | Solar |  |  | Interconnected | Trade Secret | Trade | GSL | GSL341 | Residential |  | Trade Secret | 2023 | 2023
20263-228838-01 | Xcel Energy | 85 | 13781 | IOU | 05148705 | 8.99 | Solar |  |  | Interconnected | Trade Secret | Trade | WCS | WCS072 | Residential |  | Trade Secret | 2022 | 2023
20263-228838-01 | Xcel Energy | 85 | 13781 | IOU | 06172291 | 4.555 | Solar |  |  | Interconnected | Trade Secret | Trade | SOU | SOU079 | Residential | Solar*Rewards | Trade Secret | 2025 | 2025
20263-228838-01 | Xcel Energy | 85 | 13781 | IOU | 05478581 | 3.792 | Solar |  |  | Interconnected | Trade Secret | Trade | EXC | EXC062 | Residential | Solar*Rewards | Trade Secret | 2023 | 2024
20263-228838-01 | Xcel Energy | 85 | 13781 | IOU | 05828297 | 9.765 | Solar |  |  | Interconnected | Trade Secret | Trade | RPO | RPO311 | Residential |  | Trade Secret | 2024 | 2024
20263-228838-01 | Xcel Energy | 85 | 13781 | IOU | 05796167 | 9.765 | Solar |  |  | Withdrawn | Trade Secret | Trade | RPO | RPO311 | Residential |  | Trade Secret | 2024
20263-228838-01 | Xcel Energy | 85 | 13781 | IOU | 05820034 | 12.913 | Solar |  |  | Interconnected | Trade Secret | Trade | HUG | HUG321 | Residential | Solar*Rewards | Trade Secret | 2024 | 2025
20263-228838-01 | Xcel Energy | 85 | 13781 | IOU | 06227397 | 10.47 | Solar |  |  | Interconnected | Trade Secret | Trade | RAM | RAM071 | Residential |  | Trade Secret | 2025 | 2025
20263-228838-01 | Xcel Energy | 85 | 13781 | IOU | 04495920 | 319.999 | Solar |  |  | Interconnected | Trade Secret | Trade | GLK | GLK073 | Commercial |  | Trade Secret | 2021 | 2021
20263-228838-01 | Xcel Energy | 85 | 13781 | IOU | 04420737 | 40.252 | Solar |  |  | Interconnected | Trade Secret | Trade | GLK | GLK073 | Commercial | Solar*Rewards | Trade Secret | 2021 | 2021
20263-228838-01 | Xcel Energy | 85 | 13781 | IOU | 05995756 | 12.193 | Solar |  |  | Interconnected | Trade Secret | Trade | RLK | RLK073 | Residential | Solar*Rewards | Trade Secret | 2024 | 2025
20263-228838-01 | Xcel Energy | 85 | 13781 | IOU | SRO29882 | 40 | Solar |  |  | Withdrawn | Trade Secret | Trade | TLK | TLK066 | Commercial | Solar*Rewards | Trade Secret | 2013
20263-228838-01 | Xcel Energy | 85 | 13781 | IOU | SRO18860 | 40 | Solar |  |  | Withdrawn | Trade Secret | Trade | TLK | TLK066 | Commercial | Solar*Rewards | Trade Secret | 2011
20263-228838-01 | Xcel Energy | 85 | 13781 | IOU | 06266257 | 4.537 | Solar |  | X | Active Application | Trade Secret | Trade | MND | MND063 | Residential |  | Trade Secret | 2025
20263-228838-01 | Xcel Energy | 85 | 13781 | IOU | 03130259 | 7.616 | Solar |  |  | Interconnected | Trade Secret | Trade | WYO | WYO031 | Residential | Solar*Rewards | Trade Secret | 2019 | 2020
20263-228838-01 | Xcel Energy | 85 | 13781 | IOU | 04061659 | 7.68 | Solar |  |  | Interconnected | Trade Secret | Trade | WTN | WTN061 | Residential | Solar*Rewards | Trade Secret | 2020 | 2021
20263-228838-01 | Xcel Energy | 85 | 13781 | IOU | 04028686 | 6.38 | Solar |  |  | Interconnected | Trade Secret | Trade | COK | COK061 | Residential | Solar*Rewards | Trade Secret | 2020 | 2021
20263-228838-01 | Xcel Energy | 85 | 13781 | IOU | 03129830 | 19.99 | Solar |  |  | Interconnected | Trade Secret | Trade | MTV | MTV021 | Residential | Solar*Rewards | Trade Secret | 2018 | 2019
20263-228838-01 | Xcel Energy | 85 | 13781 | IOU | 03130920 | 1.2 | Wind |  |  | Interconnected | Trade Secret | Trade | EDP | EDP092 | Commercial |  | Trade Secret | 2009 | 2009
20263-228838-01 | Xcel Energy | 85 | 13781 | IOU | 03130921 | 3.4 | Wind |  |  | Interconnected | Trade Secret | Trade | EDP | EDP092 | Commercial |  | Trade Secret | 2009 | 2009
20263-228838-01 | Xcel Energy | 85 | 13781 | IOU | 03589458 | 43.2 | Solar |  |  | Interconnected | Trade Secret | Trade | OSS | OSS066 | Commercial | Solar*Rewards | Trade Secret | 2020 | 2020
20263-228838-01 | Xcel Energy | 85 | 13781 | IOU | 05602032 | 9.994 | Solar |  |  | Withdrawn | Trade Secret | Trade | CTF | CTF022 | Residential | Solar*Rewards | Trade Secret | 2023
20263-228838-01 | Xcel Energy | 85 | 13781 | IOU | 03130129 | 4.08 | Solar |  |  | Interconnected | Trade Secret | Trade | APA | APA073 | Residential | Solar*Rewards | Trade Secret | 2018 | 2019
20263-228838-01 | Xcel Energy | 85 | 13781 | IOU | 03132081 | 6 | Solar |  |  | Interconnected | Trade Secret | Trade | REW | REW023 | Residential | Solar*Rewards | Trade Secret | 2017 | 2018
20263-228838-01 | Xcel Energy | 85 | 13781 | IOU | 04793743 | 6.67 | Solar |  |  | Interconnected | Trade Secret | Trade | OAD | OAD072 | Residential |  | Trade Secret | 2022 | 2022
20263-228838-01 | Xcel Energy | 85 | 13781 | IOU | 06144718 | 3.77 | Solar |  | X | Interconnected | Trade Secret | Trade | OAD | OAD072 | Residential | Solar*Rewards | Trade Secret | 2025 | 2025
20263-228838-01 | Xcel Energy | 85 | 13781 | IOU | 06141747 | 4.188 | Solar |  | X | Withdrawn | Trade Secret | Trade | OAD | OAD072 | Residential |  | Trade Secret | 2025
20263-228838-01 | Xcel Energy | 85 | 13781 | IOU | 03134287 | 7 | Solar |  |  | Interconnected | Trade Secret | Trade | OAD | OAD072 | Residential | Made in Minnesota | Trade Secret | 2015 | 2015
20263-228838-01 | Xcel Energy | 85 | 13781 | IOU | 03133562 | 4.3 | Solar |  |  | Interconnected | Trade Secret | Trade | CHI | CHI311 | Residential | Solar*Rewards | Trade Secret | 2011 | 2013
20263-228838-01 | Xcel Energy | 85 | 13781 | IOU | OID3284659 | 19.999 | Solar |  |  | Withdrawn | Trade Secret | Trade | FAP | FAP071 | Commercial | Solar*Rewards | Trade Secret | 2018
20263-228838-01 | Xcel Energy | 85 | 13781 | IOU | SRO29940 | 45 | Solar |  |  | Withdrawn | Trade Secret | Trade | FAP | FAP071 | Commercial | Solar*Rewards | Trade Secret | 2013
20263-228838-01 | Xcel Energy | 85 | 13781 | IOU | 03133886 | 3.5 | Solar |  |  | Interconnected | Trade Secret | Trade | SOU | SOU061 | Residential | Made in Minnesota | Trade Secret | 2014 | 2014
20263-228838-01 | Xcel Energy | 85 | 13781 | IOU | 04064468 | 7.616 | Solar |  |  | Interconnected | Trade Secret | Trade | MND | MND063 | Residential | Solar*Rewards | Trade Secret | 2021 | 2021
20263-228838-01 | Xcel Energy | 85 | 13781 | IOU | 06007467 | 3.747 | Solar |  |  | Interconnected | Trade Secret | Trade | SOU | SOU065 | Residential |  | Trade Secret | 2024 | 2025
20263-228838-01 | Xcel Energy | 85 | 13781 | IOU | 06170261 | 9.869 | Solar |  | X | Interconnected | Trade Secret | Trade | SOU | SOU072 | Residential |  | Trade Secret | 2025 | 2025
20263-228838-01 | Xcel Energy | 85 | 13781 | IOU | 06208457 | 4.537 | Solar |  |  | Interconnected | Trade Secret | Trade | WCR | WCR322 | Residential |  | Trade Secret | 2025 | 2025
20263-228838-01 | Xcel Energy | 85 | 13781 | IOU | 06189124 | 18.432 | Solar |  |  | Active Application | Trade Secret | Trade | XRD | XRD062 | Residential | Solar*Rewards | Trade Secret | 2025
20263-228838-01 | Xcel Energy | 85 | 13781 | IOU | 06011385 | 12.48 | Solar |  |  | Active Application | Trade Secret | Trade | XRD | XRD062 | Residential |  | Trade Secret | 2024
20263-228838-01 | Xcel Energy | 85 | 13781 | IOU | 04260113 | 4.35 | Solar |  |  | Interconnected | Trade Secret | Trade | SOU | SOU073 | Residential | Solar*Rewards | Trade Secret | 2021 | 2021
20263-228838-01 | Xcel Energy | 85 | 13781 | IOU | 05285851 | 10 | Solar |  |  | Active Application | Trade Secret | Trade | RPL | RPL071 | Residential |  | Trade Secret | 2022
20263-228838-01 | Xcel Energy | 85 | 13781 | IOU | 05722241 | 8.82 | Solar |  |  | Interconnected | Trade Secret | Trade | RPL | RPL071 | Residential | Solar*Rewards | Trade Secret | 2024 | 2024
20263-228838-01 | Xcel Energy | 85 | 13781 | IOU | 03129935 | 6.72 | Solar |  |  | Interconnected | Trade Secret | Trade | WIL | WIL085 | Residential | Solar*Rewards | Trade Secret | 2018 | 2019
20263-228838-01 | Xcel Energy | 85 | 13781 | IOU | 04422537 | 6.98 | Solar |  |  | Interconnected | Trade Secret | Trade | APA | APA077 | Residential | Solar*Rewards | Trade Secret | 2021 | 2021
20263-228838-01 | Xcel Energy | 85 | 13781 | IOU | 03897953 | 39.06 | Solar |  |  | Active Application | Trade Secret | Trade | WIN | WIN034 | Commercial | Solar*Rewards | Trade Secret | 2020
20263-228838-01 | Xcel Energy | 85 | 13781 | IOU | 05251750 | 15.08 | Solar |  |  | Interconnected | Trade Secret | Trade | MOL | MOL073 | Residential |  | Trade Secret | 2022 | 2023
20263-228838-01 | Xcel Energy | 85 | 13781 | IOU | 03964542 | 7.15 | Solar |  |  | Active Application | Trade Secret | Trade | RMT | RMT321 | Residential | Solar*Rewards | Trade Secret | 2020
20263-228838-01 | Xcel Energy | 85 | 13781 | IOU | 03131879 | 9.94 | Solar |  |  | Interconnected | Trade Secret | Trade | WEB | WEB021 | Residential | Solar*Rewards | Trade Secret | 2017 | 2018
20263-228838-01 | Xcel Energy | 85 | 13781 | IOU | 04299212 | 3.48 | Solar |  |  | Interconnected | Trade Secret | Trade | TER | TER071 | Residential | Solar*Rewards | Trade Secret | 2021 | 2021
20263-228838-01 | Xcel Energy | 85 | 13781 | IOU | 06068015 | 6.144 | Solar |  |  | Interconnected | Trade Secret | Trade | RAM | RAM077 | Residential | Solar*Rewards | Trade Secret | 2025 | 2025
20263-228838-01 | Xcel Energy | 85 | 13781 | IOU | 05231803 | 6.09 | Solar |  |  | Interconnected | Trade Secret | Trade | WIL | WIL079 | Residential |  | Trade Secret | 2022 | 2023
20263-228838-01 | Xcel Energy | 85 | 13781 | IOU | 04431436 | 11.39 | Solar |  |  | Interconnected | Trade Secret | Trade | CHE | CHE076 | Residential | Solar*Rewards | Trade Secret | 2021 | 2021
20263-228838-01 | Xcel Energy | 85 | 13781 | IOU | 03181872 | 5 | Solar |  |  | Interconnected | Trade Secret | Trade | UPP | UPP082 | Residential | Solar*Rewards | Trade Secret | 2019 | 2019
20263-228838-01 | Xcel Energy | 85 | 13781 | IOU | SRO24391 | 34.2 | Solar |  |  | Withdrawn | Trade Secret | Trade | ALD | ALD084 | Commercial | Solar*Rewards | Trade Secret | 2012
20263-228838-01 | Xcel Energy | 85 | 13781 | IOU | SRO29454 | 45 | Solar |  |  | Withdrawn | Trade Secret | Trade | ALD | ALD084 | Commercial | Solar*Rewards | Trade Secret | 2013
20263-228838-01 | Xcel Energy | 85 | 13781 | IOU | 05539720 | 15.744 | Solar |  |  | Interconnected | Trade Secret | Trade | RLK | RLK069 | Residential |  | Trade Secret | 2023 | 2023
20263-228838-01 | Xcel Energy | 85 | 13781 | IOU | 06226277 | 4.555 | Solar |  |  | Withdrawn | Trade Secret | Trade | WIL | WIL063 | Residential |  | Trade Secret | 2025
20263-228838-01 | Xcel Energy | 85 | 13781 | IOU | 06330335 | 4.608 | Solar |  |  | Active Application | Trade Secret | Trade | WIL | WIL063 | Residential | Solar*Rewards | Trade Secret | 2026
20263-228838-01 | Xcel Energy | 85 | 13781 | IOU | SRO27872 | 45 | Solar |  |  | Withdrawn | Trade Secret | Trade | SOU | SOU066 | Commercial | Solar*Rewards | Trade Secret | 2012
20263-228838-01 | Xcel Energy | 85 | 13781 | IOU | 03133091 | 45 | Solar |  |  | Interconnected | Trade Secret | Trade | SOU | SOU066 | Commercial | Solar*Rewards | Trade Secret | 2013 | 2013
20263-228838-01 | Xcel Energy | 85 | 13781 | IOU | 03132645 | 24 | Solar |  |  | Interconnected | Trade Secret | Trade | WAS | WAS092 | Residential | Solar*Rewards | Trade Secret | 2018 | 2018
20263-228838-01 | Xcel Energy | 85 | 13781 | IOU | 06164555 | 25 | Solar |  |  | Interconnected | Trade Secret | Trade | TER | TER063 | Commercial |  | Trade Secret | 2025 | 2026
20263-228838-01 | Xcel Energy | 85 | 13781 | IOU | 03133450 | 45 | Solar |  |  | Interconnected | Trade Secret | Trade | TER | TER063 | Commercial | Solar*Rewards | Trade Secret | 2011 | 2012
20263-228838-01 | Xcel Energy | 85 | 13781 | IOU | SRO18069 | 40 | Solar |  |  | Withdrawn | Trade Secret | Trade | TER | TER063 | Commercial | Solar*Rewards | Trade Secret | 2011
20263-228838-01 | Xcel Energy | 85 | 13781 | IOU | 05604382 | 4.608 | Solar |  |  | Withdrawn | Trade Secret | Trade | FRM | FRM071 | Residential |  | Trade Secret | 2023
20263-228838-01 |  |  |  |  | 05604357 |  | Solar |  |  | Active Application | Trade Secret | Trade | FRM | FRM071 | Residential | Solar*Rewards |  | 2023
20263-228838-01 | Xcel Energy | 85 | 13781 | IOU | 04205869 | 7.25 | Solar |  |  | Interconnected | Trade Secret | Trade | MEL | MEL088 | Residential | Solar*Rewards | Trade Secret | 2020 | 2021
20263-228838-01 | Xcel Energy | 85 | 13781 | IOU | OID3589105 | 9.994 | Solar |  |  | Withdrawn | Trade Secret | Trade | BCR | BCR062 | Residential | Solar*Rewards | Trade Secret | 2018
20263-228838-01 |  |  |  |  | OID2451312 |  | Solar |  |  | Withdrawn | Trade Secret | Trade | GLK | GLK065 | Residential | Solar*Rewards |  | 2015
20263-228838-01 | Xcel Energy | 85 | 13781 | IOU | 03134708 | 10.01 | Solar |  |  | Interconnected | Trade Secret | Trade | GLK | GLK065 | Residential | Made in Minnesota | Trade Secret | 2015 | 2016
20263-228838-01 | Xcel Energy | 85 | 13781 | IOU | 03441210 | 4.35 | Solar |  |  | Interconnected | Trade Secret | Trade | MPK | MPK074 | Residential | Solar*Rewards | Trade Secret | 2019 | 2020
20263-228838-01 |  |  |  |  | 04609160 |  |  |  |  | Active Application | Trade Secret | Trade | APA | APA073 | Commercial |  |  | 2021
20263-228838-01 | Xcel Energy | 85 | 13781 | IOU | 05190072 | 700 | Solar |  |  | Withdrawn | Trade Secret | Trade | APA | APA073 | Commercial |  | Trade Secret | 2023
20263-228838-01 | Xcel Energy | 85 | 13781 | IOU | 03767760 | 4.8 | Solar |  |  | Interconnected | Trade Secret | Trade | APA | APA061 | Residential | Solar*Rewards | Trade Secret | 2020 | 2020
20263-228838-01 | Xcel Energy | 85 | 13781 | IOU | 05357142 | 8.41 | Solar |  |  | Interconnected | Trade Secret | Trade | WDY | WDY312 | Residential | Solar*Rewards | Trade Secret | 2023 | 2023
20263-228838-01 | Xcel Energy | 85 | 13781 | IOU | 04509513 | 5.054 | Solar |  |  | Withdrawn | Trade Secret | Trade | WES | WES062 | Residential |  | Trade Secret | 2021
20263-228838-01 | Xcel Energy | 85 | 13781 | IOU | 04498781 | 5.054 | Solar |  |  | Active Application | Trade Secret | Trade | WES | WES062 | Residential | Solar*Rewards | Trade Secret | 2021
20263-228838-01 | Xcel Energy | 85 | 13781 | IOU | 03391375 | 11.39 | Solar |  |  | Interconnected | Trade Secret | Trade | MRN | MRN021 | Residential | Solar*Rewards | Trade Secret | 2019 | 2020
20263-228838-01 | Xcel Energy | 85 | 13781 | IOU | 05445941 | 8.7 | Solar |  |  | Interconnected | Trade Secret | Trade | LEX | LEX332 | Residential |  | Trade Secret | 2023 | 2023
20263-228838-01 | Xcel Energy | 85 | 13781 | IOU | 05559468 | 12.288 | Solar |  |  | Interconnected | Trade Secret | Trade | SOU | SOU066 | Commercial |  | Trade Secret | 2023 | 2024
20263-228838-01 | Xcel Energy | 85 | 13781 | IOU | 06206148 | 3.49 | Solar |  |  | Withdrawn | Trade Secret | Trade | GNL | GNL072 | Residential | Solar*Rewards | Trade Secret | 2025
20263-228838-01 | Xcel Energy | 85 | 13781 | IOU | 06210295 | 5.701 | Solar |  |  | Interconnected | Trade Secret | Trade | GNL | GNL072 | Residential |  | Trade Secret | 2025 | 2025
20263-228838-01 | Xcel Energy | 85 | 13781 | IOU | 03535332 | 35.985 | Solar |  |  | Interconnected | Trade Secret | Trade | LEX | LEX061 | Commercial | Solar*Rewards | Trade Secret | 2020 | 2020
20263-228838-01 | Xcel Energy | 85 | 13781 | IOU | 05863712 | 5.052 | Solar |  |  | Active Application | Trade Secret | Trade | APA | APA069 | Residential |  | Trade Secret | 2024
20263-228838-01 | Xcel Energy | 85 | 13781 | IOU | 05975698 | 12.905 | Solar |  |  | Interconnected | Trade Secret | Trade | RAM | RAM071 | Residential |  | Trade Secret | 2024 | 2024
20263-228838-01 | Xcel Energy | 85 | 13781 | IOU | 04543326 | 3.747 | Solar |  |  | Active Application | Trade Secret | Trade | FSL | FSL311 | Residential |  | Trade Secret | 2021
20263-228838-01 | Xcel Energy | 85 | 13781 | IOU | 04024095 | 4.93 | Solar |  |  | Interconnected | Trade Secret | Trade | UPP | UPP082 | Residential | Solar*Rewards | Trade Secret | 2021 | 2021
20263-228838-01 | Xcel Energy | 85 | 13781 | IOU | 04888886 | 2.962 | Solar |  |  | Active Application | Trade Secret | Trade | AFT | AFT314 | Residential | Solar*Rewards | Trade Secret | 2022
20263-228838-01 | Xcel Energy | 85 | 13781 | IOU | 04888875 | 2.962 | Solar |  |  | Active Application | Trade Secret | Trade | AFT | AFT314 | Residential |  | Trade Secret | 2022
20263-228838-01 | Xcel Energy | 85 | 13781 | IOU | 05834725 | 180 | Solar |  |  | Interconnected | Trade Secret | Trade | WDY | WDY322 | Commercial |  | Trade Secret | 2024 | 2025
20263-228838-01 | Xcel Energy | 85 | 13781 | IOU | 04728697 | 7.68 | Solar |  | X | Withdrawn | Trade Secret | Trade | BLC | BLC062 | Residential |  | Trade Secret | 2021
20263-228838-01 | Xcel Energy | 85 | 13781 | IOU | 05207614 | 22.4 | Solar |  | X | Interconnected | Trade Secret | Trade | BLC | BLC062 | Residential |  | Trade Secret | 2022 | 2023
20263-228838-01 | Xcel Energy | 85 | 13781 | IOU | SRO29869 | 35 | Solar |  |  | Withdrawn | Trade Secret | Trade | IDA | IDA073 | Commercial | Solar*Rewards | Trade Secret | 2013
20263-228838-01 | Xcel Energy | 85 | 13781 | IOU | 06217451 | 2.8 | Solar |  |  | Active Application | Trade Secret | Trade | SHP | SHP061 | Commercial |  | Trade Secret | 2025
20263-228838-01 | Xcel Energy | 85 | 13781 | IOU | 05313558 | 6.631 | Solar |  |  | Interconnected | Trade Secret | Trade | SHP | SHP061 | Commercial |  | Trade Secret | 2022 | 2023
20263-228838-01 | Xcel Energy | 85 | 13781 | IOU | 06244845 | 5.933 | Solar |  |  | Active Application | Trade Secret | Trade | HUG | HUG321 | Residential |  | Trade Secret | 2025
20263-228838-01 | Xcel Energy | 85 | 13781 | IOU | 06164657 | 11.136 | Solar |  |  | Active Application | Trade Secret | Trade | RPO | RPO312 | Residential | Solar*Rewards | Trade Secret | 2025
20263-228838-01 | Xcel Energy | 85 | 13781 | IOU | 06266291 | 4.886 | Solar |  |  | Active Application | Trade Secret | Trade | UPP | UPP063 | Residential |  | Trade Secret | 2025
20263-228838-01 | Xcel Energy | 85 | 13781 | IOU | 03129878 | 7.616 | Solar |  |  | Active Application | Trade Secret | Trade | SOU | SOU065 | Residential | Solar*Rewards | Trade Secret | 2018
20263-228838-01 |  |  |  |  | OID3538573 |  | Solar |  |  | Withdrawn | Trade Secret | Trade | SOU | SOU065 | Residential | Solar*Rewards |  | 2018
20263-228838-01 |  |  |  |  | OID3533427 |  | Solar |  |  | Withdrawn | Trade Secret | Trade | SOU | SOU065 | Residential | Solar*Rewards |  | 2018
20263-228838-01 | Xcel Energy | 85 | 13781 | IOU | OID3565730 | 7.616 | Solar |  |  | Withdrawn | Trade Secret | Trade | SOU | SOU065 | Residential | Solar*Rewards | Trade Secret | 2018
20263-228838-01 |  |  |  |  | OID3537632 |  | Solar |  |  | Withdrawn | Trade Secret | Trade | SOU | SOU065 | Residential |  |  | 2018
20263-228838-01 |  |  |  |  | OID3565731 |  | Solar |  |  | Withdrawn | Trade Secret | Trade | SOU | SOU065 | Residential |  |  | 2018
20263-228838-01 |  |  |  |  | OID3538580 |  | Solar |  |  | Withdrawn | Trade Secret | Trade | SOU | SOU065 | Residential | Solar*Rewards |  | 2018
20263-228838-01 |  |  |  |  | OID3541791 |  | Solar |  |  | Withdrawn | Trade Secret | Trade | SOU | SOU065 | Residential | Solar*Rewards |  | 2018
20263-228838-01 |  |  |  |  | OID3538571 |  | Solar |  |  | Withdrawn | Trade Secret | Trade | SOU | SOU065 | Residential | Solar*Rewards |  | 2018
20263-228838-01 | Xcel Energy | 85 | 13781 | IOU | 04793682 | 6.09 | Solar |  |  | Interconnected | Trade Secret | Trade | SLP | SLP076 | Residential | Solar*Rewards | Trade Secret | 2022 | 2022
20263-228838-01 | Xcel Energy | 85 | 13781 | IOU | 06196915 | 3.774 | Solar |  |  | Interconnected | Trade Secret | Trade | CHE | CHE076 | Residential | Solar*Rewards | Trade Secret | 2025 | 2025
20263-228838-01 | Xcel Energy | 85 | 13781 | IOU | 04393235 | 6 | Solar |  |  | Interconnected | Trade Secret | Trade | MND | MND071 | Residential | Solar*Rewards | Trade Secret | 2021 | 2021
20263-228838-01 | Xcel Energy | 85 | 13781 | IOU | 06073420 | 4.555 | Solar |  |  | Interconnected | Trade Secret | Trade | SOU | SOU064 | Residential | Solar*Rewards | Trade Secret | 2025 | 2025
20263-228838-01 | Xcel Energy | 85 | 13781 | IOU | 05414274 | 4.55 | Solar |  |  | Interconnected | Trade Secret | Trade | SLP | SLP084 | Residential |  | Trade Secret | 2023 | 2023
20263-228838-01 | Xcel Energy | 85 | 13781 | IOU | 05426497 | 2.925 | Solar |  |  | Active Application | Trade Secret | Trade | SLP | SLP084 | Residential | Solar*Rewards | Trade Secret | 2023
20263-228838-01 | Xcel Energy | 85 | 13781 | IOU | 03130125 | 2.88 | Solar |  |  | Interconnected | Trade Secret | Trade | WIL | WIL076 | Residential | Solar*Rewards | Trade Secret | 2018 | 2019
20263-228838-01 | Xcel Energy | 85 | 13781 | IOU | 05464425 | 3.78 | Solar |  |  | Withdrawn | Trade Secret | Trade | RAM | RAM073 | Residential | Solar*Rewards | Trade Secret | 2023
20263-228838-01 | Xcel Energy | 85 | 13781 | IOU | 05553066 | 5.448 | Solar |  |  | Interconnected | Trade Secret | Trade | RAM | RAM073 | Residential |  | Trade Secret | 2023 | 2023
20263-228838-01 | Xcel Energy | 85 | 13781 | IOU | 05864190 | 9.29 | Solar |  |  | Active Application | Trade Secret | Trade | ECK | ECK063 | Residential |  | Trade Secret | 2024
20263-228838-01 | Xcel Energy | 85 | 13781 | IOU | 06108655 | 3.037 | Solar |  | X | Interconnected | Trade Secret | Trade | WDY | WDY312 | Residential | Solar*Rewards | Trade Secret | 2025 | 2025
20263-228838-01 | Xcel Energy | 85 | 13781 | IOU | 04794690 | 14.5 | Solar |  | X | Interconnected | Trade Secret | Trade | WDY | WDY312 | Residential | Solar*Rewards | Trade Secret | 2022 | 2023
20263-228838-01 | Xcel Energy | 85 | 13781 | IOU | 04573518 | 14.5 | Solar |  | X | Active Application | Trade Secret | Trade | WDY | WDY312 | Residential |  | Trade Secret | 2021
20263-228838-01 | Xcel Energy | 85 | 13781 | IOU | 06084949 | 6.08 | Solar |  |  | Active Application | Trade Secret | Trade | BRP | BRP071 | Residential | Solar*Rewards | Trade Secret | 2025
20263-228838-01 | Xcel Energy | 85 | 13781 | IOU | 06322160 | 6.08 | Solar |  |  | Active Application | Trade Secret | Trade | BRP | BRP071 | Residential | Solar*Rewards | Trade Secret | 2026
20263-228838-01 | Xcel Energy | 85 | 13781 | IOU | 04793514 | 11.6 | Solar |  |  | Interconnected | Trade Secret | Trade | WSG | WSG064 | Residential | Solar*Rewards | Trade Secret | 2022 | 2022
20263-228838-01 | Xcel Energy | 85 | 13781 | IOU | 03132320 | 7.63 | Solar |  |  | Interconnected | Trade Secret | Trade | EKO | EKO021 | Residential | Solar*Rewards | Trade Secret | 2018 | 2018
20263-228838-01 | Xcel Energy | 85 | 13781 | IOU | 04435478 | 4.64 | Solar |  |  | Interconnected | Trade Secret | Trade | SOU | SOU069 | Residential | Solar*Rewards | Trade Secret | 2021 | 2021
20263-228838-01 | Xcel Energy | 85 | 13781 | IOU | 05813767 | 10.47 | Solar |  |  | Interconnected | Trade Secret | Trade | MPK | MPK068 | Residential |  | Trade Secret | 2024 | 2024
20263-228838-01 | Xcel Energy | 85 | 13781 | IOU | 06141982 | 4.555 | Solar |  |  | Interconnected | Trade Secret | Trade | TWL | TWL063 | Residential |  | Trade Secret | 2025 | 2025
20263-228838-01 | Xcel Energy | 85 | 13781 | IOU | 04108632 | 5 | Solar |  |  | Interconnected | Trade Secret | Trade | MHW | MHW311 | Residential | Solar*Rewards | Trade Secret | 2020 | 2021
20263-228838-01 | Xcel Energy | 85 | 13781 | IOU | OID3413161 | 39.98 | Solar |  |  | Withdrawn | Trade Secret | Trade | BEL | BEL061 | Commercial | Solar*Rewards | Trade Secret | 2018
20263-228838-01 | Xcel Energy | 85 | 13781 | IOU | 04764529 | 30 | Storage |  |  | Interconnected | Trade Secret | Trade | GVW | GVW021 | Commercial |  | Trade Secret | 2021 | 2022
20263-228838-01 | Xcel Energy | 85 | 13781 | IOU | 05821772 | 3.747 | Solar |  |  | Interconnected | Trade Secret | Trade | MOL | MOL063 | Residential |  | Trade Secret | 2024 | 2024
20263-228838-01 | Xcel Energy | 85 | 13781 | IOU | 04496262 | 9.994 | Solar |  |  | Active Application | Trade Secret | Trade | MPK | MPK071 | Residential | Solar*Rewards | Trade Secret | 2021
20263-228838-01 | Xcel Energy | 85 | 13781 | IOU | 04508297 | 9.994 | Solar |  |  | Interconnected | Trade Secret | Trade | MPK | MPK071 | Residential |  | Trade Secret | 2021 | 2022
20263-228838-01 | Xcel Energy | 85 | 13781 | IOU | 06323245 | 7.678 | Solar |  |  | Active Application | Trade Secret | Trade | SOU | SOU061 | Residential | Solar*Rewards | Trade Secret | 2026
20263-228838-01 | Xcel Energy | 85 | 13781 | IOU | 06096851 | 7.296 | Solar |  |  | Interconnected | Trade Secret | Trade | WCR | WCR321 | Residential | Solar*Rewards | Trade Secret | 2025 | 2025
20263-228838-01 | Xcel Energy | 85 | 13781 | IOU | 04992056 | 5.22 | Solar |  |  | Withdrawn | Trade Secret | Trade | MHW | MHW311 | Residential | Solar*Rewards | Trade Secret | 2022
20263-228838-01 | Xcel Energy | 85 | 13781 | IOU | 03134067 | 15 | Solar |  |  | Interconnected | Trade Secret | Trade | MEL | MEL074 | Commercial | Solar*Rewards | Trade Secret | 2014 | 2015
20263-228838-01 | Xcel Energy | 85 | 13781 | IOU | 05871472 | 6.046 | Solar |  |  | Active Application | Trade Secret | Trade | TWL | TWL069 | Residential |  | Trade Secret | 2024
20263-228838-01 | Xcel Energy | 85 | 13781 | IOU | 04613162 | 7.616 | Solar |  |  | Interconnected | Trade Secret | Trade | EDA | EDA084 | Residential |  | Trade Secret | 2021 | 2022
20263-228838-01 | Xcel Energy | 85 | 13781 | IOU | 06268293 | 4.162 | Solar |  |  | Active Application | Trade Secret | Trade | APA | APA075 | Residential |  | Trade Secret | 2025
20263-228838-01 | Xcel Energy | 85 | 13781 | IOU | 06308392 | 4.16 | Solar |  |  | Active Application | Trade Secret | Trade | APA | APA075 | Residential |  | Trade Secret | 2025
20263-228838-01 | Xcel Energy | 85 | 13781 | IOU | 06308466 | 4.16 | Solar |  |  | Active Application | Trade Secret | Trade | APA | APA075 | Residential |  | Trade Secret | 2025
20263-228838-01 | Xcel Energy | 85 | 13781 | IOU | 05991601 | 1.518 | Solar |  |  | Withdrawn | Trade Secret | Trade | MPK | MPK085 | Residential | Solar*Rewards | Trade Secret | 2024
20263-228838-01 | Xcel Energy | 85 | 13781 | IOU | 06017921 | 2.277 | Solar |  | X | Withdrawn | Trade Secret | Trade | MPK | MPK085 | Residential | Solar*Rewards | Trade Secret | 2024
20263-228838-01 | Xcel Energy | 85 | 13781 | IOU | 04794121 | 7.83 | Solar |  |  | Interconnected | Trade Secret | Trade | MPK | MPK085 | Residential | Solar*Rewards | Trade Secret | 2022 | 2022
20263-228838-01 | Xcel Energy | 85 | 13781 | IOU | 06056653 | 2.277 | Solar |  | X | Active Application | Trade Secret | Trade | MPK | MPK085 | Residential | Solar*Rewards | Trade Secret | 2025
20263-228838-01 | Xcel Energy | 85 | 13781 | IOU | 05397194 | 14.4 | Solar |  |  | Withdrawn | Trade Secret | Trade | CRL | CRL031 | Commercial |  | Trade Secret | 2023
20263-228838-01 | Xcel Energy | 85 | 13781 | IOU | 05284720 | 22.78 | Solar |  |  | Withdrawn | Trade Secret | Trade | CRL | CRL031 | Commercial |  | Trade Secret | 2022
20263-228838-01 | Xcel Energy | 85 | 13781 | IOU | 04793666 | 3.747 | Solar |  |  | Interconnected | Trade Secret | Trade | WDY | WDY321 | Residential | Solar*Rewards | Trade Secret | 2022 | 2022
20263-228838-01 | Xcel Energy | 85 | 13781 | IOU | 04438742 | 4.886 | Solar |  |  | Interconnected | Trade Secret | Trade | OAD | OAD072 | Residential | Solar*Rewards | Trade Secret | 2021 | 2021
20263-228838-01 | Xcel Energy | 85 | 13781 | IOU | 04246463 | 9.994 | Solar |  |  | Interconnected | Trade Secret | Trade | WIL | WIL062 | Residential | Solar*Rewards | Trade Secret | 2021 | 2021
20263-228838-01 | Xcel Energy | 85 | 13781 | IOU | 05671005 | 7.56 | Solar |  |  | Interconnected | Trade Secret | Trade | CGR | CGR071 | Residential |  | Trade Secret | 2023 | 2024
20263-228838-01 | Xcel Energy | 85 | 13781 | IOU | 03243549 | 11.39 | Solar |  |  | Interconnected | Trade Secret | Trade | HUG | HUG312 | Residential | Solar*Rewards | Trade Secret | 2019 | 2019
20263-228838-01 | Xcel Energy | 85 | 13781 | IOU | 05933274 | 3.747 | Solar |  |  | Active Application | Trade Secret | Trade | SCL | SCL312 | Residential |  | Trade Secret | 2024
20263-228838-01 | Xcel Energy | 85 | 13781 | IOU | 04956199 | 11.168 | Solar |  | X | Interconnected | Trade Secret | Trade | HYL | HYL063 | Residential | Solar*Rewards | Trade Secret | 2022 | 2022
20263-228838-01 | Xcel Energy | 85 | 13781 | IOU | 06182877 | 4.355 | Solar |  |  | Active Application | Trade Secret | Trade | BRP | BRP063 | Residential | Solar*Rewards | Trade Secret | 2025
20263-228838-01 | Xcel Energy | 85 | 13781 | IOU | 05830879 | 5.76 | Solar |  |  | Interconnected | Trade Secret | Trade | LEX | LEX331 | Residential | Solar*Rewards | Trade Secret | 2024 | 2024
20263-228838-01 | Xcel Energy | 85 | 13781 | IOU | 06030210 | 6.832 | Solar |  |  | Interconnected | Trade Secret | Trade | LLK | LLK061 | Residential | Solar*Rewards | Trade Secret | 2024 | 2025
20263-228838-01 | Xcel Energy | 85 | 13781 | IOU | 03133683 | 34.2 | Solar |  |  | Interconnected | Trade Secret | Trade | BUR | BUR022 | Commercial | Solar*Rewards | Trade Secret | 2012 | 2014
20263-228838-01 | Xcel Energy | 85 | 13781 | IOU | 04354224 | 3.747 | Solar |  |  | Active Application | Trade Secret | Trade | KOL | KOL074 | Residential |  | Trade Secret | 2021
20263-228838-01 | Xcel Energy | 85 | 13781 | IOU | 04409289 | 5.22 | Solar |  |  | Interconnected | Trade Secret | Trade | OAD | OAD063 | Residential | Solar*Rewards | Trade Secret | 2021 | 2021
20263-228838-01 | Xcel Energy | 85 | 13781 | IOU | 05585129 | 8.32 | Solar |  |  | Withdrawn | Trade Secret | Trade | FSL | FSL311 | Residential | Solar*Rewards | Trade Secret | 2023
20263-228838-01 | Xcel Energy | 85 | 13781 | IOU | SRO29857 | 15 | Solar |  |  | Withdrawn | Trade Secret | Trade |  |  | Residential | Solar*Rewards | Trade Secret | 2013
20263-228838-01 | Xcel Energy | 85 | 13781 | IOU | 03904948 | 3.747 | Solar |  |  | Interconnected | Trade Secret | Trade | UPP | UPP063 | Residential | Solar*Rewards | Trade Secret | 2020 | 2021
20263-228838-01 | Xcel Energy | 85 | 13781 | IOU | 05244594 | 13.63 | Solar |  |  | Interconnected | Trade Secret | Trade | ECK | ECK321 | Residential |  | Trade Secret | 2022 | 2023
20263-228838-01 | Xcel Energy | 85 | 13781 | IOU | 03135046 | 7.63 | Solar |  |  | Interconnected | Trade Secret | Trade | SOU | SOU081 | Residential | Solar*Rewards | Trade Secret | 2016 | 2016
20263-228838-01 | Xcel Energy | 85 | 13781 | IOU | 03134014 | 6 | Solar |  |  | Interconnected | Trade Secret | Trade | MND | MND072 | Commercial | Solar*Rewards | Trade Secret | 2014 | 2016
20263-228838-01 | Xcel Energy | 85 | 13781 | IOU | 03131137 | 10 | Other |  |  | Interconnected | Trade Secret | Trade | LLK | LLK071 | Residential |  | Trade Secret | 2012 | 2012
20263-228838-01 | Xcel Energy | 85 | 13781 | IOU | 04517786 | 7.54 | Solar |  |  | Interconnected | Trade Secret | Trade | ECK | ECK062 | Residential |  | Trade Secret | 2021 | 2022
20263-228838-01 | Xcel Energy | 85 | 13781 | IOU | SRO30890 | 36 | Solar |  |  | Withdrawn | Trade Secret | Trade | RAM | RAM073 | Commercial | Solar*Rewards | Trade Secret | 2013
20263-228838-01 | Xcel Energy | 85 | 13781 | IOU | OID3471944 | 39.998 | Solar |  |  | Withdrawn | Trade Secret | Trade | RAM | RAM073 | Commercial | Solar*Rewards | Trade Secret | 2018
20263-228838-01 | Xcel Energy | 85 | 13781 | IOU | 03130531 | 99.9 | Solar |  |  | Interconnected | Trade Secret | Trade | RAM | RAM073 | Commercial |  | Trade Secret | 2018 | 2019
20263-228838-01 | Xcel Energy | 85 | 13781 | IOU | SRO29761 | 30 | Solar |  |  | Withdrawn | Trade Secret | Trade | BRP | BRP073 | Commercial | Solar*Rewards | Trade Secret | 2013
20263-228838-01 | Xcel Energy | 85 | 13781 | IOU | SRO23982 | 30 | Solar |  |  | Withdrawn | Trade Secret | Trade | BRP | BRP073 | Commercial | Solar*Rewards | Trade Secret | 2012
20263-228838-01 | Xcel Energy | 85 | 13781 | IOU | 03235024 | 2.4 | Solar |  |  | Interconnected | Trade Secret | Trade | TER | TER071 | Residential | Solar*Rewards | Trade Secret | 2019 | 2020
20263-228838-01 | Xcel Energy | 85 | 13781 | IOU | 03130672 | 11.39 | Solar |  |  | Interconnected | Trade Secret | Trade | RMT | RMT321 | Residential | Solar*Rewards | Trade Secret | 2016 | 2017
20263-228838-01 | Xcel Energy | 85 | 13781 | IOU | 05803896 | 3.774 | Solar |  |  | Interconnected | Trade Secret | Trade | WIN | WIN032 | Residential | Solar*Rewards | Trade Secret | 2024 | 2024
20263-228838-01 | Xcel Energy | 85 | 13781 | IOU | 06222550 | 11.5 | Storage |  |  | Active Application | Trade Secret | Trade | MEL | MEL075 | Commercial |  | Trade Secret | 2025
20263-228838-01 | Xcel Energy | 85 | 13781 | IOU | SRO29572 | 41.4 | Solar |  |  | Withdrawn | Trade Secret | Trade | DBL | DBL061 | Commercial | Solar*Rewards | Trade Secret | 2013
20263-228838-01 | Xcel Energy | 85 | 13781 | IOU | 06056640 | 7.616 | Solar |  |  | Active Application | Trade Secret | Trade | HWW | HWW074 | Residential |  | Trade Secret | 2025
20263-228838-01 | Xcel Energy | 85 | 13781 | IOU | 05356846 | 3.84 | Solar |  |  | Interconnected | Trade Secret | Trade | BLC | BLC062 | Residential | Solar*Rewards | Trade Secret | 2023 | 2023
20263-228838-01 | Xcel Energy | 85 | 13781 | IOU | 06117761 | 15 | Solar |  | X | Active Application | Trade Secret | Trade | CDV | CDV063 | Residential | Solar*Rewards | Trade Secret | 2025
20263-228838-01 | Xcel Energy | 85 | 13781 | IOU | 06321816 | 15 | Solar |  | X | Active Application | Trade Secret | Trade | CDV | CDV063 | Residential | Solar*Rewards | Trade Secret | 2026
20263-228838-01 | Xcel Energy | 85 | 13781 | IOU | OID3014414 | 95.96 | Solar |  |  | Withdrawn | Trade Secret | Trade | FIC | FIC022 | Commercial |  | Trade Secret | 2017
20263-228838-01 | Xcel Energy | 85 | 13781 | IOU | 03134440 | 35.985 | Solar |  |  | Interconnected | Trade Secret | Trade | FIC | FIC022 | Commercial | Made in Minnesota | Trade Secret | 2015 | 2016
20263-228838-01 | Xcel Energy | 85 | 13781 | IOU | 05277623 | 4.886 | Solar |  |  | Interconnected | Trade Secret | Trade | APA | APA064 | Residential |  | Trade Secret | 2023 | 2023
20263-228838-01 | Xcel Energy | 85 | 13781 | IOU | 03995208 | 7.616 | Solar |  |  | Interconnected | Trade Secret | Trade | TWL | TWL062 | Residential | Solar*Rewards | Trade Secret | 2020 | 2021
20263-228838-01 | Xcel Energy | 85 | 13781 | IOU | 05582502 | 4.725 | Solar |  |  | Interconnected | Trade Secret | Trade | SOU | SOU083 | Residential | Solar*Rewards | Trade Secret | 2023 | 2023
20263-228838-01 | Xcel Energy | 85 | 13781 | IOU | 05760848 | 7.245 | Solar |  |  | Interconnected | Trade Secret | Trade | AFT | AFT315 | Residential | Solar*Rewards | Trade Secret | 2024 | 2024
20263-228838-01 | Xcel Energy | 85 | 13781 | IOU | 03235620 | 6.38 | Solar |  |  | Interconnected | Trade Secret | Trade | BCR | BCR062 | Residential | Solar*Rewards | Trade Secret | 2019 | 2019
20263-228838-01 | Xcel Energy | 85 | 13781 | IOU | 05590243 | 5.355 | Solar |  |  | Interconnected | Trade Secret | Trade | TWL | TWL081 | Residential |  | Trade Secret | 2023 | 2023
20263-228838-01 | Xcel Energy | 85 | 13781 | IOU | 05551410 | 7.04 | Solar |  |  | Interconnected | Trade Secret | Trade | ECK | ECK321 | Residential | Solar*Rewards | Trade Secret | 2023 | 2024
20263-228838-01 | Xcel Energy | 85 | 13781 | IOU | 03131861 | 4 | Solar |  |  | Interconnected | Trade Secret | Trade | MTR | MTR021 | Residential | Solar*Rewards | Trade Secret | 2017 | 2017
20263-228838-01 |  |  |  |  | OID3022306 |  | Solar |  |  | Withdrawn | Trade Secret | Trade | MTR | MTR021 | Residential | Solar*Rewards |  | 2017
20263-228838-01 | Xcel Energy | 85 | 13781 | IOU | 06248763 | 15.744 | Solar |  | X | Active Application | Trade Secret | Trade | WCR | WCR063 | Residential |  | Trade Secret | 2025
20263-228838-01 | Xcel Energy | 85 | 13781 | IOU | OID3643532 | 39.998 | Solar |  |  | Withdrawn | Trade Secret | Trade | TER | TER062 | Commercial | Solar*Rewards | Trade Secret | 2018
20263-228838-01 | Xcel Energy | 85 | 13781 | IOU | 03519917 | 39.998 | Solar |  |  | Active Application | Trade Secret | Trade | TER | TER062 | Commercial | Solar*Rewards | Trade Secret | 2020
20263-228838-01 | Xcel Energy | 85 | 13781 | IOU | 03645775 | 6 | Solar |  |  | Interconnected | Trade Secret | Trade | LEX | LEX074 | Residential | Solar*Rewards | Trade Secret | 2020 | 2020
20263-228838-01 | Xcel Energy | 85 | 13781 | IOU | 03134299 | 12 | Solar |  |  | Interconnected | Trade Secret | Trade | NOF | NOF061 | Residential | Made in Minnesota | Trade Secret | 2015 | 2015
20263-228838-01 | Xcel Energy | 85 | 13781 | IOU | 04938918 | 5.584 | Solar |  |  | Interconnected | Trade Secret | Trade | MPK | MPK065 | Residential | Solar*Rewards | Trade Secret | 2022 | 2022
20263-228838-01 | Xcel Energy | 85 | 13781 | IOU | 05739155 | 2.52 | Solar |  |  | Withdrawn | Trade Secret | Trade | SOU | SOU060 | Residential | Solar*Rewards | Trade Secret | 2024
20263-228838-01 | Xcel Energy | 85 | 13781 | IOU | 05748822 | 4.41 | Solar |  |  | Interconnected | Trade Secret | Trade | SOU | SOU060 | Residential |  | Trade Secret | 2024 | 2024
20263-228838-01 | Xcel Energy | 85 | 13781 | IOU | 05816767 | 5.052 | Solar |  |  | Active Application | Trade Secret | Trade | OAD | OAD063 | Residential |  | Trade Secret | 2024
20263-228838-01 | Xcel Energy | 85 | 13781 | IOU | 05936915 | 6.046 | Solar |  |  | Active Application | Trade Secret | Trade | OAD | OAD063 | Residential | Solar*Rewards | Trade Secret | 2024
20263-228838-01 | Xcel Energy | 85 | 13781 | IOU | 03134492 | 8.6 | Solar |  |  | Interconnected | Trade Secret | Trade | LEX | LEX332 | Residential | Made in Minnesota | Trade Secret | 2015 | 2015
20263-228838-01 | Xcel Energy | 85 | 13781 | IOU | 03130102 | 2.88 | Solar |  |  | Interconnected | Trade Secret | Trade | SOU | SOU083 | Residential | Solar*Rewards | Trade Secret | 2018 | 2019
20263-228838-01 | Xcel Energy | 85 | 13781 | IOU | 05947405 | 3.936 | Solar |  |  | Interconnected | Trade Secret | Trade | APA | APA076 | Residential | Solar*Rewards | Trade Secret | 2024 | 2024
20263-228838-01 | Xcel Energy | 85 | 13781 | IOU | SRO29493 | 68.4 | Solar |  |  | Withdrawn | Trade Secret | Trade | NOF | NOF061 | Commercial | Solar*Rewards | Trade Secret | 2013
20263-228838-01 | Xcel Energy | 85 | 13781 | IOU | 05197781 | 10.15 | Solar |  |  | Interconnected | Trade Secret | Trade | EDP | EDP073 | Residential |  | Trade Secret | 2022 | 2023
20263-228838-01 | Xcel Energy | 85 | 13781 | IOU | 05514547 | 11.393 | Solar |  |  | Active Application | Trade Secret | Trade | DND | DND071 | Residential |  | Trade Secret | 2023
20263-228838-01 | Xcel Energy | 85 | 13781 | IOU | SRO29619 | 10 | Solar |  |  | Withdrawn | Trade Secret | Trade | GLK | GLK071 | Commercial | Solar*Rewards | Trade Secret | 2013
20263-228838-01 | Xcel Energy | 85 | 13781 | IOU | 05487054 | 6.4 | Solar |  |  | Interconnected | Trade Secret | Trade | MEL | MEL065 | Residential |  | Trade Secret | 2023 | 2023
20263-228838-01 | Xcel Energy | 85 | 13781 | IOU | 04440074 | 34.17 | Solar |  |  | Withdrawn | Trade Secret | Trade | FSL | FSL311 | Commercial | Solar*Rewards | Trade Secret | 2021
20263-228838-01 | Xcel Energy | 85 | 13781 | IOU | 03130842 | 40 | Wind |  |  | Interconnected | Trade Secret | Trade | DOC | DOC031 | Residential |  | Trade Secret | 2002 | 2013
20263-228838-01 | Xcel Energy | 85 | 13781 | IOU | 06190274 | 8.35 | Solar |  |  | Interconnected | Trade Secret | Trade | ALD | ALD093 | Residential | Solar*Rewards | Trade Secret | 2025 | 2025
20263-228838-01 | Xcel Energy | 85 | 13781 | IOU | 03130762 | 10 | Solar |  |  | Interconnected | Trade Secret | Trade | SLP | SLP081 | Commercial |  | Trade Secret | 2006 | 2007
20263-228838-01 | Xcel Energy | 85 | 13781 | IOU | 06166145 | 2.903 | Solar |  |  | Active Application | Trade Secret | Trade | RIV | RIV062 | Residential | Solar*Rewards | Trade Secret | 2025
20263-228838-01 | Xcel Energy | 85 | 13781 | IOU | 06094821 | 2.323 | Solar |  |  | Interconnected | Trade Secret | Trade | RIV | RIV062 | Residential | Solar*Rewards | Trade Secret | 2025 | 2025
20263-228838-01 | Xcel Energy | 85 | 13781 | IOU | SRO25658 | 3.6 | Solar |  |  | Withdrawn | Trade Secret | Trade | WCS | WCS072 | Residential | Solar*Rewards | Trade Secret | 2012
20263-228838-01 | Xcel Energy | 85 | 13781 | IOU | 03133756 | 4 | Solar |  |  | Interconnected | Trade Secret | Trade | WCS | WCS072 | Residential | Solar*Rewards | Trade Secret | 2013 | 2013
20263-228838-01 | Xcel Energy | 85 | 13781 | IOU | 03133462 | 6 | Solar |  |  | Interconnected | Trade Secret | Trade | SLP | SLP084 | Residential | Solar*Rewards | Trade Secret | 2011 | 2011
20263-228838-01 | Xcel Energy | 85 | 13781 | IOU | SRO24601 | 5.1 | Solar |  |  | Withdrawn | Trade Secret | Trade | MPK | MPK071 | Residential | Solar*Rewards | Trade Secret | 2012
20263-228838-01 | Xcel Energy | 85 | 13781 | IOU | 03131150 | 5 | Solar |  |  | Interconnected | Trade Secret | Trade | MPK | MPK071 | Residential |  | Trade Secret | 2012 | 2013
20263-228838-01 | Xcel Energy | 85 | 13781 | IOU | 05697114 | 5.04 | Solar |  |  | Interconnected | Trade Secret | Trade | HWW | HWW072 | Residential |  | Trade Secret | 2024 | 2024
20263-228838-01 | Xcel Energy | 85 | 13781 | IOU | 03131880 | 5.76 | Solar |  |  | Interconnected | Trade Secret | Trade | PKL | PKL085 | Residential | Made in Minnesota | Trade Secret | 2017 | 2018
20263-228838-01 | Xcel Energy | 85 | 13781 | IOU | 06186952 | 6.046 | Solar |  |  | Interconnected | Trade Secret | Trade | UPP | UPP089 | Residential |  | Trade Secret | 2025 | 2026
20263-228838-01 | Xcel Energy | 85 | 13781 | IOU | 05356623 | 9.135 | Solar |  |  | Interconnected | Trade Secret | Trade | GLK | GLK061 | Residential | Solar*Rewards | Trade Secret | 2023 | 2023
20263-228838-01 | Xcel Energy | 85 | 13781 | IOU | OID3768083 | 39.998 | Solar |  |  | Withdrawn | Trade Secret | Trade | SOU | SOU076 | Commercial | Solar*Rewards | Trade Secret | 2019
20263-228838-01 | Xcel Energy | 85 | 13781 | IOU | 05646816 | 5.355 | Solar |  |  | Interconnected | Trade Secret | Trade | WSG | WSG352 | Residential |  | Trade Secret | 2023 | 2023
20263-228838-01 | Xcel Energy | 85 | 13781 | IOU | 03130279 | 7.616 | Solar |  |  | Interconnected | Trade Secret | Trade | SLP | SLP076 | Residential | Solar*Rewards | Trade Secret | 2019 | 2019
20263-228838-01 | Xcel Energy | 85 | 13781 | IOU | 05849583 | 2.03 | Solar |  |  | Interconnected | Trade Secret | Trade | MDT | MDT077 | Residential | Solar*Rewards | Trade Secret | 2024 | 2024
20263-228838-01 | Xcel Energy | 85 | 13781 | IOU | 03130755 | 4 | Solar |  |  | Interconnected | Trade Secret | Trade | ECK | ECK342 | Residential |  | Trade Secret | 2006 | 2006
20263-228838-01 | Xcel Energy | 85 | 13781 | IOU | 04211435 | 8.41 | Solar |  |  | Interconnected | Trade Secret | Trade | WSG | WSG362 | Residential | Solar*Rewards | Trade Secret | 2020 | 2021
20263-228838-01 | Xcel Energy | 85 | 13781 | IOU | 06266948 | 4.188 | Solar |  |  | Active Application | Trade Secret | Trade | HWW | HWW074 | Residential |  | Trade Secret | 2025
20263-228838-01 | Xcel Energy | 85 | 13781 | IOU | 03130890 | 9.84 | Solar |  |  | Interconnected | Trade Secret | Trade | EDA | EDA061 | Commercial |  | Trade Secret | 2008 | 2009
20263-228838-01 | Xcel Energy | 85 | 13781 | IOU | SRO19184 | 40 | Solar |  |  | Withdrawn | Trade Secret | Trade | EDA | EDA061 | Commercial | Solar*Rewards | Trade Secret | 2011
20263-228838-01 | Xcel Energy | 85 | 13781 | IOU | SRO19069 | 40 | Solar |  |  | Withdrawn | Trade Secret | Trade | EDA | EDA061 | Commercial | Solar*Rewards | Trade Secret | 2011
20263-228838-01 | Xcel Energy | 85 | 13781 | IOU | 03133507 | 30 | Solar |  |  | Interconnected | Trade Secret | Trade | EDA | EDA061 | Commercial | Solar*Rewards | Trade Secret | 2011 | 2012
20263-228838-01 | Xcel Energy | 85 | 13781 | IOU | 06201524 | 6.073 | Solar |  |  | Interconnected | Trade Secret | Trade | WES | WES074 | Residential | Solar*Rewards | Trade Secret | 2025 | 2025
20263-228838-01 | Xcel Energy | 85 | 13781 | IOU | 03132108 | 8.5 | Solar |  |  | Interconnected | Trade Secret | Trade | WIN | WIN022 | Residential | Made in Minnesota | Trade Secret | 2017 | 2018
20263-228838-01 | Xcel Energy | 85 | 13781 | IOU | OID3284682 | 19.999 | Solar |  |  | Withdrawn | Trade Secret | Trade | WEF | WEF061 | Commercial | Solar*Rewards | Trade Secret | 2018
20263-228838-01 | Xcel Energy | 85 | 13781 | IOU | SRO29927 | 45 | Solar |  |  | Withdrawn | Trade Secret | Trade | WEF | WEF061 | Commercial | Solar*Rewards | Trade Secret | 2013
20263-228838-01 | Xcel Energy | 85 | 13781 | IOU | SRO30113 | 6 | Solar |  |  | Withdrawn | Trade Secret | Trade | NOF | NOF071 | Residential | Solar*Rewards | Trade Secret | 2013
20263-228838-01 | Xcel Energy | 85 | 13781 | IOU | 03132023 | 15.25 | Solar |  |  | Interconnected | Trade Secret | Trade | CHI | CHI311 | Residential | Solar*Rewards | Trade Secret | 2017 | 2017
20263-228838-01 | Xcel Energy | 85 | 13781 | IOU | 03130462 | 7.616 | Solar |  |  | Interconnected | Trade Secret | Trade | ALD | ALD073 | Residential | Solar*Rewards | Trade Secret | 2018 | 2019
20263-228838-01 | Xcel Energy | 85 | 13781 | IOU | 04108293 | 5 | Solar |  |  | Interconnected | Trade Secret | Trade | CRL | CRL065 | Residential | Solar*Rewards | Trade Secret | 2020 | 2021
20263-228838-01 | Xcel Energy | 85 | 13781 | IOU | 05357059 | 6.38 | Solar |  |  | Active Application | Trade Secret | Trade | SCL | SCL323 | Residential | Solar*Rewards | Trade Secret | 2023
20263-228838-01 | Xcel Energy | 85 | 13781 | IOU | 04998737 | 49.692 | Solar |  |  | Active Application | Trade Secret | Trade | RLK | RLK079 | Commercial | Solar*Rewards | Trade Secret | 2022
20263-228838-01 | Xcel Energy | 85 | 13781 | IOU | 05128091 | 150 | Solar |  |  | Interconnected | Trade Secret | Trade | RLK | RLK079 | Commercial |  | Trade Secret | 2022 | 2024
20263-228838-01 | Xcel Energy | 85 | 13781 | IOU | 05796143 | 3.774 | Solar |  |  | Active Application | Trade Secret | Trade | FAB | FAB061 | Residential |  | Trade Secret | 2024
20263-228838-01 | Xcel Energy | 85 | 13781 | IOU | 04019301 | 3.48 | Solar |  |  | Interconnected | Trade Secret | Trade | DBL | DBL068 | Residential | Solar*Rewards | Trade Secret | 2020 | 2020
20263-228838-01 | Xcel Energy | 85 | 13781 | IOU | OID3365703 | 19.999 | Solar |  |  | Withdrawn | Trade Secret | Trade | HWW | HWW073 | Commercial | Solar*Rewards | Trade Secret | 2018
20263-228838-01 | Xcel Energy | 85 | 13781 | IOU | 04807805 | 6.38 | Solar |  |  | Interconnected | Trade Secret | Trade | SOU | SOU087 | Residential |  | Trade Secret | 2022 | 2023
20263-228838-01 | Xcel Energy | 85 | 13781 | IOU | OID2537800 | 20 | Solar |  |  | Withdrawn | Trade Secret | Trade | HOL | HOL062 | Commercial | Solar*Rewards | Trade Secret | 2016
20263-228838-01 | Xcel Energy | 85 | 13781 | IOU | 05712184 | 8.82 | Solar |  |  | Interconnected | Trade Secret | Trade | MPK | MPK074 | Residential | Solar*Rewards | Trade Secret | 2024 | 2024
20263-228838-01 | Xcel Energy | 85 | 13781 | IOU | 03133371 | 6.84 | Solar |  |  | Interconnected | Trade Secret | Trade | WAB | WAB031 | Residential | Solar*Rewards | Trade Secret | 2011 | 2011
20263-228838-01 | Xcel Energy | 85 | 13781 | IOU | SRO19203 | 30 | Solar |  |  | Withdrawn | Trade Secret | Trade | ALD | ALD092 | Commercial | Solar*Rewards | Trade Secret | 2012
20263-228838-01 | Xcel Energy | 85 | 13781 | IOU | 05331970 | 3.19 | Solar |  |  | Interconnected | Trade Secret | Trade | MPK | MPK063 | Residential |  | Trade Secret | 2022 | 2023
20263-228838-01 | Xcel Energy | 85 | 13781 | IOU | 04296379 | 13.05 | Solar |  |  | Interconnected | Trade Secret | Trade | WYO | WYO021 | Residential | Solar*Rewards | Trade Secret | 2021 | 2021
20263-228838-01 | Xcel Energy | 85 | 13781 | IOU | 03248030 | 9.994 | Solar |  |  | Interconnected | Trade Secret | Trade | CTR | CTR031 | Commercial | Solar*Rewards | Trade Secret | 2019 | 2020
20263-228838-01 | Xcel Energy | 85 | 13781 | IOU | 05422424 | 50 | Solar |  |  | Interconnected | Trade Secret | Trade | UPP | UPP081 | Commercial |  | Trade Secret | 2023 | 2024
20263-228838-01 | Xcel Energy | 85 | 13781 | IOU | 03132226 | 3.8 | Solar |  |  | Interconnected | Trade Secret | Trade | DBL | DBL065 | Residential | Solar*Rewards | Trade Secret | 2018 | 2018
20263-228838-01 | Xcel Energy | 85 | 13781 | IOU | 04417728 | 5.22 | Solar |  |  | Interconnected | Trade Secret | Trade | HUG | HUG321 | Residential | Solar*Rewards | Trade Secret | 2021 | 2021
20263-228838-01 | Xcel Energy | 85 | 13781 | IOU | 06218945 | 7.6 | Solar |  |  | Active Application | Trade Secret | Trade | MPK | MPK071 | Residential |  | Trade Secret | 2025
20263-228838-01 | Xcel Energy | 85 | 13781 | IOU | 04824950 | 6.028 | Solar |  |  | Interconnected | Trade Secret | Trade | WEH | WEH021 | Residential | Solar*Rewards | Trade Secret | 2022 | 2022
20263-228838-01 | Xcel Energy | 85 | 13781 | IOU | 03133146 | 4 | Solar |  |  | Interconnected | Trade Secret | Trade | WES | WES076 | Residential | Solar*Rewards | Trade Secret | 2010 | 2010
20263-228838-01 | Xcel Energy | 85 | 13781 | IOU | 04613619 | 3.747 | Solar |  |  | Interconnected | Trade Secret | Trade | DBL | DBL081 | Residential |  | Trade Secret | 2021 | 2022
20263-228838-01 | Xcel Energy | 85 | 13781 | IOU | 04195320 | 3.84 | Solar |  |  | Interconnected | Trade Secret | Trade | VMR | VMR062 | Residential | Solar*Rewards | Trade Secret | 2020 | 2021
20263-228838-01 | Xcel Energy | 85 | 13781 | IOU | 04793826 | 6 | Solar |  |  | Interconnected | Trade Secret | Trade | WIL | WIL063 | Residential | Solar*Rewards | Trade Secret | 2022 | 2022
20263-228838-01 | Xcel Energy | 85 | 13781 | IOU | 04824735 | 4.384 | Solar |  |  | Interconnected | Trade Secret | Trade | WEH | WEH021 | Residential | Solar*Rewards | Trade Secret | 2022 | 2022
20263-228838-01 | Xcel Energy | 85 | 13781 | IOU | 03132631 | 7.625 | Solar |  |  | Interconnected | Trade Secret | Trade | SHP | SHP061 | Residential | Solar*Rewards | Trade Secret | 2018 | 2018
20263-228838-01 | Xcel Energy | 85 | 13781 | IOU | 05197356 | 3.49 | Solar |  |  | Interconnected | Trade Secret | Trade | WES | WES064 | Residential |  | Trade Secret | 2022 | 2022
20263-228838-01 | Xcel Energy | 85 | 13781 | IOU | 03130156 | 7.68 | Solar |  |  | Interconnected | Trade Secret | Trade | ALD | ALD084 | Residential | Solar*Rewards | Trade Secret | 2019 | 2019
20263-228838-01 | Xcel Energy | 85 | 13781 | IOU | 03131093 | 72 | Solar |  |  | Interconnected | Trade Secret | Trade | UPP | UPP089 | Commercial |  | Trade Secret | 2011 | 2012
20263-228838-01 | Xcel Energy | 85 | 13781 | IOU | 05225115 | 4.64 | Solar |  |  | Active Application | Trade Secret | Trade | COK | COK061 | Residential |  | Trade Secret | 2022
20263-228838-01 | Xcel Energy | 85 | 13781 | IOU | 05227254 | 4.35 | Solar |  |  | Active Application | Trade Secret | Trade | COK | COK061 | Residential |  | Trade Secret | 2022
20263-228838-01 | Xcel Energy | 85 | 13781 | IOU | 03130889 | 5000 | Biomass |  |  | Interconnected | Trade Secret | Trade | BCK | BCK72X | Commercial |  | Trade Secret | 2003 | 2003
20263-228838-01 | Xcel Energy | 85 | 13781 | IOU | 05993923 | 6.046 | Solar |  |  | Active Application | Trade Secret | Trade | SLP | SLP083 | Residential |  | Trade Secret | 2024
20263-228838-01 | Xcel Energy | 85 | 13781 | IOU | 03132704 | 9.994 | Solar |  |  | Interconnected | Trade Secret | Trade | EXC | EXC062 | Residential | Solar*Rewards | Trade Secret | 2018 | 2018
20263-228838-01 | Xcel Energy | 85 | 13781 | IOU | 04493257 | 5.054 | Solar |  |  | Active Application | Trade Secret | Trade | TLK | TLK061 | Residential | Solar*Rewards | Trade Secret | 2021
20263-228838-01 | Xcel Energy | 85 | 13781 | IOU | OID3899960 | 5 | Solar |  |  | Withdrawn | Trade Secret | Trade | CHI | CHI311 | Residential | Solar*Rewards | Trade Secret | 2019
20263-228838-01 | Xcel Energy | 85 | 13781 | IOU | OID3916004 | 5 | Solar |  |  | Withdrawn | Trade Secret | Trade | CHI | CHI311 | Residential | Solar*Rewards | Trade Secret | 2019
20263-228838-01 |  |  |  |  | OID2317370 |  | Solar |  |  | Withdrawn | Trade Secret | Trade | CHI | CHI311 | Residential | Made in Minnesota |  | 2015
20263-228838-01 | Xcel Energy | 85 | 13781 | IOU | OID4025359 | 5 | Solar |  |  | Withdrawn | Trade Secret | Trade | CHI | CHI311 | Residential | Solar*Rewards | Trade Secret | 2019
20263-228838-01 | Xcel Energy | 85 | 13781 | IOU | 03509424 | 5 | Solar |  |  | Withdrawn | Trade Secret | Trade | CHI | CHI311 | Residential | Solar*Rewards | Trade Secret | 2019
20263-228838-01 | Xcel Energy | 85 | 13781 | IOU | 03525737 | 39.998 | Solar |  |  | Active Application | Trade Secret | Trade | MEL | MEL082 | Commercial | Solar*Rewards | Trade Secret | 2020
20263-228838-01 | Xcel Energy | 85 | 13781 | IOU | 04480323 | 3.747 | Solar |  |  | Active Application | Trade Secret | Trade | MPK | MPK071 | Residential | Solar*Rewards | Trade Secret | 2021
20263-228838-01 | Xcel Energy | 85 | 13781 | IOU | 04470053 | 33.3 | Solar |  |  | Interconnected | Trade Secret | Trade | HWW | HWW073 | Commercial |  | Trade Secret | 2021 | 2023
20263-228838-01 | Xcel Energy | 85 | 13781 | IOU | 04513636 | 7.616 | Solar |  |  | Active Application | Trade Secret | Trade | BCR | BCR061 | Residential |  | Trade Secret | 2021
20263-228838-01 | Xcel Energy | 85 | 13781 | IOU | 06062034 | 11.5 | Storage |  |  | Active Application | Trade Secret | Trade | ALB | ALB021 | Residential |  | Trade Secret | 2025
20263-228838-01 | Xcel Energy | 85 | 13781 | IOU | 03132681 | 4.35 | Solar |  |  | Interconnected | Trade Secret | Trade | LEX | LEX063 | Residential | Solar*Rewards | Trade Secret | 2018 | 2019
20263-228838-01 | Xcel Energy | 85 | 13781 | IOU | 03134811 | 5 | Solar |  |  | Interconnected | Trade Secret | Trade | TWL | TWL063 | Residential | Made in Minnesota | Trade Secret | 2016 | 2017
20263-228838-01 | Xcel Energy | 85 | 13781 | IOU | 05852517 | 11.136 | Solar |  |  | Interconnected | Trade Secret | Trade | HAS | HAS033 | Residential |  | Trade Secret | 2024 | 2024
20263-228838-01 | Xcel Energy | 85 | 13781 | IOU | 05809573 | 11.136 | Solar |  |  | Withdrawn | Trade Secret | Trade | HAS | HAS033 | Residential | Solar*Rewards | Trade Secret | 2024
20263-228838-01 | Xcel Energy | 85 | 13781 | IOU | 04360700 | 11.02 | Solar |  | X | Interconnected | Trade Secret | Trade | HOL | HOL072 | Residential | Solar*Rewards | Trade Secret | 2021 | 2021
20263-228838-01 | Xcel Energy | 85 | 13781 | IOU | 05620221 | 7.68 | Solar |  |  | Interconnected | Trade Secret | Trade | WIL | WIL097 | Residential |  | Trade Secret | 2023 | 2024
20263-228838-01 | Xcel Energy | 85 | 13781 | IOU | 05866840 | 3.747 | Solar |  |  | Interconnected | Trade Secret | Trade | MOL | MOL073 | Residential |  | Trade Secret | 2024 | 2024
20263-228838-01 |  |  |  |  | 05201173 |  |  |  |  | Withdrawn | Trade Secret | Trade | EDA | EDA075 | Residential |  |  | 2022
20263-228838-01 | Xcel Energy | 85 | 13781 | IOU | 05012592 | 12.956 | Solar |  |  | Interconnected | Trade Secret | Trade | EDA | EDA075 | Residential |  | Trade Secret | 2022 | 2022
20263-228838-01 | Xcel Energy | 85 | 13781 | IOU | 05736034 | 28.8 | Solar |  |  | Interconnected | Trade Secret | Trade | MAZ | MAZ021 | Residential |  | Trade Secret | 2024 | 2025
20263-228838-01 | Xcel Energy | 85 | 13781 | IOU | 03130543 | 6 | Solar |  |  | Interconnected | Trade Secret | Trade | WSG | WSG071 | Residential | Solar*Rewards | Trade Secret | 2018 | 2019
20263-228838-01 | Xcel Energy | 85 | 13781 | IOU | 05847392 | 5.052 | Solar |  |  | Interconnected | Trade Secret | Trade | OAD | OAD073 | Residential |  | Trade Secret | 2024 | 2024
20263-228838-01 | Xcel Energy | 85 | 13781 | IOU | 03141036 | 6.96 | Solar |  |  | Interconnected | Trade Secret | Trade | RPL | RPL063 | Residential | Solar*Rewards | Trade Secret | 2019 | 2019
20263-228838-01 | Xcel Energy | 85 | 13781 | IOU | OID3812856 | 7.616 | Solar |  |  | Withdrawn | Trade Secret | Trade | RPL | RPL063 | Residential | Solar*Rewards | Trade Secret | 2019
20263-228838-01 | Xcel Energy | 85 | 13781 | IOU | 03131411 | 38.02 | Solar |  |  | Interconnected | Trade Secret | Trade | APA | APA071 | Commercial | Made in Minnesota | Trade Secret | 2017 | 2017
20263-228838-01 | Xcel Energy | 85 | 13781 | IOU | 04408711 | 6.67 | Solar |  |  | Interconnected | Trade Secret | Trade | EDA | EDA067 | Residential | Solar*Rewards | Trade Secret | 2021 | 2021
20263-228838-01 | Xcel Energy | 85 | 13781 | IOU | 03130562 | 9.994 | Solar |  |  | Interconnected | Trade Secret | Trade | PAT | PAT313 | Residential | Solar*Rewards | Trade Secret | 2019 | 2019
20263-228838-01 | Xcel Energy | 85 | 13781 | IOU | 03170862 | 7.63 | Solar |  |  | Interconnected | Trade Secret | Trade | TWL | TWL073 | Residential | Solar*Rewards | Trade Secret | 2019 | 2019
20263-228838-01 | Xcel Energy | 85 | 13781 | IOU | OID3856824 | 183 | Solar |  |  | Withdrawn | Trade Secret | Trade | TWL | TWL073 | Residential | Solar*Rewards | Trade Secret | 2019
20263-228838-01 | Xcel Energy | 85 | 13781 | IOU | 03397736 | 3.747 | Solar |  |  | Interconnected | Trade Secret | Trade | MDT | MDT077 | Residential | Solar*Rewards | Trade Secret | 2019 | 2020
20263-228838-01 | Xcel Energy | 85 | 13781 | IOU | 03291167 | 10.08 | Solar |  |  | Interconnected | Trade Secret | Trade | WCR | WCR322 | Residential | Solar*Rewards | Trade Secret | 2019 | 2020
20263-228838-01 | Xcel Energy | 85 | 13781 | IOU | 03134054 | 3.5 | Solar |  |  | Interconnected | Trade Secret | Trade | WIL | WIL063 | Residential | Made in Minnesota | Trade Secret | 2014 | 2014
20263-228838-01 | Xcel Energy | 85 | 13781 | IOU | SRO29943 | 5 | Solar |  |  | Withdrawn | Trade Secret | Trade | WIL | WIL063 | Residential | Solar*Rewards | Trade Secret | 2013
20263-228838-01 | Xcel Energy | 85 | 13781 | IOU | 04488464 | 3.747 | Solar |  |  | Active Application | Trade Secret | Trade | RLK | RLK079 | Residential | Solar*Rewards | Trade Secret | 2021
20263-228838-01 | Xcel Energy | 85 | 13781 | IOU | 04508381 | 3.747 | Solar |  |  | Interconnected | Trade Secret | Trade | RLK | RLK079 | Residential |  | Trade Secret | 2021 | 2021
20263-228838-01 | Xcel Energy | 85 | 13781 | IOU | 05335876 | 11.6 | Solar |  |  | Interconnected | Trade Secret | Trade | WSG | WSG352 | Residential |  | Trade Secret | 2023 | 2023
20263-228838-01 | Xcel Energy | 85 | 13781 | IOU | 05761778 | 4.725 | Solar |  |  | Interconnected | Trade Secret | Trade | ECK | ECK342 | Residential |  | Trade Secret | 2024 | 2024
20263-228838-01 | Xcel Energy | 85 | 13781 | IOU | 05749511 | 4.725 | Solar |  |  | Withdrawn | Trade Secret | Trade | ECK | ECK342 | Residential | Solar*Rewards | Trade Secret | 2024
20263-228838-01 | Xcel Energy | 85 | 13781 | IOU | 04517866 | 9.994 | Solar |  |  | Interconnected | Trade Secret | Trade | SLP | SLP087 | Residential |  | Trade Secret | 2021 | 2021
20263-228838-01 | Xcel Energy | 85 | 13781 | IOU | 03130654 | 3 | Solar |  |  | Interconnected | Trade Secret | Trade | UPP | UPP082 | Residential | Solar*Rewards | Trade Secret | 2016 | 2017
20263-228838-01 | Xcel Energy | 85 | 13781 | IOU | 04225649 | 11.31 | Solar |  |  | Interconnected | Trade Secret | Trade | LAP | LAP311 | Residential | Solar*Rewards | Trade Secret | 2020 | 2021
20263-228838-01 | Xcel Energy | 85 | 13781 | IOU | OID3705920 | 39.998 | Solar |  |  | Withdrawn | Trade Secret | Trade | TWL | TWL081 | Commercial | Solar*Rewards | Trade Secret | 2019
20263-228838-01 | Xcel Energy | 85 | 13781 | IOU | OID3851181 | 39.998 | Solar |  |  | Withdrawn | Trade Secret | Trade | TWL | TWL081 | Commercial | Solar*Rewards | Trade Secret | 2019
20263-228838-01 | Xcel Energy | 85 | 13781 | IOU | 03158663 | 39.998 | Solar |  |  | Interconnected | Trade Secret | Trade | TWL | TWL081 | Commercial | Solar*Rewards | Trade Secret | 2019 | 2020
20263-228838-01 | Xcel Energy | 85 | 13781 | IOU | 06184278 | 5.76 | Solar |  |  | Interconnected | Trade Secret | Trade | HUG | HUG321 | Residential |  | Trade Secret | 2025 | 2025
20263-228838-01 | Xcel Energy | 85 | 13781 | IOU | 05170566 | 11.282 | Solar |  | X | Interconnected | Trade Secret | Trade | HOL | HOL073 | Residential | Solar*Rewards | Trade Secret | 2022 | 2022
20263-228838-01 | Xcel Energy | 85 | 13781 | IOU | 04862338 | 5.22 | Solar |  | X | Withdrawn | Trade Secret | Trade | HOL | HOL073 | Residential | Solar*Rewards | Trade Secret | 2022
20263-228838-01 | Xcel Energy | 85 | 13781 | IOU | 05849408 | 9.994 | Solar |  |  | Active Application | Trade Secret | Trade | AFT | AFT322 | Residential |  | Trade Secret | 2024
20263-228838-01 | Xcel Energy | 85 | 13781 | IOU | 06058525 | 5.314 | Solar |  |  | Interconnected | Trade Secret | Trade | AFT | AFT322 | Residential |  | Trade Secret | 2025 | 2025
20263-228838-01 | Xcel Energy | 85 | 13781 | IOU | 05518797 | 8 | Solar |  |  | Active Application | Trade Secret | Trade | CGR | CGR061 | Residential |  | Trade Secret | 2023
20263-228838-01 | Xcel Energy | 85 | 13781 | IOU | 05712048 | 3.774 | Solar |  |  | Withdrawn | Trade Secret | Trade | HYL | HYL074 | Residential | Solar*Rewards | Trade Secret | 2024
20263-228838-01 | Xcel Energy | 85 | 13781 | IOU | 05791896 | 7.548 | Solar |  |  | Interconnected | Trade Secret | Trade | HYL | HYL074 | Residential |  | Trade Secret | 2024 | 2024
20263-228838-01 | Xcel Energy | 85 | 13781 | IOU | 03131851 | 7.63 | Solar |  |  | Interconnected | Trade Secret | Trade | TER | TER062 | Residential | Solar*Rewards | Trade Secret | 2017 | 2018
20263-228838-01 | Xcel Energy | 85 | 13781 | IOU | 03133016 | 3.747 | Solar |  |  | Interconnected | Trade Secret | Trade | SOU | SOU084 | Residential | Solar*Rewards | Trade Secret | 2018 | 2019
20263-228838-01 | Xcel Energy | 85 | 13781 | IOU | 06190958 | 11.5 | Storage |  |  | Interconnected | Trade Secret | Trade | MEL | MEL087 | Residential |  | Trade Secret | 2025 | 2025
20263-228838-01 | Xcel Energy | 85 | 13781 | IOU | 05711880 | 11.6 | Solar |  |  | Interconnected | Trade Secret | Trade | MEL | MEL087 | Residential | Solar*Rewards | Trade Secret | 2024 | 2024
20263-228838-01 | Xcel Energy | 85 | 13781 | IOU | 03133178 | 3.8 | Solar |  |  | Interconnected | Trade Secret | Trade | MEL | MEL087 | Residential | Solar*Rewards | Trade Secret | 2010 | 2010
20263-228838-01 | Xcel Energy | 85 | 13781 | IOU | 05828133 | 7.216 | Solar |  |  | Withdrawn | Trade Secret | Trade | WCR | WCR322 | Residential | Solar*Rewards | Trade Secret | 2024
20263-228838-01 | Xcel Energy | 85 | 13781 | IOU | 05836914 | 7.216 | Solar |  |  | Interconnected | Trade Secret | Trade | WCR | WCR322 | Residential |  | Trade Secret | 2024 | 2024
20263-228838-01 |  |  |  |  | OID3749108 |  | Solar |  |  | Withdrawn | Trade Secret | Trade | TWL | TWL063 | Residential | Solar*Rewards |  | 2019
20263-228838-01 |  |  |  |  | OID3748311 |  | Solar |  |  | Withdrawn | Trade Secret | Trade | TWL | TWL063 | Residential | Solar*Rewards |  | 2019
20263-228838-01 | Xcel Energy | 85 | 13781 | IOU | 03134240 | 6 | Solar |  |  | Interconnected | Trade Secret | Trade | AFT | AFT314 | Residential | Made in Minnesota | Trade Secret | 2015 | 2015
20263-228838-01 | Xcel Energy | 85 | 13781 | IOU | 03134032 | 18 | Solar |  |  | Interconnected | Trade Secret | Trade | PKL | PKL062 | Commercial | Solar*Rewards | Trade Secret | 2014 | 2015
20263-228838-01 | Xcel Energy | 85 | 13781 | IOU | 03134952 | 37.8 | Solar |  |  | Interconnected | Trade Secret | Trade | PKL | PKL062 | Commercial | Made in Minnesota | Trade Secret | 2016 | 2016
20263-228838-01 | Xcel Energy | 85 | 13781 | IOU | OID3470342 | 19.999 | Solar |  |  | Withdrawn | Trade Secret | Trade | PKL | PKL062 | Commercial | Solar*Rewards | Trade Secret | 2018
20263-228838-01 | Xcel Energy | 85 | 13781 | IOU | 03134289 | 10.01 | Solar |  |  | Interconnected | Trade Secret | Trade | KAN | KAN021 | Residential | Made in Minnesota | Trade Secret | 2015 | 2015
20263-228838-01 | Xcel Energy | 85 | 13781 | IOU | SRO29863 | 12 | Solar |  |  | Withdrawn | Trade Secret | Trade | KAN | KAN021 | Residential | Solar*Rewards | Trade Secret | 2013
20263-228838-01 | Xcel Energy | 85 | 13781 | IOU | 05410608 | 6.38 | Solar |  |  | Interconnected | Trade Secret | Trade | SOU | SOU075 | Residential |  | Trade Secret | 2023 | 2023
20263-228838-01 | Xcel Energy | 85 | 13781 | IOU | 05292629 | 6.38 | Solar |  |  | Withdrawn | Trade Secret | Trade | SOU | SOU075 | Residential |  | Trade Secret | 2022
20263-228838-01 | Xcel Energy | 85 | 13781 | IOU | 06075482 | 8.376 | Solar |  |  | Interconnected | Trade Secret | Trade | WIL | WIL063 | Residential | Solar*Rewards | Trade Secret | 2025 | 2025
20263-228838-01 | Xcel Energy | 85 | 13781 | IOU | 05858021 | 6.046 | Solar |  |  | Interconnected | Trade Secret | Trade | HUG | HUG312 | Residential |  | Trade Secret | 2024 | 2025
20263-228838-01 | Xcel Energy | 85 | 13781 | IOU | 03290518 | 7.616 | Solar |  |  | Interconnected | Trade Secret | Trade | OAD | OAD073 | Residential | Solar*Rewards | Trade Secret | 2019 | 2019
20263-228838-01 | Xcel Energy | 85 | 13781 | IOU | OID3875705 | 100 | Solar |  |  | Withdrawn | Trade Secret | Trade | ALD | ALD082 | Commercial |  | Trade Secret | 2019
20263-228838-01 | Xcel Energy | 85 | 13781 | IOU | 03753460 | 100 | Solar |  |  | Interconnected | Trade Secret | Trade | ALD | ALD082 | Commercial |  | Trade Secret | 2020 | 2021
20263-228838-01 | Xcel Energy | 85 | 13781 | IOU | 04220088 | 6.96 | Solar |  |  | Interconnected | Trade Secret | Trade | SOU | SOU081 | Residential | Solar*Rewards | Trade Secret | 2020 | 2021
20263-228838-01 | Xcel Energy | 85 | 13781 | IOU | 06305180 | 13.5 | Storage |  |  | Active Application | Trade Secret | Trade | SIP | SIP061 | Residential |  | Trade Secret | 2025
20263-228838-01 | Xcel Energy | 85 | 13781 | IOU | 03130905 | 1.32 | Solar |  |  | Interconnected | Trade Secret | Trade | WSG | WSG061 | Residential |  | Trade Secret | 2009 | 2009
20263-228838-01 | Xcel Energy | 85 | 13781 | IOU | 04793919 | 5.584 | Solar |  |  | Interconnected | Trade Secret | Trade | SHP | SHP061 | Residential | Solar*Rewards | Trade Secret | 2022 | 2022
20263-228838-01 | Xcel Energy | 85 | 13781 | IOU | 04201972 | 2.962 | Solar |  |  | Active Application | Trade Secret | Trade | SCL | SCL313 | Residential |  | Trade Secret | 2020
20263-228838-01 | Xcel Energy | 85 | 13781 | IOU | 04363457 | 2.962 | Solar |  |  | Withdrawn | Trade Secret | Trade | SCL | SCL313 | Residential |  | Trade Secret | 2021
20263-228838-01 | Xcel Energy | 85 | 13781 | IOU | 03514833 | 39.976 | Solar |  |  | Active Application | Trade Secret | Trade | TWL | TWL071 | Commercial | Solar*Rewards | Trade Secret | 2019
20263-228838-01 | Xcel Energy | 85 | 13781 | IOU | 06326646 | 8.376 | Solar |  |  | Active Application | Trade Secret | Trade | WIN | WIN043 | Residential |  | Trade Secret | 2026
20263-228838-01 | Xcel Energy | 85 | 13781 | IOU | 05832728 | 8.35 | Solar |  |  | Interconnected | Trade Secret | Trade | AFT | AFT321 | Residential | Solar*Rewards | Trade Secret | 2024 | 2024
20263-228838-01 | Xcel Energy | 85 | 13781 | IOU | 05987299 | 3.747 | Solar |  |  | Active Application | Trade Secret | Trade | LSP | LSP021 | Residential |  | Trade Secret | 2024
20263-228838-01 | Xcel Energy | 85 | 13781 | IOU | 06114401 | 5.2 | Solar |  |  | Withdrawn | Trade Secret | Trade | LSP | LSP021 | Residential |  | Trade Secret | 2025
20263-228838-01 | Xcel Energy | 85 | 13781 | IOU | 04794367 | 9.57 | Solar |  |  | Interconnected | Trade Secret | Trade | DHL | DHL061 | Residential | Solar*Rewards | Trade Secret | 2022 | 2022
20263-228838-01 | Xcel Energy | 85 | 13781 | IOU | 05757346 | 5.04 | Solar |  |  | Active Application | Trade Secret | Trade | AHI | AHI063 | Residential | Solar*Rewards | Trade Secret | 2024
20263-228838-01 | Xcel Energy | 85 | 13781 | IOU | 05810808 | 5.04 | Solar |  |  | Interconnected | Trade Secret | Trade | AHI | AHI063 | Residential |  | Trade Secret | 2024 | 2024
20263-228838-01 | Xcel Energy | 85 | 13781 | IOU | 04092033 | 3.747 | Solar |  |  | Interconnected | Trade Secret | Trade | MEI | MEI021 | Residential | Solar*Rewards | Trade Secret | 2020 | 2021
20263-228838-01 |  |  |  |  | 06002899 |  | Solar |  |  | Active Application | Trade Secret | Trade | MEI | MEI021 | Residential | Solar*Rewards |  | 2024
20263-228838-01 | Xcel Energy | 85 | 13781 | IOU | 03133331 | 10 | Solar |  |  | Interconnected | Trade Secret | Trade | DBL | DBL063 | Commercial | Solar*Rewards | Trade Secret | 2011 | 2011
20263-228838-01 | Xcel Energy | 85 | 13781 | IOU | 03130995 | 2 | Solar |  |  | Interconnected | Trade Secret | Trade | DBL | DBL063 | Commercial |  | Trade Secret | 2009 | 2010
20263-228838-01 | Xcel Energy | 85 | 13781 | IOU | 03130994 | 10 | Solar |  |  | Interconnected | Trade Secret | Trade | DBL | DBL063 | Commercial |  | Trade Secret | 2009 | 2010
20263-228838-01 | Xcel Energy | 85 | 13781 | IOU | 06223340 | 7.6 | Solar |  |  | Active Application | Trade Secret | Trade | OAD | OAD064 | Residential |  | Trade Secret | 2025
20263-228838-01 | Xcel Energy | 85 | 13781 | IOU | 05452526 | 7.04 | Solar |  |  | Interconnected | Trade Secret | Trade | FAP | FAP061 | Residential | Solar*Rewards | Trade Secret | 2023 | 2023
20263-228838-01 | Xcel Energy | 85 | 13781 | IOU | 05250773 | 3.77 | Solar |  |  | Withdrawn | Trade Secret | Trade | SOU | SOU065 | Residential |  | Trade Secret | 2022
20263-228838-01 | Xcel Energy | 85 | 13781 | IOU | 03132986 | 3.747 | Solar |  |  | Interconnected | Trade Secret | Trade | WSG | WSG361 | Residential | Solar*Rewards | Trade Secret | 2018 | 2019
20263-228838-01 | Xcel Energy | 85 | 13781 | IOU | 05555784 | 2.32 | Solar |  |  | Interconnected | Trade Secret | Trade | TLK | TLK071 | Residential |  | Trade Secret | 2023 | 2023
20263-228838-01 | Xcel Energy | 85 | 13781 | IOU | 05541958 | 2.32 | Solar |  |  | Withdrawn | Trade Secret | Trade | TLK | TLK071 | Residential |  | Trade Secret | 2023
20263-228838-01 | Xcel Energy | 85 | 13781 | IOU | 05331325 | 3.48 | Solar |  |  | Withdrawn | Trade Secret | Trade | TLK | TLK071 | Residential |  | Trade Secret | 2022
20263-228838-01 | Xcel Energy | 85 | 13781 | IOU | 03133298 | 10 | Solar |  |  | Interconnected | Trade Secret | Trade | UPP | UPP063 | Commercial | Solar*Rewards | Trade Secret | 2010 | 2010
20263-228838-01 | Xcel Energy | 85 | 13781 | IOU | SRO12693 | 9.6 | Solar |  |  | Withdrawn | Trade Secret | Trade | UPP | UPP063 | Commercial | Solar*Rewards | Trade Secret | 2010
20263-228838-01 | Xcel Energy | 85 | 13781 | IOU | 03133434 | 0.86 | Solar |  |  | Interconnected | Trade Secret | Trade | EDA | EDA075 | Residential | Solar*Rewards | Trade Secret | 2011 | 2011
20263-228838-01 | Xcel Energy | 85 | 13781 | IOU | 06214013 | 3.774 | Solar |  |  | Interconnected | Trade Secret | Trade | RPO | RPO311 | Residential |  | Trade Secret | 2025 | 2025
20263-228838-01 | Xcel Energy | 85 | 13781 | IOU | 03132209 | 14.51 | Solar |  |  | Interconnected | Trade Secret | Trade | SOU | SOU075 | Commercial | Solar*Rewards | Trade Secret | 2018 | 2018
20263-228838-01 | Xcel Energy | 85 | 13781 | IOU | 03132932 | 6 | Solar |  |  | Interconnected | Trade Secret | Trade | NOF | NOF071 | Residential | Solar*Rewards | Trade Secret | 2018 | 2019
20263-228838-01 | Xcel Energy | 85 | 13781 | IOU | 06330879 | 3.839 | Solar |  |  | Active Application | Trade Secret | Trade | DBL | DBL065 | Residential | Solar*Rewards | Trade Secret | 2026
20263-228838-01 | Xcel Energy | 85 | 13781 | IOU | 03132710 | 6.67 | Solar |  |  | Interconnected | Trade Secret | Trade | OAD | OAD062 | Residential | Solar*Rewards | Trade Secret | 2018 | 2019
20263-228838-01 | Xcel Energy | 85 | 13781 | IOU | 03131404 | 5 | Solar |  |  | Interconnected | Trade Secret | Trade | GSL | GSL075 | Residential | Solar*Rewards | Trade Secret | 2017 | 2017
20263-228838-01 | Xcel Energy | 85 | 13781 | IOU | 05959629 | 3.747 | Solar |  |  | Interconnected | Trade Secret | Trade | TWL | TWL071 | Residential |  | Trade Secret | 2024 | 2025
20263-228838-01 | Xcel Energy | 85 | 13781 | IOU | 03132024 | 3.747 | Solar |  |  | Interconnected | Trade Secret | Trade | UPP | UPP086 | Residential | Solar*Rewards | Trade Secret | 2017 | 2018
20263-228838-01 | Xcel Energy | 85 | 13781 | IOU | 04455045 | 4.64 | Solar |  |  | Active Application | Trade Secret | Trade | DBL | DBL060 | Residential | Solar*Rewards | Trade Secret | 2021
20263-228838-01 | Xcel Energy | 85 | 13781 | IOU | 04995646 | 4.64 | Solar |  |  | Active Application | Trade Secret | Trade | DBL | DBL060 | Residential | Solar*Rewards | Trade Secret | 2022
20263-228838-01 | Xcel Energy | 85 | 13781 | IOU | 05356757 | 4.64 | Solar |  |  | Active Application | Trade Secret | Trade | DBL | DBL060 | Residential | Solar*Rewards | Trade Secret | 2023
20263-228838-01 | Xcel Energy | 85 | 13781 | IOU | 04350780 | 10.44 | Solar |  |  | Interconnected | Trade Secret | Trade | ELP | ELP084 | Commercial | Solar*Rewards | Trade Secret | 2021 | 2021
20263-228838-01 | Xcel Energy | 85 | 13781 | IOU | 03131774 | 19.999 | Solar |  |  | Interconnected | Trade Secret | Trade | ALT | ALT021 | Commercial | Made in Minnesota | Trade Secret | 2017 | 2017
20263-228838-01 | Xcel Energy | 85 | 13781 | IOU | 03134656 | 20 | Solar |  |  | Interconnected | Trade Secret | Trade | ALT | ALT021 | Commercial | Solar*Rewards | Trade Secret | 2015 | 2016
20263-228838-01 | Xcel Energy | 85 | 13781 | IOU | 03131575 | 9.94 | Solar |  |  | Interconnected | Trade Secret | Trade | LOK | LOK081 | Residential | Solar*Rewards | Trade Secret | 2017 | 2017
20263-228838-01 | Xcel Energy | 85 | 13781 | IOU | 06246877 | 11.904 | Solar |  |  | Active Application | Trade Secret | Trade | WDY | WDY321 | Residential |  | Trade Secret | 2025
20263-228838-01 | Xcel Energy | 85 | 13781 | IOU | 05759861 | 3.78 | Solar |  |  | Active Application | Trade Secret | Trade | HWW | HWW073 | Residential | Solar*Rewards | Trade Secret | 2024
20263-228838-01 | Xcel Energy | 85 | 13781 | IOU | 04558982 | 3.747 | Solar |  |  | Interconnected | Trade Secret | Trade | WCR | WCR061 | Residential |  | Trade Secret | 2021 | 2022
20263-228838-01 | Xcel Energy | 85 | 13781 | IOU | 06261412 | 5.76 | Solar |  |  | Active Application | Trade Secret | Trade | HOL | HOL071 | Residential |  | Trade Secret | 2025
20263-228838-01 | Xcel Energy | 85 | 13781 | IOU | 04046560 | 3.3 | Solar |  |  | Interconnected | Trade Secret | Trade | RMT | RMT321 | Residential |  | Trade Secret | 2020 | 2021
20263-228838-01 | Xcel Energy | 85 | 13781 | IOU | 03131350 | 10 | Solar |  |  | Interconnected | Trade Secret | Trade | GIB | GIB021 | Commercial | Solar*Rewards | Trade Secret | 2017 | 2017
20263-228838-01 | Xcel Energy | 85 | 13781 | IOU | SRO31858 | 11.4 | Solar |  |  | Withdrawn | Trade Secret | Trade | WES | WES074 | Residential | Solar*Rewards | Trade Secret | 2013
20263-228838-01 | Xcel Energy | 85 | 13781 | IOU | 03134068 | 10 | Solar |  |  | Interconnected | Trade Secret | Trade | WES | WES074 | Residential | Made in Minnesota | Trade Secret | 2014 | 2014
20263-228838-01 | Xcel Energy | 85 | 13781 | IOU | 05991933 | 3.747 | Solar |  |  | Interconnected | Trade Secret | Trade | DPN | DPN062 | Residential |  | Trade Secret | 2024 | 2025
20263-228838-01 | Xcel Energy | 85 | 13781 | IOU | 06021109 | 600 | Solar |  |  | Active Application | Trade Secret | Trade | OSS | OSS065 | Commercial |  | Trade Secret | 2024
20263-228838-01 | Xcel Energy | 85 | 13781 | IOU | 06181124 | 6.677 | Solar |  |  | Active Application | Trade Secret | Trade | RPO | RPO311 | Residential |  | Trade Secret | 2025
20263-228838-01 | Xcel Energy | 85 | 13781 | IOU | 05852526 | 7.616 | Solar |  |  | Interconnected | Trade Secret | Trade | WWK | WWK321 | Residential |  | Trade Secret | 2024 | 2025
20263-228838-01 | Xcel Energy | 85 | 13781 | IOU | 04511902 | 7.616 | Solar |  |  | Interconnected | Trade Secret | Trade | RMT | RMT321 | Residential |  | Trade Secret | 2021 | 2022
20263-228838-01 | Xcel Energy | 85 | 13781 | IOU | 05978110 | 7.616 | Solar |  |  | Interconnected | Trade Secret | Trade | EKO | EKO021 | Residential |  | Trade Secret | 2024 | 2025
20263-228838-01 | Xcel Energy | 85 | 13781 | IOU | 03129875 | 8.7 | Solar |  |  | Interconnected | Trade Secret | Trade | OAD | OAD071 | Residential | Solar*Rewards | Trade Secret | 2018 | 2019
20263-228838-01 |  |  |  |  | OID3537320 |  | Solar |  |  | Withdrawn | Trade Secret | Trade | OAD | OAD071 | Residential | Solar*Rewards |  | 2018
20263-228838-01 | Xcel Energy | 85 | 13781 | IOU | 05968279 | 3.747 | Solar |  |  | Interconnected | Trade Secret | Trade | LNS | LNS033 | Residential |  | Trade Secret | 2024 | 2025
20263-228838-01 |  |  |  |  | 05358483 |  | Solar |  |  | Active Application | Trade Secret | Trade | HYL | HYL063 | Residential | Solar*Rewards |  | 2023
20263-228838-01 | Xcel Energy | 85 | 13781 | IOU | 05844870 | 8 | Solar |  |  | Interconnected | Trade Secret | Trade | ALD | ALD095 | Residential | Solar*Rewards | Trade Secret | 2024 | 2025
20263-228838-01 | Xcel Energy | 85 | 13781 | IOU | 05729518 | 6.967 | Solar |  |  | Withdrawn | Trade Secret | Trade | ALD | ALD095 | Commercial | Solar*Rewards | Trade Secret | 2024
20263-228838-01 | Xcel Energy | 85 | 13781 | IOU | 04041255 | 9.9 | Solar |  |  | Interconnected | Trade Secret | Trade | VMR | VMR062 | Residential | Solar*Rewards | Trade Secret | 2021 | 2021
20263-228838-01 | Xcel Energy | 85 | 13781 | IOU | 05502976 | 3.84 | Solar |  |  | Withdrawn | Trade Secret | Trade | ALD | ALD083 | Residential |  | Trade Secret | 2023
20263-228838-01 | Xcel Energy | 85 | 13781 | IOU | 05356566 | 9.28 | Solar |  |  | Interconnected | Trade Secret | Trade | MOL | MOL068 | Residential | Solar*Rewards | Trade Secret | 2023 | 2023
20263-228838-01 | Xcel Energy | 85 | 13781 | IOU | 04498228 | 8.99 | Solar |  |  | Interconnected | Trade Secret | Trade | SLP | SLP081 | Residential |  | Trade Secret | 2021 | 2021
20263-228838-01 | Xcel Energy | 85 | 13781 | IOU | 05594066 | 15.36 | Solar |  |  | Active Application | Trade Secret | Trade | KAN | KAN021 | Residential | Solar*Rewards | Trade Secret | 2023
20263-228838-01 | Xcel Energy | 85 | 13781 | IOU | 05639296 | 15.36 | Solar |  |  | Interconnected | Trade Secret | Trade | KAN | KAN021 | Residential |  | Trade Secret | 2023 | 2024
20263-228838-01 | Xcel Energy | 85 | 13781 | IOU | 05267692 | 11.6 | Solar |  |  | Interconnected | Trade Secret | Trade | RED | RED091 | Residential |  | Trade Secret | 2022 | 2023
20263-228838-01 | Xcel Energy | 85 | 13781 | IOU | 05467547 | 9.6 | Solar |  |  | Interconnected | Trade Secret | Trade | WCR | WCR322 | Residential | Solar*Rewards | Trade Secret | 2023 | 2023
20263-228838-01 | Xcel Energy | 85 | 13781 | IOU | 03376272 | 6 | Solar |  |  | Interconnected | Trade Secret | Trade | AFT | AFT314 | Residential | Solar*Rewards | Trade Secret | 2019 | 2020
20263-228838-01 | Xcel Energy | 85 | 13781 | IOU | 05555817 | 4.725 | Solar |  |  | Interconnected | Trade Secret | Trade | WSG | WSG361 | Residential |  | Trade Secret | 2023 | 2023
20263-228838-01 | Xcel Energy | 85 | 13781 | IOU | 03650574 | 9.074 | Solar |  |  | Interconnected | Trade Secret | Trade | HUG | HUG321 | Residential | Solar*Rewards | Trade Secret | 2020 | 2020
20263-228838-01 | Xcel Energy | 85 | 13781 | IOU | 03134214 | 3 | Solar |  |  | Interconnected | Trade Secret | Trade | MPK | MPK082 | Residential | Made in Minnesota | Trade Secret | 2015 | 2015
20263-228838-01 | Xcel Energy | 85 | 13781 | IOU | 06268595 | 4.802 | Solar |  |  | Active Application | Trade Secret | Trade | BLC | BLC062 | Residential |  | Trade Secret | 2025
20263-228838-01 | Xcel Energy | 85 | 13781 | IOU | OID3924249 | 5 | Solar |  |  | Interconnected | Trade Secret | Trade | LIN | LIN022 | Residential | Solar*Rewards | Trade Secret | 2019 | 2020
20263-228838-01 | Xcel Energy | 85 | 13781 | IOU | 06321819 | 5.052 | Solar |  |  | Active Application | Trade Secret | Trade | OAD | OAD071 | Residential | Solar*Rewards | Trade Secret | 2026
20263-228838-01 | Xcel Energy | 85 | 13781 | IOU | 04361945 | 5 | Solar |  |  | Interconnected | Trade Secret | Trade | RRK | RRK064 | Residential | Solar*Rewards | Trade Secret | 2021 | 2022
20263-228838-01 | Xcel Energy | 85 | 13781 | IOU | OID2907523 | 9.94 | Solar |  |  | Withdrawn | Trade Secret | Trade | WAS | WAS092 | Residential | Solar*Rewards | Trade Secret | 2017
20263-228838-01 | Xcel Energy | 85 | 13781 | IOU | OID2986980 | 9.94 | Solar |  |  | Withdrawn | Trade Secret | Trade | WAS | WAS092 | Residential | Made in Minnesota | Trade Secret | 2017
20263-228838-01 | Xcel Energy | 85 | 13781 | IOU | 03131500 | 9.94 | Solar |  |  | Interconnected | Trade Secret | Trade | WAS | WAS092 | Residential | Made in Minnesota | Trade Secret | 2017 | 2018
20263-228838-01 | Xcel Energy | 85 | 13781 | IOU | 04573413 | 5.22 | Solar |  |  | Interconnected | Trade Secret | Trade | WTN | WTN062 | Residential |  | Trade Secret | 2021 | 2022
20263-228838-01 | Xcel Energy | 85 | 13781 | IOU | 04793558 | 5.22 | Solar |  |  | Interconnected | Trade Secret | Trade | WCR | WCR322 | Residential | Solar*Rewards | Trade Secret | 2022 | 2022
20263-228838-01 | Xcel Energy | 85 | 13781 | IOU | 05901535 | 3.747 | Solar |  |  | Active Application | Trade Secret | Trade | HSN | HSN322 | Residential | Solar*Rewards | Trade Secret | 2024
20263-228838-01 | Xcel Energy | 85 | 13781 | IOU | 06119430 | 7.212 | Solar |  |  | Interconnected | Trade Secret | Trade | WES | WES074 | Residential | Solar*Rewards | Trade Secret | 2025 | 2025
20263-228838-01 | Xcel Energy | 85 | 13781 | IOU | 03318870 | 6 | Solar |  |  | Interconnected | Trade Secret | Trade | GRC | GRC312 | Residential | Solar*Rewards | Trade Secret | 2019 | 2020
20263-228838-01 | Xcel Energy | 85 | 13781 | IOU | OID4036678 | 15.08 | Solar |  |  | Withdrawn | Trade Secret | Trade | SLP | SLP085 | Residential | Solar*Rewards | Trade Secret | 2019
20263-228838-01 | Xcel Energy | 85 | 13781 | IOU | 06017365 | 3.037 | Solar |  |  | Interconnected | Trade Secret | Trade | DBL | DBL067 | Residential |  | Trade Secret | 2024 | 2025
20263-228838-01 | Xcel Energy | 85 | 13781 | IOU | 03134809 | 7.63 | Solar |  |  | Interconnected | Trade Secret | Trade | OPK | OPK073 | Residential | Solar*Rewards | Trade Secret | 2016 | 2016
20263-228838-01 | Xcel Energy | 85 | 13781 | IOU | 03133191 | 9.6 | Solar |  |  | Interconnected | Trade Secret | Trade | HUG | HUG321 | Residential | Solar*Rewards | Trade Secret | 2010 | 2010
20263-228838-01 | Xcel Energy | 85 | 13781 | IOU | 03132667 | 3.84 | Solar |  |  | Interconnected | Trade Secret | Trade | APA | APA068 | Residential | Solar*Rewards | Trade Secret | 2018 | 2018
20263-228838-01 | Xcel Energy | 85 | 13781 | IOU | 05488565 | 18.505 | Solar |  | X | Interconnected | Trade Secret | Trade | AFT | AFT322 | Residential | Solar*Rewards | Trade Secret | 2023 | 2023
20263-228838-01 | Xcel Energy | 85 | 13781 | IOU | 05524153 | 7.54 | Solar |  |  | Interconnected | Trade Secret | Trade | TLK | TLK066 | Residential | Solar*Rewards | Trade Secret | 2023 | 2024
20263-228838-01 | Xcel Energy | 85 | 13781 | IOU | 03131781 | 7.625 | Solar |  |  | Interconnected | Trade Secret | Trade | WCR | WCR062 | Residential | Made in Minnesota | Trade Secret | 2017 | 2018
20263-228838-01 | Xcel Energy | 85 | 13781 | IOU | 04794139 | 7.83 | Solar |  |  | Interconnected | Trade Secret | Trade | AFT | AFT322 | Residential | Solar*Rewards | Trade Secret | 2022 | 2022
20263-228838-01 | Xcel Energy | 85 | 13781 | IOU | 04095722 | 3.19 | Solar |  |  | Interconnected | Trade Secret | Trade | APA | APA075 | Residential | Solar*Rewards | Trade Secret | 2020 | 2021
20263-228838-01 | Xcel Energy | 85 | 13781 | IOU | 04558460 | 7.616 | Solar |  |  | Interconnected | Trade Secret | Trade | RWD | RWD063 | Residential |  | Trade Secret | 2021 | 2022
20263-228838-01 | Xcel Energy | 85 | 13781 | IOU | 03135127 | 9.8 | Solar |  |  | Interconnected | Trade Secret | Trade | RMT | RMT321 | Residential | Solar*Rewards | Trade Secret | 2016 | 2017
20263-228838-01 | Xcel Energy | 85 | 13781 | IOU | 03146178 | 15.52 | Solar |  |  | Interconnected | Trade Secret | Trade | WCS | WCS064 | Residential | Solar*Rewards | Trade Secret | 2019 | 2020
20263-228838-01 |  |  |  |  | OID3731313 |  | Solar |  |  | Withdrawn | Trade Secret | Trade | WCS | WCS064 | Residential | Solar*Rewards |  | 2019
20263-228838-01 |  |  |  |  | OID3731312 |  | Solar |  |  | Withdrawn | Trade Secret | Trade | WCS | WCS064 | Residential | Solar*Rewards |  | 2019
20263-228838-01 | Xcel Energy | 85 | 13781 | IOU | OID3829091 | 15.52 | Solar |  |  | Withdrawn | Trade Secret | Trade | WCS | WCS064 | Residential | Solar*Rewards | Trade Secret | 2019
20263-228838-01 | Xcel Energy | 85 | 13781 | IOU | 05466922 | 6.4 | Solar |  |  | Interconnected | Trade Secret | Trade | CHE | CHE064 | Residential | Solar*Rewards | Trade Secret | 2023 | 2023
20263-228838-01 | Xcel Energy | 85 | 13781 | IOU | 03134013 | 4.32 | Solar |  |  | Interconnected | Trade Secret | Trade | SHP | SHP062 | Residential | Solar*Rewards | Trade Secret | 2014 | 2015
20263-228838-01 |  |  |  |  | OID2019205 |  | Solar |  |  | Withdrawn | Trade Secret | Trade | SHP | SHP062 | Residential | Solar*Rewards |  | 2014
20263-228838-01 | Xcel Energy | 85 | 13781 | IOU | 04834899 | 7.616 | Solar |  |  | Interconnected | Trade Secret | Trade | UPP | UPP084 | Residential |  | Trade Secret | 2022 | 2023
20263-228838-01 | Xcel Energy | 85 | 13781 | IOU | 03131328 | 9.94 | Solar |  |  | Interconnected | Trade Secret | Trade | LEX | LEX074 | Residential | Solar*Rewards | Trade Secret | 2017 | 2017
20263-228838-01 | Xcel Energy | 85 | 13781 | IOU | 04044138 | 24 | Solar |  |  | Active Application | Trade Secret | Trade | CHI | CHI311 | Residential | Solar*Rewards | Trade Secret | 2020
20263-228838-01 | Xcel Energy | 85 | 13781 | IOU | 03133654 | 3 | Solar |  |  | Interconnected | Trade Secret | Trade | AHI | AHI063 | Residential | Solar*Rewards | Trade Secret | 2012 | 2012
20263-228838-01 | Xcel Energy | 85 | 13781 | IOU | 03132142 | 43.53 | Solar |  |  | Interconnected | Trade Secret | Trade | LAC | LAC062 | Commercial | Made in Minnesota | Trade Secret | 2017 | 2018
20263-228838-01 |  |  |  |  | OID3638506 |  | Solar |  |  | Withdrawn | Trade Secret | Trade | LAC | LAC062 | Commercial | Solar*Rewards |  | 2018
20263-228838-01 | Xcel Energy | 85 | 13781 | IOU | SRO29891 | 45 | Solar |  |  | Withdrawn | Trade Secret | Trade | WTN | WTN062 | Commercial | Solar*Rewards | Trade Secret | 2013
20263-228838-01 | Xcel Energy | 85 | 13781 | IOU | 05514405 | 5.76 | Solar |  |  | Interconnected | Trade Secret | Trade | OSS | OSS063 | Residential |  | Trade Secret | 2023 | 2024
20263-228838-01 | Xcel Energy | 85 | 13781 | IOU | 06215022 | 9.84 | Solar |  |  | Interconnected | Trade Secret | Trade | WIL | WIL061 | Residential |  | Trade Secret | 2025 | 2025
20263-228838-01 | Xcel Energy | 85 | 13781 | IOU | 06142968 | 11.5 | Storage |  |  | Interconnected | Trade Secret | Trade | AHI | AHI063 | Residential |  | Trade Secret | 2025 | 2025
20263-228838-01 | Xcel Energy | 85 | 13781 | IOU | 04262665 | 8.7 | Solar |  |  | Interconnected | Trade Secret | Trade | AHI | AHI063 | Residential | Solar*Rewards | Trade Secret | 2021 | 2021
20263-228838-01 | Xcel Energy | 85 | 13781 | IOU | 03130187 | 12.48 | Solar |  |  | Interconnected | Trade Secret | Trade | SCA | SCA021 | Residential | Solar*Rewards | Trade Secret | 2019 | 2019
20263-228838-01 | Xcel Energy | 85 | 13781 | IOU | 05795902 | 7.02 | Solar |  |  | Withdrawn | Trade Secret | Trade | CRL | CRL031 | Residential | Solar*Rewards | Trade Secret | 2024
20263-228838-01 | Xcel Energy | 85 | 13781 | IOU | 05807717 | 5.904 | Solar |  |  | Interconnected | Trade Secret | Trade | CRL | CRL031 | Residential |  | Trade Secret | 2024 | 2024
20263-228838-01 | Xcel Energy | 85 | 13781 | IOU | 04794250 | 4.35 | Solar |  |  | Interconnected | Trade Secret | Trade | RAM | RAM077 | Residential | Solar*Rewards | Trade Secret | 2022 | 2022
20263-228838-01 | Xcel Energy | 85 | 13781 | IOU | 04041286 | 2.61 | Solar |  |  | Interconnected | Trade Secret | Trade | RAM | RAM077 | Residential | Solar*Rewards | Trade Secret | 2020 | 2020
20263-228838-01 | Xcel Energy | 85 | 13781 | IOU | 03133648 | 35 | Solar |  |  | Interconnected | Trade Secret | Trade | COK | COK061 | Commercial | Solar*Rewards | Trade Secret | 2012 | 2012
20263-228838-01 | Xcel Energy | 85 | 13781 | IOU | 05711840 | 9.994 | Solar |  |  | Interconnected | Trade Secret | Trade | BCR | BCR063 | Residential | Solar*Rewards | Trade Secret | 2024 | 2024
20263-228838-01 | Xcel Energy | 85 | 13781 | IOU | 03130504 | 5.28 | Solar |  |  | Interconnected | Trade Secret | Trade | ALD | ALD085 | Residential | Solar*Rewards | Trade Secret | 2018 | 2019
20263-228838-01 | Xcel Energy | 85 | 13781 | IOU | 03134376 | 6 | Solar |  |  | Interconnected | Trade Secret | Trade | MDT | MDT074 | Residential | Made in Minnesota | Trade Secret | 2015 | 2015
20263-228838-01 | Xcel Energy | 85 | 13781 | IOU | 04993753 | 6.09 | Solar |  |  | Interconnected | Trade Secret | Trade | EDA | EDA075 | Residential |  | Trade Secret | 2022 | 2022
20263-228838-01 | Xcel Energy | 85 | 13781 | IOU | 03133099 | 8.88 | Solar |  |  | Interconnected | Trade Secret | Trade | SOU | SOU077 | Residential | Solar*Rewards | Trade Secret | 2013 | 2014
20263-228838-01 | Xcel Energy | 85 | 13781 | IOU | SRO29373 | 9.6 | Solar |  |  | Withdrawn | Trade Secret | Trade | SOU | SOU077 | Residential | Solar*Rewards | Trade Secret | 2013
20263-228838-01 | Xcel Energy | 85 | 13781 | IOU | 05472381 | 9.6 | Solar |  |  | Interconnected | Trade Secret | Trade | CHE | CHE064 | Residential | Solar*Rewards | Trade Secret | 2023 | 2023
20263-228838-01 | Xcel Energy | 85 | 13781 | IOU | 05478809 | 3.19 | Solar |  |  | Interconnected | Trade Secret | Trade | BLC | BLC062 | Residential |  | Trade Secret | 2023 | 2023
20263-228838-01 | Xcel Energy | 85 | 13781 | IOU | 03134801 | 18 | Solar |  |  | Interconnected | Trade Secret | Trade | BTF | BTF021 | Residential | Solar*Rewards | Trade Secret | 2016 | 2016
20263-228838-01 | Xcel Energy | 85 | 13781 | IOU | 05694273 | 9.92 | Solar |  |  | Interconnected | Trade Secret | Trade | WCR | WCR063 | Residential |  | Trade Secret | 2024 | 2024
20263-228838-01 | Xcel Energy | 85 | 13781 | IOU | 06212073 | 10.752 | Solar |  |  | Active Application | Trade Secret | Trade | RCH | RCH061 | Residential |  | Trade Secret | 2025
20263-228838-01 | Xcel Energy | 85 | 13781 | IOU | 05866457 | 9.216 | Solar |  |  | Active Application | Trade Secret | Trade | WCR | WCR311 | Residential | Solar*Rewards | Trade Secret | 2024
20263-228838-01 | Xcel Energy | 85 | 13781 | IOU | 04778135 | 7.616 | Solar |  |  | Interconnected | Trade Secret | Trade | SOU | SOU069 | Residential |  | Trade Secret | 2021 | 2022
20263-228838-01 | Xcel Energy | 85 | 13781 | IOU | 05769637 | 6.677 | Solar |  |  | Interconnected | Trade Secret | Trade | AFT | AFT314 | Residential | Solar*Rewards | Trade Secret | 2024 | 2024
20263-228838-01 | Xcel Energy | 85 | 13781 | IOU | 03134430 | 1.92 | Solar |  |  | Interconnected | Trade Secret | Trade | NWA | NWA021 | Residential | Solar*Rewards | Trade Secret | 2015 | 2016
20263-228838-01 | Xcel Energy | 85 | 13781 | IOU | OID3337966 | 1.575 | Solar |  |  | Withdrawn | Trade Secret | Trade | NWA | NWA021 | Residential | Solar*Rewards | Trade Secret | 2018
20263-228838-01 | Xcel Energy | 85 | 13781 | IOU | 03132700 | 1.8 | Solar |  |  | Interconnected | Trade Secret | Trade | NWA | NWA021 | Residential |  | Trade Secret | 2018 | 2016
20263-228838-01 | Xcel Energy | 85 | 13781 | IOU | 05551541 | 9.984 | Solar |  |  | Interconnected | Trade Secret | Trade | WIN | WIN033 | Residential |  | Trade Secret | 2023 | 2023
20263-228838-01 | Xcel Energy | 85 | 13781 | IOU | 03129662 | 5.76 | Solar |  | X | Interconnected | Trade Secret | Trade | HWW | HWW074 | Residential | Solar*Rewards | Trade Secret | 2019 | 2019
20263-228838-01 | Xcel Energy | 85 | 13781 | IOU | 06065291 | 4.188 | Solar |  | X | Interconnected | Trade Secret | Trade | HWW | HWW074 | Residential | Solar*Rewards | Trade Secret | 2025 | 2025
20263-228838-01 | Xcel Energy | 85 | 13781 | IOU | 05642475 | 3 | Solar |  |  | Active Application | Trade Secret | Trade | SOU | SOU061 | Residential |  | Trade Secret | 2023
20263-228838-01 | Xcel Energy | 85 | 13781 | IOU | 05489405 | 15.24 | Solar |  | X | Active Application | Trade Secret | Trade | RPO | RPO312 | Residential |  | Trade Secret | 2023
20263-228838-01 | Xcel Energy | 85 | 13781 | IOU | 05468249 | 6.3 | Solar |  |  | Withdrawn | Trade Secret | Trade | RPO | RPO312 | Residential | Solar*Rewards | Trade Secret | 2023
20263-228838-01 | Xcel Energy | 85 | 13781 | IOU | OID3858932 | 2.64 | Solar |  |  | Interconnected | Trade Secret | Trade | MOL | MOL073 | Residential | Solar*Rewards | Trade Secret | 2019 | 2020
20263-228838-01 | Xcel Energy | 85 | 13781 | IOU | 05855051 | 3.747 | Solar |  |  | Interconnected | Trade Secret | Trade | WES | WES064 | Residential |  | Trade Secret | 2024 | 2025
20263-228838-01 | Xcel Energy | 85 | 13781 | IOU | 03702737 | 5.933 | Solar |  |  | Interconnected | Trade Secret | Trade | MPK | MPK065 | Residential | Solar*Rewards | Trade Secret | 2020 | 2020
20263-228838-01 | Xcel Energy | 85 | 13781 | IOU | 03133921 | 9.5 | Solar |  |  | Interconnected | Trade Secret | Trade | WSG | WSG071 | Residential | Made in Minnesota | Trade Secret | 2014 | 2014
20263-228838-01 | Xcel Energy | 85 | 13781 | IOU | 04394649 | 6.98 | Solar |  |  | Interconnected | Trade Secret | Trade | WDY | WDY312 | Residential | Solar*Rewards | Trade Secret | 2021 | 2021
20263-228838-01 | Xcel Energy | 85 | 13781 | IOU | 06013505 | 2.657 | Solar |  |  | Interconnected | Trade Secret | Trade | TWL | TWL066 | Residential |  | Trade Secret | 2024 | 2025
20263-228838-01 | Xcel Energy | 85 | 13781 | IOU | 05794271 | 5.933 | Solar |  |  | Interconnected | Trade Secret | Trade | BLC | BLC062 | Residential | Solar*Rewards | Trade Secret | 2024 | 2024
20263-228838-01 | Xcel Energy | 85 | 13781 | IOU | 03135121 | 22.875 | Solar |  |  | Interconnected | Trade Secret | Trade | RNV | RNV021 | Commercial | Made in Minnesota | Trade Secret | 2016 | 2018
20263-228838-01 | Xcel Energy | 85 | 13781 | IOU | 04519005 | 3.747 | Solar |  |  | Interconnected | Trade Secret | Trade | CEL | CEL064 | Residential |  | Trade Secret | 2021 | 2022
20263-228838-01 | Xcel Energy | 85 | 13781 | IOU | 03134042 | 3.36 | Solar |  |  | Interconnected | Trade Secret | Trade | RPO | RPO312 | Residential | Solar*Rewards | Trade Secret | 2014 | 2014
20263-228838-01 | Xcel Energy | 85 | 13781 | IOU | 06243911 | 7.6 | Solar |  |  | Withdrawn | Trade Secret | Trade | HSN | HSN322 | Residential |  | Trade Secret | 2025
20263-228838-01 | Xcel Energy | 85 | 13781 | IOU | 06298878 | 11.52 | Solar |  |  | Active Application | Trade Secret | Trade | HSN | HSN322 | Residential |  | Trade Secret | 2025
20263-228838-01 | Xcel Energy | 85 | 13781 | IOU | 05965661 | 6.677 | Solar |  |  | Interconnected | Trade Secret | Trade | CHE | CHE075 | Residential |  | Trade Secret | 2024 | 2025
20263-228838-01 | Xcel Energy | 85 | 13781 | IOU | 03131957 | 11.241 | Solar |  |  | Interconnected | Trade Secret | Trade | PRR | PRR063 | Commercial | Solar*Rewards | Trade Secret | 2017 | 2018
20263-228838-01 | Xcel Energy | 85 | 13781 | IOU | 04158717 | 8.99 | Solar |  |  | Interconnected | Trade Secret | Trade | UPP | UPP085 | Residential | Solar*Rewards | Trade Secret | 2020 | 2021
20263-228838-01 | Xcel Energy | 85 | 13781 | IOU | 05001370 | 3.747 | Solar |  |  | Interconnected | Trade Secret | Trade | IDA | IDA072 | Residential |  | Trade Secret | 2022 | 2023
20263-228838-01 | Xcel Energy | 85 | 13781 | IOU | 03130020 | 3.5 | Solar |  |  | Interconnected | Trade Secret | Trade | SOU | SOU081 | Residential | Solar*Rewards | Trade Secret | 2018 | 2019
20263-228838-01 | Xcel Energy | 85 | 13781 | IOU | 05468054 | 8.32 | Solar |  |  | Withdrawn | Trade Secret | Trade | CHE | CHE064 | Residential | Solar*Rewards | Trade Secret | 2023
20263-228838-01 | Xcel Energy | 85 | 13781 | IOU | 05479126 | 8.32 | Solar |  |  | Interconnected | Trade Secret | Trade | CHE | CHE064 | Residential |  | Trade Secret | 2023 | 2023
20263-228838-01 | Xcel Energy | 85 | 13781 | IOU | 03134557 | 22.8 | Solar |  |  | Interconnected | Trade Secret | Trade | HAS | HAS031 | Commercial | Solar*Rewards | Trade Secret | 2015 | 2016
20263-228838-01 |  |  |  |  | OID2330227 |  | Solar |  |  | Withdrawn | Trade Secret | Trade | HAS | HAS031 | Commercial | Solar*Rewards |  | 2015
20263-228838-01 | Xcel Energy | 85 | 13781 | IOU | OID2325731 | 22.8 | Solar |  |  | Withdrawn | Trade Secret | Trade | HAS | HAS031 | Commercial | Solar*Rewards | Trade Secret | 2015
20263-228838-01 | Xcel Energy | 85 | 13781 | IOU | 06340172 | 1000 | Solar |  |  | Active Application | Trade Secret | Trade | RPL | RPL072 | Commercial |  | Trade Secret | 2026
20263-228838-01 |  |  |  |  | 06342384 |  | Solar |  |  | Active Application | Trade Secret | Trade | RPL | RPL072 | Commercial |  |  | 2026
20263-228838-01 | Xcel Energy | 85 | 13781 | IOU | 05941149 | 5.052 | Solar |  |  | Interconnected | Trade Secret | Trade | RRK | RRK063 | Residential |  | Trade Secret | 2024 | 2025
20263-228838-01 | Xcel Energy | 85 | 13781 | IOU | 04594758 | 10.73 | Solar |  |  | Active Application | Trade Secret | Trade | NOF | NOF061 | Residential | Solar*Rewards | Trade Secret | 2021
20263-228838-01 | Xcel Energy | 85 | 13781 | IOU | 06228448 | 7.6 | Solar |  |  | Active Application | Trade Secret | Trade | ALK | ALK063 | Residential |  | Trade Secret | 2025
20263-228838-01 | Xcel Energy | 85 | 13781 | IOU | 05381535 | 5.04 | Solar |  |  | Interconnected | Trade Secret | Trade | UPP | UPP082 | Residential | Solar*Rewards | Trade Secret | 2023 | 2023
20263-228838-01 | Xcel Energy | 85 | 13781 | IOU | 06230100 | 7.216 | Solar |  |  | Interconnected | Trade Secret | Trade | FRM | FRM071 | Residential |  | Trade Secret | 2025 | 2026
20263-228838-01 | Xcel Energy | 85 | 13781 | IOU | 03130289 | 9.994 | Solar |  |  | Interconnected | Trade Secret | Trade | WIL | WIL079 | Residential | Solar*Rewards | Trade Secret | 2019 | 2020
20263-228838-01 | Xcel Energy | 85 | 13781 | IOU | 03133524 | 1.935 | Solar |  |  | Interconnected | Trade Secret | Trade | HWW | HWW073 | Residential | Solar*Rewards | Trade Secret | 2011 | 2012
20263-228838-01 | Xcel Energy | 85 | 13781 | IOU | 05936649 | 6.046 | Solar |  |  | Interconnected | Trade Secret | Trade | OSS | OSS063 | Residential |  | Trade Secret | 2024 | 2025
20263-228838-01 | Xcel Energy | 85 | 13781 | IOU | 03130777 | 2 | Solar |  |  | Interconnected | Trade Secret | Trade | ALD | ALD085 | Commercial |  | Trade Secret | 2007 | 2007
20263-228838-01 | Xcel Energy | 85 | 13781 | IOU | 03131293 | 6 | Solar |  |  | Interconnected | Trade Secret | Trade | GSL | GSL074 | Residential | Solar*Rewards | Trade Secret | 2016 | 2017
20263-228838-01 | Xcel Energy | 85 | 13781 | IOU | 03133184 | 5 | Solar |  |  | Interconnected | Trade Secret | Trade | GVW | GVW032 | Residential | Solar*Rewards | Trade Secret | 2010 | 2010
20263-228838-01 | Xcel Energy | 85 | 13781 | IOU | 03130253 | 15.232 | Solar |  |  | Interconnected | Trade Secret | Trade | MEL | MEL062 | Residential | Solar*Rewards | Trade Secret | 2019 | 2019
20263-228838-01 | Xcel Energy | 85 | 13781 | IOU | 04543163 | 6 | Solar |  |  | Interconnected | Trade Secret | Trade | MEL | MEL075 | Residential |  | Trade Secret | 2021 | 2023
20263-228838-01 | Xcel Energy | 85 | 13781 | IOU | 03131027 | 2.07 | Solar |  |  | Interconnected | Trade Secret | Trade | ALD | ALD084 | Residential |  | Trade Secret | 2010 | 2010
20263-228838-01 | Xcel Energy | 85 | 13781 | IOU | 06030458 | 13.5 | Solar |  |  | Withdrawn | Trade Secret | Trade | PKL | PKL083 | Residential | Solar*Rewards | Trade Secret | 2024
20263-228838-01 | Xcel Energy | 85 | 13781 | IOU | 05438041 | 13.5 | Solar |  |  | Interconnected | Trade Secret | Trade | PKL | PKL083 | Residential | Solar*Rewards | Trade Secret | 2023 | 2025
20263-228838-01 | Xcel Energy | 85 | 13781 | IOU | 03828237 | 6 | Solar |  |  | Interconnected | Trade Secret | Trade | HYL | HYL073 | Residential | Solar*Rewards | Trade Secret | 2020 | 2020
20263-228838-01 | Xcel Energy | 85 | 13781 | IOU | 06232806 | 9.423 | Solar |  | X | Active Application | Trade Secret | Trade | EDA | EDA071 | Residential |  | Trade Secret | 2025
20263-228838-01 | Xcel Energy | 85 | 13781 | IOU | 03132174 | 3.5 | Solar |  |  | Interconnected | Trade Secret | Trade | APA | APA067 | Residential | Made in Minnesota | Trade Secret | 2017 | 2018
20263-228838-01 | Xcel Energy | 85 | 13781 | IOU | 03134305 | 37.8 | Solar |  |  | Interconnected | Trade Secret | Trade | WRR | WRR075 | Commercial | Made in Minnesota | Trade Secret | 2015 | 2016
20263-228838-01 | Xcel Energy | 85 | 13781 | IOU | 06118495 | 11.904 | Solar |  |  | Active Application | Trade Secret | Trade | RMT | RMT321 | Residential |  | Trade Secret | 2025
20263-228838-01 | Xcel Energy | 85 | 13781 | IOU | OID4028013 | 7.616 | Solar |  |  | Withdrawn | Trade Secret | Trade | CEL | CEL064 | Residential | Solar*Rewards | Trade Secret | 2019
20263-228838-01 | Xcel Energy | 85 | 13781 | IOU | 05711902 | 3.747 | Solar |  |  | Interconnected | Trade Secret | Trade | CEL | CEL064 | Residential | Solar*Rewards | Trade Secret | 2024 | 2024
20263-228838-01 | Xcel Energy | 85 | 13781 | IOU | 03511290 | 7.616 | Solar |  |  | Interconnected | Trade Secret | Trade | CEL | CEL064 | Residential | Solar*Rewards | Trade Secret | 2019 | 2020
20263-228838-01 | Xcel Energy | 85 | 13781 | IOU | 06137599 | 11.5 | Storage |  |  | Interconnected | Trade Secret | Trade | CEL | CEL064 | Residential |  | Trade Secret | 2025 | 2025
20263-228838-01 | Xcel Energy | 85 | 13781 | IOU | 06106896 | 11.5 | Solar |  |  | Withdrawn | Trade Secret | Trade | CEL | CEL064 | Residential | Solar*Rewards | Trade Secret | 2025
20263-228838-01 | Xcel Energy | 85 | 13781 | IOU | 05727929 | 3.747 | Solar |  |  | Withdrawn | Trade Secret | Trade | CEL | CEL064 | Residential | Solar*Rewards | Trade Secret | 2024
20263-228838-01 | Xcel Energy | 85 | 13781 | IOU | 06022061 | 3.839 | Solar |  |  | Interconnected | Trade Secret | Trade | SOU | SOU064 | Residential | Solar*Rewards | Trade Secret | 2024 | 2025
20263-228838-01 | Xcel Energy | 85 | 13781 | IOU | 06320067 | 6.144 |  |  |  | Active Application | Trade Secret | Trade | EXC | EXC062 | Residential |  | Trade Secret | 2026
20263-228838-01 | Xcel Energy | 85 | 13781 | IOU | 04793792 | 4.93 | Solar |  |  | Interconnected | Trade Secret | Trade | ALD | ALD072 | Residential | Solar*Rewards | Trade Secret | 2022 | 2022
20263-228838-01 | Xcel Energy | 85 | 13781 | IOU | 03938774 | 5.76 | Solar |  |  | Withdrawn | Trade Secret | Trade | GRC | GRC063 | Residential | Solar*Rewards | Trade Secret | 2020
20263-228838-01 | Xcel Energy | 85 | 13781 | IOU | 04407807 | 7.54 | Solar |  |  | Interconnected | Trade Secret | Trade | WIL | WIL063 | Residential | Solar*Rewards | Trade Secret | 2021 | 2021
20263-228838-01 | Xcel Energy | 85 | 13781 | IOU | 06222226 | 3.141 | Solar |  |  | Interconnected | Trade Secret | Trade | WIL | WIL063 | Residential |  | Trade Secret | 2025 | 2026
20263-228838-01 | Xcel Energy | 85 | 13781 | IOU | 03131351 | 12 | Solar |  |  | Interconnected | Trade Secret | Trade | GIB | GIB021 | Residential | Solar*Rewards | Trade Secret | 2017 | 2017
20263-228838-01 | Xcel Energy | 85 | 13781 | IOU | 04304624 | 5.054 | Solar |  |  | Interconnected | Trade Secret | Trade | FSL | FSL312 | Residential |  | Trade Secret | 2021 | 2021
20263-228838-01 | Xcel Energy | 85 | 13781 | IOU | 05951973 | 120 | Solar |  |  | Active Application | Trade Secret | Trade | WYO | WYO021 | Commercial |  | Trade Secret | 2024
20263-228838-01 | Xcel Energy | 85 | 13781 | IOU | 05951779 | 39.75 | Solar |  |  | Active Application | Trade Secret | Trade | WYO | WYO021 | Commercial | Solar*Rewards | Trade Secret | 2024
20263-228838-01 | Xcel Energy | 85 | 13781 | IOU | 06022074 | 9.94 | Solar |  |  | Interconnected | Trade Secret | Trade | MDT | MDT077 | Residential |  | Trade Secret | 2024 | 2025
20263-228838-01 | Xcel Energy | 85 | 13781 | IOU | OID3284692 | 19.999 | Solar |  |  | Withdrawn | Trade Secret | Trade | OSS | OSS071 | Commercial | Solar*Rewards | Trade Secret | 2018
20263-228838-01 | Xcel Energy | 85 | 13781 | IOU | 06338940 | 26.7 | Solar |  | X | Active Application | Trade Secret | Trade | DHL | DHL061 | Commercial |  | Trade Secret | 2026
20263-228838-01 | Xcel Energy | 85 | 13781 | IOU | 06028198 | 5.7 | Solar |  |  | Interconnected | Trade Secret | Trade | SOU | SOU082 | Residential | Solar*Rewards | Trade Secret | 2024 | 2025
20263-228838-01 | Xcel Energy | 85 | 13781 | IOU | 03186889 | 6 | Solar |  |  | Interconnected | Trade Secret | Trade | SLP | SLP092 | Residential | Solar*Rewards | Trade Secret | 2019 | 2020
20263-228838-01 | Xcel Energy | 85 | 13781 | IOU | OID3827782 | 7.616 | Solar |  |  | Withdrawn | Trade Secret | Trade | SLP | SLP092 | Residential | Solar*Rewards | Trade Secret | 2019
20263-228838-01 | Xcel Energy | 85 | 13781 | IOU | 03130105 | 6 | Solar |  |  | Interconnected | Trade Secret | Trade | HSN | HSN312 | Residential | Solar*Rewards | Trade Secret | 2018 | 2019
20263-228838-01 | Xcel Energy | 85 | 13781 | IOU | 06244714 | 15.244 | Solar |  |  | Active Application | Trade Secret | Trade | LOW | LOW021 | Commercial |  | Trade Secret | 2025
20263-228838-01 | Xcel Energy | 85 | 13781 | IOU | 03130551 | 15.137 | Solar |  |  | Interconnected | Trade Secret | Trade | APA | APA075 | Residential | Solar*Rewards | Trade Secret | 2018 | 2019
20263-228838-01 | Xcel Energy | 85 | 13781 | IOU | 05899146 | 9.994 | Solar |  |  | Interconnected | Trade Secret | Trade | LLK | LLK072 | Residential | Solar*Rewards | Trade Secret | 2024 | 2025
20263-228838-01 | Xcel Energy | 85 | 13781 | IOU | 06137922 | 2.792 | Solar |  |  | Interconnected | Trade Secret | Trade | WES | WES064 | Residential | Solar*Rewards | Trade Secret | 2025 | 2025
20263-228838-01 | Xcel Energy | 85 | 13781 | IOU | 04716111 | 17.594 | Solar |  |  | Interconnected | Trade Secret | Trade | AFT | AFT314 | Residential |  | Trade Secret | 2021 | 2022
20263-228838-01 | Xcel Energy | 85 | 13781 | IOU | 04652047 | 15.232 | Solar |  |  | Interconnected | Trade Secret | Trade | WIL | WIL063 | Residential |  | Trade Secret | 2021 | 2022
20263-228838-01 | Xcel Energy | 85 | 13781 | IOU | 03131454 | 19.999 | Solar |  |  | Interconnected | Trade Secret | Trade | RLK | RLK064 | Commercial | Solar*Rewards | Trade Secret | 2017 | 2017
20263-228838-01 | Xcel Energy | 85 | 13781 | IOU | OID3638657 | 19.999 | Solar |  |  | Withdrawn | Trade Secret | Trade | RLK | RLK064 | Commercial | Solar*Rewards | Trade Secret | 2018
20263-228838-01 | Xcel Energy | 85 | 13781 | IOU | 03131990 | 39.998 | Solar |  |  | Interconnected | Trade Secret | Trade | RLK | RLK064 | Commercial | Made in Minnesota | Trade Secret | 2017 | 2017
20263-228838-01 |  |  |  |  | 03129799 |  | Solar |  |  | Active Application | Trade Secret | Trade | AVN | AVN021 | Commercial |  |  | 2016
20263-228838-01 | Xcel Energy | 85 | 13781 | IOU | 03133223 | 57 | Solar |  |  | Interconnected | Trade Secret | Trade | AVN | AVN021 | Commercial | Solar*Rewards | Trade Secret | 2010 | 2010
20263-228838-01 | Xcel Energy | 85 | 13781 | IOU | 03130888 | 100 | Wind |  |  | Interconnected | Trade Secret | Trade | AVN | AVN021 | Commercial |  | Trade Secret | 2008 | 2009
20263-228838-01 | Xcel Energy | 85 | 13781 | IOU | 05616191 | 11.904 | Solar |  |  | Active Application | Trade Secret | Trade | SCL | SCL322 | Residential |  | Trade Secret | 2023
20263-228838-01 | Xcel Energy | 85 | 13781 | IOU | 05642556 | 37.62 | Solar |  |  | Interconnected | Trade Secret | Trade | SLW | SLW062 | Commercial |  | Trade Secret | 2024 | 2025
20263-228838-01 | Xcel Energy | 85 | 13781 | IOU | 03140389 | 9.994 | Solar |  |  | Interconnected | Trade Secret | Trade | RPL | RPL063 | Residential | Solar*Rewards | Trade Secret | 2019 | 2019
20263-228838-01 | Xcel Energy | 85 | 13781 | IOU | OID3825895 | 9.994 | Solar |  |  | Withdrawn | Trade Secret | Trade | RPL | RPL063 | Residential | Solar*Rewards | Trade Secret | 2019
20263-228838-01 | Xcel Energy | 85 | 13781 | IOU | 05357978 | 17.92 | Solar |  |  | Interconnected | Trade Secret | Trade | WES | WES073 | Residential |  | Trade Secret | 2023 | 2023
20263-228838-01 | Xcel Energy | 85 | 13781 | IOU | 03157572 | 3.12 | Solar |  |  | Interconnected | Trade Secret | Trade | WAV | WAV021 | Residential | Solar*Rewards | Trade Secret | 2019 | 2020
20263-228838-01 | Xcel Energy | 85 | 13781 | IOU | 03129852 | 4.64 | Solar |  |  | Interconnected | Trade Secret | Trade | UPP | UPP082 | Residential | Solar*Rewards | Trade Secret | 2018 | 2018
20263-228838-01 | Xcel Energy | 85 | 13781 | IOU | 05713744 | 6.4 | Solar |  |  | Interconnected | Trade Secret | Trade | MDT | MDT074 | Residential | Solar*Rewards | Trade Secret | 2024 | 2025
20263-228838-01 | Xcel Energy | 85 | 13781 | IOU | 05374171 | 6.98 | Solar |  |  | Withdrawn | Trade Secret | Trade | MDT | MDT074 | Residential | Solar*Rewards | Trade Secret | 2023
20263-228838-01 | Xcel Energy | 85 | 13781 | IOU | OID3709940 | 7.63 | Solar |  |  | Withdrawn | Trade Secret | Trade | ALD | ALD076 | Residential | Solar*Rewards | Trade Secret | 2019
20263-228838-01 | Xcel Energy | 85 | 13781 | IOU | OID3734201 | 7.616 | Solar |  |  | Withdrawn | Trade Secret | Trade | ALD | ALD076 | Residential | Solar*Rewards | Trade Secret | 2019
20263-228838-01 | Xcel Energy | 85 | 13781 | IOU | OID3867189 | 7.616 | Solar |  |  | Interconnected | Trade Secret | Trade | ALD | ALD076 | Residential | Solar*Rewards | Trade Secret | 2019 | 2020
20263-228838-01 | Xcel Energy | 85 | 13781 | IOU | 05528207 | 38.4 | Solar |  |  | Active Application | Trade Secret | Trade | WAS | WAS092 | Residential | Solar*Rewards | Trade Secret | 2023
20263-228838-01 | Xcel Energy | 85 | 13781 | IOU | 03777099 | 11.31 | Solar |  |  | Interconnected | Trade Secret | Trade | ALD | ALD085 | Residential | Solar*Rewards | Trade Secret | 2020 | 2020
20263-228838-01 | Xcel Energy | 85 | 13781 | IOU | 06007367 | 7.616 | Solar |  |  | Active Application | Trade Secret | Trade | BEL | BEL061 | Residential |  | Trade Secret | 2024
20263-228838-01 | Xcel Energy | 85 | 13781 | IOU | 03503892 | 6.96 | Solar |  |  | Interconnected | Trade Secret | Trade | UPP | UPP082 | Residential | Solar*Rewards | Trade Secret | 2019 | 2021
20263-228838-01 | Xcel Energy | 85 | 13781 | IOU | 04521556 | 3.747 | Solar |  |  | Interconnected | Trade Secret | Trade | RLK | RLK073 | Residential |  | Trade Secret | 2021 | 2022
20263-228838-01 | Xcel Energy | 85 | 13781 | IOU | 04493346 | 3.747 | Solar |  |  | Active Application | Trade Secret | Trade | RLK | RLK073 | Residential | Solar*Rewards | Trade Secret | 2021
20263-228838-01 | Xcel Energy | 85 | 13781 | IOU | 05123314 | 7.25 | Solar |  |  | Interconnected | Trade Secret | Trade | ALD | ALD088 | Residential | Solar*Rewards | Trade Secret | 2022 | 2023
20263-228838-01 | Xcel Energy | 85 | 13781 | IOU | 05125071 | 7.25 | Solar |  |  | Withdrawn | Trade Secret | Trade | ALD | ALD088 | Residential |  | Trade Secret | 2022
20263-228838-01 | Xcel Energy | 85 | 13781 | IOU | 04794128 | 10.44 | Solar |  |  | Interconnected | Trade Secret | Trade | CTR | CTR031 | Residential | Solar*Rewards | Trade Secret | 2022 | 2022
20263-228838-01 | Xcel Energy | 85 | 13781 | IOU | 04312764 | 5.933 | Solar |  |  | Interconnected | Trade Secret | Trade | IDA | IDA073 | Residential | Solar*Rewards | Trade Secret | 2021 | 2021
20263-228838-01 | Xcel Energy | 85 | 13781 | IOU | 04810744 | 7.54 | Solar |  |  | Interconnected | Trade Secret | Trade | DPN | DPN063 | Residential | Solar*Rewards | Trade Secret | 2022 | 2023
20263-228838-01 | Xcel Energy | 85 | 13781 | IOU | 06087885 | 9.984 | Solar |  |  | Interconnected | Trade Secret | Trade | WDY | WDY321 | Residential | Solar*Rewards | Trade Secret | 2025 | 2025
20263-228838-01 | Xcel Energy | 85 | 13781 | IOU | 05849881 | 6.073 | Solar |  |  | Interconnected | Trade Secret | Trade | HSN | HSN321 | Residential | Solar*Rewards | Trade Secret | 2024 | 2024
20263-228838-01 | Xcel Energy | 85 | 13781 | IOU | 05496574 | 14.592 | Solar |  |  | Interconnected | Trade Secret | Trade | AFT | AFT322 | Residential |  | Trade Secret | 2023 | 2023
20263-228838-01 | Xcel Energy | 85 | 13781 | IOU | 03134820 | 9.94 | Solar |  |  | Interconnected | Trade Secret | Trade | LOK | LOK062 | Residential | Made in Minnesota | Trade Secret | 2016 | 2016
20263-228838-01 | Xcel Energy | 85 | 13781 | IOU | OID2648806 | 20 | Solar |  |  | Withdrawn | Trade Secret | Trade | LOK | LOK062 | Residential | Solar*Rewards | Trade Secret | 2016
20263-228838-01 | Xcel Energy | 85 | 13781 | IOU | 03519976 | 2.9 | Solar |  |  | Interconnected | Trade Secret | Trade | SOU | SOU079 | Residential | Solar*Rewards | Trade Secret | 2020 | 2020
20263-228838-01 | Xcel Energy | 85 | 13781 | IOU | 06142747 | 5.76 | Solar |  |  | Withdrawn | Trade Secret | Trade | ECK | ECK063 | Residential | Solar*Rewards | Trade Secret | 2025
20263-228838-01 | Xcel Energy | 85 | 13781 | IOU | 05377226 | 9.074 | Solar |  |  | Interconnected | Trade Secret | Trade | WSG | WSG071 | Residential |  | Trade Secret | 2023 | 2023
20263-228838-01 | Xcel Energy | 85 | 13781 | IOU | 06167843 | 17.28 | Solar |  |  | Interconnected | Trade Secret | Trade | LLK | LLK061 | Residential | Solar*Rewards | Trade Secret | 2025 | 2026
20263-228838-01 | Xcel Energy | 85 | 13781 | IOU | OID3765471 | 7.616 | Solar |  |  | Withdrawn | Trade Secret | Trade | RWD | RWD061 | Residential | Solar*Rewards | Trade Secret | 2019
20263-228838-01 | Xcel Energy | 85 | 13781 | IOU | 03130318 | 7.616 | Solar |  |  | Interconnected | Trade Secret | Trade | RWD | RWD061 | Residential |  | Trade Secret | 2019 | 2019
20263-228838-01 | Xcel Energy | 85 | 13781 | IOU | 05405455 | 5.85 | Solar |  |  | Withdrawn | Trade Secret | Trade | SLP | SLP084 | Residential |  | Trade Secret | 2023
20263-228838-01 | Xcel Energy | 85 | 13781 | IOU | 03132890 | 7.616 | Solar |  |  | Interconnected | Trade Secret | Trade | RLK | RLK069 | Residential | Solar*Rewards | Trade Secret | 2018 | 2018
20263-228838-01 | Xcel Energy | 85 | 13781 | IOU | 06206259 | 4.355 | Solar |  |  | Interconnected | Trade Secret | Trade | OAD | OAD075 | Residential |  | Trade Secret | 2025 | 2026
20263-228838-01 | Xcel Energy | 85 | 13781 | IOU | OID2020705 | 18 | Solar |  |  | Withdrawn | Trade Secret | Trade | KOL | KOL061 | Commercial | Solar*Rewards | Trade Secret | 2014
20263-228838-01 | Xcel Energy | 85 | 13781 | IOU | 03875854 | 149.999 | Solar |  |  | Interconnected | Trade Secret | Trade | KOL | KOL061 | Commercial |  | Trade Secret | 2020 | 2021
20263-228838-01 | Xcel Energy | 85 | 13781 | IOU | 06167009 | 23.04 | Solar |  | X | Active Application | Trade Secret | Trade | LCR | LCR311 | Residential | Solar*Rewards | Trade Secret | 2025
20263-228838-01 | Xcel Energy | 85 | 13781 | IOU | 03132905 | 6.96 | Solar |  |  | Interconnected | Trade Secret | Trade | SLP | SLP083 | Residential | Solar*Rewards | Trade Secret | 2018 | 2019
20263-228838-01 | Xcel Energy | 85 | 13781 | IOU | 03133603 | 10 | Solar |  |  | Interconnected | Trade Secret | Trade | EDP | EDP072 | Commercial | Solar*Rewards | Trade Secret | 2011 | 2012
20263-228838-01 | Xcel Energy | 85 | 13781 | IOU | 06059984 | 6.175 | Solar |  |  | Active Application | Trade Secret | Trade | STY | STY071 | Residential | Solar*Rewards | Trade Secret | 2025
20263-228838-01 | Xcel Energy | 85 | 13781 | IOU | 06321961 | 9.074 | Solar |  |  | Active Application | Trade Secret | Trade | STY | STY071 | Residential | Solar*Rewards | Trade Secret | 2026
20263-228838-01 | Xcel Energy | 85 | 13781 | IOU | 05395485 | 6.5 | Solar |  |  | Interconnected | Trade Secret | Trade | UPP | UPP086 | Residential | Solar*Rewards | Trade Secret | 2023 | 2023
20263-228838-01 | Xcel Energy | 85 | 13781 | IOU | 04403372 | 39.99 | Solar |  |  | Interconnected | Trade Secret | Trade | KOL | KOL065 | Commercial | Solar*Rewards | Trade Secret | 2021 | 2022
20263-228838-01 | Xcel Energy | 85 | 13781 | IOU | 04413957 | 100 | Solar |  |  | Interconnected | Trade Secret | Trade | KOL | KOL065 | Commercial |  | Trade Secret | 2021 | 2022
20263-228838-01 | Xcel Energy | 85 | 13781 | IOU | 03134707 | 5 | Solar |  |  | Interconnected | Trade Secret | Trade | SOU | SOU064 | Residential | Solar*Rewards | Trade Secret | 2015 | 2016
20263-228838-01 | Xcel Energy | 85 | 13781 | IOU | OID2019198 | 3.8 | Solar |  |  | Withdrawn | Trade Secret | Trade | SOU | SOU064 | Residential | Solar*Rewards | Trade Secret | 2014
20263-228838-01 | Xcel Energy | 85 | 13781 | IOU | OID2019309 | 5 | Solar |  |  | Withdrawn | Trade Secret | Trade | SOU | SOU064 | Residential | Solar*Rewards | Trade Secret | 2014
20263-228838-01 |  |  |  |  | OID3731329 |  | Solar |  |  | Withdrawn | Trade Secret | Trade | CHI | CHI311 | Residential | Solar*Rewards |  | 2019
20263-228838-01 | Xcel Energy | 85 | 13781 | IOU | OID3705741 | 7.616 | Solar |  |  | Withdrawn | Trade Secret | Trade | CHI | CHI311 | Residential | Solar*Rewards | Trade Secret | 2019
20263-228838-01 | Xcel Energy | 85 | 13781 | IOU | OID3705599 | 7.616 | Solar |  |  | Withdrawn | Trade Secret | Trade | CHI | CHI311 | Residential | Solar*Rewards | Trade Secret | 2019
20263-228838-01 | Xcel Energy | 85 | 13781 | IOU | 03129660 | 7.63 | Solar |  |  | Interconnected | Trade Secret | Trade | CHI | CHI311 | Residential | Solar*Rewards | Trade Secret | 2019 | 2019
20263-228838-01 | Xcel Energy | 85 | 13781 | IOU | 04808013 | 7.616 | Solar |  |  | Interconnected | Trade Secret | Trade | TWL | TWL066 | Residential |  | Trade Secret | 2022 | 2022
20263-228838-01 | Xcel Energy | 85 | 13781 | IOU | 06231271 | 4.355 | Solar |  |  | Active Application | Trade Secret | Trade | OAD | OAD071 | Residential |  | Trade Secret | 2025
20263-228838-01 | Xcel Energy | 85 | 13781 | IOU | 03727118 | 7.616 | Solar |  |  | Interconnected | Trade Secret | Trade | DOC | DOC031 | Residential | Solar*Rewards | Trade Secret | 2020 | 2021
20263-228838-01 | Xcel Energy | 85 | 13781 | IOU | 04967296 | 8.768 | Solar |  |  | Active Application | Trade Secret | Trade | WAS | WAS092 | Residential | Solar*Rewards | Trade Secret | 2022
20263-228838-01 | Xcel Energy | 85 | 13781 | IOU | 03513860 | 7.616 | Solar |  |  | Interconnected | Trade Secret | Trade | LIN | LIN031 | Residential | Solar*Rewards | Trade Secret | 2019 | 2020
20263-228838-01 |  |  |  |  | OID3022330 |  | Solar |  |  | Withdrawn | Trade Secret | Trade | WES | WES074 | Residential | Solar*Rewards |  | 2017
20263-228838-01 | Xcel Energy | 85 | 13781 | IOU | SRO29765 | 22.5 | Solar |  |  | Withdrawn | Trade Secret | Trade | TWL | TWL074 | Commercial | Solar*Rewards | Trade Secret | 2013
20263-228838-01 | Xcel Energy | 85 | 13781 | IOU | SRO23985 | 22.5 | Solar |  |  | Withdrawn | Trade Secret | Trade | TWL | TWL074 | Commercial | Solar*Rewards | Trade Secret | 2012
20263-228838-01 | Xcel Energy | 85 | 13781 | IOU | 03134300 | 4.32 | Solar |  |  | Interconnected | Trade Secret | Trade | PKL | PKL065 | Residential | Solar*Rewards | Trade Secret | 2015 | 2015
20263-228838-01 | Xcel Energy | 85 | 13781 | IOU | 05823813 | 6.046 | Solar |  |  | Active Application | Trade Secret | Trade | OAD | OAD072 | Residential |  | Trade Secret | 2024
20263-228838-01 | Xcel Energy | 85 | 13781 | IOU | 06233670 | 9.6 | Solar |  |  | Active Application | Trade Secret | Trade | RWD | RWD081 | Residential |  | Trade Secret | 2025
20263-228838-01 | Xcel Energy | 85 | 13781 | IOU | 03657264 | 38.012 | Solar |  |  | Interconnected | Trade Secret | Trade | WAB | WAB021 | Residential | Solar*Rewards | Trade Secret | 2020 | 2022
20263-228838-01 | Xcel Energy | 85 | 13781 | IOU | 05418454 | 11.39 | Solar |  |  | Interconnected | Trade Secret | Trade | LEX | LEX332 | Residential | Solar*Rewards | Trade Secret | 2023 | 2023
20263-228838-01 | Xcel Energy | 85 | 13781 | IOU | 06230248 | 7.548 | Solar |  |  | Interconnected | Trade Secret | Trade | HSN | HSN311 | Residential |  | Trade Secret | 2025 | 2025
20263-228838-01 | Xcel Energy | 85 | 13781 | IOU | 04794166 | 6 | Solar |  |  | Interconnected | Trade Secret | Trade | SOU | SOU086 | Residential | Solar*Rewards | Trade Secret | 2022 | 2022
20263-228838-01 | Xcel Energy | 85 | 13781 | IOU | 04041683 | 5 | Solar |  |  | Interconnected | Trade Secret | Trade | WIL | WIL098 | Residential | Solar*Rewards | Trade Secret | 2020 | 2020
20263-228838-01 | Xcel Energy | 85 | 13781 | IOU | 05829159 | 5.052 | Solar |  |  | Interconnected | Trade Secret | Trade | MOL | MOL067 | Residential |  | Trade Secret | 2024 | 2024
20263-228838-01 | Xcel Energy | 85 | 13781 | IOU | 05400108 | 6.67 | Solar |  |  | Interconnected | Trade Secret | Trade | SOU | SOU083 | Residential | Solar*Rewards | Trade Secret | 2023 | 2023
20263-228838-01 | Xcel Energy | 85 | 13781 | IOU | 06197780 | 4.537 | Solar |  |  | Withdrawn | Trade Secret | Trade | SOU | SOU073 | Residential | Solar*Rewards | Trade Secret | 2025
20263-228838-01 | Xcel Energy | 85 | 13781 | IOU | 06228306 | 3.839 | Solar |  |  | Interconnected | Trade Secret | Trade | SOU | SOU073 | Residential |  | Trade Secret | 2025 | 2025
20263-228838-01 | Xcel Energy | 85 | 13781 | IOU | 04793832 | 9.772 | Solar |  | X | Interconnected | Trade Secret | Trade | WSG | WSG064 | Residential | Solar*Rewards | Trade Secret | 2022 | 2022
20263-228838-01 | Xcel Energy | 85 | 13781 | IOU | 05831038 | 6.046 | Solar |  |  | Interconnected | Trade Secret | Trade | DBL | DBL067 | Residential | Solar*Rewards | Trade Secret | 2024 | 2024
20263-228838-01 | Xcel Energy | 85 | 13781 | IOU | 03134271 | 8.4 | Solar |  |  | Interconnected | Trade Secret | Trade | PIP | PIP090 | Residential | Made in Minnesota | Trade Secret | 2015 | 2015
20263-228838-01 | Xcel Energy | 85 | 13781 | IOU | 04422952 | 40.252 | Solar |  |  | Interconnected | Trade Secret | Trade | SMT | SMT082 | Commercial |  | Trade Secret | 2021 | 2023
20263-228838-01 | Xcel Energy | 85 | 13781 | IOU | 04422924 | 33.3 | Solar |  |  | Interconnected | Trade Secret | Trade | SMT | SMT082 | Commercial | Solar*Rewards | Trade Secret | 2021 | 2023
20263-228838-01 | Xcel Energy | 85 | 13781 | IOU | 05941578 | 7 | Solar |  |  | Interconnected | Trade Secret | Trade | WCR | WCR322 | Residential |  | Trade Secret | 2024 | 2024
20263-228838-01 | Xcel Energy | 85 | 13781 | IOU | 03592269 | 219.999 | Solar |  |  | Interconnected | Trade Secret | Trade | PAT | PAT314 | Commercial |  | Trade Secret | 2020 | 2021
20263-228838-01 | Xcel Energy | 85 | 13781 | IOU | 05224633 | 15.705 | Solar |  |  | Interconnected | Trade Secret | Trade | WCR | WCR063 | Residential |  | Trade Secret | 2022 | 2022
20263-228838-01 | Xcel Energy | 85 | 13781 | IOU | 05277208 | 4.64 | Solar |  |  | Interconnected | Trade Secret | Trade | WES | WES074 | Residential |  | Trade Secret | 2022 | 2023
20263-228838-01 | Xcel Energy | 85 | 13781 | IOU | 05835022 | 11.933 | Solar |  | X | Interconnected | Trade Secret | Trade | ALK | ALK072 | Residential |  | Trade Secret | 2024 | 2025
20263-228838-01 | Xcel Energy | 85 | 13781 | IOU | 05791856 | 11.933 | Solar |  | X | Withdrawn | Trade Secret | Trade | ALK | ALK072 | Residential | Solar*Rewards | Trade Secret | 2024
20263-228838-01 | Xcel Energy | 85 | 13781 | IOU | 05791872 | 3 | Wind |  |  | Interconnected | Trade Secret | Trade | ALK | ALK072 | Residential |  | Trade Secret | 2024 | 2025
20263-228838-01 | Xcel Energy | 85 | 13781 | IOU | 06302993 | 11.52 | Solar |  | X | Active Application | Trade Secret | Trade | GSL | GSL341 | Residential |  | Trade Secret | 2026
20263-228838-01 | Xcel Energy | 85 | 13781 | IOU | 06042650 | 7.329 | Solar |  |  | Withdrawn | Trade Secret | Trade | SOU | SOU082 | Residential | Solar*Rewards | Trade Secret | 2024
20263-228838-01 | Xcel Energy | 85 | 13781 | IOU | 06060804 | 7.329 | Solar |  |  | Withdrawn | Trade Secret | Trade | SOU | SOU082 | Residential | Solar*Rewards | Trade Secret | 2025
20263-228838-01 | Xcel Energy | 85 | 13781 | IOU | 03351421 | 4.32 | Solar |  |  | Interconnected | Trade Secret | Trade | GLK | GLK064 | Residential | Solar*Rewards | Trade Secret | 2019 | 2020
20263-228838-01 | Xcel Energy | 85 | 13781 | IOU | 04361130 | 5 | Solar |  |  | Interconnected | Trade Secret | Trade | GRC | GRC312 | Residential | Solar*Rewards | Trade Secret | 2021 | 2021
20263-228838-01 | Xcel Energy | 85 | 13781 | IOU | 05850937 | 3.936 | Solar |  |  | Withdrawn | Trade Secret | Trade | ALK | ALK063 | Residential | Solar*Rewards | Trade Secret | 2024
20263-228838-01 | Xcel Energy | 85 | 13781 | IOU | 05945386 | 3.936 | Solar |  |  | Interconnected | Trade Secret | Trade | ALK | ALK063 | Residential |  | Trade Secret | 2024 | 2025
20263-228838-01 | Xcel Energy | 85 | 13781 | IOU | 03779136 | 6.67 | Solar |  |  | Interconnected | Trade Secret | Trade | UPP | UPP082 | Residential | Solar*Rewards | Trade Secret | 2020 | 2020
20263-228838-01 | Xcel Energy | 85 | 13781 | IOU | OID3284631 | 19.999 | Solar |  |  | Withdrawn | Trade Secret | Trade | HWW | HWW071 | Commercial | Solar*Rewards | Trade Secret | 2018
20263-228838-01 | Xcel Energy | 85 | 13781 | IOU | OID3470304 | 39.998 | Solar |  |  | Withdrawn | Trade Secret | Trade | HWW | HWW071 | Commercial | Solar*Rewards | Trade Secret | 2018
20263-228838-01 | Xcel Energy | 85 | 13781 | IOU | 05414235 | 80 | Solar |  |  | Interconnected | Trade Secret | Trade | DOC | DOC021 | Commercial |  | Trade Secret | 2023 | 2023
20263-228838-01 | Xcel Energy | 85 | 13781 | IOU | OID3422945 | 29.985 | Solar |  |  | Withdrawn | Trade Secret | Trade | BRO | BRO021 | Commercial | Solar*Rewards | Trade Secret | 2018
20263-228838-01 | Xcel Energy | 85 | 13781 | IOU | OID3424627 | 19.99 | Solar |  |  | Withdrawn | Trade Secret | Trade | BRO | BRO021 | Commercial | Solar*Rewards | Trade Secret | 2018
20263-228838-01 | Xcel Energy | 85 | 13781 | IOU | 03130483 | 7.54 | Solar |  |  | Interconnected | Trade Secret | Trade | HUG | HUG321 | Residential | Solar*Rewards | Trade Secret | 2018 | 2019
20263-228838-01 | Xcel Energy | 85 | 13781 | IOU | OID2250529 | 16.5 | Solar |  |  | Withdrawn | Trade Secret | Trade | WAB | WAB031 | Residential | Solar*Rewards | Trade Secret | 2015
20263-228838-01 | Xcel Energy | 85 | 13781 | IOU | 05712558 | 71.126 | Solar |  |  | Interconnected | Trade Secret | Trade | CRL | CRL027 | Commercial |  | Trade Secret | 2024 | 2024
20263-228838-01 | Xcel Energy | 85 | 13781 | IOU | 03130648 | 5.52 | Solar |  |  | Interconnected | Trade Secret | Trade | APA | APA061 | Residential | Made in Minnesota | Trade Secret | 2016 | 2016
20263-228838-01 | Xcel Energy | 85 | 13781 | IOU | 03134711 | 3.8 | Solar |  |  | Interconnected | Trade Secret | Trade | SHP | SHP072 | Residential | Solar*Rewards | Trade Secret | 2015 | 2016
20263-228838-01 | Xcel Energy | 85 | 13781 | IOU | 05131346 | 319.8 | Solar |  |  | Interconnected | Trade Secret | Trade | TWL | TWL082 | Commercial |  | Trade Secret | 2022 | 2023
20263-228838-01 | Xcel Energy | 85 | 13781 | IOU | OID3472958 | 39.998 | Solar |  |  | Withdrawn | Trade Secret | Trade | TWL | TWL082 | Commercial | Solar*Rewards | Trade Secret | 2018
20263-228838-01 | Xcel Energy | 85 | 13781 | IOU | 03134697 | 36 | Solar |  |  | Interconnected | Trade Secret | Trade | MOL | MOL072 | Commercial | Made in Minnesota | Trade Secret | 2015 | 2016
20263-228838-01 | Xcel Energy | 85 | 13781 | IOU | 03131542 | 7.625 | Solar |  |  | Interconnected | Trade Secret | Trade | SCL | SCL322 | Residential | Made in Minnesota | Trade Secret | 2017 | 2017
20263-228838-01 | Xcel Energy | 85 | 13781 | IOU | 03130726 | 2700 | Other |  |  | Interconnected | Trade Secret | Trade | HUG | HUG322 | Commercial |  | Trade Secret | 2004 | 2004
20263-228838-01 | Xcel Energy | 85 | 13781 | IOU | 05556447 | 5.04 | Solar |  |  | Interconnected | Trade Secret | Trade | TLK | TLK067 | Residential |  | Trade Secret | 2023 | 2024
20263-228838-01 | Xcel Energy | 85 | 13781 | IOU | 04441594 | 13.741 | Solar |  |  | Interconnected | Trade Secret | Trade | MND | MND063 | Residential | Solar*Rewards | Trade Secret | 2021 | 2021
20263-228838-01 | Xcel Energy | 85 | 13781 | IOU | 05844881 | 3.747 | Solar |  |  | Interconnected | Trade Secret | Trade | APA | APA075 | Residential | Solar*Rewards | Trade Secret | 2024 | 2025
20263-228838-01 | Xcel Energy | 85 | 13781 | IOU | 04007827 | 7.329 | Solar |  |  | Withdrawn | Trade Secret | Trade | CGR | CGR072 | Residential | Solar*Rewards | Trade Secret | 2020
20263-228838-01 | Xcel Energy | 85 | 13781 | IOU | 06144001 | 11.52 | Solar |  |  | Interconnected | Trade Secret | Trade | HUG | HUG312 | Residential |  | Trade Secret | 2025 | 2025
20263-228838-01 | Xcel Energy | 85 | 13781 | IOU | 06270788 | 4.188 | Solar |  |  | Active Application | Trade Secret | Trade | OPK | OPK077 | Residential |  | Trade Secret | 2025
20263-228838-01 | Xcel Energy | 85 | 13781 | IOU | 04923223 | 2.61 | Solar |  |  | Interconnected | Trade Secret | Trade | MEL | MEL061 | Residential | Solar*Rewards | Trade Secret | 2022 | 2022
20263-228838-01 | Xcel Energy | 85 | 13781 | IOU | 03133975 | 5.76 | Solar |  |  | Interconnected | Trade Secret | Trade | RPL | RPL063 | Residential | Solar*Rewards | Trade Secret | 2014 | 2015
20263-228838-01 | Xcel Energy | 85 | 13781 | IOU | 03132239 | 19.999 | Solar |  |  | Interconnected | Trade Secret | Trade | PKL | PKL072 | Commercial | Solar*Rewards | Trade Secret | 2018 | 2019
20263-228838-01 | Xcel Energy | 85 | 13781 | IOU | 03132452 | 39.998 | Solar |  |  | Interconnected | Trade Secret | Trade | PKL | PKL072 | Commercial | Made in Minnesota | Trade Secret | 2018 | 2018
20263-228838-01 | Xcel Energy | 85 | 13781 | IOU | OID2919040 | 19.999 | Solar |  |  | Withdrawn | Trade Secret | Trade | PKL | PKL072 | Commercial | Solar*Rewards | Trade Secret | 2017
20263-228838-01 | Xcel Energy | 85 | 13781 | IOU | 05244457 | 6.046 | Solar |  |  | Interconnected | Trade Secret | Trade | GNL | GNL062 | Residential |  | Trade Secret | 2022 | 2023
20263-228838-01 | Xcel Energy | 85 | 13781 | IOU | 03133098 | 6 | Solar |  |  | Interconnected | Trade Secret | Trade | GIB | GIB021 | Commercial | Solar*Rewards | Trade Secret | 2013 | 2014
20263-228838-01 | Xcel Energy | 85 | 13781 | IOU | 05850595 | 5.052 | Solar |  |  | Interconnected | Trade Secret | Trade | WDY | WDY311 | Residential |  | Trade Secret | 2024 | 2024
20263-228838-01 | Xcel Energy | 85 | 13781 | IOU | OID2019251 | 3.8 | Solar |  |  | Withdrawn | Trade Secret | Trade | DPN | DPN071 | Residential | Solar*Rewards | Trade Secret | 2014
20263-228838-01 | Xcel Energy | 85 | 13781 | IOU | 05731329 | 3.936 | Solar |  |  | Withdrawn | Trade Secret | Trade | WCR | WCR062 | Residential | Solar*Rewards | Trade Secret | 2024
20263-228838-01 | Xcel Energy | 85 | 13781 | IOU | 05744377 | 3.936 | Solar |  |  | Interconnected | Trade Secret | Trade | WCR | WCR062 | Residential |  | Trade Secret | 2024 | 2024
20263-228838-01 | Xcel Energy | 85 | 13781 | IOU | OID3492390 | 33.985 | Solar |  |  | Withdrawn | Trade Secret | Trade | REW | REW033 | Commercial | Solar*Rewards | Trade Secret | 2018
20263-228838-01 | Xcel Energy | 85 | 13781 | IOU | 05937713 | 7.616 | Solar |  |  | Interconnected | Trade Secret | Trade | GRC | GRC312 | Residential |  | Trade Secret | 2024 | 2025
20263-228838-01 | Xcel Energy | 85 | 13781 | IOU | 05032829 | 5.12 | Solar |  |  | Interconnected | Trade Secret | Trade | CNC | CNC071 | Residential |  | Trade Secret | 2023 | 2023
20263-228838-01 | Xcel Energy | 85 | 13781 | IOU | 03133817 | 5 | Solar |  |  | Interconnected | Trade Secret | Trade | SOU | SOU069 | Residential | Solar*Rewards | Trade Secret | 2013 | 2013
20263-228838-01 | Xcel Energy | 85 | 13781 | IOU | SRO22451 | 3.225 | Solar |  |  | Withdrawn | Trade Secret | Trade | SOU | SOU069 | Residential | Solar*Rewards | Trade Secret | 2012
20263-228838-01 | Xcel Energy | 85 | 13781 | IOU | 06088025 | 9.489 | Solar |  |  | Withdrawn | Trade Secret | Trade | RIV | RIV073 | Residential | Solar*Rewards | Trade Secret | 2025
20263-228838-01 | Xcel Energy | 85 | 13781 | IOU | 05986555 | 8.125 | Solar |  |  | Active Application | Trade Secret | Trade | RIV | RIV073 | Residential | Solar*Rewards | Trade Secret | 2024
20263-228838-01 | Xcel Energy | 85 | 13781 | IOU | 05601579 | 5.67 | Solar |  |  | Withdrawn | Trade Secret | Trade | APA | APA069 | Residential | Solar*Rewards | Trade Secret | 2023
20263-228838-01 | Xcel Energy | 85 | 13781 | IOU | 06018124 | 19.06 | Storage |  |  | Interconnected | Trade Secret | Trade | APA | APA069 | Residential |  | Trade Secret | 2024 | 2025
20263-228838-01 | Xcel Energy | 85 | 13781 | IOU | 05711837 | 7.56 | Solar |  |  | Interconnected | Trade Secret | Trade | APA | APA069 | Residential | Solar*Rewards | Trade Secret | 2024 | 2024
20263-228838-01 | Xcel Energy | 85 | 13781 | IOU | 06201773 | 9.216 | Solar |  |  | Active Application | Trade Secret | Trade | WSG | WSG362 | Residential |  | Trade Secret | 2025
20263-228838-01 | Xcel Energy | 85 | 13781 | IOU | 05353939 | 4.35 | Solar |  |  | Withdrawn | Trade Secret | Trade | WAV | WAV021 | Residential |  | Trade Secret | 2023
20263-228838-01 | Xcel Energy | 85 | 13781 | IOU | 04899851 | 8.12 | Solar |  |  | Withdrawn | Trade Secret | Trade | LIN | LIN031 | Residential | Solar*Rewards | Trade Secret | 2022
20263-228838-01 | Xcel Energy | 85 | 13781 | IOU | 05831577 | 6.073 | Solar |  |  | Interconnected | Trade Secret | Trade | OAD | OAD074 | Residential | Solar*Rewards | Trade Secret | 2024 | 2024
20263-228838-01 | Xcel Energy | 85 | 13781 | IOU | 06072267 | 7.872 | Solar |  |  | Interconnected | Trade Secret | Trade | HOL | HOL072 | Residential |  | Trade Secret | 2025 | 2025
20263-228838-01 | Xcel Energy | 85 | 13781 | IOU | 06028166 | 7.872 | Solar |  |  | Withdrawn | Trade Secret | Trade | HOL | HOL072 | Residential | Solar*Rewards | Trade Secret | 2024
20263-228838-01 | Xcel Energy | 85 | 13781 | IOU | 04653363 | 0.315 | Solar |  |  | Interconnected | Trade Secret | Trade | UPP | UPP084 | Residential |  | Trade Secret | 2021 | 2022
20263-228838-01 | Xcel Energy | 85 | 13781 | IOU | 04806872 | 8.725 | Solar |  |  | Interconnected | Trade Secret | Trade | VMR | VMR062 | Residential | Solar*Rewards | Trade Secret | 2022 | 2023
20263-228838-01 | Xcel Energy | 85 | 13781 | IOU | 05241864 | 5.5 | Solar |  |  | Interconnected | Trade Secret | Trade | HYL | HYL061 | Residential |  | Trade Secret | 2022 | 2023
20263-228838-01 | Xcel Energy | 85 | 13781 | IOU | 06126199 | 3.416 | Solar |  |  | Active Application | Trade Secret | Trade | TER | TER061 | Residential | Solar*Rewards | Trade Secret | 2025
20263-228838-01 | Xcel Energy | 85 | 13781 | IOU | 05677153 | 9.45 | Solar |  |  | Interconnected | Trade Secret | Trade | MOL | MOL064 | Residential |  | Trade Secret | 2024 | 2024
20263-228838-01 |  |  |  |  | 05641976 |  | Solar |  |  | Active Application | Trade Secret | Trade | MOL | MOL064 | Residential | Solar*Rewards |  | 2023
20263-228838-01 | Xcel Energy | 85 | 13781 | IOU | OID2963054 | 6 | Solar |  |  | Withdrawn | Trade Secret | Trade | IDA | IDA064 | Residential | Made in Minnesota | Trade Secret | 2017
20263-228838-01 | Xcel Energy | 85 | 13781 | IOU | 03132937 | 2.962 | Solar |  |  | Interconnected | Trade Secret | Trade | IDA | IDA064 | Residential | Made in Minnesota | Trade Secret | 2018 | 2018
20263-228838-01 | Xcel Energy | 85 | 13781 | IOU | 03131768 | 39.998 | Solar |  |  | Interconnected | Trade Secret | Trade | APA | APA067 | Commercial | Made in Minnesota | Trade Secret | 2017 | 2017
20263-228838-01 | Xcel Energy | 85 | 13781 | IOU | OID2636889 | 20 | Solar |  |  | Withdrawn | Trade Secret | Trade | APA | APA067 | Commercial | Solar*Rewards | Trade Secret | 2016
20263-228838-01 | Xcel Energy | 85 | 13781 | IOU | 05558780 | 8.96 | Solar |  |  | Interconnected | Trade Secret | Trade | ECK | ECK321 | Residential | Solar*Rewards | Trade Secret | 2023 | 2023
20263-228838-01 | Xcel Energy | 85 | 13781 | IOU | 03131580 | 9.94 | Solar |  |  | Interconnected | Trade Secret | Trade | LIN | LIN031 | Residential | Made in Minnesota | Trade Secret | 2017 | 2017
20263-228838-01 | Xcel Energy | 85 | 13781 | IOU | 04874974 | 7.124 | Solar |  |  | Interconnected | Trade Secret | Trade | PBE | PBE061 | Residential | Solar*Rewards | Trade Secret | 2022 | 2022
20263-228838-01 | Xcel Energy | 85 | 13781 | IOU | 03291208 | 2.64 | Solar |  |  | Interconnected | Trade Secret | Trade | ALD | ALD084 | Residential | Solar*Rewards | Trade Secret | 2019 | 2020
20263-228838-01 | Xcel Energy | 85 | 13781 | IOU | 05985006 | 5.248 | Solar |  |  | Interconnected | Trade Secret | Trade | CRL | CRL065 | Residential | Solar*Rewards | Trade Secret | 2024 | 2024
20263-228838-01 | Xcel Energy | 85 | 13781 | IOU | 05006880 | 8.12 | Solar |  |  | Interconnected | Trade Secret | Trade | MOL | MOL073 | Residential |  | Trade Secret | 2022 | 2022
20263-228838-01 | Xcel Energy | 85 | 13781 | IOU | 04793886 | 13.92 | Solar |  |  | Interconnected | Trade Secret | Trade | CEL | CEL066 | Residential | Solar*Rewards | Trade Secret | 2022 | 2022
20263-228838-01 |  |  |  |  | 06338678 |  | Solar |  |  | Active Application | Trade Secret | Trade | RAM | RAM063 | Residential | Solar*Rewards |  | 2026
20263-228838-01 | Xcel Energy | 85 | 13781 | IOU | 05991911 | 6.046 | Solar |  |  | Active Application | Trade Secret | Trade | OSS | OSS073 | Residential |  | Trade Secret | 2024
20263-228838-01 | Xcel Energy | 85 | 13781 | IOU | 03920603 | 3.3 | Solar |  |  | Interconnected | Trade Secret | Trade | PBE | PBE061 | Residential | Solar*Rewards | Trade Secret | 2020 | 2021
20263-228838-01 | Xcel Energy | 85 | 13781 | IOU | OID2615018 | 8.4 | Solar |  |  | Withdrawn | Trade Secret | Trade | EDA | EDA067 | Residential | Made in Minnesota | Trade Secret | 2016
20263-228838-01 | Xcel Energy | 85 | 13781 | IOU | 04793555 | 4.06 | Solar |  |  | Interconnected | Trade Secret | Trade | CEL | CEL066 | Residential | Solar*Rewards | Trade Secret | 2022 | 2022
20263-228838-01 | Xcel Energy | 85 | 13781 | IOU | 04449899 | 4.06 | Solar |  |  | Active Application | Trade Secret | Trade | CEL | CEL066 | Residential | Solar*Rewards | Trade Secret | 2021
20263-228838-01 | Xcel Energy | 85 | 13781 | IOU | OID2250823 | 20 | Solar |  |  | Withdrawn | Trade Secret | Trade | WAB | WAB021 | Residential | Solar*Rewards | Trade Secret | 2015
20263-228838-01 | Xcel Energy | 85 | 13781 | IOU | 03954658 | 8.376 | Solar |  |  | Interconnected | Trade Secret | Trade | SCA | SCA021 | Residential | Solar*Rewards | Trade Secret | 2020 | 2020
20263-228838-01 | Xcel Energy | 85 | 13781 | IOU | 03149234 | 5.76 | Solar |  |  | Interconnected | Trade Secret | Trade | WES | WES076 | Residential | Solar*Rewards | Trade Secret | 2019 | 2020
20263-228838-01 | Xcel Energy | 85 | 13781 | IOU | 03134201 | 6 | Solar |  |  | Interconnected | Trade Secret | Trade | MST | MST080 | Residential | Made in Minnesota | Trade Secret | 2015 | 2015
20263-228838-01 | Xcel Energy | 85 | 13781 | IOU | 04456016 | 9.994 | Solar |  |  | Active Application | Trade Secret | Trade | WIL | WIL092 | Residential |  | Trade Secret | 2021
20263-228838-01 | Xcel Energy | 85 | 13781 | IOU | 03135018 | 9 | Solar |  |  | Interconnected | Trade Secret | Trade | LAC | LAC062 | Residential | Made in Minnesota | Trade Secret | 2016 | 2017
20263-228838-01 | Xcel Energy | 85 | 13781 | IOU | SRO23757 | 36 | Solar |  |  | Withdrawn | Trade Secret | Trade | SMT | SMT081 | Commercial | Solar*Rewards | Trade Secret | 2012
20263-228838-01 | Xcel Energy | 85 | 13781 | IOU | 03130881 | 6.6 | Solar |  |  | Interconnected | Trade Secret | Trade | SOU | SOU088 | Commercial |  | Trade Secret | 2008 | 2008
20263-228838-01 | Xcel Energy | 85 | 13781 | IOU | 06050917 | 11.5 | Storage |  |  | Interconnected | Trade Secret | Trade | EDP | EDP073 | Residential |  | Trade Secret | 2025 | 2025
20263-228838-01 | Xcel Energy | 85 | 13781 | IOU | 03131465 | 7.63 | Solar |  |  | Interconnected | Trade Secret | Trade | EDP | EDP073 | Residential | Made in Minnesota | Trade Secret | 2017 | 2017
20263-228838-01 | Xcel Energy | 85 | 13781 | IOU | OID2956543 | 7.63 | Solar |  |  | Withdrawn | Trade Secret | Trade | EDP | EDP073 | Residential | Made in Minnesota | Trade Secret | 2017
20263-228838-01 | Xcel Energy | 85 | 13781 | IOU | 06190354 | 13.664 | Solar |  | X | Interconnected | Trade Secret | Trade | RMT | RMT321 | Residential | Solar*Rewards | Trade Secret | 2025 | 2025
20263-228838-01 | Xcel Energy | 85 | 13781 | IOU | 06171497 | 5.904 | Solar |  |  | Interconnected | Trade Secret | Trade | RAM | RAM063 | Residential | Solar*Rewards | Trade Secret | 2025 | 2025
20263-228838-01 | Xcel Energy | 85 | 13781 | IOU | 03946771 | 6.72 | Solar |  |  | Interconnected | Trade Secret | Trade | LLK | LLK061 | Residential | Solar*Rewards | Trade Secret | 2020 | 2020
20263-228838-01 | Xcel Energy | 85 | 13781 | IOU | 05186830 | 66.6 | Solar |  |  | Interconnected | Trade Secret | Trade | MPK | MPK062 | Commercial |  | Trade Secret | 2022 | 2023
20263-228838-01 | Xcel Energy | 85 | 13781 | IOU | 06254304 | 4.935 | Solar |  |  | Interconnected | Trade Secret | Trade | DBL | DBL060 | Residential |  | Trade Secret | 2025 | 2026
20263-228838-01 | Xcel Energy | 85 | 13781 | IOU | SRO29899 | 10 | Solar |  |  | Withdrawn | Trade Secret | Trade | MDT | MDT071 | Commercial | Solar*Rewards | Trade Secret | 2013
20263-228838-01 | Xcel Energy | 85 | 13781 | IOU | 06300083 | 5.248 | Solar |  |  | Active Application | Trade Secret | Trade | EBL | EBL084 | Residential |  | Trade Secret | 2025
20263-228838-01 | Xcel Energy | 85 | 13781 | IOU | OID2607877 | 9.94 | Solar |  |  | Withdrawn | Trade Secret | Trade | RAM | RAM077 | Residential | Made in Minnesota | Trade Secret | 2016
20263-228838-01 | Xcel Energy | 85 | 13781 | IOU | 03134853 | 10.01 | Solar |  |  | Interconnected | Trade Secret | Trade | RAM | RAM077 | Residential | Made in Minnesota | Trade Secret | 2016 | 2016
20263-228838-01 | Xcel Energy | 85 | 13781 | IOU | 04811445 | 6.96 | Solar |  |  | Interconnected | Trade Secret | Trade | WCR | WCR062 | Residential | Solar*Rewards | Trade Secret | 2022 | 2022
20263-228838-01 | Xcel Energy | 85 | 13781 | IOU | OID2250513 | 7.5 | Solar |  |  | Withdrawn | Trade Secret | Trade | WAB | WAB031 | Commercial | Solar*Rewards | Trade Secret | 2015
20263-228838-01 | Xcel Energy | 85 | 13781 | IOU | 03134439 | 4 | Solar |  |  | Interconnected | Trade Secret | Trade | WAB | WAB031 | Commercial | Made in Minnesota | Trade Secret | 2015 | 2015
20263-228838-01 | Xcel Energy | 85 | 13781 | IOU | 05432300 | 6.615 | Solar |  |  | Interconnected | Trade Secret | Trade | HWW | HWW073 | Residential | Solar*Rewards | Trade Secret | 2023 | 2023
20263-228838-01 | Xcel Energy | 85 | 13781 | IOU | SRO29719 | 45 | Solar |  |  | Withdrawn | Trade Secret | Trade | UPP | UPP085 | Commercial | Solar*Rewards | Trade Secret | 2013
20263-228838-01 | Xcel Energy | 85 | 13781 | IOU | 04508363 | 7.616 | Solar |  |  | Active Application | Trade Secret | Trade | OAD | OAD073 | Residential |  | Trade Secret | 2021
20263-228838-01 | Xcel Energy | 85 | 13781 | IOU | 04493230 | 7.616 | Solar |  |  | Active Application | Trade Secret | Trade | OAD | OAD073 | Residential | Solar*Rewards | Trade Secret | 2021
20263-228838-01 | Xcel Energy | 85 | 13781 | IOU | 06195494 | 17.28 | Solar |  |  | Active Application | Trade Secret | Trade | CNC | CNC063 | Residential |  | Trade Secret | 2025
20263-228838-01 | Xcel Energy | 85 | 13781 | IOU | 06014201 | 5.76 | Solar |  |  | Interconnected | Trade Secret | Trade | HSN | HSN322 | Residential |  | Trade Secret | 2024 | 2025
20263-228838-01 | Xcel Energy | 85 | 13781 | IOU | 03130712 | 3 | Solar |  |  | Interconnected | Trade Secret | Trade | SCL | SCL322 | Residential |  | Trade Secret | 2005 | 2005
20263-228838-01 | Xcel Energy | 85 | 13781 | IOU | 03130324 | 5 | Solar |  |  | Interconnected | Trade Secret | Trade | SOU | SOU082 | Residential | Solar*Rewards | Trade Secret | 2019 | 2019
20263-228838-01 | Xcel Energy | 85 | 13781 | IOU | 05232083 | 10.15 | Solar |  |  | Interconnected | Trade Secret | Trade | ALK | ALK063 | Residential |  | Trade Secret | 2022 | 2023
20263-228838-01 | Xcel Energy | 85 | 13781 | IOU | 04793587 | 5.584 | Solar |  |  | Withdrawn | Trade Secret | Trade | SLP | SLP087 | Residential | Solar*Rewards | Trade Secret | 2022
20263-228838-01 | Xcel Energy | 85 | 13781 | IOU | 04095609 | 7.616 | Solar |  |  | Interconnected | Trade Secret | Trade | TWL | TWL076 | Residential | Solar*Rewards | Trade Secret | 2020 | 2021
20263-228838-01 | Xcel Energy | 85 | 13781 | IOU | 04623007 | 6.38 | Solar |  |  | Interconnected | Trade Secret | Trade | SOU | SOU063 | Residential |  | Trade Secret | 2021 | 2021
20263-228838-01 | Xcel Energy | 85 | 13781 | IOU | 05220928 | 5.933 | Solar |  |  | Interconnected | Trade Secret | Trade | WES | WES074 | Residential |  | Trade Secret | 2022 | 2023
20263-228838-01 | Xcel Energy | 85 | 13781 | IOU | 05329284 | 7.54 | Solar |  |  | Interconnected | Trade Secret | Trade | BCR | BCR063 | Residential |  | Trade Secret | 2022 | 2023
20263-228838-01 | Xcel Energy | 85 | 13781 | IOU | 03133832 | 7 | Solar |  |  | Interconnected | Trade Secret | Trade | MOL | MOL078 | Residential | Made in Minnesota | Trade Secret | 2014 | 2014
20263-228838-01 | Xcel Energy | 85 | 13781 | IOU | 03129818 | 6 | Solar |  |  | Interconnected | Trade Secret | Trade | DND | DND061 | Residential | Solar*Rewards | Trade Secret | 2018 | 2018
20263-228838-01 | Xcel Energy | 85 | 13781 | IOU | 03131068 | 2000 | Other |  |  | Interconnected | Trade Secret | Trade | MDT | MDT061 | Commercial |  | Trade Secret | 2011 | 2011
20263-228838-01 | Xcel Energy | 85 | 13781 | IOU | 03134420 | 5 | Solar |  |  | Interconnected | Trade Secret | Trade | ALD | ALD085 | Residential | Made in Minnesota | Trade Secret | 2015 | 2015
20263-228838-01 | Xcel Energy | 85 | 13781 | IOU | 05947153 | 3.747 | Solar |  |  | Interconnected | Trade Secret | Trade | OAD | OAD075 | Residential |  | Trade Secret | 2024 | 2025
20263-228838-01 | Xcel Energy | 85 | 13781 | IOU | 06318543 | 7.616 | Solar |  |  | Withdrawn | Trade Secret | Trade | WCS | WCS062 | Residential |  | Trade Secret | 2025
20263-228838-01 | Xcel Energy | 85 | 13781 | IOU | 06336167 | 37.525 | Solar |  |  | Active Application | Trade Secret | Trade | SLP | SLP085 | Commercial |  | Trade Secret | 2026
20263-228838-01 | Xcel Energy | 85 | 13781 | IOU | 03132288 | 3.747 | Solar |  |  | Interconnected | Trade Secret | Trade | SOU | SOU065 | Residential | Solar*Rewards | Trade Secret | 2018 | 2018
20263-228838-01 | Xcel Energy | 85 | 13781 | IOU | 05227407 | 11.168 | Solar |  |  | Interconnected | Trade Secret | Trade | LAB | LAB311 | Residential |  | Trade Secret | 2022 | 2023
20263-228838-01 | Xcel Energy | 85 | 13781 | IOU | 03249594 | 12 | Solar |  |  | Interconnected | Trade Secret | Trade | SOU | SOU065 | Residential | Solar*Rewards | Trade Secret | 2019 | 2020
20263-228838-01 | Xcel Energy | 85 | 13781 | IOU | 04078766 | 3.747 | Solar |  |  | Interconnected | Trade Secret | Trade | MPK | MPK063 | Residential |  | Trade Secret | 2020 | 2021
20263-228838-01 | Xcel Energy | 85 | 13781 | IOU | 04163660 | 5 | Solar |  |  | Interconnected | Trade Secret | Trade | NOF | NOF061 | Residential | Solar*Rewards | Trade Secret | 2020 | 2021
20263-228838-01 | Xcel Energy | 85 | 13781 | IOU | 05512024 | 9.984 | Solar |  |  | Withdrawn | Trade Secret | Trade | VES | VES021 | Residential |  | Trade Secret | 2023
20263-228838-01 | Xcel Energy | 85 | 13781 | IOU | OID3084984 | 15.2 | Solar |  |  | Withdrawn | Trade Secret | Trade | MTV | MTV003 | Commercial | Solar*Rewards | Trade Secret | 2017
20263-228838-01 | Xcel Energy | 85 | 13781 | IOU | 05343959 | 66.6 | Solar |  |  | Interconnected | Trade Secret | Trade | SAK | SAK311 | Commercial |  | Trade Secret | 2023 | 2025
20263-228838-01 | Xcel Energy | 85 | 13781 | IOU | 03239630 | 6 | Solar |  |  | Interconnected | Trade Secret | Trade | OAD | OAD074 | Residential | Solar*Rewards | Trade Secret | 2019 | 2021
20263-228838-01 | Xcel Energy | 85 | 13781 | IOU | OID3751703 | 6 | Solar |  |  | Withdrawn | Trade Secret | Trade | OAD | OAD074 | Residential | Solar*Rewards | Trade Secret | 2019
20263-228838-01 | Xcel Energy | 85 | 13781 | IOU | OID3828340 | 6 | Solar |  |  | Withdrawn | Trade Secret | Trade | OAD | OAD074 | Residential | Solar*Rewards | Trade Secret | 2019
20263-228838-01 | Xcel Energy | 85 | 13781 | IOU | 03132326 | 3.8 | Solar |  |  | Interconnected | Trade Secret | Trade | TWL | TWL066 | Residential | Solar*Rewards | Trade Secret | 2018 | 2018
20263-228838-01 | Xcel Energy | 85 | 13781 | IOU | 03154418 | 3.12 | Solar |  |  | Interconnected | Trade Secret | Trade | IDA | IDA073 | Residential | Solar*Rewards | Trade Secret | 2019 | 2020
20263-228838-01 | Xcel Energy | 85 | 13781 | IOU | 04696335 | 9.994 | Solar |  |  | Interconnected | Trade Secret | Trade | SCL | SCL312 | Residential |  | Trade Secret | 2021 | 2021
20263-228838-01 | Xcel Energy | 85 | 13781 | IOU | 03133555 | 0.43 | Solar |  |  | Interconnected | Trade Secret | Trade | WIN | WIN043 | Residential | Solar*Rewards | Trade Secret | 2011 | 2013
20263-228838-01 | Xcel Energy | 85 | 13781 | IOU | 05306863 | 5.76 | Solar |  |  | Active Application | Trade Secret | Trade | WIN | WIN043 | Residential |  | Trade Secret | 2023
20263-228838-01 | Xcel Energy | 85 | 13781 | IOU | 03133166 | 4.18 | Solar |  |  | Interconnected | Trade Secret | Trade | WIN | WIN043 | Residential | Solar*Rewards | Trade Secret | 2010 | 2010
20263-228838-01 | Xcel Energy | 85 | 13781 | IOU | 05470999 | 10.08 | Solar |  |  | Withdrawn | Trade Secret | Trade | SOU | SOU072 | Residential | Solar*Rewards | Trade Secret | 2023
20263-228838-01 | Xcel Energy | 85 | 13781 | IOU | 05471001 | 10.08 | Solar |  |  | Interconnected | Trade Secret | Trade | SOU | SOU072 | Residential |  | Trade Secret | 2023 | 2023
20263-228838-01 | Xcel Energy | 85 | 13781 | IOU | 03133170 | 3.04 | Solar |  |  | Interconnected | Trade Secret | Trade | RIV | RIV073 | Residential | Solar*Rewards | Trade Secret | 2010 | 2010
20263-228838-01 | Xcel Energy | 85 | 13781 | IOU | 04087139 | 6.72 | Solar |  |  | Interconnected | Trade Secret | Trade | MND | MND063 | Residential | Solar*Rewards | Trade Secret | 2020 | 2021
20263-228838-01 | Xcel Energy | 85 | 13781 | IOU | 05432767 | 4.64 | Solar |  |  | Interconnected | Trade Secret | Trade | MPK | MPK065 | Residential |  | Trade Secret | 2023 | 2023
20263-228838-01 | Xcel Energy | 85 | 13781 | IOU | 04299159 | 4.384 | Solar |  |  | Interconnected | Trade Secret | Trade | CDV | CDV072 | Residential | Solar*Rewards | Trade Secret | 2021 | 2021
20263-228838-01 | Xcel Energy | 85 | 13781 | IOU | SRO29907 | 15 | Solar |  |  | Withdrawn | Trade Secret | Trade | ELP | ELP062 | Commercial | Solar*Rewards | Trade Secret | 2013
20263-228838-01 |  |  |  |  | 05429298 |  | Solar |  |  | Active Application | Trade Secret | Trade | RAM | RAM073 | Residential | Solar*Rewards |  | 2023
20263-228838-01 | Xcel Energy | 85 | 13781 | IOU | OID2250819 | 20 | Solar |  |  | Withdrawn | Trade Secret | Trade | WAB | WAB021 | Commercial | Solar*Rewards | Trade Secret | 2015
20263-228838-01 | Xcel Energy | 85 | 13781 | IOU | 05834469 | 3.747 | Solar |  |  | Active Application | Trade Secret | Trade | UPP | UPP066 | Residential |  | Trade Secret | 2024
20263-228838-01 | Xcel Energy | 85 | 13781 | IOU | 06109623 | 4.188 | Solar |  |  | Interconnected | Trade Secret | Trade | SOU | SOU069 | Residential |  | Trade Secret | 2025 | 2025
20263-228838-01 | Xcel Energy | 85 | 13781 | IOU | SRO29650 | 10 | Solar |  |  | Withdrawn | Trade Secret | Trade | AFT | AFT322 | Residential | Solar*Rewards | Trade Secret | 2013
20263-228838-01 | Xcel Energy | 85 | 13781 | IOU | 06212246 | 11.168 | Solar |  |  | Active Application | Trade Secret | Trade | GSL | GSL074 | Residential |  | Trade Secret | 2025
20263-228838-01 | Xcel Energy | 85 | 13781 | IOU | 05579164 | 6.93 | Solar |  | X | Interconnected | Trade Secret | Trade | LEX | LEX332 | Residential | Solar*Rewards | Trade Secret | 2023 | 2024
20263-228838-01 | Xcel Energy | 85 | 13781 | IOU | 03320205 | 11.39 | Solar |  |  | Interconnected | Trade Secret | Trade | GSL | GSL341 | Residential | Solar*Rewards | Trade Secret | 2019 | 2019
20263-228838-01 | Xcel Energy | 85 | 13781 | IOU | 03134081 | 10.8 | Solar |  |  | Interconnected | Trade Secret | Trade | RRK | RRK082 | Residential | Solar*Rewards | Trade Secret | 2014 | 2014
20263-228838-01 | Xcel Energy | 85 | 13781 | IOU | 03181928 | 4.06 | Solar |  |  | Interconnected | Trade Secret | Trade | SCL | SCL312 | Residential | Solar*Rewards | Trade Secret | 2019 | 2019
20263-228838-01 | Xcel Energy | 85 | 13781 | IOU | OID3727941 | 4.06 | Solar |  |  | Withdrawn | Trade Secret | Trade | SCL | SCL312 | Residential | Solar*Rewards | Trade Secret | 2019
20263-228838-01 | Xcel Energy | 85 | 13781 | IOU | OID3840587 | 4.06 | Solar |  |  | Withdrawn | Trade Secret | Trade | SCL | SCL312 | Residential | Solar*Rewards | Trade Secret | 2019
20263-228838-01 | Xcel Energy | 85 | 13781 | IOU | OID3812390 | 15.232 | Solar |  |  | Withdrawn | Trade Secret | Trade | AFT | AFT315 | Residential | Solar*Rewards | Trade Secret | 2019
20263-228838-01 | Xcel Energy | 85 | 13781 | IOU | 03139267 | 15.994 | Solar |  |  | Interconnected | Trade Secret | Trade | AFT | AFT315 | Residential | Solar*Rewards | Trade Secret | 2019 | 2019
20263-228838-01 | Xcel Energy | 85 | 13781 | IOU | 03133815 | 7.31 | Solar |  |  | Interconnected | Trade Secret | Trade | AFT | AFT315 | Residential | Solar*Rewards | Trade Secret | 2013 | 2013
20263-228838-01 | Xcel Energy | 85 | 13781 | IOU | 06071232 | 11.393 | Solar |  |  | Interconnected | Trade Secret | Trade | MEL | MEL087 | Residential | Solar*Rewards | Trade Secret | 2025 | 2025
20263-228838-01 | Xcel Energy | 85 | 13781 | IOU | OID3782352 | 9.994 | Solar |  |  | Withdrawn | Trade Secret | Trade | SCA | SCA021 | Residential | Solar*Rewards | Trade Secret | 2019
20263-228838-01 | Xcel Energy | 85 | 13781 | IOU | OID3843808 | 9.994 | Solar |  |  | Withdrawn | Trade Secret | Trade | SCA | SCA021 | Residential | Solar*Rewards | Trade Secret | 2019
20263-228838-01 | Xcel Energy | 85 | 13781 | IOU | 05427321 | 7.04 | Solar |  |  | Withdrawn | Trade Secret | Trade | MHW | MHW311 | Residential | Solar*Rewards | Trade Secret | 2023
20263-228838-01 | Xcel Energy | 85 | 13781 | IOU | 03134504 | 8.64 | Solar |  |  | Interconnected | Trade Secret | Trade | WCR | WCR311 | Residential | Made in Minnesota | Trade Secret | 2015 | 2016
20263-228838-01 | Xcel Energy | 85 | 13781 | IOU | 06128263 | 11.007 | Solar |  |  | Interconnected | Trade Secret | Trade | GSL | GSL341 | Residential | Solar*Rewards | Trade Secret | 2025 | 2025
20263-228838-01 | Xcel Energy | 85 | 13781 | IOU | 06026024 | 10.628 | Solar |  |  | Withdrawn | Trade Secret | Trade | GSL | GSL341 | Residential | Solar*Rewards | Trade Secret | 2024
20263-228838-01 | Xcel Energy | 85 | 13781 | IOU | 05278394 | 6.98 | Solar |  |  | Interconnected | Trade Secret | Trade | CTR | CTR031 | Residential |  | Trade Secret | 2022 | 2023
20263-228838-01 | Xcel Energy | 85 | 13781 | IOU | 06250154 | 10.819 | Solar |  | X | Interconnected | Trade Secret | Trade | AFT | AFT314 | Residential |  | Trade Secret | 2025 | 2026
20263-228838-01 | Xcel Energy | 85 | 13781 | IOU | 04041637 | 7.15 | Solar |  |  | Interconnected | Trade Secret | Trade | ALK | ALK072 | Residential |  | Trade Secret | 2020 | 2021
20263-228838-01 | Xcel Energy | 85 | 13781 | IOU | 03201285 | 7.616 | Solar |  |  | Interconnected | Trade Secret | Trade | WAV | WAV021 | Residential | Solar*Rewards | Trade Secret | 2019 | 2019
20263-228838-01 | Xcel Energy | 85 | 13781 | IOU | 06200998 | 13.611 | Solar |  |  | Active Application | Trade Secret | Trade | CGR | CGR063 | Residential | Solar*Rewards | Trade Secret | 2025
20263-228838-01 | Xcel Energy | 85 | 13781 | IOU | 04793774 | 9.074 | Solar |  |  | Interconnected | Trade Secret | Trade | WCR | WCR311 | Residential | Solar*Rewards | Trade Secret | 2022 | 2022
20263-228838-01 |  |  |  |  | OID2806619 |  | Solar |  |  | Withdrawn | Trade Secret | Trade |  |  | Commercial |  |  | 2013
20263-228838-01 | Xcel Energy | 85 | 13781 | IOU | 03131268 | 7.625 | Solar |  |  | Interconnected | Trade Secret | Trade | TER | TER062 | Residential | Made in Minnesota | Trade Secret | 2016 | 2016
20263-228838-01 | Xcel Energy | 85 | 13781 | IOU | 05356497 | 6.046 | Solar |  |  | Interconnected | Trade Secret | Trade | ECK | ECK322 | Residential | Solar*Rewards | Trade Secret | 2023 | 2023
20263-228838-01 | Xcel Energy | 85 | 13781 | IOU | 05957050 | 23 | Solar |  | X | Interconnected | Trade Secret | Trade | MOL | MOL064 | Residential |  | Trade Secret | 2024 | 2025
20263-228838-01 | Xcel Energy | 85 | 13781 | IOU | 05430821 | 11.52 | Solar |  |  | Interconnected | Trade Secret | Trade | CTR | CTR031 | Residential |  | Trade Secret | 2023 | 2023
20263-228838-01 | Xcel Energy | 85 | 13781 | IOU | 05397920 | 7.68 | Solar |  |  | Withdrawn | Trade Secret | Trade | RPO | RPO311 | Residential | Solar*Rewards | Trade Secret | 2023
20263-228838-01 | Xcel Energy | 85 | 13781 | IOU | 05502360 | 9.6 | Solar |  |  | Interconnected | Trade Secret | Trade | RPO | RPO311 | Residential | Solar*Rewards | Trade Secret | 2023 | 2023
20263-228838-01 | Xcel Energy | 85 | 13781 | IOU | 05652901 | 5.985 | Solar |  |  | Active Application | Trade Secret | Trade | CGR | CGR063 | Residential |  | Trade Secret | 2023
20263-228838-01 | Xcel Energy | 85 | 13781 | IOU | 03132665 | 6.16 | Solar |  |  | Interconnected | Trade Secret | Trade | RAM | RAM061 | Residential | Solar*Rewards | Trade Secret | 2018 | 2018
20263-228838-01 | Xcel Energy | 85 | 13781 | IOU | 03132925 | 3.747 | Solar |  |  | Interconnected | Trade Secret | Trade | MHW | MHW311 | Residential | Solar*Rewards | Trade Secret | 2018 | 2019
20263-228838-01 | Xcel Energy | 85 | 13781 | IOU | OID2989167 | 6 | Solar |  |  | Withdrawn | Trade Secret | Trade | RMT | RMT321 | Residential | Solar*Rewards | Trade Secret | 2017
20263-228838-01 | Xcel Energy | 85 | 13781 | IOU | 03132106 | 9.94 | Solar |  |  | Interconnected | Trade Secret | Trade | AHI | AHI063 | Residential | Made in Minnesota | Trade Secret | 2017 | 2017
20263-228838-01 | Xcel Energy | 85 | 13781 | IOU | 04159362 | 900 | Solar |  |  | Interconnected | Minneapolis | Trade | MDT | MDT077 | LMI | Solar*Rewards Community | Trade Secret | 2023 | 2025
20263-228838-01 | Xcel Energy | 85 | 13781 | IOU | 05443022 | 975 | Solar |  |  | Active Application | Trade Secret | Trade | DAS | DAS061 | LMI | Solar*Rewards Community | Trade Secret | 2024
20263-228838-01 | Xcel Energy | 85 | 13781 | IOU | 06017829 | 11.5 | Solar |  | X | Interconnected | Trade Secret | Trade | HUG | HUG322 | Residential | Solar*Rewards | Trade Secret | 2024 | 2025
20263-228838-01 | Xcel Energy | 85 | 13781 | IOU | 06151859 | 10.368 | Solar |  |  | Withdrawn | Trade Secret | Trade | CHE | CHE065 | Residential | Solar*Rewards | Trade Secret | 2025
20263-228838-01 | Xcel Energy | 85 | 13781 | IOU | 06175558 | 10.368 | Solar |  |  | Active Application | Trade Secret | Trade | CHE | CHE065 | Residential |  | Trade Secret | 2025
20263-228838-01 | Xcel Energy | 85 | 13781 | IOU | 06080391 | 11.933 | Solar |  | X | Interconnected | Trade Secret | Trade | WCS | WCS064 | Residential | Solar*Rewards | Trade Secret | 2025 | 2026
20263-228838-01 | Xcel Energy | 85 | 13781 | IOU | 06324798 | 25 | Solar |  |  | Active Application | Trade Secret | Trade | DBL | DBL068 | Commercial | Solar*Rewards | Trade Secret | 2026
20263-228838-01 | Xcel Energy | 85 | 13781 | IOU | 06077591 | 24.8 | Solar |  |  | Active Application | Trade Secret | Trade | DBL | DBL068 | Commercial |  | Trade Secret | 2025
20263-228838-01 | Xcel Energy | 85 | 13781 | IOU | 05384242 | 1000 | Solar |  |  | Active Application | Trade Secret | Trade | FAB | FAB063 | LMI | Solar*Rewards Community | Trade Secret | 2024
20263-228838-01 | Xcel Energy | 85 | 13781 | IOU | 05800461 | 5000 | Solar |  |  | Active Application | Trade Secret | Trade | CHE | CHE075 | LMI | Solar*Rewards Community | Trade Secret | 2024
20263-228838-01 | Xcel Energy | 85 | 13781 | IOU | 06162874 | 6.98 | Solar |  | X | Interconnected | Trade Secret | Trade | AFT | AFT315 | Residential | Solar*Rewards | Trade Secret | 2025 | 2025
20263-228838-01 | Xcel Energy | 85 | 13781 | IOU | 05518220 | 999 | Solar |  |  | Active Application | Trade Secret | Trade | SMT | SMT082 | LMI | Solar*Rewards Community | Trade Secret | 2024
20263-228838-01 | Xcel Energy | 85 | 13781 | IOU | SRC040016 | 1000 | Solar |  |  | Withdrawn | Trade Secret | Trade | FAB | FAB063 | Community Solar Garden | Solar*Rewards Community | Trade Secret | 2015
20263-228838-01 | Xcel Energy | 85 | 13781 | IOU | SRC052705 | 1000 | Solar |  |  | Withdrawn | Trade Secret | Trade | BEK | BEK311 | Community Solar Garden | Solar*Rewards Community | Trade Secret | 2016
20263-228838-01 | Xcel Energy | 85 | 13781 | IOU | SRC038657 | 1000 | Solar |  |  | Withdrawn | Trade Secret | Trade | SCL | SCL322 | Community Solar Garden | Solar*Rewards Community | Trade Secret | 2014
20263-228838-01 |  |  |  |  | 05467106 |  | Solar |  |  | Active Application | Trade Secret | Trade |  |  | Residential | Solar*Rewards |  | 2023
20263-228838-01 |  |  |  |  | 04092478 |  |  |  |  | Active Application | Trade Secret | Trade |  |  | Residential |  |  | 2020
20263-228838-01 |  |  |  |  | 04261327 |  |  |  |  | Active Application | Trade Secret | Trade |  |  | Residential |  |  | 2020
20263-228838-01 |  |  |  |  | 04418577 |  | Solar |  |  | Active Application | Trade Secret | Trade |  |  | Residential | Solar*Rewards |  | 2021
20263-228838-01 |  |  |  |  | 04237277 |  |  |  |  | Active Application | Trade Secret | Trade |  |  | Residential |  |  | 2020
20263-228838-01 |  |  |  |  | 05390934 |  | Solar |  |  | Withdrawn | Trade Secret | Trade |  |  | Residential | Solar*Rewards |  | 2023
20263-228838-01 |  |  |  |  | 04988164 |  | Solar |  |  | Active Application | Trade Secret | Trade |  |  | Residential | Solar*Rewards |  | 2022
20263-228838-01 |  |  |  |  | 05711772 |  | Solar |  |  | Active Application | Trade Secret | Trade |  |  | Residential | Solar*Rewards |  | 2024
20263-228838-01 |  |  |  |  | 03360018 |  | Solar |  |  | Withdrawn | Trade Secret | Trade |  |  | Residential | Solar*Rewards |  | 2019
20263-228838-01 |  |  |  |  | 05965499 |  | Solar |  |  | Active Application | Trade Secret | Trade |  |  | Residential | Solar*Rewards |  | 2024
20263-228838-01 | Xcel Energy | 85 | 13781 | IOU | SRC042434 | 1000 | Solar |  |  | Withdrawn | Trade Secret | Trade | KAN | KAN031 | Community Solar Garden | Solar*Rewards Community | Trade Secret | 2015
20263-228838-01 | Xcel Energy | 85 | 13781 | IOU | SRC040852 | 950 | Solar |  |  | Withdrawn | Trade Secret | Trade | KEN | KEN022 | Community Solar Garden | Solar*Rewards Community | Trade Secret | 2015
20263-228838-01 | Xcel Energy | 85 | 13781 | IOU | 03123354 | 1000 | Solar |  |  | Interconnected | Osakis | Trade | DGC | DGC061 | Community Solar Garden | Solar*Rewards Community | Trade Secret | 2018 | 2020
20263-228838-01 |  |  |  |  | SRO31903 |  | Solar |  |  | Withdrawn | Trade Secret | Trade |  |  |  | Other |  | 2013
20263-228838-01 | Xcel Energy | 85 | 13781 | IOU | 03130086 | 19.999 | Solar |  |  | Withdrawn | Trade Secret | Trade | RLK | RLK069 | Residential | Solar*Rewards | Trade Secret | 2018
20263-228838-01 | Xcel Energy | 85 | 13781 | IOU | SRC040842 | 950 | Solar |  |  | Withdrawn | Trade Secret | Trade | SMT | SMT072 | Community Solar Garden | Solar*Rewards Community | Trade Secret | 2015
20263-228838-01 | Xcel Energy | 85 | 13781 | IOU | SRC040953 | 1000 | Solar |  |  | Withdrawn | Trade Secret | Trade | WYO | WYO022 | Community Solar Garden | Solar*Rewards Community | Trade Secret | 2015
20263-228838-01 | Xcel Energy | 85 | 13781 | IOU | 03127551 | 1000 | Solar |  |  | Interconnected | Taylors Falls | Trade | LCR | LCR311 | Community Solar Garden | Solar*Rewards Community | Trade Secret | 2014 | 2016
20263-228838-01 |  |  |  |  | OID2806470 |  | Wind |  |  | Withdrawn | Trade Secret | Trade | [5 empty] | 2012
20263-228838-01 |  |  |  |  | 04981242 |  | Solar |  |  | Active Application | Trade Secret | Trade |  |  | Residential | Solar*Rewards |  | 2022
20263-228838-01 | Xcel Energy | 85 | 13781 | IOU | 04082650 | 1000 | Solar |  |  | Withdrawn | Trade Secret | Trade | HAD | HAD022 | Community Solar Garden | Solar*Rewards Community | Trade Secret | 2021
20263-228838-01 | Xcel Energy | 85 | 13781 | IOU | 03503792 | 1000 | Solar |  |  | Withdrawn | Trade Secret | Trade | FAB | FAB063 | Community Solar Garden | Solar*Rewards Community | Trade Secret | 2020
20263-228838-01 | Xcel Energy | 85 | 13781 | IOU | SRC040843 | 950 | Solar |  |  | Withdrawn | Trade Secret | Trade | SMT | SMT072 | Community Solar Garden | Solar*Rewards Community | Trade Secret | 2015
20263-228838-01 | Xcel Energy | 85 | 13781 | IOU | SRC042336 | 998 | Solar |  |  | Withdrawn | Trade Secret | Trade | SCA | SCA021 | Community Solar Garden | Solar*Rewards Community | Trade Secret | 2015
20263-228838-01 |  |  |  |  | 05626603 |  |  |  |  | Active Application | Trade Secret | Trade |  |  | Residential |  |  | 2023
20263-228838-01 |  |  |  |  | 05443706 |  |  |  |  | Active Application | Trade Secret | Trade |  |  | Residential |  |  | 2023
20263-228838-01 |  |  |  |  | 06290417 |  |  |  |  | Withdrawn | Trade Secret | Trade |  |  | Residential |  |  | 2025
20263-228838-01 |  |  |  |  | 06021630 |  |  |  |  | Withdrawn | Trade Secret | Trade |  |  | Residential |  |  | 2024
20263-228838-01 | Xcel Energy | 85 | 13781 | IOU | SRC042605 | 950 | Solar |  |  | Withdrawn | Trade Secret | Trade | FRA | FRA001 | Community Solar Garden | Solar*Rewards Community | Trade Secret | 2015
20263-228838-01 | Xcel Energy | 85 | 13781 | IOU | 04215595 | 1000 | Solar |  |  | Withdrawn | Trade Secret | Trade | KAN | KAN031 | Community Solar Garden | Solar*Rewards Community | Trade Secret | 2023
20263-228838-01 | Xcel Energy | 85 | 13781 | IOU | 03128051 | 1000 | Solar |  |  | Interconnected | Montrose | Trade | MTR | MTR021 | Community Solar Garden | Solar*Rewards Community | Trade Secret | 2014 | 2017
20263-228838-01 |  |  |  |  | 05525652 |  | Solar |  |  | Active Application | Trade Secret | Trade |  |  | Residential | Solar*Rewards |  | 2023
20263-228838-01 | Xcel Energy | 85 | 13781 | IOU | SRC042390 | 1000 | Solar |  |  | Withdrawn | Trade Secret | Trade | HUG | HUG312 | Community Solar Garden | Solar*Rewards Community | Trade Secret | 2015
20263-228838-01 | Xcel Energy | 85 | 13781 | IOU | 03127076 | 1000 | Solar |  |  | Interconnected | Buffalo Lake | Trade | BFL | BFL021 | Community Solar Garden | Solar*Rewards Community | Trade Secret | 2016 | 2018
20263-228838-01 |  |  |  |  | SRO29219 |  | Solar |  |  | Withdrawn | Trade Secret | Trade |  |  |  | Other |  | 2013
20263-228838-01 |  |  |  |  | 05277557 |  | Solar |  |  | Active Application | Trade Secret | Trade |  |  | Residential | Solar*Rewards |  | 2022
20263-228838-01 |  |  |  |  | 05688623 |  | Solar |  |  | Active Application | Trade Secret | Trade |  |  | Residential | Solar*Rewards |  | 2023
20263-228838-01 |  |  |  |  | 04276375 |  | Solar |  |  | Active Application | Trade Secret | Trade |  |  | Residential | Solar*Rewards |  | 2020
20263-228838-01 |  |  |  |  | 05978320 |  | Solar |  |  | Withdrawn | Trade Secret | Trade |  |  | Residential | Solar*Rewards |  | 2024
20263-228838-01 |  |  |  |  | 03955228 |  | Solar |  |  | Active Application | Trade Secret | Trade |  |  | Residential | Solar*Rewards |  | 2020
20263-228838-01 |  |  |  |  | 06038918 |  | Solar |  |  | Active Application | Trade Secret | Trade |  |  | Residential | Solar*Rewards |  | 2024
20263-228838-01 |  |  |  |  | 05853171 |  | Solar |  |  | Active Application | Trade Secret | Trade |  |  | Residential | Solar*Rewards |  | 2024
20263-228838-01 | Xcel Energy | 85 | 13781 | IOU | SRC052807 | 1000 | Solar |  |  | Withdrawn | Trade Secret | Trade |  |  | Community Solar Garden | Solar*Rewards Community | Trade Secret | 2017
20263-228838-01 | Xcel Energy | 85 | 13781 | IOU | 03129942 | 2.88 | Solar |  |  | Withdrawn | Trade Secret | Trade | HUG | HUG321 | Residential | Solar*Rewards | Trade Secret | 2018
20263-228838-01 | Xcel Energy | 85 | 13781 | IOU | 03127272 | 1000 | Solar |  |  | Interconnected | Cottage Grove | Trade | CGR | CGR063 | Community Solar Garden | Solar*Rewards Community | Trade Secret | 2015 | 2018
20263-228838-01 | Xcel Energy | 85 | 13781 | IOU | SRC042531 | 950 | Solar |  |  | Withdrawn | Trade Secret | Trade | SMT | SMT072 | Community Solar Garden | Solar*Rewards Community | Trade Secret | 2015
20263-228838-01 | Xcel Energy | 85 | 13781 | IOU | SRC040092 | 1000 | Solar |  |  | Withdrawn | Trade Secret | Trade |  |  | Community Solar Garden | Solar*Rewards Community | Trade Secret | 2015
20263-228838-01 | Xcel Energy | 85 | 13781 | IOU | 03123396 | 1000 | Solar |  |  | Interconnected | Waterville | Trade | WAT | WAT081 | Community Solar Garden | Solar*Rewards Community | Trade Secret | 2017 | 2021
20263-228838-01 |  |  |  |  | 06096461 |  |  |  |  | Withdrawn | Trade Secret | Trade |  |  | Residential |  |  | 2025
20263-228838-01 |  |  |  |  | 05781843 |  |  |  |  | Active Application | Trade Secret | Trade |  |  | Residential |  |  | 2024
20263-228838-01 |  |  |  |  | 05605576 |  | Solar |  |  | Withdrawn | Trade Secret | Trade |  |  | Community Solar Garden | Solar*Rewards Community |  | 2023
20263-228838-01 |  |  |  |  | 05605564 |  | Solar |  |  | Withdrawn | Trade Secret | Trade |  |  | Community Solar Garden | Solar*Rewards Community |  | 2023
20263-228838-01 | Xcel Energy | 85 | 13781 | IOU | 05612254 | 1000 | Solar |  |  | Withdrawn | Trade Secret | Trade | ROC | ROC091 | Community Solar Garden | Solar*Rewards Community | Trade Secret | 2023
20263-228838-01 |  |  |  |  | 05012874 |  |  |  |  | Active Application | Trade Secret | Trade |  |  | Residential |  |  | 2022
20263-228838-01 |  |  |  |  | 06276594 |  |  |  |  | Withdrawn | Trade Secret | Trade |  |  | Residential |  |  | 2025
20263-228838-01 |  |  |  |  | 04886321 |  |  |  |  | Active Application | Trade Secret | Trade |  |  | Residential |  |  | 2022
20263-228838-01 |  |  |  |  | 05502974 |  |  |  |  | Active Application | Trade Secret | Trade |  |  | Residential |  |  | 2023
20263-228838-01 |  |  |  |  | 05760260 |  | Solar |  |  | Active Application | Trade Secret | Trade |  |  | Residential | Solar*Rewards |  | 2024
20263-228838-01 |  |  |  |  | 04382733 |  | Solar |  |  | Active Application | Trade Secret | Trade |  |  | Residential | Solar*Rewards |  | 2021
20263-228838-01 |  |  |  |  | 04829023 |  |  |  |  | Active Application | Trade Secret | Trade |  |  | Residential |  |  | 2022
20263-228838-01 |  |  |  |  | 05004878 |  |  |  |  | Active Application | Trade Secret | Trade |  |  | Residential |  |  | 2022
20263-228838-01 |  |  |  |  | 06231022 |  |  |  |  | Active Application | Trade Secret | Trade |  |  | Residential |  |  | 2025
20263-228838-01 |  |  |  |  | 04757302 |  |  |  |  | Active Application | Trade Secret | Trade |  |  | Residential |  |  | 2021
20263-228838-01 |  |  |  |  | 06237799 |  |  |  |  | Active Application | Trade Secret | Trade |  |  | Residential |  |  | 2025
20263-228838-01 |  |  |  |  | 06124420 |  |  |  |  | Withdrawn | Trade Secret | Trade |  |  | Residential |  |  | 2025
20263-228838-01 |  |  |  |  | 05211990 |  |  |  |  | Active Application | Trade Secret | Trade |  |  | Residential |  |  | 2022
20263-228838-01 | Xcel Energy | 85 | 13781 | IOU | SRC071103 | 1000 | Solar |  |  | Withdrawn | Trade Secret | Trade | PAT | PAT312 | Community Solar Garden | Solar*Rewards Community | Trade Secret | 2018
20263-228838-01 | Xcel Energy | 85 | 13781 | IOU | SRC040885 | 1000 | Solar |  |  | Withdrawn | Trade Secret | Trade |  |  | Community Solar Garden | Solar*Rewards Community | Trade Secret | 2015
20263-228838-01 | Xcel Energy | 85 | 13781 | IOU | SRC068449 | 1000 | Solar |  |  | Withdrawn | Trade Secret | Trade | ALB | ALB022 | Community Solar Garden | Solar*Rewards Community | Trade Secret | 2018
20263-228838-01 | Xcel Energy | 85 | 13781 | IOU | 03180277 | 1000 | Solar |  |  | Withdrawn | Trade Secret | Trade | CHI | CHI311 | Community Solar Garden | Solar*Rewards Community | Trade Secret | 2019
20263-228838-01 |  |  |  |  | OID2806207 |  | Solar |  |  | Withdrawn | Trade Secret | Trade | [5 empty] | 2007
20263-228838-01 |  |  |  |  | 03835653 |  |  |  |  | Active Application | Trade Secret | Trade |  |  | Residential |  |  | 2020
20263-228838-01 | Xcel Energy | 85 | 13781 | IOU | 03130877 | 5 | Wind |  |  | Interconnected | Trade Secret | Trade | FST | FST031 | Residential |  | Trade Secret | 2008 | 2008
20263-228838-01 | Xcel Energy | 85 | 13781 | IOU | SRC039457 | 1000 | Solar |  |  | Withdrawn | Trade Secret | Trade | EGL | EGL021 | Community Solar Garden | Solar*Rewards Community | Trade Secret | 2015
20263-228838-01 | Xcel Energy | 85 | 13781 | IOU | SRC042670 | 1000 | Solar |  |  | Withdrawn | Trade Secret | Trade |  |  | Community Solar Garden | Solar*Rewards Community | Trade Secret | 2015
20263-228838-01 |  |  |  |  | 05713627 |  | Solar |  |  | Active Application | Trade Secret | Trade |  |  | Residential | Solar*Rewards |  | 2024
20263-228838-01 |  |  |  |  | 05797998 |  |  |  |  | Withdrawn | Trade Secret | Trade |  |  | Residential |  |  | 2024
20263-228838-01 |  |  |  |  | 06070291 |  | Solar |  |  | Active Application | Trade Secret | Trade |  |  | Residential | Solar*Rewards |  | 2025
20263-228838-01 | Xcel Energy | 85 | 13781 | IOU | SRC040741 | 950 | Solar |  |  | Withdrawn | Trade Secret | Trade |  |  | Community Solar Garden | Solar*Rewards Community | Trade Secret | 2015
20263-228838-01 | Xcel Energy | 85 | 13781 | IOU | SRC047081 | 1000 | Solar |  |  | Withdrawn | Trade Secret | Trade |  |  | Community Solar Garden | Solar*Rewards Community | Trade Secret | 2016
20263-228838-01 | Xcel Energy | 85 | 13781 | IOU | SRC042382 | 1000 | Solar |  |  | Withdrawn | Trade Secret | Trade | NOF | NOF061 | Community Solar Garden | Solar*Rewards Community | Trade Secret | 2015
20263-228838-01 | Xcel Energy | 85 | 13781 | IOU | 03127143 | 1000 | Solar |  |  | Interconnected | Northfield | Trade | DND | DND071 | Community Solar Garden | Solar*Rewards Community | Trade Secret | 2015 | 2020
20263-228838-01 | Xcel Energy | 85 | 13781 | IOU | SRC040811 | 1000 | Solar |  |  | Withdrawn | Trade Secret | Trade | WTN | WTN061 | Community Solar Garden | Solar*Rewards Community | Trade Secret | 2015
20263-228838-01 |  |  |  |  | 05421119 |  | Solar |  |  | Active Application | Trade Secret | Trade |  |  | Residential | Solar*Rewards |  | 2023
20263-228838-01 |  |  |  |  | 05977740 |  | Solar |  |  | Active Application | Trade Secret | Trade |  |  | Residential | Solar*Rewards |  | 2024
20263-228838-01 | Xcel Energy | 85 | 13781 | IOU | 03128098 | 1000 | Solar |  |  | Interconnected | Kenyon | Trade | NER | NER021 | Community Solar Garden | Solar*Rewards Community | Trade Secret | 2014 | 2018
20263-228838-01 | Xcel Energy | 85 | 13781 | IOU | 03127713 | 1000 | Solar |  |  | Interconnected | Northfield | Trade | NOF | NOF061 | Community Solar Garden | Solar*Rewards Community | Trade Secret | 2015 | 2017
20263-228838-01 | Xcel Energy | 85 | 13781 | IOU | 03125971 | 250 | Solar |  |  | Interconnected | Mayer | Trade | WCS | WCS064 | Community Solar Garden | Solar*Rewards Community | Trade Secret | 2015 | 2018
20263-228838-01 | Xcel Energy | 85 | 13781 | IOU | 05561462 | 1000 | Solar |  |  | Withdrawn | Trade Secret | Trade | SOH | SOH001 | Community Solar Garden | Solar*Rewards Community | Trade Secret | 2023
20263-228838-01 |  |  |  |  | 05646971 |  | Solar |  |  | Withdrawn | Trade Secret | Trade |  |  | Residential | Solar*Rewards |  | 2023
20263-228838-01 | Xcel Energy | 85 | 13781 | IOU | SRC040635 | 950 | Solar |  |  | Withdrawn | Trade Secret | Trade |  |  | Community Solar Garden | Solar*Rewards Community | Trade Secret | 2015
20263-228838-01 | Xcel Energy | 85 | 13781 | IOU | SRC046067 | 2500 | Solar |  |  | Withdrawn | Trade Secret | Trade |  |  | Community Solar Garden | Solar*Rewards Community | Trade Secret | 2016
20263-228838-01 | Xcel Energy | 85 | 13781 | IOU | SRC038517 | 1000 | Solar |  |  | Withdrawn | Trade Secret | Trade | MTR | MTR021 | Community Solar Garden | Solar*Rewards Community | Trade Secret | 2014
20263-228838-01 | Xcel Energy | 85 | 13781 | IOU | SRC039216 | 998 | Solar |  |  | Withdrawn | Trade Secret | Trade |  |  | Community Solar Garden | Solar*Rewards Community | Trade Secret | 2015
20263-228838-01 |  |  |  |  | SRO28624 |  | Solar |  |  | Withdrawn | Trade Secret | Trade |  |  |  | Other |  | 2013
20263-228838-01 | Xcel Energy | 85 | 13781 | IOU | OID2806240 | 1100 | Other |  |  | Interconnected | Trade Secret | Trade |  |  | Commercial |  | Trade Secret | 2008 | 2009
20263-228838-01 |  |  |  |  | 05739834 |  | Solar |  |  | Active Application | Trade Secret | Trade |  |  | Residential | Solar*Rewards |  | 2024
20263-228838-01 |  |  |  |  | 05208250 |  |  |  |  | Active Application | Trade Secret | Trade |  |  | Residential |  |  | 2022
20263-228838-01 |  |  |  |  | 03990019 |  | Solar |  |  | Active Application | Trade Secret | Trade |  |  | Residential | Solar*Rewards |  | 2020
20263-228838-01 | Xcel Energy | 85 | 13781 | IOU | SRC040044 | 1000 | Solar |  |  | Withdrawn | Trade Secret | Trade |  |  | Community Solar Garden | Solar*Rewards Community | Trade Secret | 2015
20263-228838-01 | Xcel Energy | 85 | 13781 | IOU | 05520613 | 240 | Solar |  |  | Active Application | Trade Secret | Trade | HSN | HSN311 | Community Solar Garden | Solar*Rewards Community | Trade Secret | 2023
20263-228838-01 | Xcel Energy | 85 | 13781 | IOU | 03124856 | 1000 | Solar |  |  | Interconnected | Glenwood | Trade | GLD | GLD021 | Community Solar Garden | Solar*Rewards Community | Trade Secret | 2016 | 2019
20263-228838-01 |  |  |  |  | 04881827 |  |  |  |  | Active Application | Trade Secret | Trade |  |  | Residential |  |  | 2022
20263-228838-01 | Xcel Energy | 85 | 13781 | IOU | SRC038551 | 1000 | Solar |  |  | Withdrawn | Trade Secret | Trade | HAS | HAS021 | Community Solar Garden | Solar*Rewards Community | Trade Secret | 2014
20263-228838-01 | Xcel Energy | 85 | 13781 | IOU | SRC040439 | 1000 | Solar |  |  | Withdrawn | Trade Secret | Trade |  |  | Community Solar Garden | Solar*Rewards Community | Trade Secret | 2015
20263-228838-01 | Xcel Energy | 85 | 13781 | IOU | 03128318 | 10000 | Solar |  |  | Interconnected | Trade Secret | Trade | ALB | ALB023 | Utility |  | Trade Secret | 2016 | 2017
20263-228838-01 | Xcel Energy | 85 | 13781 | IOU | SRO13639 | 5 | Solar |  |  | Withdrawn | Trade Secret | Trade |  |  |  | Solar*Rewards | Trade Secret | 2010
20263-228838-01 |  |  |  |  | 05836979 |  | Solar |  |  | Active Application | Trade Secret | Trade |  |  | Residential | Solar*Rewards |  | 2024
20263-228838-01 | Xcel Energy | 85 | 13781 | IOU | SRC042126 | 1000 | Solar |  |  | Withdrawn | Trade Secret | Trade | GFD | GFD021 | Community Solar Garden | Solar*Rewards Community | Trade Secret | 2015
20263-228838-01 | Xcel Energy | 85 | 13781 | IOU | SRC038408 | 984 | Solar |  |  | Withdrawn | Trade Secret | Trade | WIN | WIN043 | Community Solar Garden | Solar*Rewards Community | Trade Secret | 2014
20263-228838-01 | Xcel Energy | 85 | 13781 | IOU | 03127729 | 1000 | Solar |  |  | Interconnected | Montrose | Trade | MTR | MTR021 | Community Solar Garden | Solar*Rewards Community | Trade Secret | 2014 | 2017
20263-228838-01 |  |  |  |  | 06114928 |  | Solar |  |  | Withdrawn | Trade Secret | Trade |  |  | Residential | Solar*Rewards |  | 2025
20263-228838-01 |  |  |  |  | 06017824 |  | Solar |  |  | Active Application | Trade Secret | Trade |  |  | Residential | Solar*Rewards |  | 2024
20263-228838-01 | Xcel Energy | 85 | 13781 | IOU | SRC042271 | 1000 | Solar |  |  | Withdrawn | Trade Secret | Trade | FAP | FAP061 | Community Solar Garden | Solar*Rewards Community | Trade Secret | 2015
20263-228838-01 | Xcel Energy | 85 | 13781 | IOU | SRC039902 | 1000 | Solar |  |  | Withdrawn | Trade Secret | Trade |  |  | Community Solar Garden | Solar*Rewards Community | Trade Secret | 2015
20263-228838-01 | Xcel Energy | 85 | 13781 | IOU | 03127711 | 1000 | Solar |  |  | Interconnected | Waite Park | Trade | SAK | SAK312 | Community Solar Garden | Solar*Rewards Community | Trade Secret | 2015 | 2019
20263-228838-01 | Xcel Energy | 85 | 13781 | IOU | 05681454 | 775 | Solar |  |  | Withdrawn | Trade Secret | Trade |  |  | Community Solar Garden | Solar*Rewards Community | Trade Secret | 2023
20263-228838-01 | Xcel Energy | 85 | 13781 | IOU | SRC042431 | 972 | Solar |  |  | Withdrawn | Trade Secret | Trade | KAN | KAN031 | Community Solar Garden | Solar*Rewards Community | Trade Secret | 2015
20263-228838-01 |  |  |  |  | 06245322 |  |  |  |  | Withdrawn | Trade Secret | Trade |  |  | Residential |  |  | 2025
20263-228838-01 | Xcel Energy | 85 | 13781 | IOU | 03128489 | 540 | Solar |  |  | Interconnected | Mapleton | Trade | MPN | MPN081 | Community Solar Garden | Solar*Rewards Community | Trade Secret | 2015 | 2018
20263-228838-01 | Xcel Energy | 85 | 13781 | IOU | 05555254 | 300 | Solar |  |  | Active Application | Trade Secret | Trade | VKG | VKG071 | LMI | Solar*Rewards Community | Trade Secret | 2024
20263-228838-01 |  |  |  |  | 05583218 |  |  |  |  | Withdrawn | Trade Secret | Trade |  |  | Residential |  |  | 2023
20263-228838-01 | Xcel Energy | 85 | 13781 | IOU | SRC040065 | 1000 | Solar |  |  | Withdrawn | Trade Secret | Trade |  |  | Community Solar Garden | Solar*Rewards Community | Trade Secret | 2015
20263-228838-01 | Xcel Energy | 85 | 13781 | IOU | SRC039784 | 1000 | Solar |  |  | Withdrawn | Trade Secret | Trade |  |  | Community Solar Garden | Solar*Rewards Community | Trade Secret | 2015
20263-228838-01 | Xcel Energy | 85 | 13781 | IOU | SRC052294 | 1000 | Solar |  |  | Withdrawn | Trade Secret | Trade |  |  | Community Solar Garden | Solar*Rewards Community | Trade Secret | 2016
20263-228838-01 | Xcel Energy | 85 | 13781 | IOU | SRC039214 | 1000 | Solar |  |  | Withdrawn | Trade Secret | Trade |  |  | Community Solar Garden | Solar*Rewards Community | Trade Secret | 2015
20263-228838-01 | Xcel Energy | 85 | 13781 | IOU | SRC040053 | 1000 | Solar |  |  | Withdrawn | Trade Secret | Trade |  |  | Community Solar Garden | Solar*Rewards Community | Trade Secret | 2015
20263-228838-01 | Xcel Energy | 85 | 13781 | IOU | 03123402 | 760 | Solar |  |  | Interconnected | Watkins | Trade | WKN | WKN001 | Community Solar Garden | Solar*Rewards Community | Trade Secret | 2016 | 2019
20263-228838-01 | Xcel Energy | 85 | 13781 | IOU | 03128402 | 1000 | Solar |  |  | Interconnected | Waseca | Trade | MRN | MRN021 | Community Solar Garden | Solar*Rewards Community | Trade Secret | 2015 | 2018
20263-228838-01 | Xcel Energy | 85 | 13781 | IOU | 03128631 | 1000 | Solar |  |  | Interconnected | Nicollet | Trade | SWN | SWN022 | Community Solar Garden | Solar*Rewards Community | Trade Secret | 2018 | 2020
20263-228838-01 | Xcel Energy | 85 | 13781 | IOU | 03126789 | 1000 | Solar |  |  | Interconnected | Wabasha | Trade | WAB | WAB031 | Community Solar Garden | Solar*Rewards Community | Trade Secret | 2015 | 2017
20263-228838-01 | Xcel Energy | 85 | 13781 | IOU | 03244270 | 5.52 | Solar |  |  | Withdrawn | Trade Secret | Trade |  |  | Residential |  | Trade Secret | 2019
20263-228838-01 | Xcel Energy | 85 | 13781 | IOU | 03240198 | 4.32 | Solar |  |  | Active Application | Trade Secret | Trade |  |  | Residential | Solar*Rewards | Trade Secret | 2019
20263-228838-01 | Xcel Energy | 85 | 13781 | IOU | 03252594 | 6.72 | Solar |  |  | Active Application | Trade Secret | Trade |  |  | Residential |  | Trade Secret | 2019
20263-228838-01 |  |  |  |  | 04565992 |  | Solar |  |  | Active Application | Trade Secret | Trade |  |  | Residential | Solar*Rewards |  | 2021
20263-228838-01 | Xcel Energy | 85 | 13781 | IOU | 05647249 | 12 | Solar |  |  | Withdrawn | Trade Secret | Trade |  |  | Residential | Other | Trade Secret | 2023
20263-228838-01 |  |  |  |  | 05968176 |  | Solar |  |  | Withdrawn | Trade Secret | Trade |  |  | Residential | Solar*Rewards |  | 2024
20263-228838-01 | Xcel Energy | 85 | 13781 | IOU | 03130334 | 39.998 | Solar |  |  | Withdrawn | Trade Secret | Trade | WIL | WIL072 | Residential | Solar*Rewards | Trade Secret | 2019
20263-228838-01 | Xcel Energy | 85 | 13781 | IOU | SRC040665 | 1000 | Solar |  |  | Withdrawn | Trade Secret | Trade | CGR | CGR063 | Community Solar Garden | Solar*Rewards Community | Trade Secret | 2015
20263-228838-01 | Xcel Energy | 85 | 13781 | IOU | SRC042313 | 1000 | Solar |  |  | Withdrawn | Trade Secret | Trade | BEL | BEL062 | Community Solar Garden | Solar*Rewards Community | Trade Secret | 2015
20263-228838-01 | Xcel Energy | 85 | 13781 | IOU | SRC042644 | 950 | Solar |  |  | Withdrawn | Trade Secret | Trade | NOF | NOF061 | Community Solar Garden | Solar*Rewards Community | Trade Secret | 2015
20263-228838-01 | Xcel Energy | 85 | 13781 | IOU | SRC038597 | 1000 | Solar |  |  | Withdrawn | Trade Secret | Trade | FSL | FSL311 | Community Solar Garden | Solar*Rewards Community | Trade Secret | 2014
20263-228838-01 | Xcel Energy | 85 | 13781 | IOU | SRC069886 | 1000 | Solar |  |  | Withdrawn | Trade Secret | Trade |  |  | Community Solar Garden | Solar*Rewards Community | Trade Secret | 2018
20263-228838-01 | Xcel Energy | 85 | 13781 | IOU | SRC040980 | 950 | Solar |  |  | Withdrawn | Trade Secret | Trade | MNL | MNL001 | Community Solar Garden | Solar*Rewards Community | Trade Secret | 2015
20263-228838-01 | Xcel Energy | 85 | 13781 | IOU | SRC038406 | 984 | Solar |  |  | Withdrawn | Trade Secret | Trade | RMT | RMT312 | Community Solar Garden | Solar*Rewards Community | Trade Secret | 2014
20263-228838-01 | Xcel Energy | 85 | 13781 | IOU | SRC042648 | 950 | Solar |  |  | Withdrawn | Trade Secret | Trade | WWK | WWK311 | Community Solar Garden | Solar*Rewards Community | Trade Secret | 2015
20263-228838-01 | Xcel Energy | 85 | 13781 | IOU | SRC069533 | 1000 | Solar |  |  | Withdrawn | Trade Secret | Trade | RMT | RMT311 | Community Solar Garden | Solar*Rewards Community | Trade Secret | 2018
20263-228838-01 | Xcel Energy | 85 | 13781 | IOU | SRC038775 | 1000 | Solar |  |  | Withdrawn | Trade Secret | Trade | LNS | LNS033 | Community Solar Garden | Solar*Rewards Community | Trade Secret | 2014
20263-228838-01 | Xcel Energy | 85 | 13781 | IOU | SRC041321 | 1000 | Solar |  |  | Withdrawn | Trade Secret | Trade | WCS | WCS061 | Community Solar Garden | Solar*Rewards Community | Trade Secret | 2015
20263-228838-01 |  |  |  |  | 04933541 |  | Solar |  |  | Active Application | Trade Secret | Trade |  |  | Residential | Solar*Rewards |  | 2022
20263-228838-01 | Xcel Energy | 85 | 13781 | IOU | SRC052702 | 1000 | Solar |  |  | Withdrawn | Trade Secret | Trade |  |  | Community Solar Garden | Solar*Rewards Community | Trade Secret | 2016
20263-228838-01 | Xcel Energy | 85 | 13781 | IOU | SRC042268 | 1000 | Solar |  |  | Withdrawn | Trade Secret | Trade | FAP | FAP061 | Community Solar Garden | Solar*Rewards Community | Trade Secret | 2015
20263-228838-01 | Xcel Energy | 85 | 13781 | IOU | SRC069432 | 1000 | Solar |  |  | Withdrawn | Trade Secret | Trade |  |  | Community Solar Garden | Solar*Rewards Community | Trade Secret | 2018
20263-228838-01 | Xcel Energy | 85 | 13781 | IOU | 03123410 | 1000 | Solar |  |  | Interconnected | Faribault | Trade | FAB | FAB063 | Community Solar Garden | Solar*Rewards Community | Trade Secret | 2017 | 2019
20263-228838-01 |  |  |  |  | 05264932 |  | Solar |  |  | Active Application | Trade Secret | Trade |  |  | Residential | Solar*Rewards |  | 2022
20263-228838-01 | Xcel Energy | 85 | 13781 | IOU | 03127544 | 990 | Solar |  |  | Interconnected | Sartell | Trade | MHW | MHW312 | Community Solar Garden | Solar*Rewards Community | Trade Secret | 2015 | 2018
20263-228838-01 | Xcel Energy | 85 | 13781 | IOU | 03127627 | 1000 | Solar |  |  | Interconnected | Saint Michael | Trade | HSN | HSN321 | Community Solar Garden | Solar*Rewards Community | Trade Secret | 2014 | 2019
20263-228838-01 | Xcel Energy | 85 | 13781 | IOU | 05440284 | 999 | Solar |  |  | Withdrawn | Trade Secret | Trade | PIP | PIP062 | Community Solar Garden | Solar*Rewards Community | Trade Secret | 2023
20263-228838-01 | Xcel Energy | 85 | 13781 | IOU | 03664648 | 1000 | Solar |  |  | Withdrawn | Trade Secret | Trade | PAT | PAT312 | Community Solar Garden | Solar*Rewards Community | Trade Secret | 2020
20263-228838-01 | Xcel Energy | 85 | 13781 | IOU | SRC039466 | 1000 | Solar |  |  | Withdrawn | Trade Secret | Trade | SWN | SWN022 | Community Solar Garden | Solar*Rewards Community | Trade Secret | 2015
20263-228838-01 | Xcel Energy | 85 | 13781 | IOU | SRC039755 | 1000 | Solar |  |  | Withdrawn | Trade Secret | Trade |  |  | Community Solar Garden | Solar*Rewards Community | Trade Secret | 2015
20263-228838-01 | Xcel Energy | 85 | 13781 | IOU | SRC042134 | 1000 | Solar |  |  | Withdrawn | Trade Secret | Trade | ANN | ANN021 | Community Solar Garden | Solar*Rewards Community | Trade Secret | 2015
20263-228838-01 | Xcel Energy | 85 | 13781 | IOU | SRC038547 | 1000 | Solar |  |  | Withdrawn | Trade Secret | Trade |  |  | Community Solar Garden | Solar*Rewards Community | Trade Secret | 2014
20263-228838-01 |  |  |  |  | 03129782 |  | Natural Gas |  |  | Withdrawn | Trade Secret | Trade | EDA | EDA068 | Residential |  |  | 2015
20263-228838-01 |  |  |  |  | 05800365 |  | Solar |  |  | Active Application | Trade Secret | Trade |  |  | Residential |  |  | 2024
20263-228838-01 | Xcel Energy | 85 | 13781 | IOU | 03123422 | 527 | Solar |  |  | Interconnected | Edina | Trade | EDA | EDA085 | Community Solar Garden | Solar*Rewards Community | Trade Secret | 2016 | 2018
20263-228838-01 |  |  |  |  | 03129768 |  | Other |  |  | Active Application | Trade Secret | Trade | WAS | WAS092 | Residential |  |  | 2014
20263-228838-01 |  |  |  |  | 04760458 |  |  |  |  | Active Application | Trade Secret | Trade |  |  | Residential |  |  | 2021
20263-228838-01 |  |  |  |  | 04785746 |  | Solar |  |  | Active Application | Trade Secret | Trade |  |  | Residential | Solar*Rewards |  | 2021
20263-228838-01 | Xcel Energy | 85 | 13781 | IOU | 04196837 | 1000 | Solar |  |  | Active Application | Trade Secret | Trade | CLC | CLC221 | Community Solar Garden | Solar*Rewards Community | Trade Secret | 2020
20263-228838-01 | Xcel Energy | 85 | 13781 | IOU | SRC051999 | 1000 | Solar |  |  | Withdrawn | Trade Secret | Trade |  |  | Community Solar Garden | Solar*Rewards Community | Trade Secret | 2016
20263-228838-01 | Xcel Energy | 85 | 13781 | IOU | SRC067627 | 1000 | Solar |  |  | Withdrawn | Trade Secret | Trade |  |  | Community Solar Garden | Solar*Rewards Community | Trade Secret | 2018
20263-228838-01 | Xcel Energy | 85 | 13781 | IOU | 03126973 | 1000 | Solar |  |  | Interconnected | Monticello | Trade | LAP | LAP311 | Community Solar Garden | Solar*Rewards Community | Trade Secret | 2015 | 2018
20263-228838-01 | Xcel Energy | 85 | 13781 | IOU | SRC039464 | 1000 | Solar |  |  | Withdrawn | Trade Secret | Trade | SWN | SWN022 | Community Solar Garden | Solar*Rewards Community | Trade Secret | 2015
20263-228838-01 | Xcel Energy | 85 | 13781 | IOU | SRC041279 | 1000 | Solar |  |  | Withdrawn | Trade Secret | Trade | WWK | WWK321 | Community Solar Garden | Solar*Rewards Community | Trade Secret | 2015
20263-228838-01 | Xcel Energy | 85 | 13781 | IOU | 03128090 | 1000 | Solar |  |  | Interconnected | Sartell | Trade | MHW | MHW312 | Community Solar Garden | Solar*Rewards Community | Trade Secret | 2015 | 2019
20263-228838-01 | Xcel Energy | 85 | 13781 | IOU | 03430707 | 453 | Solar |  |  | Interconnected | Osakis | Trade | DGC | DGC061 | Community Solar Garden | Solar*Rewards Community | Trade Secret | 2019 | 2022
20263-228838-01 | Xcel Energy | 85 | 13781 | IOU | OID3387030 | 9.94 | Solar |  |  | Withdrawn | Trade Secret | Trade | ALK | ALK067 | Residential | Solar*Rewards | Trade Secret | 2018
20263-228838-01 | Xcel Energy | 85 | 13781 | IOU | 05566270 | 11.02 | Solar |  |  | Interconnected | Trade Secret | Trade | RPO | RPO311 | Residential |  | Trade Secret | 2023 | 2023
20263-228838-01 | Xcel Energy | 85 | 13781 | IOU | 05618497 | 5.376 | Solar |  |  | Interconnected | Trade Secret | Trade | GSL | GSL341 | Residential |  | Trade Secret | 2023 | 2023
20263-228838-01 | Xcel Energy | 85 | 13781 | IOU | 03131432 | 2.962 | Solar |  |  | Interconnected | Trade Secret | Trade | MEL | MEL061 | Residential | Solar*Rewards | Trade Secret | 2017 | 2019
20263-228838-01 | Xcel Energy | 85 | 13781 | IOU | 05402952 | 150 | Solar |  |  | Interconnected | Trade Secret | Trade | KOL | KOL063 | Commercial |  | Trade Secret | 2023 | 2024
20263-228838-01 | Xcel Energy | 85 | 13781 | IOU | 03474754 | 9.28 | Solar |  |  | Interconnected | Trade Secret | Trade | GNL | GNL071 | Residential | Solar*Rewards | Trade Secret | 2019 | 2020
20263-228838-01 | Xcel Energy | 85 | 13781 | IOU | 04996159 | 19.21 | Solar |  | X | Interconnected | Trade Secret | Trade | EXC | EXC062 | Residential | Solar*Rewards | Trade Secret | 2022 | 2022
20263-228838-01 | Xcel Energy | 85 | 13781 | IOU | 04793729 | 15.232 | Solar |  |  | Withdrawn | Trade Secret | Trade | EXC | EXC062 | Residential | Solar*Rewards | Trade Secret | 2022
20263-228838-01 | Xcel Energy | 85 | 13781 | IOU | 05357424 | 9.994 | Solar |  |  | Interconnected | Trade Secret | Trade | AHI | AHI025 | Residential | Solar*Rewards | Trade Secret | 2023 | 2023
20263-228838-01 | Xcel Energy | 85 | 13781 | IOU | 06218562 | 9.29 | Solar |  |  | Interconnected | Trade Secret | Trade | SAK | SAK321 | Residential |  | Trade Secret | 2025 | 2025
20263-228838-01 | Xcel Energy | 85 | 13781 | IOU | OID3368834 | 9.94 | Solar |  |  | Withdrawn | Trade Secret | Trade | ALK | ALK067 | Residential | Solar*Rewards | Trade Secret | 2018
20263-228838-01 | Xcel Energy | 85 | 13781 | IOU | 05819752 | 4.886 | Solar |  |  | Interconnected | Trade Secret | Trade | HWW | HWW073 | Residential | Solar*Rewards | Trade Secret | 2024 | 2024
20263-228838-01 | Xcel Energy | 85 | 13781 | IOU | 03132736 | 8.12 | Solar |  |  | Interconnected | Trade Secret | Trade | HOL | HOL062 | Residential | Solar*Rewards | Trade Secret | 2018 | 2019
20263-228838-01 | Xcel Energy | 85 | 13781 | IOU | 05433744 | 4.64 | Solar |  |  | Interconnected | Trade Secret | Trade | LOK | LOK062 | Residential |  | Trade Secret | 2023 | 2023
20263-228838-01 | Xcel Energy | 85 | 13781 | IOU | 03186513 | 7.616 | Solar |  |  | Interconnected | Trade Secret | Trade | SOU | SOU064 | Residential | Solar*Rewards | Trade Secret | 2019 | 2019
20263-228838-01 | Xcel Energy | 85 | 13781 | IOU | 05672671 | 8.32 | Solar |  |  | Interconnected | Trade Secret | Trade | RPO | RPO311 | Residential |  | Trade Secret | 2024 | 2024
20263-228838-01 | Xcel Energy | 85 | 13781 | IOU | 03753896 | 6.09 | Solar |  |  | Interconnected | Trade Secret | Trade | CGR | CGR063 | Residential | Solar*Rewards | Trade Secret | 2020 | 2020
20263-228838-01 | Xcel Energy | 85 | 13781 | IOU | 03131433 | 2.962 | Solar |  |  | Interconnected | Trade Secret | Trade | MEL | MEL061 | Residential | Solar*Rewards | Trade Secret | 2017 | 2019
20263-228838-01 | Xcel Energy | 85 | 13781 | IOU | 04982430 | 5.584 | Solar |  |  | Interconnected | Trade Secret | Trade | ALK | ALK072 | Residential | Solar*Rewards | Trade Secret | 2022 | 2022
20263-228838-01 | Xcel Energy | 85 | 13781 | IOU | 05429956 | 9.994 | Solar |  |  | Interconnected | Trade Secret | Trade | WES | WES074 | Residential |  | Trade Secret | 2023 | 2023
20263-228838-01 | Xcel Energy | 85 | 13781 | IOU | 03247526 | 14 | Solar |  |  | Interconnected | Trade Secret | Trade | FIC | FIC021 | Residential | Solar*Rewards | Trade Secret | 2019 | 2020
20263-228838-01 | Xcel Energy | 85 | 13781 | IOU | OID3644021 | 14 | Solar |  |  | Withdrawn | Trade Secret | Trade | FIC | FIC021 | Commercial | Solar*Rewards | Trade Secret | 2018
20263-228838-01 | Xcel Energy | 85 | 13781 | IOU | OID3774899 | 39.998 | Solar |  |  | Withdrawn | Trade Secret | Trade | WIL | WIL062 | Commercial | Solar*Rewards | Trade Secret | 2019
20263-228838-01 | Xcel Energy | 85 | 13781 | IOU | 03158078 | 39.998 | Solar |  |  | Interconnected | Trade Secret | Trade | WIL | WIL062 | Commercial | Solar*Rewards | Trade Secret | 2019 | 2019
20263-228838-01 | Xcel Energy | 85 | 13781 | IOU | 05988759 | 3.84 | Solar |  |  | Interconnected | Trade Secret | Trade | WTN | WTN062 | Residential | Solar*Rewards | Trade Secret | 2024 | 2025
20263-228838-01 | Xcel Energy | 85 | 13781 | IOU | 03188134 | 9.94 | Solar |  |  | Interconnected | Trade Secret | Trade | AFT | AFT315 | Residential | Solar*Rewards | Trade Secret | 2019 | 2019
20263-228838-01 | Xcel Energy | 85 | 13781 | IOU | 05535178 | 4.095 | Solar |  |  | Interconnected | Trade Secret | Trade | TWL | TWL073 | Residential |  | Trade Secret | 2023 | 2023
20263-228838-01 | Xcel Energy | 85 | 13781 | IOU | 03363180 | 9.994 | Solar |  |  | Interconnected | Trade Secret | Trade | HUG | HUG322 | Residential | Solar*Rewards | Trade Secret | 2019 | 2020
20263-228838-01 | Xcel Energy | 85 | 13781 | IOU | OID3934651 | 11.39 | Solar |  |  | Withdrawn | Trade Secret | Trade | HUG | HUG322 | Residential | Solar*Rewards | Trade Secret | 2019
20263-228838-01 | Xcel Energy | 85 | 13781 | IOU | OID4028147 | 11.41 | Solar |  |  | Withdrawn | Trade Secret | Trade | HUG | HUG322 | Residential | Solar*Rewards | Trade Secret | 2019
20263-228838-01 | Xcel Energy | 85 | 13781 | IOU | 06034639 | 11.5 | Storage |  |  | Active Application | Trade Secret | Trade |  |  | Residential |  | Trade Secret | 2024
20263-228838-01 | Xcel Energy | 85 | 13781 | IOU | 06007155 | 11.5 | Storage |  |  | Interconnected | Trade Secret | Trade | HUG | HUG321 | Residential |  | Trade Secret | 2024 | 2025
20263-228838-01 | Xcel Energy | 85 | 13781 | IOU | 05259181 | 6.4 | Solar |  |  | Interconnected | Trade Secret | Trade | RRK | RRK082 | Residential |  | Trade Secret | 2022 | 2023
20263-228838-01 | Xcel Energy | 85 | 13781 | IOU | 06279533 | 5.76 | Solar |  |  | Active Application | Trade Secret | Trade | LOK | LOK062 | Residential |  | Trade Secret | 2025
20263-228838-01 | Xcel Energy | 85 | 13781 | IOU | 04763634 | 4.8 | Solar |  |  | Active Application | Trade Secret | Trade | CHI | CHI311 | Residential |  | Trade Secret | 2021
20263-228838-01 | Xcel Energy | 85 | 13781 | IOU | 04162382 | 25 | Solar |  |  | Interconnected | Trade Secret | Trade | ALD | ALD073 | Residential | Solar*Rewards | Trade Secret | 2021 | 2025
20263-228838-01 | Xcel Energy | 85 | 13781 | IOU | 05422529 | 11.05 | Solar |  |  | Interconnected | Trade Secret | Trade | RPO | RPO312 | Residential | Solar*Rewards | Trade Secret | 2023 | 2023
20263-228838-01 | Xcel Energy | 85 | 13781 | IOU | 06059952 | 9.489 | Solar |  |  | Interconnected | Trade Secret | Trade | SLP | SLP082 | Residential | Solar*Rewards | Trade Secret | 2025 | 2025
20263-228838-01 | Xcel Energy | 85 | 13781 | IOU | 04857473 | 8.725 | Solar |  |  | Interconnected | Trade Secret | Trade | HUG | HUG311 | Residential | Solar*Rewards | Trade Secret | 2022 | 2023
20263-228838-01 | Xcel Energy | 85 | 13781 | IOU | 03390603 | 199.8 | Solar |  |  | Interconnected | Trade Secret | Trade | WIL | WIL079 | Commercial |  | Trade Secret | 2019 | 2020
20263-228838-01 |  |  |  |  | OID3982943 |  | Solar |  |  | Withdrawn | Trade Secret | Trade | WIL | WIL079 | Commercial |  |  | 2019
20263-228838-01 | Xcel Energy | 85 | 13781 | IOU | 06089705 | 8.448 | Solar |  |  | Active Application | Trade Secret | Trade | HUG | HUG321 | Residential |  | Trade Secret | 2025
20263-228838-01 | Xcel Energy | 85 | 13781 | IOU | 06093247 | 8.448 | Solar |  |  | Active Application | Trade Secret | Trade | HUG | HUG321 | Residential | Solar*Rewards | Trade Secret | 2025
20263-228838-01 | Xcel Energy | 85 | 13781 | IOU | 04984320 | 18.27 | Solar |  |  | Interconnected | Trade Secret | Trade | FAP | FAP062 | Residential |  | Trade Secret | 2022 | 2022
20263-228838-01 | Xcel Energy | 85 | 13781 | IOU | 05357134 | 4.64 | Solar |  |  | Interconnected | Trade Secret | Trade | ALD | ALD093 | Residential | Solar*Rewards | Trade Secret | 2023 | 2023
20263-228838-01 | Xcel Energy | 85 | 13781 | IOU | 04793599 | 6 | Solar |  |  | Interconnected | Trade Secret | Trade | ALD | ALD088 | Residential | Solar*Rewards | Trade Secret | 2022 | 2022
20263-228838-01 | Xcel Energy | 85 | 13781 | IOU | 05554454 | 9.135 | Solar |  |  | Interconnected | Trade Secret | Trade | EDA | EDA063 | Residential | Solar*Rewards | Trade Secret | 2023 | 2023
20263-228838-01 | Xcel Energy | 85 | 13781 | IOU | 06201960 | 11.5 | Storage |  |  | Active Application | Trade Secret | Trade | EDA | EDA063 | Residential |  | Trade Secret | 2025
20263-228838-01 | Xcel Energy | 85 | 13781 | IOU | 04049095 | 6.96 | Solar |  |  | Interconnected | Trade Secret | Trade | MPK | MPK082 | Residential |  | Trade Secret | 2020 | 2021
20263-228838-01 | Xcel Energy | 85 | 13781 | IOU | 05293239 | 3.19 | Solar |  |  | Interconnected | Trade Secret | Trade | RMT | RMT321 | Residential |  | Trade Secret | 2022 | 2023
20263-228838-01 | Xcel Energy | 85 | 13781 | IOU | 05989380 | 5.76 | Solar |  |  | Active Application | Trade Secret | Trade | WTN | WTN062 | Residential | Solar*Rewards | Trade Secret | 2024
20263-228838-01 | Xcel Energy | 85 | 13781 | IOU | 05588068 | 5 | Solar |  |  | Interconnected | Trade Secret | Trade | TWL | TWL089 | Residential |  | Trade Secret | 2023 | 2024
20263-228838-01 | Xcel Energy | 85 | 13781 | IOU | 05157859 | 5.584 | Solar |  |  | Active Application | Trade Secret | Trade | NOF | NOF061 | Residential |  | Trade Secret | 2022
20263-228838-01 | Xcel Energy | 85 | 13781 | IOU | 03289479 | 825 | Solar |  |  | Interconnected | Trade Secret | Trade | TER | TER075 | Commercial |  | Trade Secret | 2019 | 2022
20263-228838-01 | Xcel Energy | 85 | 13781 | IOU | 05617936 | 7.56 | Solar |  |  | Interconnected | Trade Secret | Trade | RMT | RMT321 | Residential |  | Trade Secret | 2023 | 2024
20263-228838-01 | Xcel Energy | 85 | 13781 | IOU | 05648400 | 13.86 | Solar |  |  | Interconnected | Trade Secret | Trade | HUG | HUG311 | Residential |  | Trade Secret | 2023 | 2024
20263-228838-01 | Xcel Energy | 85 | 13781 | IOU | 05310641 | 5.12 | Solar |  |  | Active Application | Trade Secret | Trade | NOF | NOF061 | Residential |  | Trade Secret | 2022
20263-228838-01 | Xcel Energy | 85 | 13781 | IOU | 05310005 | 5.22 | Solar |  |  | Interconnected | Trade Secret | Trade | CGR | CGR072 | Residential |  | Trade Secret | 2022 | 2023
20263-228838-01 | Xcel Energy | 85 | 13781 | IOU | 05645852 | 5.67 | Solar |  |  | Interconnected | Trade Secret | Trade | ECK | ECK322 | Residential |  | Trade Secret | 2023 | 2024
20263-228838-01 | Xcel Energy | 85 | 13781 | IOU | 05536916 | 4.725 | Solar |  |  | Interconnected | Trade Secret | Trade | WCR | WCR063 | Residential | Solar*Rewards | Trade Secret | 2023 | 2024
20263-228838-01 | Xcel Energy | 85 | 13781 | IOU | 04793550 | 6.09 | Solar |  |  | Interconnected | Trade Secret | Trade | TWL | TWL062 | Residential | Solar*Rewards | Trade Secret | 2022 | 2023
20263-228838-01 | Xcel Energy | 85 | 13781 | IOU | 05601801 | 2.32 | Solar |  |  | Interconnected | Trade Secret | Trade | LAP | LAP311 | Residential |  | Trade Secret | 2023 | 2024
20263-228838-01 | Xcel Energy | 85 | 13781 | IOU | 04841755 | 39.222 | Solar |  |  | Interconnected | Trade Secret | Trade | SOU | SOU088 | Commercial | Solar*Rewards | Trade Secret | 2022 | 2024
20263-228838-01 | Xcel Energy | 85 | 13781 | IOU | 04841848 | 34.17 | Solar |  |  | Interconnected | Trade Secret | Trade | SOU | SOU088 | Commercial |  | Trade Secret | 2022 | 2024
20263-228838-01 | Xcel Energy | 85 | 13781 | IOU | 06026517 | 5.314 | Solar |  |  | Interconnected | Trade Secret | Trade | CGR | CGR071 | Residential |  | Trade Secret | 2024 | 2025
20263-228838-01 | Xcel Energy | 85 | 13781 | IOU | 05811831 | 6.144 | Solar |  |  | Active Application | Trade Secret | Trade | CGR | CGR071 | Residential | Solar*Rewards | Trade Secret | 2024
20263-228838-01 | Xcel Energy | 85 | 13781 | IOU | 06268901 | 16 | Storage |  |  | Active Application | Trade Secret | Trade | AFT | AFT322 | Residential |  | Trade Secret | 2025
20263-228838-01 | Xcel Energy | 85 | 13781 | IOU | 04793521 | 13.96 | Solar |  |  | Interconnected | Trade Secret | Trade | AHI | AHI025 | Commercial | Solar*Rewards | Trade Secret | 2022 | 2023
20263-228838-01 | Xcel Energy | 85 | 13781 | IOU | 05363872 | 17.61 | Solar |  |  | Interconnected | Trade Secret | Trade | TWL | TWL062 | Commercial | Solar*Rewards | Trade Secret | 2023 | 2024
20263-228838-01 | Xcel Energy | 85 | 13781 | IOU | 05363493 | 17.61 | Solar |  |  | Interconnected | Trade Secret | Trade | MDT | MDT061 | Commercial | Solar*Rewards | Trade Secret | 2023 | 2024
20263-228838-01 | Xcel Energy | 85 | 13781 | IOU | 05851416 | 9.994 | Solar |  |  | Active Application | Trade Secret | Trade | KOL | KOL073 | Residential |  | Trade Secret | 2024
20263-228838-01 | Xcel Energy | 85 | 13781 | IOU | 05716197 | 39.999 | Solar |  |  | Interconnected | Trade Secret | Trade | WRR | WRR074 | Commercial |  | Trade Secret | 2024 | 2025
20263-228838-01 | Xcel Energy | 85 | 13781 | IOU | 05771063 | 6.677 | Solar |  |  | Withdrawn | Trade Secret | Trade | CGR | CGR072 | Residential |  | Trade Secret | 2024
20263-228838-01 | Xcel Energy | 85 | 13781 | IOU | 05761724 | 6.677 | Solar |  |  | Withdrawn | Trade Secret | Trade | CGR | CGR072 | Residential |  | Trade Secret | 2024
20263-228838-01 | Xcel Energy | 85 | 13781 | IOU | 05771139 | 6.677 | Solar |  |  | Interconnected | Trade Secret | Trade | CGR | CGR072 | Residential | Solar*Rewards | Trade Secret | 2024 | 2024
20263-228838-01 | Xcel Energy | 85 | 13781 | IOU | 05748984 | 6.677 | Solar |  |  | Withdrawn | Trade Secret | Trade | CGR | CGR072 | Residential | Solar*Rewards | Trade Secret | 2024
20263-228838-01 | Xcel Energy | 85 | 13781 | IOU | 05751488 | 6.912 | Solar |  |  | Interconnected | Trade Secret | Trade | CTR | CTR031 | Residential |  | Trade Secret | 2024 | 2024
20263-228838-01 | Xcel Energy | 85 | 13781 | IOU | 05560652 | 5.22 | Solar |  |  | Interconnected | Trade Secret | Trade | EXC | EXC062 | Commercial |  | Trade Secret | 2023 | 2023
20263-228838-01 | Xcel Energy | 85 | 13781 | IOU | 06234764 | 7.6 | Solar |  |  | Active Application | Trade Secret | Trade | WWK | WWK321 | Residential |  | Trade Secret | 2025
20263-228838-01 | Xcel Energy | 85 | 13781 | IOU | 06168255 | 9.869 | Solar |  |  | Interconnected | Trade Secret | Trade | EDA | EDA067 | Residential |  | Trade Secret | 2025 | 2025
20263-228838-01 | Xcel Energy | 85 | 13781 | IOU | 05381540 | 5.2 | Solar |  |  | Interconnected | Trade Secret | Trade | EDA | EDA067 | Residential | Solar*Rewards | Trade Secret | 2023 | 2024
20263-228838-01 | Xcel Energy | 85 | 13781 | IOU | 06207798 | 6.282 | Solar |  |  | Withdrawn | Trade Secret | Trade | SOU | SOU073 | Residential | Solar*Rewards | Trade Secret | 2025
20263-228838-01 | Xcel Energy | 85 | 13781 | IOU | 06224850 | 7.6 | Solar |  |  | Interconnected | Trade Secret | Trade | VMR | VMR062 | Residential |  | Trade Secret | 2025 | 2025
20263-228838-01 | Xcel Energy | 85 | 13781 | IOU | 06205825 | 11.866 | Solar |  |  | Interconnected | Trade Secret | Trade | MND | MND062 | Residential | Solar*Rewards | Trade Secret | 2025 | 2026
20263-228838-01 | Xcel Energy | 85 | 13781 | IOU | 04394142 | 20.59 | Solar |  |  | Interconnected | Trade Secret | Trade | ALD | ALD084 | Residential | Solar*Rewards | Trade Secret | 2021 | 2021
20263-228838-01 | Xcel Energy | 85 | 13781 | IOU | 03132864 | 2.88 | Solar |  |  | Interconnected | Trade Secret | Trade | APA | APA075 | Residential | Made in Minnesota | Trade Secret | 2018 | 2018
20263-228838-01 | Xcel Energy | 85 | 13781 | IOU | OID3022485 | 3.8 | Solar |  |  | Withdrawn | Trade Secret | Trade | APA | APA075 | Residential | Made in Minnesota | Trade Secret | 2017
20263-228838-01 | Xcel Energy | 85 | 13781 | IOU | 05616600 | 9.994 | Solar |  |  | Active Application | Trade Secret | Trade | WCR | WCR322 | Residential |  | Trade Secret | 2023
20263-228838-01 | Xcel Energy | 85 | 13781 | IOU | 03134027 | 18 | Solar |  |  | Interconnected | Trade Secret | Trade | WES | WES062 | Commercial | Solar*Rewards | Trade Secret | 2014 | 2015
20263-228838-01 | Xcel Energy | 85 | 13781 | IOU | 05315897 | 5.052 | Solar |  |  | Interconnected | Trade Secret | Trade | SLP | SLP092 | Residential |  | Trade Secret | 2022 | 2023
20263-228838-01 | Xcel Energy | 85 | 13781 | IOU | 06142035 | 2.657 | Solar |  | X | Active Application | Trade Secret | Trade | IDA | IDA073 | Residential |  | Trade Secret | 2025
20263-228838-01 | Xcel Energy | 85 | 13781 | IOU | 04690708 | 6.028 | Solar |  |  | Interconnected | Trade Secret | Trade | GVW | GVW023 | Residential |  | Trade Secret | 2021 | 2022
20263-228838-01 | Xcel Energy | 85 | 13781 | IOU | 04793497 | 17.61 | Solar |  |  | Interconnected | Trade Secret | Trade | RWD | RWD081 | Residential | Solar*Rewards | Trade Secret | 2022 | 2022
20263-228838-01 | Xcel Energy | 85 | 13781 | IOU | 05859921 | 5.052 | Solar |  |  | Interconnected | Trade Secret | Trade | WCR | WCR062 | Residential |  | Trade Secret | 2024 | 2025
20263-228838-01 | Xcel Energy | 85 | 13781 | IOU | 05900093 | 5.052 | Solar |  |  | Active Application | Trade Secret | Trade | WCR | WCR062 | Residential |  | Trade Secret | 2024
20263-228838-01 | Xcel Energy | 85 | 13781 | IOU | 05293250 | 6.67 | Solar |  |  | Interconnected | Trade Secret | Trade | SOU | SOU075 | Residential |  | Trade Secret | 2022 | 2023
20263-228838-01 | Xcel Energy | 85 | 13781 | IOU | 06183521 | 8.027 | Solar |  |  | Interconnected | Trade Secret | Trade | SLP | SLP092 | Residential | Solar*Rewards | Trade Secret | 2025 | 2025
20263-228838-01 | Xcel Energy | 85 | 13781 | IOU | 06207595 | 8.324 | Solar |  |  | Interconnected | Trade Secret | Trade | WSG | WSG063 | Residential |  | Trade Secret | 2025 | 2025
20263-228838-01 | Xcel Energy | 85 | 13781 | IOU | 03133590 | 2.1 | Solar |  |  | Interconnected | Trade Secret | Trade | SLP | SLP092 | Residential | Solar*Rewards | Trade Secret | 2011 | 2012
20263-228838-01 | Xcel Energy | 85 | 13781 | IOU | 06327028 | 8.376 | Solar |  |  | Active Application | Trade Secret | Trade | EDA | EDA067 | Residential | Solar*Rewards | Trade Secret | 2026
20263-228838-01 | Xcel Energy | 85 | 13781 | IOU | 03209868 | 7.616 | Solar |  |  | Interconnected | Trade Secret | Trade | GNL | GNL062 | Residential | Solar*Rewards | Trade Secret | 2019 | 2019
20263-228838-01 | Xcel Energy | 85 | 13781 | IOU | 06262693 | 13.056 | Solar |  |  | Active Application | Trade Secret | Trade | MPK | MPK063 | Residential |  | Trade Secret | 2025
20263-228838-01 | Xcel Energy | 85 | 13781 | IOU | 06085339 | 4.188 | Solar |  |  | Interconnected | Trade Secret | Trade | UPP | UPP084 | Residential |  | Trade Secret | 2025 | 2025
20263-228838-01 | Xcel Energy | 85 | 13781 | IOU | 03133951 | 2.88 | Solar |  |  | Interconnected | Trade Secret | Trade | STY | STY061 | Residential | Solar*Rewards | Trade Secret | 2014 | 2014
20263-228838-01 | Xcel Energy | 85 | 13781 | IOU | 03134283 | 2.88 | Solar |  |  | Interconnected | Trade Secret | Trade | MPK | MPK086 | Residential | Made in Minnesota | Trade Secret | 2015 | 2015
20263-228838-01 | Xcel Energy | 85 | 13781 | IOU | 05215829 | 10.88 | Solar |  |  | Interconnected | Trade Secret | Trade | CHE | CHE064 | Residential |  | Trade Secret | 2022 | 2023
20263-228838-01 | Xcel Energy | 85 | 13781 | IOU | 03135088 | 3.8 | Solar |  |  | Interconnected | Trade Secret | Trade | TWL | TWL075 | Residential | Solar*Rewards | Trade Secret | 2016 | 2016
20263-228838-01 | Xcel Energy | 85 | 13781 | IOU | 06183800 | 22.8 | Storage |  |  | Active Application | Trade Secret | Trade | OPK | OPK077 | Commercial |  | Trade Secret | 2025
20263-228838-01 |  |  |  |  | 06067335 |  |  |  |  | Withdrawn | Trade Secret | Trade | OPK | OPK077 | Commercial |  |  | 2025
20263-228838-01 | Xcel Energy | 85 | 13781 | IOU | 06072247 | 21.387 | Solar |  |  | Withdrawn | Trade Secret | Trade | OPK | OPK077 | Commercial |  | Trade Secret | 2025
20263-228838-01 | Xcel Energy | 85 | 13781 | IOU | 03130733 | 800 | Natural Gas |  |  | Interconnected | Trade Secret | Trade | GVW | GVW021 | Commercial |  | Trade Secret | 2004 | 2005
20263-228838-01 | Xcel Energy | 85 | 13781 | IOU | 03132994 | 6 | Solar |  |  | Interconnected | Trade Secret | Trade | ALD | ALD088 | Residential | Solar*Rewards | Trade Secret | 2018 | 2019
20263-228838-01 | Xcel Energy | 85 | 13781 | IOU | 06171289 | 7.548 | Solar |  |  | Interconnected | Trade Secret | Trade | CHE | CHE076 | Residential | Solar*Rewards | Trade Secret | 2025 | 2025
20263-228838-01 | Xcel Energy | 85 | 13781 | IOU | 03290816 | 10.44 | Solar |  |  | Interconnected | Trade Secret | Trade | BCR | BCR063 | Residential | Solar*Rewards | Trade Secret | 2019 | 2020
20263-228838-01 | Xcel Energy | 85 | 13781 | IOU | 06187932 | 10.121 | Solar |  |  | Interconnected | Trade Secret | Trade | EDA | EDA075 | Residential | Solar*Rewards | Trade Secret | 2025 | 2025
20263-228838-01 | Xcel Energy | 85 | 13781 | IOU | 05712574 | 3.936 | Solar |  |  | Active Application | Trade Secret | Trade | RIV | RIV063 | Residential | Solar*Rewards | Trade Secret | 2024
20263-228838-01 | Xcel Energy | 85 | 13781 | IOU | 04999712 | 7.616 | Solar |  |  | Active Application | Trade Secret | Trade | SCA | SCA021 | Residential | Solar*Rewards | Trade Secret | 2022
20263-228838-01 | Xcel Energy | 85 | 13781 | IOU | 05434047 | 10.08 | Solar |  |  | Withdrawn | Trade Secret | Trade | SAV | SAV069 | Residential | Solar*Rewards | Trade Secret | 2023
20263-228838-01 | Xcel Energy | 85 | 13781 | IOU | 04319624 | 15.95 | Solar |  |  | Interconnected | Trade Secret | Trade | HOL | HOL061 | Residential | Solar*Rewards | Trade Secret | 2021 | 2021
20263-228838-01 | Xcel Energy | 85 | 13781 | IOU | 06178501 | 4.934 | Solar |  |  | Interconnected | Trade Secret | Trade | KOL | KOL061 | Residential |  | Trade Secret | 2025 | 2025
20263-228838-01 | Xcel Energy | 85 | 13781 | IOU | 03632690 | 6 | Solar |  |  | Active Application | Trade Secret | Trade | IDA | IDA072 | Commercial | Solar*Rewards | Trade Secret | 2020
20263-228838-01 | Xcel Energy | 85 | 13781 | IOU | 03621903 | 7.616 | Solar |  |  | Interconnected | Trade Secret | Trade | WOB | WOB021 | Residential | Solar*Rewards | Trade Secret | 2020 | 2020
20263-228838-01 | Xcel Energy | 85 | 13781 | IOU | 05941139 | 6.046 | Solar |  |  | Active Application | Trade Secret | Trade | WDY | WDY321 | Residential |  | Trade Secret | 2024
20263-228838-01 | Xcel Energy | 85 | 13781 | IOU | 06104396 | 3.936 | Solar |  |  | Withdrawn | Trade Secret | Trade | SOU | SOU064 | Residential | Solar*Rewards | Trade Secret | 2025
20263-228838-01 | Xcel Energy | 85 | 13781 | IOU | 06119214 | 3.936 | Solar |  |  | Interconnected | Trade Secret | Trade | SOU | SOU064 | Residential |  | Trade Secret | 2025 | 2025
20263-228838-01 | Xcel Energy | 85 | 13781 | IOU | 04237315 | 6.05 | Solar |  |  | Interconnected | Trade Secret | Trade | CTR | CTR021 | Residential | Solar*Rewards | Trade Secret | 2020 | 2021
20263-228838-01 | Xcel Energy | 85 | 13781 | IOU | 05948908 | 3.48 | Solar |  |  | Interconnected | Trade Secret | Trade | SOU | SOU061 | Residential | Solar*Rewards | Trade Secret | 2024 | 2024
20263-228838-01 | Xcel Energy | 85 | 13781 | IOU | 06217464 | 8.376 | Solar |  |  | Interconnected | Trade Secret | Trade | AHI | AHI022 | Residential |  | Trade Secret | 2025 | 2026
20263-228838-01 | Xcel Energy | 85 | 13781 | IOU | 03132557 | 5 | Solar |  |  | Interconnected | Trade Secret | Trade | MPK | MPK082 | Residential | Solar*Rewards | Trade Secret | 2018 | 2018
20263-228838-01 | Xcel Energy | 85 | 13781 | IOU | 05167393 | 14.79 | Solar |  |  | Interconnected | Trade Secret | Trade | HUG | HUG312 | Residential |  | Trade Secret | 2022 | 2023
20263-228838-01 | Xcel Energy | 85 | 13781 | IOU | 05194131 | 8.94 | Solar |  |  | Interconnected | Trade Secret | Trade | WCR | WCR322 | Residential |  | Trade Secret | 2022 | 2023
20263-228838-01 | Xcel Energy | 85 | 13781 | IOU | 06036891 | 7.838 | Solar |  |  | Withdrawn | Trade Secret | Trade | HUG | HUG311 | Residential | Solar*Rewards | Trade Secret | 2024
20263-228838-01 | Xcel Energy | 85 | 13781 | IOU | 06042751 | 7.838 | Solar |  |  | Interconnected | Trade Secret | Trade | HUG | HUG311 | Residential |  | Trade Secret | 2025 | 2025
20263-228838-01 | Xcel Energy | 85 | 13781 | IOU | 03791225 | 3.19 | Solar |  |  | Interconnected | Trade Secret | Trade | SAV | SAV071 | Residential | Solar*Rewards | Trade Secret | 2020 | 2021
20263-228838-01 | Xcel Energy | 85 | 13781 | IOU | 05554150 | 3.78 | Solar |  |  | Interconnected | Trade Secret | Trade | WES | WES061 | Residential |  | Trade Secret | 2023 | 2023
20263-228838-01 | Xcel Energy | 85 | 13781 | IOU | 03133831 | 31.5 | Solar |  |  | Interconnected | Trade Secret | Trade | ZUF | ZUF021 | Residential | Made in Minnesota | Trade Secret | 2014 | 2014
20263-228838-01 | Xcel Energy | 85 | 13781 | IOU | 03132109 | 6 | Solar |  |  | Interconnected | Trade Secret | Trade | ALD | ALD092 | Residential | Made in Minnesota | Trade Secret | 2017 | 2017
20263-228838-01 | Xcel Energy | 85 | 13781 | IOU | 04449293 | 10.73 | Solar |  |  | Active Application | Trade Secret | Trade | SOU | SOU087 | Residential | Solar*Rewards | Trade Secret | 2021
20263-228838-01 | Xcel Energy | 85 | 13781 | IOU | 04508662 | 10.73 | Solar |  |  | Interconnected | Trade Secret | Trade | SOU | SOU087 | Residential |  | Trade Secret | 2021 | 2021
20263-228838-01 | Xcel Energy | 85 | 13781 | IOU | 06022075 | 3.141 | Solar |  |  | Interconnected | Trade Secret | Trade | MPK | MPK087 | Residential | Solar*Rewards | Trade Secret | 2024 | 2025
20263-228838-01 | Xcel Energy | 85 | 13781 | IOU | 05989727 | 3.747 | Solar |  |  | Interconnected | Trade Secret | Trade | IDA | IDA073 | Residential |  | Trade Secret | 2024 | 2025
20263-228838-01 | Xcel Energy | 85 | 13781 | IOU | 03133506 | 45 | Solar |  |  | Decommissioned | Trade Secret | Trade | EDA | EDA061 | Commercial | Solar*Rewards | Trade Secret | 2011 | 2012
20263-228838-01 | Xcel Energy | 85 | 13781 | IOU | 03134907 | 5 | Solar |  |  | Interconnected | Trade Secret | Trade | GNL | GNL071 | Residential | Made in Minnesota | Trade Secret | 2016 | 2016
20263-228838-01 | Xcel Energy | 85 | 13781 | IOU | 04073905 | 13.741 | Solar |  |  | Interconnected | Trade Secret | Trade | RAM | RAM071 | Residential | Solar*Rewards | Trade Secret | 2020 | 2020
20263-228838-01 | Xcel Energy | 85 | 13781 | IOU | 06261763 | 4.935 | Solar |  |  | Interconnected | Trade Secret | Trade | WIL | WIL076 | Residential |  | Trade Secret | 2025 | 2025
20263-228838-01 | Xcel Energy | 85 | 13781 | IOU | 05278883 | 4.06 | Solar |  |  | Withdrawn | Trade Secret | Trade | RLK | RLK073 | Residential |  | Trade Secret | 2022
20263-228838-01 | Xcel Energy | 85 | 13781 | IOU | 05852668 | 9.994 | Solar |  |  | Interconnected | Trade Secret | Trade | RPO | RPO312 | Residential |  | Trade Secret | 2024 | 2025
20263-228838-01 | Xcel Energy | 85 | 13781 | IOU | 03133911 | 36 | Solar |  |  | Interconnected | Trade Secret | Trade | GVW | GVW032 | Commercial | Made in Minnesota | Trade Secret | 2014 | 2014
20263-228838-01 |  |  |  |  | 05900165 |  | Solar |  |  | Withdrawn | Trade Secret | Trade | WCR | WCR322 | Residential | Solar*Rewards |  | 2024
20263-228838-01 | Xcel Energy | 85 | 13781 | IOU | 05901062 | 11.904 | Solar |  |  | Interconnected | Trade Secret | Trade | WCR | WCR322 | Residential |  | Trade Secret | 2024 | 2024
20263-228838-01 | Xcel Energy | 85 | 13781 | IOU | 04127867 | 5 | Solar |  |  | Interconnected | Trade Secret | Trade | WES | WES062 | Residential | Solar*Rewards | Trade Secret | 2021 | 2021
20263-228838-01 | Xcel Energy | 85 | 13781 | IOU | 06255654 | 10.38 | Solar |  |  | Active Application | Trade Secret | Trade | HSN | HSN311 | Residential |  | Trade Secret | 2025
20263-228838-01 | Xcel Energy | 85 | 13781 | IOU | 04997250 | 17.61 | Solar |  |  | Active Application | Trade Secret | Trade | LIL | LIL021 | Residential | Solar*Rewards | Trade Secret | 2022
20263-228838-01 | Xcel Energy | 85 | 13781 | IOU | 05795057 | 5.76 | Solar |  |  | Interconnected | Trade Secret | Trade | SOU | SOU081 | Residential | Solar*Rewards | Trade Secret | 2024 | 2024
20263-228838-01 | Xcel Energy | 85 | 13781 | IOU | 03139650 | 3.747 | Solar |  |  | Interconnected | Trade Secret | Trade | SLP | SLP082 | Residential | Solar*Rewards | Trade Secret | 2019 | 2019
20263-228838-01 | Xcel Energy | 85 | 13781 | IOU | OID3825629 | 5 | Solar |  |  | Withdrawn | Trade Secret | Trade | SLP | SLP082 | Residential | Solar*Rewards | Trade Secret | 2019
20263-228838-01 | Xcel Energy | 85 | 13781 | IOU | 05745794 | 9.216 | Solar |  |  | Interconnected | Trade Secret | Trade | HUG | HUG321 | Residential |  | Trade Secret | 2024 | 2024
20263-228838-01 | Xcel Energy | 85 | 13781 | IOU | 04974640 | 5.8 | Solar |  |  | Active Application | Trade Secret | Trade | ROC | ROC091 | Residential |  | Trade Secret | 2022
20263-228838-01 | Xcel Energy | 85 | 13781 | IOU | OID2250805 | 15 | Solar |  |  | Withdrawn | Trade Secret | Trade | WAB | WAB031 | Residential | Solar*Rewards | Trade Secret | 2015
20263-228838-01 | Xcel Energy | 85 | 13781 | IOU | 04793775 | 6.67 | Solar |  |  | Withdrawn | Trade Secret | Trade | CEL | CEL072 | Residential | Solar*Rewards | Trade Secret | 2022
20263-228838-01 | Xcel Energy | 85 | 13781 | IOU | 04874494 | 8.22 | Solar |  |  | Interconnected | Trade Secret | Trade | FSL | FSL312 | Residential | Solar*Rewards | Trade Secret | 2022 | 2022
20263-228838-01 | Xcel Energy | 85 | 13781 | IOU | 03135130 | 9.94 | Solar |  |  | Interconnected | Trade Secret | Trade | LOW | LOW021 | Commercial | Solar*Rewards | Trade Secret | 2016 | 2017
20263-228838-01 | Xcel Energy | 85 | 13781 | IOU | 04793996 | 4.64 | Solar |  |  | Interconnected | Trade Secret | Trade | WSG | WSG071 | Residential | Solar*Rewards | Trade Secret | 2022 | 2022
20263-228838-01 | Xcel Energy | 85 | 13781 | IOU | 05604755 | 6.93 | Solar |  |  | Interconnected | Trade Secret | Trade | RAM | RAM072 | Residential |  | Trade Secret | 2023 | 2024
20263-228838-01 | Xcel Energy | 85 | 13781 | IOU | 05949248 | 2.9 | Solar |  |  | Interconnected | Trade Secret | Trade | SOU | SOU064 | Residential | Solar*Rewards | Trade Secret | 2024 | 2024
20263-228838-01 | Xcel Energy | 85 | 13781 | IOU | 06166414 | 7.6 | Solar |  |  | Interconnected | Trade Secret | Trade | OAD | OAD073 | Residential | Solar*Rewards | Trade Secret | 2025 | 2025
20263-228838-01 | Xcel Energy | 85 | 13781 | IOU | 06227329 | 4.886 | Solar |  |  | Active Application | Trade Secret | Trade | SLP | SLP082 | Residential |  | Trade Secret | 2025
20263-228838-01 | Xcel Energy | 85 | 13781 | IOU | 03133930 | 3.5 | Solar |  |  | Interconnected | Trade Secret | Trade | ALD | ALD093 | Residential | Made in Minnesota | Trade Secret | 2014 | 2014
20263-228838-01 | Xcel Energy | 85 | 13781 | IOU | 04092322 | 5 | Solar |  |  | Interconnected | Trade Secret | Trade | CRL | CRL033 | Residential |  | Trade Secret | 2020 | 2021
20263-228838-01 | Xcel Energy | 85 | 13781 | IOU | 04250979 | 5.054 | Solar |  |  | Active Application | Trade Secret | Trade | CRL | CRL033 | Residential | Solar*Rewards | Trade Secret | 2020
20263-228838-01 | Xcel Energy | 85 | 13781 | IOU | OID2293495 | 18 | Solar |  |  | Withdrawn | Trade Secret | Trade | EDA | EDA085 | Commercial | Solar*Rewards | Trade Secret | 2015
20263-228838-01 | Xcel Energy | 85 | 13781 | IOU | 04991279 | 4.992 | Solar |  |  | Interconnected | Trade Secret | Trade | SAV | SAV069 | Residential | Solar*Rewards | Trade Secret | 2022 | 2022
20263-228838-01 | Xcel Energy | 85 | 13781 | IOU | 03131779 | 9.94 | Solar |  |  | Interconnected | Trade Secret | Trade | NOF | NOF071 | Residential | Made in Minnesota | Trade Secret | 2017 | 2018
20263-228838-01 | Xcel Energy | 85 | 13781 | IOU | 03947681 | 7.2 | Solar |  |  | Interconnected | Trade Secret | Trade | LLK | LLK071 | Residential | Solar*Rewards | Trade Secret | 2020 | 2020
20263-228838-01 | Xcel Energy | 85 | 13781 | IOU | OID2936059 | 17.57 | Solar |  |  | Withdrawn | Trade Secret | Trade | HUG | HUG321 | Residential | Solar*Rewards | Trade Secret | 2017
20263-228838-01 | Xcel Energy | 85 | 13781 | IOU | 04438207 | 39.999 | Solar |  |  | Interconnected | Trade Secret | Trade | LEX | LEX331 | Commercial | Solar*Rewards | Trade Secret | 2021 | 2021
20263-228838-01 | Xcel Energy | 85 | 13781 | IOU | 03886567 | 9.994 | Solar |  |  | Interconnected | Trade Secret | Trade | FSL | FSL311 | Residential | Solar*Rewards | Trade Secret | 2020 | 2021
20263-228838-01 | Xcel Energy | 85 | 13781 | IOU | 05590161 | 6.046 | Solar |  |  | Interconnected | Trade Secret | Trade | ALD | ALD084 | Residential | Solar*Rewards | Trade Secret | 2023 | 2023
20263-228838-01 | Xcel Energy | 85 | 13781 | IOU | 03132438 | 11.39 | Solar |  |  | Interconnected | Trade Secret | Trade | RLK | RLK069 | Residential | Solar*Rewards | Trade Secret | 2018 | 2018
20263-228838-01 | Xcel Energy | 85 | 13781 | IOU | 04964055 | 4.4 | Solar |  |  | Interconnected | Trade Secret | Trade | EXC | EXC062 | Residential | Solar*Rewards | Trade Secret | 2022 | 2022
20263-228838-01 | Xcel Energy | 85 | 13781 | IOU | 03131553 | 5 | Solar |  |  | Interconnected | Trade Secret | Trade | UPP | UPP083 | Residential | Made in Minnesota | Trade Secret | 2017 | 2018
20263-228838-01 | Xcel Energy | 85 | 13781 | IOU | 03132707 | 6 | Solar |  |  | Interconnected | Trade Secret | Trade | SAK | SAK321 | Commercial | Solar*Rewards | Trade Secret | 2018 | 2018
20263-228838-01 | Xcel Energy | 85 | 13781 | IOU | 04116414 | 2.16 | Solar |  |  | Interconnected | Trade Secret | Trade | SLP | SLP084 | Residential | Solar*Rewards | Trade Secret | 2021 | 2021
20263-228838-01 | Xcel Energy | 85 | 13781 | IOU | 06198978 | 11.766 | Solar |  |  | Active Application | Trade Secret | Trade | LEX | LEX063 | Residential | Solar*Rewards | Trade Secret | 2025
20263-228838-01 | Xcel Energy | 85 | 13781 | IOU | 04431595 | 8.22 | Solar |  |  | Interconnected | Trade Secret | Trade | AFT | AFT322 | Residential |  | Trade Secret | 2021 | 2021
20263-228838-01 | Xcel Energy | 85 | 13781 | IOU | 05157787 | 7.68 | Solar |  |  | Interconnected | Trade Secret | Trade | WCR | WCR322 | Residential |  | Trade Secret | 2022 | 2023
20263-228838-01 | Xcel Energy | 85 | 13781 | IOU | 06306924 | 3.84 | Solar |  |  | Active Application | Trade Secret | Trade | TER | TER071 | Residential |  | Trade Secret | 2025
20263-228838-01 | Xcel Energy | 85 | 13781 | IOU | 06106639 | 6.073 | Solar |  |  | Interconnected | Trade Secret | Trade | SOU | SOU083 | Residential | Solar*Rewards | Trade Secret | 2025 | 2025
20263-228838-01 | Xcel Energy | 85 | 13781 | IOU | 06007147 | 5.85 | Solar |  |  | Active Application | Trade Secret | Trade | HWW | HWW073 | Residential | Solar*Rewards | Trade Secret | 2024
20263-228838-01 | Xcel Energy | 85 | 13781 | IOU | 06080024 | 6.453 | Solar |  |  | Active Application | Trade Secret | Trade | HWW | HWW073 | Residential | Solar*Rewards | Trade Secret | 2025
20263-228838-01 | Xcel Energy | 85 | 13781 | IOU | 06018111 | 15.58 | Storage |  |  | Interconnected | Trade Secret | Trade | SOU | SOU079 | Residential |  | Trade Secret | 2024 | 2025
20263-228838-01 | Xcel Energy | 85 | 13781 | IOU | 03134354 | 4.08 | Solar |  |  | Interconnected | Trade Secret | Trade | SOU | SOU079 | Residential | Solar*Rewards | Trade Secret | 2015 | 2015
20263-228838-01 | Xcel Energy | 85 | 13781 | IOU | 04108157 | 7.616 | Solar |  |  | Interconnected | Trade Secret | Trade | RNV | RNV021 | Residential | Solar*Rewards | Trade Secret | 2020 | 2021
20263-228838-01 |  |  |  |  | OID3783217 |  | Solar |  |  | Withdrawn | Trade Secret | Trade | SOU | SOU084 | Residential | Solar*Rewards |  | 2019
20263-228838-01 | Xcel Energy | 85 | 13781 | IOU | 03145910 | 0.832 | Solar |  |  | Interconnected | Trade Secret | Trade | SOU | SOU084 | Residential | Solar*Rewards | Trade Secret | 2019 | 2020
20263-228838-01 | Xcel Energy | 85 | 13781 | IOU | 05333208 | 6.67 | Solar |  |  | Interconnected | Trade Secret | Trade | CHE | CHE076 | Residential |  | Trade Secret | 2022 | 2023
20263-228838-01 | Xcel Energy | 85 | 13781 | IOU | 06189965 | 2.657 | Solar |  |  | Interconnected | Trade Secret | Trade | STY | STY073 | Residential |  | Trade Secret | 2025 | 2025
20263-228838-01 | Xcel Energy | 85 | 13781 | IOU | 03130540 | 19.999 | Solar |  |  | Interconnected | Trade Secret | Trade | RAM | RAM072 | Commercial | Solar*Rewards | Trade Secret | 2018 | 2019
20263-228838-01 | Xcel Energy | 85 | 13781 | IOU | 03131366 | 19.999 | Solar |  |  | Interconnected | Trade Secret | Trade | RAM | RAM072 | Commercial | Solar*Rewards | Trade Secret | 2017 | 2017
20263-228838-01 | Xcel Energy | 85 | 13781 | IOU | 04282763 | 750 | Solar |  |  | Interconnected | Trade Secret | Trade | LEX | LEX332 | Commercial |  | Trade Secret | 2021 | 2022
20263-228838-01 | Xcel Energy | 85 | 13781 | IOU | 03131913 | 6 | Solar |  |  | Interconnected | Trade Secret | Trade | WYO | WYO032 | Residential | Solar*Rewards | Trade Secret | 2017 | 2017
20263-228838-01 | Xcel Energy | 85 | 13781 | IOU | 05610158 | 15 | Solar |  |  | Interconnected | Trade Secret | Trade | AFT | AFT314 | Residential |  | Trade Secret | 2024 | 2024
20263-228838-01 | Xcel Energy | 85 | 13781 | IOU | 04269009 | 6 | Solar |  |  | Interconnected | Trade Secret | Trade | LEX | LEX075 | Residential |  | Trade Secret | 2021 | 2021
20263-228838-01 | Xcel Energy | 85 | 13781 | IOU | 04183166 | 11.995 | Solar |  |  | Active Application | Trade Secret | Trade | DAN | DAN021 | Commercial | Solar*Rewards | Trade Secret | 2020
20263-228838-01 | Xcel Energy | 85 | 13781 | IOU | 06113051 | 7.678 | Solar |  |  | Interconnected | Trade Secret | Trade | AFT | AFT314 | Residential |  | Trade Secret | 2025 | 2025
20263-228838-01 | Xcel Energy | 85 | 13781 | IOU | 04641150 | 3.48 | Solar |  |  | Interconnected | Trade Secret | Trade | SOU | SOU087 | Residential |  | Trade Secret | 2021 | 2022
20263-228838-01 | Xcel Energy | 85 | 13781 | IOU | 05945953 | 12.913 | Solar |  |  | Interconnected | Trade Secret | Trade | CGR | CGR061 | Residential | Solar*Rewards | Trade Secret | 2024 | 2024
20263-228838-01 | Xcel Energy | 85 | 13781 | IOU | 03130923 | 65 | Natural Gas |  |  | Interconnected | Trade Secret | Trade | WIN | WIN023 | Commercial |  | Trade Secret | 2009 | 2009
20263-228838-01 | Xcel Energy | 85 | 13781 | IOU | 03133245 | 4.8 | Solar |  |  | Interconnected | Trade Secret | Trade | RPO | RPO312 | Residential | Solar*Rewards | Trade Secret | 2010 | 2010
20263-228838-01 | Xcel Energy | 85 | 13781 | IOU | 05475602 | 5 | Solar |  |  | Interconnected | Trade Secret | Trade | RPO | RPO312 | Residential | Solar*Rewards | Trade Secret | 2023 | 2023
20263-228838-01 | Xcel Energy | 85 | 13781 | IOU | 05241406 | 38 | Solar |  |  | Withdrawn | Trade Secret | Trade | EGL | EGL022 | Residential |  | Trade Secret | 2022
20263-228838-01 | Xcel Energy | 85 | 13781 | IOU | 04924754 | 8.12 | Solar |  |  | Interconnected | Trade Secret | Trade | NMC | NMC082 | Residential |  | Trade Secret | 2022 | 2022
20263-228838-01 | Xcel Energy | 85 | 13781 | IOU | 05506005 | 3.75 | Solar |  |  | Interconnected | Trade Secret | Trade | TWL | TWL063 | Residential | Solar*Rewards | Trade Secret | 2023 | 2023
20263-228838-01 | Xcel Energy | 85 | 13781 | IOU | 03134249 | 1.44 | Solar |  |  | Interconnected | Trade Secret | Trade | SOU | SOU083 | Residential | Solar*Rewards | Trade Secret | 2015 | 2016
20263-228838-01 | Xcel Energy | 85 | 13781 | IOU | 04087046 | 6 | Solar |  |  | Interconnected | Trade Secret | Trade | MND | MND061 | Residential | Solar*Rewards | Trade Secret | 2020 | 2021
20263-228838-01 |  |  |  |  | 04265462 |  | Solar |  |  | Active Application | Trade Secret | Trade | MND | MND061 | Residential | Solar*Rewards |  | 2020
20263-228838-01 | Xcel Energy | 85 | 13781 | IOU | 03132672 | 18 | Solar |  |  | Interconnected | Trade Secret | Trade | PRR | PRR063 | Commercial | Solar*Rewards | Trade Secret | 2018 | 2018
20263-228838-01 | Xcel Energy | 85 | 13781 | IOU | 03130609 | 9.94 | Solar |  |  | Interconnected | Trade Secret | Trade | PIP | PIP090 | Residential | Made in Minnesota | Trade Secret | 2016 | 2017
20263-228838-01 | Xcel Energy | 85 | 13781 | IOU | 03133835 | 30 | Solar |  |  | Interconnected | Trade Secret | Trade | DOC | DOC211 | Commercial | Made in Minnesota | Trade Secret | 2014 | 2014
20263-228838-01 | Xcel Energy | 85 | 13781 | IOU | 05818395 | 5.904 | Solar |  |  | Interconnected | Trade Secret | Trade | GLK | GLK074 | Residential | Solar*Rewards | Trade Secret | 2024 | 2024
20263-228838-01 | Xcel Energy | 85 | 13781 | IOU | 03133121 | 3.04 | Solar |  |  | Interconnected | Trade Secret | Trade | ALD | ALD088 | Residential | Solar*Rewards | Trade Secret | 2010 | 2010
20263-228838-01 | Xcel Energy | 85 | 13781 | IOU | 05495396 | 2.61 | Solar |  |  | Interconnected | Trade Secret | Trade | TWL | TWL063 | Residential |  | Trade Secret | 2023 | 2023
20263-228838-01 | Xcel Energy | 85 | 13781 | IOU | 05962027 | 6.832 | Solar |  |  | Interconnected | Trade Secret | Trade | MPK | MPK083 | Residential | Solar*Rewards | Trade Secret | 2024 | 2025
20263-228838-01 | Xcel Energy | 85 | 13781 | IOU | 05451042 | 7.04 | Solar |  |  | Interconnected | Trade Secret | Trade | PKL | PKL085 | Residential |  | Trade Secret | 2023 | 2023
20263-228838-01 | Xcel Energy | 85 | 13781 | IOU | 05852650 | 5.76 | Solar |  |  | Interconnected | Trade Secret | Trade | AFT | AFT322 | Residential | Solar*Rewards | Trade Secret | 2024 | 2024
20263-228838-01 | Xcel Energy | 85 | 13781 | IOU | 06067742 | 10.26 | Solar |  |  | Withdrawn | Trade Secret | Trade | ALD | ALD076 | Residential | Solar*Rewards | Trade Secret | 2025
20263-228838-01 | Xcel Energy | 85 | 13781 | IOU | 03276471 | 22.78 | Solar |  |  | Interconnected | Trade Secret | Trade | GLK | GLK071 | Commercial | Solar*Rewards | Trade Secret | 2019 | 2020
20263-228838-01 | Xcel Energy | 85 | 13781 | IOU | 05278937 | 6.67 | Solar |  |  | Interconnected | Trade Secret | Trade | SOU | SOU081 | Residential |  | Trade Secret | 2022 | 2022
20263-228838-01 | Xcel Energy | 85 | 13781 | IOU | 04802063 | 9.9 | Solar |  |  | Interconnected | Trade Secret | Trade | ALD | ALD084 | Residential |  | Trade Secret | 2022 | 2022
20263-228838-01 | Xcel Energy | 85 | 13781 | IOU | 05569954 | 3.15 | Solar |  |  | Active Application | Trade Secret | Trade | LLK | LLK061 | Residential |  | Trade Secret | 2023
20263-228838-01 | Xcel Energy | 85 | 13781 | IOU | 06208389 | 5.584 | Solar |  |  | Interconnected | Trade Secret | Trade | DBL | DBL068 | Residential |  | Trade Secret | 2025 | 2025
20263-228838-01 | Xcel Energy | 85 | 13781 | IOU | 06218187 | 6.528 | Solar |  |  | Active Application | Trade Secret | Trade | STY | STY062 | Residential |  | Trade Secret | 2025
20263-228838-01 | Xcel Energy | 85 | 13781 | IOU | 06071683 | 3.747 | Solar |  |  | Interconnected | Trade Secret | Trade | ALD | ALD076 | Residential |  | Trade Secret | 2025 | 2025
20263-228838-01 | Xcel Energy | 85 | 13781 | IOU | 05381406 | 4.725 | Solar |  |  | Interconnected | Trade Secret | Trade | TWL | TWL072 | Residential |  | Trade Secret | 2024 | 2024
20263-228838-01 | Xcel Energy | 85 | 13781 | IOU | 05995826 | 7.678 | Solar |  |  | Withdrawn | Trade Secret | Trade | TWL | TWL067 | Residential | Solar*Rewards | Trade Secret | 2024
20263-228838-01 |  |  |  |  | 03129795 |  | Solar |  |  | Active Application | Trade Secret | Trade | SIP | SIP073 | Residential |  |  | 2016
20263-228838-01 |  |  |  |  | SRO13868 |  | Solar |  |  | Withdrawn | Trade Secret | Trade | GRC | GRC063 | Residential | Solar*Rewards |  | 2010
20263-228838-01 | Xcel Energy | 85 | 13781 | IOU | 03133222 | 4 | Solar |  |  | Interconnected | Trade Secret | Trade | GRC | GRC063 | Residential | Solar*Rewards | Trade Secret | 2010 | 2010
20263-228838-01 | Xcel Energy | 85 | 13781 | IOU | 03898292 | 7.54 | Solar |  |  | Interconnected | Trade Secret | Trade | GNL | GNL071 | Residential | Solar*Rewards | Trade Secret | 2020 | 2020
20263-228838-01 | Xcel Energy | 85 | 13781 | IOU | 06080751 | 11.46 | Solar |  | X | Interconnected | Trade Secret | Trade | WIL | WIL075 | Residential | Solar*Rewards | Trade Secret | 2025 | 2025
20263-228838-01 | Xcel Energy | 85 | 13781 | IOU | 05002538 | 9.57 | Solar |  |  | Interconnected | Trade Secret | Trade | HUG | HUG321 | Residential |  | Trade Secret | 2022 | 2023
20263-228838-01 | Xcel Energy | 85 | 13781 | IOU | 03302402 | 11.39 | Solar |  |  | Interconnected | Trade Secret | Trade | ALK | ALK072 | Residential | Solar*Rewards | Trade Secret | 2019 | 2020
20263-228838-01 | Xcel Energy | 85 | 13781 | IOU | 03132194 | 7.625 | Solar |  |  | Interconnected | Trade Secret | Trade | SOU | SOU063 | Residential | Solar*Rewards | Trade Secret | 2018 | 2018
20263-228838-01 | Xcel Energy | 85 | 13781 | IOU | OID2534347 | 18 | Solar |  |  | Withdrawn | Trade Secret | Trade | SMT | SMT063 | Commercial | Solar*Rewards | Trade Secret | 2016
20263-228838-01 | Xcel Energy | 85 | 13781 | IOU | 05741742 | 9.6 | Solar |  |  | Interconnected | Trade Secret | Trade | GLK | GLK072 | Residential | Solar*Rewards | Trade Secret | 2024 | 2024
20263-228838-01 | Xcel Energy | 85 | 13781 | IOU | 03134889 | 9.94 | Solar |  |  | Interconnected | Trade Secret | Trade | AFT | AFT315 | Residential | Made in Minnesota | Trade Secret | 2016 | 2016
20263-228838-01 | Xcel Energy | 85 | 13781 | IOU | 06227130 | 4.355 | Solar |  |  | Interconnected | Trade Secret | Trade | GLK | GLK074 | Residential |  | Trade Secret | 2025 | 2025
20263-228838-01 | Xcel Energy | 85 | 13781 | IOU | 04655999 | 5.933 | Solar |  |  | Interconnected | Trade Secret | Trade | WIL | WIL076 | Residential |  | Trade Secret | 2021 | 2022
20263-228838-01 | Xcel Energy | 85 | 13781 | IOU | 04295145 | 9.994 | Solar |  |  | Interconnected | Trade Secret | Trade | DBL | DBL063 | Residential | Solar*Rewards | Trade Secret | 2021 | 2021
20263-228838-01 | Xcel Energy | 85 | 13781 | IOU | 03581784 | 312.5 | Solar |  |  | Interconnected | Trade Secret | Trade | STY | STY072 | Commercial |  | Trade Secret | 2020 | 2021
20263-228838-01 | Xcel Energy | 85 | 13781 | IOU | 06322922 | 6.98 | Solar |  |  | Active Application | Trade Secret | Trade | SLP | SLP096 | Residential | Solar*Rewards | Trade Secret | 2026
20263-228838-01 | Xcel Energy | 85 | 13781 | IOU | 03133041 | 9.994 | Solar |  |  | Interconnected | Trade Secret | Trade | SWN | SWN021 | Residential | Solar*Rewards | Trade Secret | 2019 | 2019
20263-228838-01 | Xcel Energy | 85 | 13781 | IOU | 04535060 | 5.054 | Solar |  |  | Interconnected | Trade Secret | Trade | OAD | OAD071 | Residential |  | Trade Secret | 2021 | 2022
20263-228838-01 | Xcel Energy | 85 | 13781 | IOU | 06009072 | 36 | Solar |  |  | Interconnected | Trade Secret | Trade | PKL | PKL085 | Commercial |  | Trade Secret | 2024 | 2025
20263-228838-01 | Xcel Energy | 85 | 13781 | IOU | 05823986 | 6.046 | Solar |  |  | Interconnected | Trade Secret | Trade | WCR | WCR062 | Residential |  | Trade Secret | 2024 | 2025
20263-228838-01 | Xcel Energy | 85 | 13781 | IOU | 05777001 | 8.448 | Solar |  |  | Active Application | Trade Secret | Trade | EDA | EDA075 | Residential |  | Trade Secret | 2024
20263-228838-01 | Xcel Energy | 85 | 13781 | IOU | 03132931 | 5 | Solar |  |  | Interconnected | Trade Secret | Trade | HYL | HYL075 | Residential | Solar*Rewards | Trade Secret | 2018 | 2018
20263-228838-01 | Xcel Energy | 85 | 13781 | IOU | 03133147 | 5 | Solar |  |  | Interconnected | Trade Secret | Trade | HYL | HYL075 | Residential | Solar*Rewards | Trade Secret | 2010 | 2018
20263-228838-01 | Xcel Energy | 85 | 13781 | IOU | 03129915 | 3.6 | Solar |  |  | Interconnected | Trade Secret | Trade | CGR | CGR072 | Residential | Solar*Rewards | Trade Secret | 2018 | 2019
20263-228838-01 | Xcel Energy | 85 | 13781 | IOU | 05843543 | 11.55 | Solar |  |  | Interconnected | Trade Secret | Trade | GNL | GNL072 | Residential | Solar*Rewards | Trade Secret | 2024 | 2025
20263-228838-01 | Xcel Energy | 85 | 13781 | IOU | 05279161 | 3.19 | Solar |  |  | Interconnected | Trade Secret | Trade | WIL | WIL085 | Residential |  | Trade Secret | 2022 | 2023
20263-228838-01 | Xcel Energy | 85 | 13781 | IOU | 05994431 | 11.393 | Solar |  |  | Interconnected | Trade Secret | Trade | HUG | HUG312 | Residential | Solar*Rewards | Trade Secret | 2024 | 2025
20263-228838-01 |  |  |  |  | OID1944822 |  | Solar |  |  | Withdrawn | Trade Secret | Trade | UPP | UPP089 | Residential | Made in Minnesota |  | 2014
20263-228838-01 | Xcel Energy | 85 | 13781 | IOU | 03132963 | 35.67 | Solar |  |  | Interconnected | Trade Secret | Trade | KOL | KOL073 | Commercial | Solar*Rewards | Trade Secret | 2018 | 2019
20263-228838-01 | Xcel Energy | 85 | 13781 | IOU | 06014760 | 7.6 | Solar |  |  | Interconnected | Trade Secret | Trade | WCS | WCS064 | Residential | Solar*Rewards | Trade Secret | 2024 | 2025
20263-228838-01 | Xcel Energy | 85 | 13781 | IOU | 04621196 | 4.06 | Solar |  |  | Interconnected | Trade Secret | Trade | WCR | WCR063 | Residential |  | Trade Secret | 2021 | 2021
20263-228838-01 | Xcel Energy | 85 | 13781 | IOU | OID3152210 | 29.999 | Solar |  |  | Withdrawn | Trade Secret | Trade | BYT | BYT071 | Commercial | Made in Minnesota | Trade Secret | 2017
20263-228838-01 | Xcel Energy | 85 | 13781 | IOU | OID2019442 | 18 | Solar |  |  | Withdrawn | Trade Secret | Trade | GSL | GSL341 | Commercial | Solar*Rewards | Trade Secret | 2014
20263-228838-01 | Xcel Energy | 85 | 13781 | IOU | 06283661 | 9.6 | Solar |  |  | Active Application | Trade Secret | Trade | DND | DND072 | Residential |  | Trade Secret | 2025
20263-228838-01 | Xcel Energy | 85 | 13781 | IOU | 03132037 | 3.36 | Solar |  |  | Interconnected | Trade Secret | Trade | APA | APA064 | Commercial | Solar*Rewards | Trade Secret | 2017 | 2018
20263-228838-01 | Xcel Energy | 85 | 13781 | IOU | 03134988 | 9.45 | Solar |  |  | Interconnected | Trade Secret | Trade | MHW | MHW311 | Residential | Made in Minnesota | Trade Secret | 2016 | 2017
20263-228838-01 |  |  |  |  | OID2617773 |  | Solar |  |  | Withdrawn | Trade Secret | Trade | MHW | MHW311 | Residential | Made in Minnesota |  | 2016
20263-228838-01 | Xcel Energy | 85 | 13781 | IOU | 06188191 | 15.046 | Solar |  |  | Interconnected | Trade Secret | Trade | EDA | EDA071 | Residential | Solar*Rewards | Trade Secret | 2025 | 2025
20263-228838-01 | Xcel Energy | 85 | 13781 | IOU | 04386817 | 10.44 | Solar |  |  | Interconnected | Trade Secret | Trade | RAM | RAM077 | Residential | Solar*Rewards | Trade Secret | 2021 | 2021
20263-228838-01 | Xcel Energy | 85 | 13781 | IOU | 06056906 | 7.6 | Solar |  |  | Withdrawn | Trade Secret | Trade | TWL | TWL072 | Residential | Solar*Rewards | Trade Secret | 2025
20263-228838-01 | Xcel Energy | 85 | 13781 | IOU | 06264648 | 7.68 | Solar |  |  | Active Application | Trade Secret | Trade | RAM | RAM062 | Residential |  | Trade Secret | 2025
20263-228838-01 | Xcel Energy | 85 | 13781 | IOU | 05693946 | 10.395 | Solar |  |  | Interconnected | Trade Secret | Trade | WCR | WCR322 | Residential |  | Trade Secret | 2024 | 2024
20263-228838-01 | Xcel Energy | 85 | 13781 | IOU | 04489120 | 2.61 | Solar |  |  | Interconnected | Trade Secret | Trade | TWL | TWL079 | Residential |  | Trade Secret | 2021 | 2021
20263-228838-01 | Xcel Energy | 85 | 13781 | IOU | 05244980 | 11.39 | Solar |  |  | Interconnected | Trade Secret | Trade | LEX | LEX074 | Residential |  | Trade Secret | 2022 | 2022
20263-228838-01 | Xcel Energy | 85 | 13781 | IOU | 03132021 | 11.39 | Solar |  |  | Interconnected | Trade Secret | Trade | OPK | OPK073 | Residential | Solar*Rewards | Trade Secret | 2017 | 2017
20263-228838-01 | Xcel Energy | 85 | 13781 | IOU | 03132761 | 7.616 | Solar |  |  | Interconnected | Trade Secret | Trade | WYO | WYO021 | Residential | Solar*Rewards | Trade Secret | 2018 | 2018
20263-228838-01 | Xcel Energy | 85 | 13781 | IOU | 06073749 | 11.5 | Storage |  |  | Interconnected | Trade Secret | Trade | LEX | LEX071 | Residential |  | Trade Secret | 2025 | 2025
20263-228838-01 | Xcel Energy | 85 | 13781 | IOU | 03132468 | 9.94 | Solar |  |  | Interconnected | Trade Secret | Trade | LEX | LEX071 | Residential | Solar*Rewards | Trade Secret | 2018 | 2018
20263-228838-01 | Xcel Energy | 85 | 13781 | IOU | 05456721 | 6.3 | Solar |  |  | Interconnected | Trade Secret | Trade | LEX | LEX332 | Residential | Solar*Rewards | Trade Secret | 2023 | 2023
20263-228838-01 | Xcel Energy | 85 | 13781 | IOU | 03130513 | 7.63 | Solar |  |  | Interconnected | Trade Secret | Trade | EDA | EDA071 | Residential | Solar*Rewards | Trade Secret | 2018 | 2019
20263-228838-01 | Xcel Energy | 85 | 13781 | IOU | 05973034 | 4.555 | Solar |  |  | Interconnected | Trade Secret | Trade | WRR | WRR064 | Residential | Solar*Rewards | Trade Secret | 2024 | 2024
20263-228838-01 | Xcel Energy | 85 | 13781 | IOU | 05468079 | 8.376 | Solar |  |  | Interconnected | Trade Secret | Trade | HWW | HWW073 | Residential |  | Trade Secret | 2023 | 2023
20263-228838-01 | Xcel Energy | 85 | 13781 | IOU | 05360044 | 8.376 | Solar |  |  | Withdrawn | Trade Secret | Trade | HWW | HWW073 | Residential | Solar*Rewards | Trade Secret | 2023
20263-228838-01 | Xcel Energy | 85 | 13781 | IOU | 05960990 | 7.616 | Solar |  |  | Interconnected | Trade Secret | Trade | SCL | SCL313 | Residential |  | Trade Secret | 2024 | 2025
20263-228838-01 | Xcel Energy | 85 | 13781 | IOU | 03130901 | 1000 | Other |  |  | Interconnected | Trade Secret | Trade | WCS | WCS064 | Commercial |  | Trade Secret | 2009 | 2014
20263-228838-01 | Xcel Energy | 85 | 13781 | IOU | SRO29827 | 45 | Solar |  |  | Withdrawn | Trade Secret | Trade | WCS | WCS064 | Commercial | Solar*Rewards | Trade Secret | 2013
20263-228838-01 | Xcel Energy | 85 | 13781 | IOU | 03134085 | 36 | Solar |  |  | Interconnected | Trade Secret | Trade | WCS | WCS064 | Commercial | Made in Minnesota | Trade Secret | 2014 | 2014
20263-228838-01 | Xcel Energy | 85 | 13781 | IOU | 06157142 | 7.6 | Solar |  |  | Interconnected | Trade Secret | Trade | FRM | FRM071 | Residential | Solar*Rewards | Trade Secret | 2025 | 2025
20263-228838-01 | Xcel Energy | 85 | 13781 | IOU | 04625591 | 5 | Solar |  |  | Interconnected | Trade Secret | Trade | ALK | ALK072 | Residential |  | Trade Secret | 2021 | 2022
20263-228838-01 | Xcel Energy | 85 | 13781 | IOU | 03796806 | 5 | Solar |  |  | Interconnected | Trade Secret | Trade | RAM | RAM072 | Residential | Solar*Rewards | Trade Secret | 2020 | 2020
20263-228838-01 | Xcel Energy | 85 | 13781 | IOU | 04873546 | 9.074 | Solar |  |  | Withdrawn | Trade Secret | Trade | UPP | UPP084 | Residential | Solar*Rewards | Trade Secret | 2022
20263-228838-01 | Xcel Energy | 85 | 13781 | IOU | 04442170 | 7.616 | Solar |  |  | Active Application | Trade Secret | Trade | UPP | UPP084 | Residential | Solar*Rewards | Trade Secret | 2021
20263-228838-01 | Xcel Energy | 85 | 13781 | IOU | 06277138 | 8.448 | Solar |  |  | Active Application | Trade Secret | Trade | UPP | UPP084 | Residential |  | Trade Secret | 2025
20263-228838-01 | Xcel Energy | 85 | 13781 | IOU | 05133614 | 3.84 | Solar |  |  | Interconnected | Trade Secret | Trade | HUG | HUG311 | Residential |  | Trade Secret | 2022 | 2023
20263-228838-01 | Xcel Energy | 85 | 13781 | IOU | 04492089 | 7.672 | Solar |  |  | Interconnected | Trade Secret | Trade | VMR | VMR062 | Residential |  | Trade Secret | 2021 | 2021
20263-228838-01 | Xcel Energy | 85 | 13781 | IOU | 05000830 | 8.376 | Solar |  |  | Interconnected | Trade Secret | Trade | WIN | WIN042 | Residential |  | Trade Secret | 2022 | 2022
20263-228838-01 | Xcel Energy | 85 | 13781 | IOU | OID3470345 | 39.998 | Solar |  |  | Withdrawn | Trade Secret | Trade | SLP | SLP095 | Commercial | Solar*Rewards | Trade Secret | 2018
20263-228838-01 | Xcel Energy | 85 | 13781 | IOU | 03129638 | 39.998 | Solar |  |  | Interconnected | Trade Secret | Trade | SLP | SLP095 | Commercial | Solar*Rewards | Trade Secret | 2018 | 2019
20263-228838-01 | Xcel Energy | 85 | 13781 | IOU | 03134120 | 9 | Solar |  |  | Interconnected | Trade Secret | Trade | BYT | BYT061 | Residential | Made in Minnesota | Trade Secret | 2014 | 2014
20263-228838-01 | Xcel Energy | 85 | 13781 | IOU | SRO25519 | 10 | Solar |  |  | Withdrawn | Trade Secret | Trade | BYT | BYT061 | Residential | Solar*Rewards | Trade Secret | 2012
20263-228838-01 | Xcel Energy | 85 | 13781 | IOU | SRO29600 | 10 | Solar |  |  | Withdrawn | Trade Secret | Trade | BYT | BYT061 | Residential | Solar*Rewards | Trade Secret | 2013
20263-228838-01 | Xcel Energy | 85 | 13781 | IOU | 05618298 | 5.76 | Solar |  |  | Interconnected | Trade Secret | Trade | CRL | CRL065 | Residential |  | Trade Secret | 2023 | 2023
20263-228838-01 | Xcel Energy | 85 | 13781 | IOU | 05953988 | 4.9 | Solar |  |  | Interconnected | Trade Secret | Trade | ECK | ECK062 | Residential | Solar*Rewards | Trade Secret | 2024 | 2025
20263-228838-01 | Xcel Energy | 85 | 13781 | IOU | 05344229 | 7.04 | Solar |  |  | Interconnected | Trade Secret | Trade | ECK | ECK342 | Residential |  | Trade Secret | 2022 | 2023
20263-228838-01 | Xcel Energy | 85 | 13781 | IOU | 05608580 | 5.376 | Solar |  |  | Interconnected | Trade Secret | Trade | MDT | MDT077 | Residential |  | Trade Secret | 2023 | 2024
20263-228838-01 | Xcel Energy | 85 | 13781 | IOU | 05830980 | 4.175 | Solar |  |  | Interconnected | Trade Secret | Trade | HUG | HUG312 | Residential |  | Trade Secret | 2024 | 2024
20263-228838-01 | Xcel Energy | 85 | 13781 | IOU | 04407642 | 9.86 | Solar |  |  | Interconnected | Trade Secret | Trade | LEX | LEX061 | Residential | Solar*Rewards | Trade Secret | 2021 | 2021
20263-228838-01 | Xcel Energy | 85 | 13781 | IOU | 04273142 | 8.41 | Solar |  |  | Withdrawn | Trade Secret | Trade | LEX | LEX061 | Residential | Solar*Rewards | Trade Secret | 2021
20263-228838-01 | Xcel Energy | 85 | 13781 | IOU | 06098757 | 7.872 | Solar |  |  | Interconnected | Trade Secret | Trade | WIL | WIL074 | Residential | Solar*Rewards | Trade Secret | 2025 | 2025
20263-228838-01 | Xcel Energy | 85 | 13781 | IOU | 05382499 | 8.99 | Solar |  |  | Interconnected | Trade Secret | Trade | EDA | EDA089 | Residential | Solar*Rewards | Trade Secret | 2023 | 2023
20263-228838-01 | Xcel Energy | 85 | 13781 | IOU | 04623095 | 3.48 | Solar |  |  | Interconnected | Trade Secret | Trade | MPK | MPK085 | Residential |  | Trade Secret | 2021 | 2021
20263-228838-01 | Xcel Energy | 85 | 13781 | IOU | 06178532 | 13.664 | Solar |  | X | Interconnected | Trade Secret | Trade | BCR | BCR063 | Residential | Solar*Rewards | Trade Secret | 2025 | 2025
20263-228838-01 | Xcel Energy | 85 | 13781 | IOU | 03132401 | 3.747 | Solar |  |  | Interconnected | Trade Secret | Trade | BCR | BCR063 | Residential | Solar*Rewards | Trade Secret | 2018 | 2018
20263-228838-01 | Xcel Energy | 85 | 13781 | IOU | 05742860 | 6.56 | Solar |  |  | Interconnected | Trade Secret | Trade | OSS | OSS065 | Residential | Solar*Rewards | Trade Secret | 2024 | 2024
20263-228838-01 | Xcel Energy | 85 | 13781 | IOU | 03295753 | 9.57 | Solar |  |  | Interconnected | Trade Secret | Trade | WIL | WIL076 | Residential | Solar*Rewards | Trade Secret | 2019 | 2020
20263-228838-01 | Xcel Energy | 85 | 13781 | IOU | 05344608 | 9.28 | Solar |  |  | Interconnected | Trade Secret | Trade | DBL | DBL068 | Residential |  | Trade Secret | 2022 | 2023
20263-228838-01 | Xcel Energy | 85 | 13781 | IOU | 06186156 | 3.839 | Solar |  |  | Interconnected | Trade Secret | Trade | TER | TER062 | Residential | Solar*Rewards | Trade Secret | 2025 | 2025
20263-228838-01 | Xcel Energy | 85 | 13781 | IOU | 05273762 | 19.72 | Solar |  |  | Interconnected | Trade Secret | Trade | DBL | DBL067 | Residential |  | Trade Secret | 2022 | 2023
20263-228838-01 | Xcel Energy | 85 | 13781 | IOU | 04446012 | 6.96 | Solar |  |  | Interconnected | Trade Secret | Trade | UPP | UPP082 | Residential | Solar*Rewards | Trade Secret | 2022 | 2022
20263-228838-01 | Xcel Energy | 85 | 13781 | IOU | SRO30974 | 45 | Solar |  |  | Withdrawn | Trade Secret | Trade | FAP | FAP071 | Commercial | Solar*Rewards | Trade Secret | 2013
20263-228838-01 | Xcel Energy | 85 | 13781 | IOU | 06001425 | 5.052 | Solar |  |  | Interconnected | Trade Secret | Trade | DND | DND071 | Residential |  | Trade Secret | 2024 | 2025
20263-228838-01 | Xcel Energy | 85 | 13781 | IOU | 03131116 | 1.29 | Solar |  |  | Interconnected | Trade Secret | Trade | GNL | GNL063 | Residential |  | Trade Secret | 2012 | 2012
20263-228838-01 | Xcel Energy | 85 | 13781 | IOU | 06005214 | 4.225 | Solar |  |  | Interconnected | Trade Secret | Trade | AFT | AFT322 | Residential |  | Trade Secret | 2024 | 2025
20263-228838-01 | Xcel Energy | 85 | 13781 | IOU | 04794078 | 2.61 | Solar |  |  | Interconnected | Trade Secret | Trade | GLK | GLK063 | Residential | Solar*Rewards | Trade Secret | 2022 | 2022
20263-228838-01 | Xcel Energy | 85 | 13781 | IOU | 04950198 | 9.994 | Solar |  |  | Withdrawn | Trade Secret | Trade | LIN | LIN031 | Residential | Solar*Rewards | Trade Secret | 2022
20263-228838-01 | Xcel Energy | 85 | 13781 | IOU | 05791540 | 8.73 | Solar |  |  | Interconnected | Trade Secret | Trade | APA | APA068 | Residential |  | Trade Secret | 2024 | 2024
20263-228838-01 | Xcel Energy | 85 | 13781 | IOU | 05362797 | 5.933 | Solar |  |  | Interconnected | Trade Secret | Trade | SOU | SOU077 | Residential |  | Trade Secret | 2023 | 2023
20263-228838-01 | Xcel Energy | 85 | 13781 | IOU | 05377807 | 9.074 | Solar |  |  | Interconnected | Trade Secret | Trade | MPK | MPK084 | Residential |  | Trade Secret | 2023 | 2023
20263-228838-01 | Xcel Energy | 85 | 13781 | IOU | 05382768 | 9.6 | Solar |  |  | Interconnected | Trade Secret | Trade | FSL | FSL311 | Residential | Solar*Rewards | Trade Secret | 2023 | 2023
20263-228838-01 | Xcel Energy | 85 | 13781 | IOU | 06126228 | 7.216 | Solar |  |  | Withdrawn | Trade Secret | Trade | LEX | LEX061 | Residential | Solar*Rewards | Trade Secret | 2025
20263-228838-01 | Xcel Energy | 85 | 13781 | IOU | 06130563 | 7.216 | Solar |  |  | Interconnected | Trade Secret | Trade | LEX | LEX061 | Residential |  | Trade Secret | 2025 | 2025
20263-228838-01 | Xcel Energy | 85 | 13781 | IOU | 03810797 | 5.22 | Solar |  |  | Interconnected | Trade Secret | Trade | TER | TER071 | Residential | Solar*Rewards | Trade Secret | 2020 | 2021
20263-228838-01 | Xcel Energy | 85 | 13781 | IOU | 03129701 | 39.998 | Solar |  |  | Interconnected | Trade Secret | Trade | ORO | ORO062 | Commercial | Solar*Rewards | Trade Secret | 2018 | 2020
20263-228838-01 | Xcel Energy | 85 | 13781 | IOU | 05767149 | 3.9 | Solar |  |  | Withdrawn | Trade Secret | Trade | CGR | CGR072 | Residential | Solar*Rewards | Trade Secret | 2024
20263-228838-01 | Xcel Energy | 85 | 13781 | IOU | 06018739 | 11.5 | Storage |  |  | Interconnected | Trade Secret | Trade | HUG | HUG321 | Residential |  | Trade Secret | 2024 | 2025
20263-228838-01 | Xcel Energy | 85 | 13781 | IOU | 03134984 | 6 | Solar |  |  | Interconnected | Trade Secret | Trade | HUG | HUG321 | Residential | Made in Minnesota | Trade Secret | 2016 | 2016
20263-228838-01 | Xcel Energy | 85 | 13781 | IOU | 05853647 | 6.3 | Solar |  |  | Interconnected | Trade Secret | Trade | ECK | ECK321 | Residential |  | Trade Secret | 2024 | 2025
20263-228838-01 | Xcel Energy | 85 | 13781 | IOU | OID3470290 | 39.998 | Solar |  |  | Withdrawn | Trade Secret | Trade | HWW | HWW075 | Commercial | Solar*Rewards | Trade Secret | 2018
20263-228838-01 | Xcel Energy | 85 | 13781 | IOU | OID3284638 | 19.999 | Solar |  |  | Withdrawn | Trade Secret | Trade | HWW | HWW075 | Commercial | Solar*Rewards | Trade Secret | 2018
20263-228838-01 | Xcel Energy | 85 | 13781 | IOU | 03131919 | 6 | Solar |  |  | Interconnected | Trade Secret | Trade | WES | WES074 | Residential | Made in Minnesota | Trade Secret | 2017 | 2017
20263-228838-01 | Xcel Energy | 85 | 13781 | IOU | 05553576 | 4.06 | Solar |  |  | Interconnected | Trade Secret | Trade | SCL | SCL312 | Residential |  | Trade Secret | 2023 | 2023
20263-228838-01 | Xcel Energy | 85 | 13781 | IOU | 05560464 | 5.22 | Solar |  |  | Withdrawn | Trade Secret | Trade | SCL | SCL312 | Residential |  | Trade Secret | 2023
20263-228838-01 | Xcel Energy | 85 | 13781 | IOU | 04082756 | 7.616 | Solar |  |  | Interconnected | Trade Secret | Trade | CHE | CHE076 | Residential |  | Trade Secret | 2020 | 2021
20263-228838-01 | Xcel Energy | 85 | 13781 | IOU | 05470788 | 5.12 | Solar |  |  | Interconnected | Trade Secret | Trade | WCR | WCR322 | Residential | Solar*Rewards | Trade Secret | 2023 | 2023
20263-228838-01 | Xcel Energy | 85 | 13781 | IOU | 03130180 | 11.39 | Solar |  |  | Interconnected | Trade Secret | Trade | MEL | MEL062 | Residential | Solar*Rewards | Trade Secret | 2019 | 2019
20263-228838-01 | Xcel Energy | 85 | 13781 | IOU | 04392768 | 3.48 | Solar |  |  | Interconnected | Trade Secret | Trade | OAD | OAD061 | Residential | Solar*Rewards | Trade Secret | 2021 | 2021
20263-228838-01 | Xcel Energy | 85 | 13781 | IOU | 03130396 | 120 | Solar |  |  | Interconnected | Trade Secret | Trade | CHI | CHI311 | Commercial |  | Trade Secret | 2018 | 2020
20263-228838-01 |  |  |  |  | OID3916006 |  | Solar |  |  | Withdrawn | Trade Secret | Trade | NOF | NOF061 | Residential | Solar*Rewards |  | 2019
20263-228838-01 | Xcel Energy | 85 | 13781 | IOU | 05605791 | 10.752 | Solar |  |  | Interconnected | Trade Secret | Trade | LEX | LEX332 | Residential |  | Trade Secret | 2023 | 2023
20263-228838-01 | Xcel Energy | 85 | 13781 | IOU | 05813550 | 3.936 | Solar |  |  | Active Application | Trade Secret | Trade | HWW | HWW072 | Residential | Solar*Rewards | Trade Secret | 2024
20263-228838-01 | Xcel Energy | 85 | 13781 | IOU | 06321879 | 3.28 | Solar |  |  | Active Application | Trade Secret | Trade | HWW | HWW072 | Residential | Solar*Rewards | Trade Secret | 2026
20263-228838-01 | Xcel Energy | 85 | 13781 | IOU | 06076823 | 3.28 | Solar |  |  | Active Application | Trade Secret | Trade | HWW | HWW072 | Residential | Solar*Rewards | Trade Secret | 2025
20263-228838-01 | Xcel Energy | 85 | 13781 | IOU | 06234211 | 6.528 | Solar |  |  | Active Application | Trade Secret | Trade | SHP | SHP062 | Residential |  | Trade Secret | 2025
20263-228838-01 | Xcel Energy | 85 | 13781 | IOU | 04943879 | 4.886 | Solar |  |  | Interconnected | Trade Secret | Trade | RIV | RIV073 | Residential | Solar*Rewards | Trade Secret | 2022 | 2022
20263-228838-01 | Xcel Energy | 85 | 13781 | IOU | 06123893 | 6.073 | Solar |  | X | Interconnected | Trade Secret | Trade | MEL | MEL061 | Residential | Solar*Rewards | Trade Secret | 2025 | 2025
20263-228838-01 | Xcel Energy | 85 | 13781 | IOU | 06045554 | 3.747 | Solar |  |  | Interconnected | Trade Secret | Trade | ALD | ALD073 | Residential |  | Trade Secret | 2025 | 2026
20263-228838-01 | Xcel Energy | 85 | 13781 | IOU | 05452587 | 200 | Solar |  |  | Interconnected | Trade Secret | Trade | LOK | LOK061 | Commercial |  | Trade Secret | 2023 | 2024
20263-228838-01 | Xcel Energy | 85 | 13781 | IOU | 05943902 | 5.052 | Solar |  |  | Interconnected | Trade Secret | Trade | SOU | SOU064 | Residential |  | Trade Secret | 2024 | 2025
20263-228838-01 | Xcel Energy | 85 | 13781 | IOU | 04394898 | 6 | Solar |  |  | Active Application | Trade Secret | Trade | LOK | LOK082 | Commercial | Solar*Rewards | Trade Secret | 2021
20263-228838-01 | Xcel Energy | 85 | 13781 | IOU | 05939680 | 3.747 | Solar |  |  | Interconnected | Trade Secret | Trade | WIL | WIL071 | Residential |  | Trade Secret | 2024 | 2025
20263-228838-01 | Xcel Energy | 85 | 13781 | IOU | 05931024 | 3.77 | Solar |  |  | Interconnected | Trade Secret | Trade | ALD | ALD076 | Residential | Solar*Rewards | Trade Secret | 2024 | 2024
20263-228838-01 | Xcel Energy | 85 | 13781 | IOU | 06173117 | 4.188 | Solar |  |  | Interconnected | Trade Secret | Trade | GLK | GLK064 | Residential | Solar*Rewards | Trade Secret | 2025 | 2025
20263-228838-01 | Xcel Energy | 85 | 13781 | IOU | 05950844 | 3.77 | Solar |  |  | Interconnected | Trade Secret | Trade | HWW | HWW074 | Residential | Solar*Rewards | Trade Secret | 2024 | 2024
20263-228838-01 | Xcel Energy | 85 | 13781 | IOU | 03132836 | 6.48 | Solar |  |  | Interconnected | Trade Secret | Trade | SOU | SOU064 | Residential | Solar*Rewards | Trade Secret | 2018 | 2018
20263-228838-01 | Xcel Energy | 85 | 13781 | IOU | 03134001 | 4.56 | Solar |  |  | Interconnected | Trade Secret | Trade | MAP | MAP061 | Residential | Solar*Rewards | Trade Secret | 2014 | 2015
20263-228838-01 | Xcel Energy | 85 | 13781 | IOU | OID2019207 | 18 | Solar |  |  | Withdrawn | Trade Secret | Trade | WES | WES063 | Commercial | Solar*Rewards | Trade Secret | 2014
20263-228838-01 | Xcel Energy | 85 | 13781 | IOU | 03131734 | 19.999 | Solar |  |  | Interconnected | Trade Secret | Trade | WES | WES063 | Commercial | Solar*Rewards | Trade Secret | 2017 | 2017
20263-228838-01 | Xcel Energy | 85 | 13781 | IOU | 06327609 | 4.537 | Solar |  |  | Active Application | Trade Secret | Trade | SOU | SOU079 | Residential | Solar*Rewards | Trade Secret | 2026
20263-228838-01 | Xcel Energy | 85 | 13781 | IOU | 06065622 | 6.912 | Solar |  |  | Interconnected | Trade Secret | Trade | UPP | UPP082 | Residential |  | Trade Secret | 2025 | 2025
20263-228838-01 | Xcel Energy | 85 | 13781 | IOU | 05396736 | 10.4 | Solar |  |  | Interconnected | Trade Secret | Trade | CHE | CHE076 | Residential | Solar*Rewards | Trade Secret | 2023 | 2023
20263-228838-01 | Xcel Energy | 85 | 13781 | IOU | 06306501 | 99.9 | Solar |  |  | Active Application | Trade Secret | Trade | OSS | OSS071 | Commercial |  | Trade Secret | 2025
20263-228838-01 | Xcel Energy | 85 | 13781 | IOU | 06012189 | 8.832 | Solar |  |  | Active Application | Trade Secret | Trade | RIV | RIV064 | Residential |  | Trade Secret | 2024
20263-228838-01 | Xcel Energy | 85 | 13781 | IOU | 03133328 | 4.56 | Solar |  |  | Interconnected | Trade Secret | Trade | WWK | WWK311 | Residential | Solar*Rewards | Trade Secret | 2010 | 2011
20263-228838-01 | Xcel Energy | 85 | 13781 | IOU | 05357832 | 5.235 | Solar |  |  | Interconnected | Trade Secret | Trade | RPL | RPL064 | Residential | Solar*Rewards | Trade Secret | 2023 | 2023
20263-228838-01 | Xcel Energy | 85 | 13781 | IOU | 03744805 | 5 | Solar |  |  | Interconnected | Trade Secret | Trade | LEX | LEX332 | Residential | Solar*Rewards | Trade Secret | 2020 | 2020
20263-228838-01 | Xcel Energy | 85 | 13781 | IOU | 06026713 | 16.5 | Storage |  |  | Interconnected | Trade Secret | Trade | LEX | LEX332 | Residential |  | Trade Secret | 2024 | 2025
20263-228838-01 | Xcel Energy | 85 | 13781 | IOU | 04288803 | 6.028 | Solar |  |  | Interconnected | Trade Secret | Trade | WSG | WSG352 | Residential | Solar*Rewards | Trade Secret | 2021 | 2021
20263-228838-01 | Xcel Energy | 85 | 13781 | IOU | 03133282 | 20 | Solar |  |  | Interconnected | Trade Secret | Trade | APA | APA075 | Residential | Solar*Rewards | Trade Secret | 2010 | 2013
20263-228838-01 | Xcel Energy | 85 | 13781 | IOU | 05830615 | 5.76 | Solar |  |  | Interconnected | Trade Secret | Trade | MEL | MEL069 | Residential | Solar*Rewards | Trade Secret | 2024 | 2025
20263-228838-01 | Xcel Energy | 85 | 13781 | IOU | 05703944 | 5.904 | Solar |  |  | Interconnected | Trade Secret | Trade | CHE | CHE076 | Residential |  | Trade Secret | 2024 | 2024
20263-228838-01 | Xcel Energy | 85 | 13781 | IOU | 03131072 | 600 | Other |  |  | Interconnected | Trade Secret | Trade | SDX | SDX061 | Commercial |  | Trade Secret | 2011 | 2011
20263-228838-01 | Xcel Energy | 85 | 13781 | IOU | 04440169 | 15.66 | Solar |  | X | Interconnected | Trade Secret | Trade | HUG | HUG321 | Residential | Solar*Rewards | Trade Secret | 2021 | 2022
20263-228838-01 | Xcel Energy | 85 | 13781 | IOU | 05344938 | 15.08 | Solar |  |  | Interconnected | Trade Secret | Trade | BLC | BLC062 | Residential |  | Trade Secret | 2023 | 2023
20263-228838-01 | Xcel Energy | 85 | 13781 | IOU | 05263025 | 8.7 | Solar |  |  | Interconnected | Trade Secret | Trade | EDA | EDA063 | Residential |  | Trade Secret | 2022 | 2023
20263-228838-01 | Xcel Energy | 85 | 13781 | IOU | 06193516 | 5.806 | Solar |  |  | Interconnected | Trade Secret | Trade | WCR | WCR322 | Residential | Solar*Rewards | Trade Secret | 2025 | 2025
20263-228838-01 | Xcel Energy | 85 | 13781 | IOU | 06180762 | 5.806 | Solar |  |  | Active Application | Trade Secret | Trade | WCR | WCR322 | Residential |  | Trade Secret | 2025
20263-228838-01 | Xcel Energy | 85 | 13781 | IOU | OID2632287 | 4.56 | Solar |  |  | Withdrawn | Trade Secret | Trade | SOU | SOU079 | Residential | Solar*Rewards | Trade Secret | 2017
20263-228838-01 | Xcel Energy | 85 | 13781 | IOU | 03131497 | 6.72 | Solar |  |  | Interconnected | Trade Secret | Trade | SOU | SOU079 | Residential | Made in Minnesota | Trade Secret | 2017 | 2017
20263-228838-01 | Xcel Energy | 85 | 13781 | IOU | 03130833 | 39.5 | Wind |  |  | Interconnected | Trade Secret | Trade | PIP | PIP090 | Residential |  | Trade Secret | 2007 | 2007
20263-228838-01 | Xcel Energy | 85 | 13781 | IOU | 03130475 | 36 | Wind |  |  | Active Application | Trade Secret | Trade | PIP | PIP090 | Residential |  | Trade Secret | 2018
20263-228838-01 | Xcel Energy | 85 | 13781 | IOU | 06283211 | 23 | Storage |  |  | Active Application | Trade Secret | Trade | GLK | GLK063 | Residential |  | Trade Secret | 2025
20263-228838-01 | Xcel Energy | 85 | 13781 | IOU | 05356581 | 11.39 | Solar |  |  | Interconnected | Trade Secret | Trade | GLK | GLK063 | Residential | Solar*Rewards | Trade Secret | 2023 | 2023
20263-228838-01 | Xcel Energy | 85 | 13781 | IOU | 05389877 | 3.77 | Solar |  |  | Interconnected | Trade Secret | Trade | SOU | SOU060 | Residential |  | Trade Secret | 2023 | 2023
20263-228838-01 | Xcel Energy | 85 | 13781 | IOU | OID3321506 | 14.51 | Solar |  |  | Withdrawn | Trade Secret | Trade | DBL | DBL004 | Commercial | Solar*Rewards | Trade Secret | 2018
20263-228838-01 |  |  |  |  | OID3857968 |  | Solar |  |  | Withdrawn | Trade Secret | Trade | DBL | DBL004 | Commercial | Solar*Rewards |  | 2019
20263-228838-01 | Xcel Energy | 85 | 13781 | IOU | 03170377 | 5.4 | Solar |  |  | Interconnected | Trade Secret | Trade | DBL | DBL004 | Commercial | Solar*Rewards | Trade Secret | 2019 | 2020
20263-228838-01 | Xcel Energy | 85 | 13781 | IOU | 03498651 | 4.35 | Solar |  |  | Withdrawn | Trade Secret | Trade | BLC | BLC062 | Residential | Solar*Rewards | Trade Secret | 2019
20263-228838-01 | Xcel Energy | 85 | 13781 | IOU | 05936871 | 4.934 | Solar |  |  | Interconnected | Trade Secret | Trade | BLC | BLC062 | Residential | Solar*Rewards | Trade Secret | 2024 | 2024
20263-228838-01 | Xcel Energy | 85 | 13781 | IOU | 04980166 | 5.22 | Solar |  |  | Interconnected | Trade Secret | Trade | SIP | SIP063 | Residential | Solar*Rewards | Trade Secret | 2022 | 2022
20263-228838-01 | Xcel Energy | 85 | 13781 | IOU | 06022095 | 9 | Storage |  |  | Interconnected | Trade Secret | Trade | SIP | SIP063 | Residential |  | Trade Secret | 2024 | 2025
20263-228838-01 | Xcel Energy | 85 | 13781 | IOU | 06071632 | 9 | Storage |  |  | Withdrawn | Trade Secret | Trade | SIP | SIP063 | Residential |  | Trade Secret | 2025
20263-228838-01 | Xcel Energy | 85 | 13781 | IOU | 03133357 | 7 | Solar |  |  | Interconnected | Trade Secret | Trade | UPP | UPP082 | Commercial | Solar*Rewards | Trade Secret | 2011 | 2011
20263-228838-01 | Xcel Energy | 85 | 13781 | IOU | 05127595 | 9.57 | Solar |  |  | Interconnected | Trade Secret | Trade | MEL | MEL078 | Residential |  | Trade Secret | 2022 | 2022
20263-228838-01 | Xcel Energy | 85 | 13781 | IOU | 03130580 | 9.94 | Solar |  |  | Interconnected | Trade Secret | Trade | RPO | RPO311 | Residential | Solar*Rewards | Trade Secret | 2016 | 2017