## Sheet1
Document.ID | Utility | MN.Utility.ID | EIA.ID | Utility.Type | DER.Identifier | DER.Capacity.kW.AC | DER.Type | CHP | Storage | DER.Status | City | Zip.Code | Substation | Feeder | Customer.Type | Incentive.Program | Total.Installed.Cost.without.Incentives | Year.Application.Submitted | Year.Interconnected | Year.Decommissioned.(if.applicable)
20251-214262-01 | Clearwater-Polk Electric Coopertive , Inc | 8 | 3764 | Co-op | 20-08-04 | 5 | Solar |  |  | Interconnected | Leonard | 56652 | Dudley |  | Residential |  |  | 2013 | 2013
20251-214262-01 | Clearwater-Polk Electric Coopertive , Inc | 8 | 3764 | Co-op | 41-35-12 | 36 | Solar |  |  | Interconnected |  | 56470 | Rice Lake |  | Commercial |  |  | 2013 | 2013
20251-214262-01 | Clearwater-Polk Electric Coopertive , Inc | 8 | 3764 | Co-op | 48-02-42 | 30 | Solar |  |  | Interconnected |  | 56470 | Rice Lake |  | Commercial |  |  | 2014 | 2014
20251-214262-01 | Clearwater-Polk Electric Coopertive , Inc | 8 | 3764 | Co-op | 37-18-09 | 8 | Solar |  |  | Interconnected |  | 56621 | Bagley |  | Residential |  |  | 2014 | 2014
20251-214262-01 | Clearwater-Polk Electric Coopertive , Inc | 8 | 3764 | Co-op | 48-02-24 | 24 | Solar |  |  | Interconnected |  | 56644 | Gully |  | Residential |  |  | 2015 | 2015
20251-214262-01 | Clearwater-Polk Electric Coopertive , Inc | 8 | 3764 | Co-op | 12-08-01 | 5 | Solar |  |  | Interconnected |  | 56470 | Rice Lake |  | Commercial |  |  | 2017 | 2017
20251-214262-01 | Clearwater-Polk Electric Coopertive , Inc | 8 | 3764 | Co-op | 11-36-03 | 13.6 | Solar |  |  | Interconnected |  | 56470 | Rice Lake |  | Residential |  |  | 2017 | 2017
20251-214262-01 | Clearwater-Polk Electric Coopertive , Inc | 8 | 3764 | Co-op | 49-19-91 | 6 | Solar |  |  | Interconnected |  | 56621 | Bagley |  | Commercial |  |  | 2018 | 2018
20251-214262-01 | Clearwater-Polk Electric Coopertive , Inc | 8 | 3764 | Co-op | 39-09-61 | 34.4 | Solar |  |  | Interconnected |  | 56676 | Rice Lake |  | Residential |  |  | 2018 | 2018
20251-214262-01 | Clearwater-Polk Electric Coopertive , Inc | 8 | 3764 | Co-op | 36-08-69 | 11.4 | Solar |  |  | Interconnected |  | 56621 | Rice Lake |  | Residential |  |  | 2019 | 2019
20251-214262-01 | Clearwater-Polk Electric Coopertive , Inc | 8 | 3764 | Co-op | 31-10-06 | 9.8 | Solar |  |  | Interconnected |  | 56621 | Bagley |  | Commercial |  |  | 2019 | 2019
20251-214262-01 | Clearwater-Polk Electric Coopertive , Inc | 8 | 3764 | Co-op | 06-07-03 | 36 | Solar |  |  | Interconnected |  | 56644 | Gully |  | Commercial |  |  | 2019 | 2019
20251-214262-01 | Clearwater-Polk Electric Coopertive , Inc | 8 | 3764 | Co-op | 47-42-58 | 3.8 | Solar |  |  | Interconnected |  | 56634 | Clearbrook |  | Residential |  |  | 2020 | 2020
20251-214262-01 | Clearwater-Polk Electric Coopertive , Inc | 8 | 3764 | Co-op | 17-27-01 | 36 | Solar |  |  | Interconnected |  | 56621 | Bagley |  | Residential |  |  | 2020 | 2020
20251-214262-01 | Clearwater-Polk Electric Coopertive , Inc | 8 | 3764 | Co-op | 32-15-02 | 24.8 | Solar |  |  | Interconnected |  | 56652 | Dudley |  | Residential |  |  | 2020 | 2020
20251-214262-01 | Clearwater-Polk Electric Coopertive , Inc | 8 | 3764 | Co-op | 24-33-02 | 14 | Solar |  |  | Interconnected |  | 56542 | Bagley |  | Residential |  |  | 2021 | 2021
20251-214262-01 | Clearwater-Polk Electric Coopertive , Inc | 8 | 3764 | Co-op | 22-20-02 | 10.44 | Solar |  |  | Interconnected |  | 56634 | Bagley |  | Residential |  |  | 2021 | 2021
20251-214262-01 | Clearwater-Polk Electric Coopertive , Inc | 8 | 3764 | Co-op | 38-15-09 | 11.4 | Solar |  |  | Interconnected |  | 56676 | Rice Lake |  | Residential |  |  | 2022 | 2022
20251-214262-01 | Clearwater-Polk Electric Coopertive , Inc | 8 | 3764 | Co-op | 27-32-40 | 11.7 | Solar |  |  | Interconnected |  | 56621 | Bagley |  | Residential |  |  | 2022 | 2022
20251-214262-01 | Clearwater-Polk Electric Coopertive , Inc | 8 | 3764 | Co-op | 05-16-04 | 36 | Solar |  |  | Interconnected |  | 56652 | Dudley |  | Residential |  |  | 2022 | 2022
20251-214262-01 | Clearwater-Polk Electric Coopertive , Inc | 8 | 3764 | Co-op | 18-03-02 | 30 | Solar |  |  | Interconnected |  | 56684 | Gully |  | Residential |  |  | 2022 | 2022
20251-214262-01 | Clearwater-Polk Electric Coopertive , Inc | 8 | 3764 | Co-op | 17-31-07 | 38 | Solar |  |  | Interconnected |  | 56634 | Clearbrook |  | Residential |  |  | 2023 | 2023
20251-214262-01 | Clearwater-Polk Electric Coopertive , Inc | 8 | 3764 | Co-op | 16-08-03 | 21 | Solar |  |  | Interconnected |  | 56644 | Gully |  | Residential |  |  | 2023 | 2023
20251-214262-01 | Clearwater-Polk Electric Coopertive , Inc | 8 | 3764 | Co-op | 05-09-02 | 38 | Solar |  |  | Interconnected |  | 56684 | Gully |  | Residential |  |  | 2023 | 2023
20251-214262-01 | Clearwater-Polk Electric Coopertive , Inc | 8 | 3764 | Co-op | 16-07-03 | 13.82 | Solar |  |  | Interconnected |  | 56644 | Gully |  | Residential |  |  | 2024 | 2024
20251-214262-01 | Clearwater-Polk Electric Coopertive , Inc | 8 | 3764 | Co-op | 31-30-01 | 13.96 | Solar |  |  | Interconnected |  | 56676 | Bagley |  | Residential |  |  | 2024 | 2024
20251-214262-01 | Clearwater-Polk Electric Coopertive , Inc | 8 | 3764 | Co-op | 32-14-03 | 23.04 | Solar |  |  | Interconnected |  | 56621 | Bagley |  | Residential |  |  | 2024 | 2024
20251-214262-01 | Clearwater-Polk Electric Coopertive , Inc | 8 | 3764 | Co-op | 28-16-05 | 10.75 | Solar |  |  | Interconnected |  | 56676 | Dudley |  | Residential |  |  | 2024 | 2024
20251-214262-01 | Clearwater-Polk Electric Coopertive , Inc | 8 | 3764 | Co-op | 23-17-06 | 38.5 | Solar |  |  | Interconnected |  | 56634 | Bagley |  | Residential |  |  | 2024 | 2024
20251-214262-01 | Clearwater-Polk Electric Coopertive , Inc | 8 | 3764 | Co-op | 28-11-09 | 38 | Solar |  |  | Interconnected |  | 56676 | Dudley |  | Residential |  |  | 2024 | 2024
20251-214262-01 | Clearwater-Polk Electric Coopertive , Inc | 8 | 3764 | Co-op | 05-13-02 | 38.5 | Solar |  |  | Interconnected |  | 56646 | Gully |  | Residential |  |  | 2024 | 2024
20252-215458-01 | Wright-Hennepin Cooperative Electric Association | 130 | 20996 | Co-op | NOVA1981-01-20 33BC 009 | 10 | Wind |  |  | Interconnected | Hamel | 55340 | WILLOW | 116 | Residential |  |  | 1981 | 2016
20252-215458-01 | Wright-Hennepin Cooperative Electric Association | 130 | 20996 | Co-op | NOVA1985-01-20 21DB 001 | 20 | Wind |  |  | Interconnected | Hamel | 55340 | TRAILHAVEN | 129 | Residential |  |  | 1985 | 1985
20252-215458-01 | Wright-Hennepin Cooperative Electric Association | 130 | 20996 | Co-op | NOVA1985-02-20 09AC 04003 | 10 | Wind |  |  | Interconnected | Hamel | 55340 | TRAILHAVEN | 129 | Commercial |  |  | 1985 | 1985
20252-215458-01 | Wright-Hennepin Cooperative Electric Association | 130 | 20996 | Co-op | NOVA99-01-20 10BA 006 | 20 | Wind |  |  | Interconnected | Rogers | 55374 | TRAILHAVEN | 128 | Residential |  |  | 2000 | 1999
20252-215458-01 | Wright-Hennepin Cooperative Electric Association | 130 | 20996 | Co-op | NOVA07-001-19 23CC 01001 | 200 | Wind |  |  | Interconnected | Maple Grove | 55369 | ARBOR LAKE | 91 | Commercial |  |  | 2007 | 2007
20252-215458-01 | Wright-Hennepin Cooperative Electric Association | 130 | 20996 | Co-op | NOVA07-002-19 23CC 01001 | 72 | Solar |  |  | Interconnected | Maple Grove | 55311 | ARBOR LAKE | 93 | Commercial |  |  | 2007 | 2007
20252-215458-01 | Wright-Hennepin Cooperative Electric Association | 130 | 20996 | Co-op | NOVA2008-01-28 36 003A | 20 | Wind |  |  | Interconnected | Winsted | 55388 | WOODLAND | 142 | Residential |  |  | 2008 | 2008
20252-215458-01 | Wright-Hennepin Cooperative Electric Association | 130 | 20996 | Co-op | NOVA2008-02-27 27 009 | 20 | Wind |  |  | Interconnected | Winsted | 55388 | HOWARD LAKE | 27 | Residential |  |  | 2008 | 2008
20252-215458-01 | Wright-Hennepin Cooperative Electric Association | 130 | 20996 | Co-op | NOVA09-01-31 10AA 002 | 97 | Solar |  |  | Interconnected | Medina | 55340 | WILLOW | 118 | Commercial |  |  | 2009 | 2009
20252-215458-01 | Wright-Hennepin Cooperative Electric Association | 130 | 20996 | Co-op | NOVA5-2012-21 20CC 024C | 2 | Solar |  |  | Interconnected | Rockford | 55373 | ROCKFORD | 77 | Community Solar Garden |  |  | 2012 | 2012
20252-215458-01 | Wright-Hennepin Cooperative Electric Association | 130 | 20996 | Co-op | NOVA07-13-22 26BB0201009A | 1.2 | Solar |  |  | Interconnected | Delano | 55328 | ROCKFORD | 78 | Residential |  |  | 2013 | 2013
20252-215458-01 | Wright-Hennepin Cooperative Electric Association | 130 | 20996 | Co-op | NOVA13- 05-21 20CC 025 | 32 | Solar |  |  | Interconnected | Rockford | 55373 | ROCKFORD | 77 | Community Solar Garden |  |  | 2013 | 2013
20252-215458-01 | Wright-Hennepin Cooperative Electric Association | 130 | 20996 | Co-op | NOVA2013-01-12 20CD 01001 | 7 | Solar |  |  | Interconnected | Annandale | 55302 | MAPLE LAKE | 12 | Residential |  |  | 2013 | 2013
20252-215458-01 | Wright-Hennepin Cooperative Electric Association | 130 | 20996 | Co-op | NOVA12-2014-06 29 003A | 20 | Solar |  |  | Interconnected | Monticello | 55362 | ALBERTVILLE | 17 | Residential |  |  | 2014 | 2014
20252-215458-01 | Wright-Hennepin Cooperative Electric Association | 130 | 20996 | Co-op | NOVA14-48-21 20CC 026 | 29.5 | Solar |  |  | Interconnected | Rockford | 55373 | ROCKFORD | 77 | Community Solar Garden |  |  | 2014 | 2014
20252-215458-01 | Wright-Hennepin Cooperative Electric Association | 130 | 20996 | Co-op | NOVA3-2015-29 30 012 | 10 | Solar |  |  | Interconnected | Delano | 55328 | WOODLAND | 144 | Residential |  |  | 2015 | 2015
20252-215458-01 | Wright-Hennepin Cooperative Electric Association | 130 | 20996 | Co-op | NOVA15-00-19 23CC 01001 | 250 | Solar |  |  | Interconnected | Maple Grove | 55369 | ARBOR LAKE | 91 | Commercial |  |  | 2015 | 2015
20252-215458-01 | Wright-Hennepin Cooperative Electric Association | 130 | 20996 | Co-op | NOVA15-03-24 14 004 | 10 | Solar |  |  | Interconnected | Howard Lake | 55349 | HIGHLAND | 39 | Residential |  |  | 2015 | 2015
20252-215458-01 | Wright-Hennepin Cooperative Electric Association | 130 | 20996 | Co-op | NOVA15-10-21 19DC 009 | 150 | Solar |  |  | Interconnected | Rockford | 55373 | ROCKFORD | 78 | Community Solar Garden |  |  | 2015 | 2015
20252-215458-01 | Wright-Hennepin Cooperative Electric Association | 130 | 20996 | Co-op | NOVA15-42-02 10AA 002 | 21 | Solar |  |  | Interconnected | Clearwater | 55320 | HASTY | 89 | Residential |  |  | 2015 | 2016
20252-215458-01 | Wright-Hennepin Cooperative Electric Association | 130 | 20996 | Co-op | NOVA15-77-21 20CC 001 | 29 | Solar |  |  | Interconnected | Rockford | 55373 | ROCKFORD | 78 | Commercial |  |  | 2015 | 2015
20252-215458-01 | Wright-Hennepin Cooperative Electric Association | 130 | 20996 | Co-op | NOVA15-83-35 01DB0201002 | 12.6 | Solar |  |  | Interconnected | Maple Grove | 55311 | MEDINA | 47 | Residential |  |  | 2015 | 2015
20252-215458-01 | Wright-Hennepin Cooperative Electric Association | 130 | 20996 | Co-op | NOVA16- 37-21 20CC 027 | 150 | Solar |  |  | Interconnected | Rockford | 55373 | ROCKFORD | 77 | Community Solar Garden |  |  | 2016 | 2016
20252-215458-01 | Wright-Hennepin Cooperative Electric Association | 130 | 20996 | Co-op | NOVA16-26-22 21DC 003 | 17.5 | Solar |  |  | Interconnected | Buffalo | 55313 | ROCKFORD | 78 | Residential |  |  | 2016 | 2017
20252-215458-01 | Wright-Hennepin Cooperative Electric Association | 130 | 20996 | Co-op | NOVA16-288-31 04DB 003 | 150 | Solar |  |  | Interconnected | Hamel | 55340 | WILLOW | 119 | Community Solar Garden |  |  | 2016 | 2016
20252-215458-01 | Wright-Hennepin Cooperative Electric Association | 130 | 20996 | Co-op | NOVA16-29-09 24DA 002 | 39.6 | Solar |  |  | Interconnected | Maple Lake | 55358 | SILVER CREEK | 36 | Residential |  |  | 2016 | 2017
20252-215458-01 | Wright-Hennepin Cooperative Electric Association | 130 | 20996 | Co-op | NOVA16-45-35 15BC 001 | 23.5 | Solar |  |  | Interconnected | Mound | 55364 | DELANO | 86 | Residential |  |  | 2016 | 2016
20252-215458-01 | Wright-Hennepin Cooperative Electric Association | 130 | 20996 | Co-op | NOVA16-55-21 28CD0201006 | 39.65 | Solar |  |  | Interconnected | Greenfield | 55373 | DELANO | 23 | Commercial |  |  | 2016 | 2016
20252-215458-01 | Wright-Hennepin Cooperative Electric Association | 130 | 20996 | Co-op | NOVA16-88-21 12 009 | 4.2 | Solar |  |  | Interconnected | Loretto | 55357 | ROCKFORD | 75 | Residential |  |  | 2016 | 2016
20252-215458-01 | Wright-Hennepin Cooperative Electric Association | 130 | 20996 | Co-op | NOVA17-10-11 35 012 | 4.6 | Solar |  |  | Interconnected | Cokato | 55321 | BROOKS LAKE | 174 | Residential |  |  | 2017 | 2017
20252-215458-01 | Wright-Hennepin Cooperative Electric Association | 130 | 20996 | Co-op | NOVA17-11-22 24BA 001 | 6 | Solar |  |  | Interconnected | Buffalo | 55313 | ROCKFORD | 78 | Residential |  |  | 2017 | 2018
20252-215458-01 | Wright-Hennepin Cooperative Electric Association | 130 | 20996 | Co-op | NOVA17-27-04 31BA 005 | 9.75 | Solar |  |  | Interconnected | Monticello | 55362 | SILVER CREEK | 72 | Residential |  |  | 2017 | 2017
20252-215458-01 | Wright-Hennepin Cooperative Electric Association | 130 | 20996 | Co-op | NOVA17-34-19 32BC 03004 | 6 | Solar |  |  | Interconnected | Maple Grove | 55311 | LAWNDALE | 121 | Residential |  |  | 2017 | 2018
20252-215458-01 | Wright-Hennepin Cooperative Electric Association | 130 | 20996 | Co-op | NOVA17-36-25 20 007 | 21 | Solar |  |  | Interconnected | Cokato | 55321 | BROOKS LAKE | 173 | Residential |  |  | 2017 | 2017
20252-215458-01 | Wright-Hennepin Cooperative Electric Association | 130 | 20996 | Co-op | NOVA17-39-31 04BB 004A | 32.9 | Solar |  |  | Interconnected | Medina | 55340 | WILLOW | 115 | Commercial |  |  | 2017 | 2017
20252-215458-01 | Wright-Hennepin Cooperative Electric Association | 130 | 20996 | Co-op | NOVA17-50-20 19BB 001 | 11.4 | Solar |  |  | Interconnected | Corcoran | 55340 | TRAILHAVEN | 129 | Residential |  |  | 2017 | 2017
20252-215458-01 | Wright-Hennepin Cooperative Electric Association | 130 | 20996 | Co-op | NOVA17-52-27 25DD 061 | 10 | Solar |  |  | Interconnected | Howard Lake | 55349 | WOODLAND | 143 | Residential |  |  | 2017 | 2017
20252-215458-01 | Wright-Hennepin Cooperative Electric Association | 130 | 20996 | Co-op | NOVA17-527-31 31DB 002A | 11.4 | Solar |  |  | Interconnected | Maple Plain | 55359 | MEDINA | 48 | Residential |  |  | 2017 | 2017
20252-215458-01 | Wright-Hennepin Cooperative Electric Association | 130 | 20996 | Co-op | NOVA17-86-31 20DA 006 | 24 | Solar |  |  | Interconnected | Long Lake | 55356 | MEDINA | 47 | Residential |  |  | 2017 | 2018
20252-215458-01 | Wright-Hennepin Cooperative Electric Association | 130 | 20996 | Co-op | NOVA18-04-32 06DB0101002 | 7.6 | Solar |  |  | Interconnected | Plymouth | 55446 | LAWNDALE | 122 | Residential |  |  | 2018 | 2019
20252-215458-01 | Wright-Hennepin Cooperative Electric Association | 130 | 20996 | Co-op | NOVA18-09-10 32DC 005 | 7.6 | Solar |  |  | Interconnected | South Haven | 55382 | GOOSE LAKE | 33 | Residential |  |  | 2018 | 2018
20252-215458-01 | Wright-Hennepin Cooperative Electric Association | 130 | 20996 | Co-op | NOVA18-17-06 16DD 001 | 30 | Solar |  |  | Interconnected | Monticello | 55362 | ALBERTVILLE | 16 | Residential |  | 1 | 2018 | 2019
20252-215458-01 | Wright-Hennepin Cooperative Electric Association | 130 | 20996 | Co-op | NOVA18-27-20 26AB 01001 | 24 | Solar |  |  | Interconnected | Corcoran | 55340 | CORCORAN | 18 | Commercial |  |  | 2018 | 2018
20252-215458-01 | Wright-Hennepin Cooperative Electric Association | 130 | 20996 | Co-op | NOVA18-34-20 22DB 01001 | 15.2 | Solar |  |  | Interconnected | Hamel | 55340 | CORCORAN | 21 | Residential |  |  | 2018 | 2019
20252-215458-01 | Wright-Hennepin Cooperative Electric Association | 130 | 20996 | Co-op | NOVA18-36-23 19 010 | 5 | Solar |  |  | Interconnected | Howard Lake | 55349 | HIGHLAND | 39 | Residential |  |  | 2018 | 2018
20252-215458-01 | Wright-Hennepin Cooperative Electric Association | 130 | 20996 | Co-op | NOVA18-43-23 02AC 01005A | 7.6 | Solar |  |  | Interconnected | Buffalo | 55313 | MARY LAKE | 51 | Residential |  |  | 2018 | 2018
20252-215458-01 | Wright-Hennepin Cooperative Electric Association | 130 | 20996 | Co-op | NOVA18-44-30 18CA 001 | 11.4 | Solar |  |  | Interconnected | Delano | 55328 | DELANO | 25 | Residential |  |  | 2018 | 2018
20252-215458-01 | Wright-Hennepin Cooperative Electric Association | 130 | 20996 | Co-op | NOVA18-45-11 18 013 | 14.4 | Solar |  |  | Interconnected | South Haven | 55382 | GOOSE LAKE | 32 | Residential |  |  | 2018 | 2018
20252-215458-01 | Wright-Hennepin Cooperative Electric Association | 130 | 20996 | Co-op | NOVA18-48-31 01AC0201003 | 7.6 | Solar |  |  | Withdrawn | Medina | 55340 | CORCORAN | 20 | Residential |  |  | 2018
20252-215458-01 | Wright-Hennepin Cooperative Electric Association | 130 | 20996 | Co-op | NOVA18-49-31 16DA 001B | 21.8 | Solar |  |  | Interconnected | Hamel | 55340 | MEDINA | 45 | Residential |  |  | 2018 | 2018
20252-215458-01 | Wright-Hennepin Cooperative Electric Association | 130 | 20996 | Co-op | NOVA18-50-31 16DA 001A | 39.8 | Solar |  |  | Interconnected | Hamel | 55340 | MEDINA | 45 | Residential |  |  | 2018 | 2018
20252-215458-01 | Wright-Hennepin Cooperative Electric Association | 130 | 20996 | Co-op | NOVA18-93-19 32CC 01001 | 4.84 | Solar |  |  | Interconnected | Maple Grove | 55311 | LAWNDALE | 122 | Residential |  |  | 2018 | 2018
20252-215458-01 | Wright-Hennepin Cooperative Electric Association | 130 | 20996 | Co-op | NOVA18-95-14 16AC0202006 | 9.28 | Solar |  |  | Interconnected | Buffalo | 55313 | LAKE CONSTANCE | 109 | Residential |  |  | 2018 | 2019
20252-215458-01 | Wright-Hennepin Cooperative Electric Association | 130 | 20996 | Co-op | NOVA18-98-19 29CC 01010 | 7.68 | Solar |  |  | Interconnected | Maple Grove | 55311 | LAWNDALE | 126 | Residential |  |  | 2018 | 2018
20252-215458-01 | Wright-Hennepin Cooperative Electric Association | 130 | 20996 | Co-op | NOVA19-04-32 03CA0204004 | 6.8 | Solar |  |  | Withdrawn | Plymouth | 55442 | PLYMOUTH 2 | 162 | Residential |  | 20000 | 2019
20252-215458-01 | Wright-Hennepin Cooperative Electric Association | 130 | 20996 | Co-op | NOVA19-06-19 31CC0302009 | 10 | Solar |  |  | Interconnected | Maple Grove | 55311 | LAWNDALE | 122 | Residential |  | 29900 | 2019 | 2020
20252-215458-01 | Wright-Hennepin Cooperative Electric Association | 130 | 20996 | Co-op | NOVA19-07- 31 16AD 001 | 20 | Solar |  |  | Interconnected | Hamel | 55340 | MEDINA | 45 | Residential |  | 62500 | 2019 | 2020
20252-215458-01 | Wright-Hennepin Cooperative Electric Association | 130 | 20996 | Co-op | NOVA19-10- 22 08 003A | 5 | Solar |  |  | Interconnected | Buffalo | 55313 | MARY LAKE | 51 | Residential |  | 20000 | 2019 | 2020
20252-215458-01 | Wright-Hennepin Cooperative Electric Association | 130 | 20996 | Co-op | NOVA19-13-20 22DB 01001A | 38 | Solar |  |  | Interconnected | Hamel | 55340 | CORCORAN | 21 | Residential |  | 38000 | 2019 | 2019
20252-215458-01 | Wright-Hennepin Cooperative Electric Association | 130 | 20996 | Co-op | NOVA19-15-19 32CC0102005 | 12 | Solar |  |  | Interconnected | Maple Grove | 55311 | LAWNDALE | 123 | Residential |  | 50540 | 2019 | 2020
20252-215458-01 | Wright-Hennepin Cooperative Electric Association | 130 | 20996 | Co-op | NOVA19-261-19 31BA 04001 | 7.54 | Solar |  |  | Interconnected | Maple Grove | 55311 | CORCORAN | 20 | Residential |  | 30642 | 2019 | 2019
20252-215458-01 | Wright-Hennepin Cooperative Electric Association | 130 | 20996 | Co-op | NOVA19-263-19 35DC0104010 | 10.41 | Solar |  |  | Interconnected | Maple Grove | 55369 | PLYMOUTH 2 | 163 | Residential |  | 55370 | 2019 | 2019
20252-215458-01 | Wright-Hennepin Cooperative Electric Association | 130 | 20996 | Co-op | NOVA19-27-14 16BD 013 | 10.5 | Solar |  |  | Interconnected | Buffalo | 55313 | LAKE CONSTANCE | 109 | Residential |  |  | 2019 | 2019
20252-215458-01 | Wright-Hennepin Cooperative Electric Association | 130 | 20996 | Co-op | NOVA19-30-10 29AB 003 | 22.8 | Solar |  |  | Interconnected | South Haven | 55382 | GOOSE LAKE | 30 | Residential |  | 87587 | 2019 | 2020
20252-215458-01 | Wright-Hennepin Cooperative Electric Association | 130 | 20996 | Co-op | NOVA19-32-13 21 007 | 7.6 | Solar |  |  | Interconnected | Buffalo | 55313 | HIGHLAND | 37 | Residential |  | 21502.5 | 2019 | 2019
20252-215458-01 | Wright-Hennepin Cooperative Electric Association | 130 | 20996 | Co-op | NOVA19-35-21 28CC0202003 | 36.9 | Solar |  |  | Interconnected | Loretto | 55357 | DELANO | 23 | Commercial |  | 105315 | 2019 | 2020
20252-215458-01 | Wright-Hennepin Cooperative Electric Association | 130 | 20996 | Co-op | NOVA19-39-19 19DD 006 | 6.38 | Solar |  |  | Interconnected | Maple Grove | 55311 | LAWNDALE | 125 | Residential |  | 32785 | 2019 | 2020
20252-215458-01 | Wright-Hennepin Cooperative Electric Association | 130 | 20996 | Co-op | NOVA19-435-31 23BC 005 | 10 | Solar |  |  | Interconnected | Long Lake | 55356 | MEDINA | 46 | Residential |  |  | 2019 | 2019
20252-215458-01 | Wright-Hennepin Cooperative Electric Association | 130 | 20996 | Co-op | NOVA19-451-23 07 017 | 7.6 | Solar |  |  | Interconnected | Waverly | 55390 | HIGHLAND | 39 | Residential |  | 13000 | 2019 | 2019
20252-215458-01 | Wright-Hennepin Cooperative Electric Association | 130 | 20996 | Co-op | NOVA19-47-10 29AD 005A | 10 | Solar |  |  | Interconnected | South Haven | 55382 | GOOSE LAKE | 30 | Residential |  | 34000 | 2019 | 2019
20252-215458-01 | Wright-Hennepin Cooperative Electric Association | 130 | 20996 | Co-op | NOVA19-48-31 28CB 013 | 12 | Solar |  |  | Interconnected | Long Lake | 55356 | MEDINA | 46 | Residential |  | 41154 | 2019 | 2019
20252-215458-01 | Wright-Hennepin Cooperative Electric Association | 130 | 20996 | Co-op | NOVA19-50-32 15AB 002 | 10 | Solar |  |  | Interconnected | Plymouth | 55442 | PLYMOUTH 1 | 82 | Residential |  | 35294.75 | 2019 | 2019
20252-215458-01 | Wright-Hennepin Cooperative Electric Association | 130 | 20996 | Co-op | NOVA19-51-30 33AC 001A | 10 | Solar |  |  | Interconnected | Maple Plain | 55359 | DELANO | 24 | Residential |  | 31159 | 2019 | 2019
20252-215458-01 | Wright-Hennepin Cooperative Electric Association | 130 | 20996 | Co-op | NOVA19-52-30 33AC 001 | 10 | Solar |  |  | Interconnected | Independence | 55359 | DELANO | 24 | Residential |  | 39274 | 2019
20252-215458-01 | Wright-Hennepin Cooperative Electric Association | 130 | 20996 | Co-op | NOVA19-53-11 35 001 | 18 | Solar |  |  | Interconnected | Cokato | 55321 | BROOKS LAKE | 174 | Residential |  |  | 2019 | 2019
20252-215458-01 | Wright-Hennepin Cooperative Electric Association | 130 | 20996 | Co-op | NOVA19-55-35 12BA 01003 | 7.2 | Solar |  |  | Interconnected | Minnetrista | 55364 | MEDINA | 47 | Residential |  |  | 2019 | 2019
20252-215458-01 | Wright-Hennepin Cooperative Electric Association | 130 | 20996 | Co-op | NOVA19-57-06 28AB 001 | 38 | Solar |  |  | Interconnected | Otsego | 55362 | OAKWOOD | 102 | Residential |  |  | 2019 | 2019
20252-215458-01 | Wright-Hennepin Cooperative Electric Association | 130 | 20996 | Co-op | NOVA19-61-32 06DB0103007 | 7.6 | Solar |  |  | Interconnected | Plymouth | 55446 | LAWNDALE | 122 | Residential |  | 10000 | 2019 | 2020
20252-215458-01 | Wright-Hennepin Cooperative Electric Association | 130 | 20996 | Co-op | NOVA19-63-19 35DC0104010 | 10.41 | Solar |  |  | Interconnected | Maple Grove | 55369 | PLYMOUTH 2 | 163 | Residential |  | 55370 | 2019 | 2019
20252-215458-01 | Wright-Hennepin Cooperative Electric Association | 130 | 20996 | Co-op | NOVA19-65-22 19AC 001 | 10 | Solar |  |  | Interconnected | Buffalo | 55313 | MARY LAKE | 54 | Residential |  |  | 2019 | 2019
20252-215458-01 | Wright-Hennepin Cooperative Electric Association | 130 | 20996 | Co-op | NOVA19-66-31 20DA 006 | 33.28 | Solar |  |  | Interconnected | Long Lake | 55356 | MEDINA | 45 | Residential |  | 41757 | 2019 | 2019
20252-215458-01 | Wright-Hennepin Cooperative Electric Association | 130 | 20996 | Co-op | NOVA19-74-35 02CC 02004 | 11.4 | Solar |  |  | Interconnected | Mound | 55364 | DELANO | 86 | Residential |  | 35000 | 2019 | 2020
20252-215458-01 | Wright-Hennepin Cooperative Electric Association | 130 | 20996 | Co-op | NOVA19-83-09 27CC 02004 | 20 | Solar |  |  | Interconnected | Annandale | 55302 | MAPLE LAKE | 10 | Residential |  | 25000 | 2019 | 2019
20252-215458-01 | Wright-Hennepin Cooperative Electric Association | 130 | 20996 | Co-op | NOVA19-96-21 14AB0201005 | 21.46 | Solar |  |  | Interconnected | Loretto | 55357 | TRAILHAVEN | 129 | Residential |  | 97757 | 2019 | 2020
20252-215458-01 | Wright-Hennepin Cooperative Electric Association | 130 | 20996 | Co-op | NOVA20-01-19 30CC0202004 | 10 | Solar |  |  | Interconnected | Maple Grove | 55311 | CORCORAN | 20 | Residential |  | 26530.2 | 2020 | 2020
20252-215458-01 | Wright-Hennepin Cooperative Electric Association | 130 | 20996 | Co-op | NOVA20-02-32 10BB 01012 | 6.24 | Solar |  |  | Interconnected | Plymouth | 55446 | PLYMOUTH 2 | 162 | Residential |  | 32453 | 2020 | 2020
20252-215458-01 | Wright-Hennepin Cooperative Electric Association | 130 | 20996 | Co-op | NOVA20-04-19 31AB0304009 | 6.48 | Solar |  |  | Interconnected | Maple Grove | 55311 | LAWNDALE | 123 | Residential |  | 32110 | 2020 | 2020
20252-215458-01 | Wright-Hennepin Cooperative Electric Association | 130 | 20996 | Co-op | NOVA20-053-19 33BB 001 | 35.4 | Solar |  |  | Interconnected | Maple Grove | 55311 | PLYMOUTH 2 | 161 | Residential |  | 42680 | 2020 | 2021
20252-215458-01 | Wright-Hennepin Cooperative Electric Association | 130 | 20996 | Co-op | NOVA20-096-07 06 001 | 15.2 | Solar |  |  | Interconnected | Monticello | 55362 | SILVER CREEK | 72 | Residential |  | 59500 | 2020 | 2020
20252-215458-01 | Wright-Hennepin Cooperative Electric Association | 130 | 20996 | Co-op | NOVA20-12-09 27CD 01001 | 9.57 | Solar |  |  | Interconnected | Annandale | 55302 | MAPLE LAKE | 10 | Residential |  | 28751.25 | 2020 | 2021
20252-215458-01 | Wright-Hennepin Cooperative Electric Association | 130 | 20996 | Co-op | NOVA20-132-19 31AC0602014 | 3.8 | Solar |  |  | Interconnected | Maple Grove | 55311 | CORCORAN | 19 | Residential |  | 28642 | 2020 | 2020
20252-215458-01 | Wright-Hennepin Cooperative Electric Association | 130 | 20996 | Co-op | NOVA20-14-31 31CC 005 | 20 | Solar |  |  | Interconnected | Maple Plain | 55359 | MEDINA | 47 | Residential |  | 52298 | 2020 | 2020
20252-215458-01 | Wright-Hennepin Cooperative Electric Association | 130 | 20996 | Co-op | NOVA20-16-05 33DC 001 | 15.25 | Solar |  |  | Interconnected | Elk River | 55330 | OTSEGO | 50 | Residential |  |  | 2020 | 2020
20252-215458-01 | Wright-Hennepin Cooperative Electric Association | 130 | 20996 | Co-op | NOVA20-229-32 03DA 02016 | 4.64 | Solar |  |  | Interconnected | Plymouth | 55442 | PLYMOUTH 1 | 83 | Residential |  | 19230 | 2020 | 2020
20252-215458-01 | Wright-Hennepin Cooperative Electric Association | 130 | 20996 | Co-op | NOVA20-25-05 30CA0303002 | 7.6 | Solar |  |  | Interconnected | Otsego | 55330 | OTSEGO | 50 | Residential |  | 35252 | 2020 | 2020
20252-215458-01 | Wright-Hennepin Cooperative Electric Association | 130 | 20996 | Co-op | NOVA20-27- 29 24 008A | 11.6 | Solar |  |  | Interconnected | Delano | 55328 | DELANO | 25 | Residential |  | 30810 | 2020 | 2020
20252-215458-01 | Wright-Hennepin Cooperative Electric Association | 130 | 20996 | Co-op | NOVA20-29-02 27AD 003 | 38.4 | Solar |  |  | Interconnected | Annandale | 55302 | SILVER CREEK | 34 | Residential |  | 138060 | 2020 | 2021
20252-215458-01 | Wright-Hennepin Cooperative Electric Association | 130 | 20996 | Co-op | NOVA20-30-20 08AC 02011 | 7.55 | Solar |  |  | Interconnected | Rogers | 55374 | TRAILHAVEN | 129 | Residential |  |  | 2020 | 2022
20252-215458-01 | Wright-Hennepin Cooperative Electric Association | 130 | 20996 | Co-op | NOVA20-32-14 16DC0203005 | 3.8 | Solar |  |  | Interconnected | Buffalo | 55313 | LAKE CONSTANCE | 109 | Residential |  | 14140 | 2020 | 2021
20252-215458-01 | Wright-Hennepin Cooperative Electric Association | 130 | 20996 | Co-op | NOVA20-33-30 07 007 | 6.96 | Solar |  |  | Interconnected | Delano | 55328 | DELANO | 23 | Residential |  | 36940 | 2020 | 2021
20252-215458-01 | Wright-Hennepin Cooperative Electric Association | 130 | 20996 | Co-op | NOVA20-34-29 33 011 | 15.2 | Solar |  | X | Interconnected | Watertown | 55388 | WOODLAND | 144 | Residential |  | 50700 | 2020 | 2021
20252-215458-01 | Wright-Hennepin Cooperative Electric Association | 130 | 20996 | Co-op | NOVA20-36-32 02BC 02018 | 7.6 | Solar |  |  | Interconnected | Plymouth | 55442 | PLYMOUTH 1 | 84 | Residential |  |  | 2020 | 2021
20252-215458-01 | Wright-Hennepin Cooperative Electric Association | 130 | 20996 | Co-op | NOVA20-38-10 33AD 002 | 6.63 | Solar |  |  | Interconnected | Annandale | 55302 | GOOSE LAKE | 33 | Residential |  | 26939 | 2020 | 2020
20252-215458-01 | Wright-Hennepin Cooperative Electric Association | 130 | 20996 | Co-op | NOVA20-41-20 08AC 02011 | 7.55 | Solar |  |  | Interconnected | Rogers | 55374 | TRAILHAVEN | 129 | Residential |  | 40920 | 2020 | 2020
20252-215458-01 | Wright-Hennepin Cooperative Electric Association | 130 | 20996 | Co-op | NOVA20-43-20 36CD 01004 | 8.7 | Solar |  |  | Interconnected | Maple Grove | 55311 | CORCORAN | 20 | Residential |  | 34177 | 2020 | 2021
20252-215458-01 | Wright-Hennepin Cooperative Electric Association | 130 | 20996 | Co-op | NOVA20-47-30 08DB 001 | 7.6 | Solar |  |  | Interconnected | Independence | 55359 | DELANO | 23 | Residential |  | 25143 | 2020 | 2021
20252-215458-01 | Wright-Hennepin Cooperative Electric Association | 130 | 20996 | Co-op | NOVA20-482-19 30DA0302015 | 10.73 | Solar |  |  | Interconnected | Maple Grove | 55311 | LAWNDALE | 125 | Residential |  | 41539 | 2020 | 2020
20252-215458-01 | Wright-Hennepin Cooperative Electric Association | 130 | 20996 | Co-op | NOVA20-50-02 10AA 002 | 15.1 | Solar |  |  | Interconnected | Clearwater | 55320 | HASTY | 96 | Residential |  | 8000 | 2020 | 2020
20252-215458-01 | Wright-Hennepin Cooperative Electric Association | 130 | 20996 | Co-op | NOVA20-51-32 05AB 02006 | 9.28 | Solar |  |  | Active Application | Plymouth | 55446 | LAWNDALE | 122 | Residential |  | 62082 | 2020
20252-215458-01 | Wright-Hennepin Cooperative Electric Association | 130 | 20996 | Co-op | NOVA20-52-16 05AA 03002 | 10 | Solar |  |  | Interconnected | Saint Michael | 55376 | OAKWOOD | 106 | Residential |  | 42787 | 2020 | 2021
20252-215458-01 | Wright-Hennepin Cooperative Electric Association | 130 | 20996 | Co-op | NOVA20-53-06 25CA0101021 | 10 | Solar |  |  | Interconnected | Albertville | 55301 | OAKWOOD | 103 | Residential |  | 44138 | 2020 | 2021
20252-215458-01 | Wright-Hennepin Cooperative Electric Association | 130 | 20996 | Co-op | NOVA20-56- 32 05AB 02006 | 9.28 | Solar |  |  | Interconnected | Plymouth | 55446 | LAWNDALE | 122 | Residential |  | 60832 | 2020 | 2020
20252-215458-01 | Wright-Hennepin Cooperative Electric Association | 130 | 20996 | Co-op | NOVA20-57-20 11BC 001 | 22.8 | Solar |  |  | Interconnected | Rogers | 55374 | TRAILHAVEN | 128 | Residential |  | 85260 | 2020 | 2021
20252-215458-01 | Wright-Hennepin Cooperative Electric Association | 130 | 20996 | Co-op | NOVA20-616-13 15 001 | 10 | Solar |  |  | Interconnected | Buffalo | 55313 | BLACK LAKE | 64 | Residential |  | 129181 | 2020 | 2020
20252-215458-01 | Wright-Hennepin Cooperative Electric Association | 130 | 20996 | Co-op | NOVA20-68-14 16AB 01009 | 7.83 | Solar |  |  | Interconnected | Buffalo | 55313 | LAKE CONSTANCE | 109 | Residential |  | 32597 | 2020 | 2020
20252-215458-01 | Wright-Hennepin Cooperative Electric Association | 130 | 20996 | Co-op | NOVA20-71-20 05CB 01002 | 11.16 | Solar |  |  | Withdrawn | Rogers | 55374 | TRAILHAVEN | 129 | Residential |  | 48682 | 2020
20252-215458-01 | Wright-Hennepin Cooperative Electric Association | 130 | 20996 | Co-op | NOVA20-79-31 02CD 04001 | 3.8 | Solar |  |  | Interconnected | Medina | 55340 | WILLOW | 114 | Residential |  | 13500 | 2020 | 2020
20252-215458-01 | Wright-Hennepin Cooperative Electric Association | 130 | 20996 | Co-op | NOVA20-816-21 17DA 001 | 13.96 | Solar |  |  | Interconnected | Buffalo | 55313 | ROCKFORD | 76 | Residential |  | 57040 | 2020 | 2020
20252-215458-01 | Wright-Hennepin Cooperative Electric Association | 130 | 20996 | Co-op | NOVA20-86-05 27DA 04024 | 5 | Solar |  |  | Interconnected | Otsego | 55330 | OTSEGO | 120 | Residential |  | 29997 | 2020 | 2021
20252-215458-01 | Wright-Hennepin Cooperative Electric Association | 130 | 20996 | Co-op | NOVA20-88-19 33BB 001 | 21.4 | Solar |  |  | Interconnected | Maple Grove | 55311 | PLYMOUTH 2 | 161 | Residential |  | 57000 | 2020 | 2021
20252-215458-01 | Wright-Hennepin Cooperative Electric Association | 130 | 20996 | Co-op | NOVA20-888-21 35AC 01004 | 17.4 | Solar |  |  | Interconnected | Loretto | 55357 | DELANO | 22 | Residential |  | 71180 | 2020 | 2020
20252-215458-01 | Wright-Hennepin Cooperative Electric Association | 130 | 20996 | Co-op | NOVA20-93-30 26DA 006 | 10.12 | Solar |  |  | Interconnected | Maple Plain | 55359 | DELANO | 86 | Residential |  | 37502 | 2020 | 2020
20252-215458-01 | Wright-Hennepin Cooperative Electric Association | 130 | 20996 | Co-op | NOVA20-94-20 04BC 006 | 7.68 | Solar |  |  | Interconnected | Rogers | 55374 | TRAILHAVEN | 128 | Residential |  | 28501.74 | 2020 | 2020
20252-215458-01 | Wright-Hennepin Cooperative Electric Association | 130 | 20996 | Co-op | NOVA20-96-10 30 013A | 10 | Solar |  |  | Interconnected | South Haven | 55382 | GOOSE LAKE | 30 | Residential |  | 58590 | 2020 | 2021
20252-215458-01 | Wright-Hennepin Cooperative Electric Association | 130 | 20996 | Co-op | NOVA20-968-21 27DA 014 | 6.98 | Solar |  |  | Interconnected | Greenfield | 55357 | DELANO | 22 | Residential |  | 24850 | 2020 | 2020
20252-215458-01 | Wright-Hennepin Cooperative Electric Association | 130 | 20996 | Co-op | NOVA20-97-05 28BD0102003 | 5 | Solar |  |  | Interconnected | Otsego | 55330 | OTSEGO | 50 | Residential |  | 33330 | 2020 | 2020
20252-215458-01 | Wright-Hennepin Cooperative Electric Association | 130 | 20996 | Co-op | NOVA20-98-31 28AA 003 | 12 | Solar |  |  | Interconnected | Long Lake | 55356 | MEDINA | 47 | Residential |  | 30600 | 2020 | 2020
20252-215458-01 | Wright-Hennepin Cooperative Electric Association | 130 | 20996 | Co-op | NOVA20-988-19 33BB 001 | 21.4 | Solar |  |  | Interconnected | Maple Grove | 55311 | PLYMOUTH 2 | 161 | Residential |  | 57000 | 2020 | 2020
20252-215458-01 | Wright-Hennepin Cooperative Electric Association | 130 | 20996 | Co-op | NOVA20-99-19 31BA0602005 | 5 | Solar |  |  | Interconnected | Maple Grove | 55311 | CORCORAN | 19 | Residential |  | 22750 | 2020 | 2020
20252-215458-01 | Wright-Hennepin Cooperative Electric Association | 130 | 20996 | Co-op | NOVA20-998-14 21AB 05005 | 4.93 | Solar |  |  | Withdrawn | Buffalo | 55313 | LAKE CONSTANCE | 109 | Residential |  | 17850 | 2020
20252-215458-01 | Wright-Hennepin Cooperative Electric Association | 130 | 20996 | Co-op | NOVA20-84-05 27CD0305003 | 7.68 | Solar |  |  | Interconnected | Otsego | 55330 | OTSEGO | 120 | Residential |  | 38131.21 | 2021 | 2021
20252-215458-01 | Wright-Hennepin Cooperative Electric Association | 130 | 20996 | Co-op | NOVA21-23-19 34DC 01006 | 32.4 | Solar |  |  | Interconnected | Maple Grove | 55311 | BASS LAKE | 42 | Commercial |  | 113400 | 2021 | 2021
20252-215458-01 | Wright-Hennepin Cooperative Electric Association | 130 | 20996 | Co-op | NOVA21-29-27 21 007 | 10.44 | Solar |  |  | Interconnected | Howard Lake | 55349 | HOWARD LAKE | 27 | Residential |  | 34677.64 | 2021 | 2021
20252-215458-01 | Wright-Hennepin Cooperative Electric Association | 130 | 20996 | Co-op | NOVA21-30-08 05DC 001 | 10.15 | Solar |  |  | Interconnected | Maple Lake | 55358 | SILVER CREEK | 35 | Residential |  | 35559 | 2021 | 2021
20252-215458-01 | Wright-Hennepin Cooperative Electric Association | 130 | 20996 | Co-op | NOVA21-41-22 08CD 007 | 15.2 | Solar |  |  | Interconnected | Buffalo | 55313 | MARY LAKE | 51 | Residential |  | 70168 | 2021 | 2022
20252-215458-01 | Wright-Hennepin Cooperative Electric Association | 130 | 20996 | Co-op | NOVA21-46-32 15AA 02002 | 13 | Solar |  |  | Interconnected | Plymouth | 55442 | PLYMOUTH 1 | 82 | Residential |  | 41724 | 2021 | 2021
20252-215458-01 | Wright-Hennepin Cooperative Electric Association | 130 | 20996 | Co-op | NOVA21-47-30 25CB 008A | 20.88 | Solar |  |  | Interconnected | Maple Plain | 55359 | DELANO | 86 | Residential |  | 49113 | 2021 | 2021
20252-215458-01 | Wright-Hennepin Cooperative Electric Association | 130 | 20996 | Co-op | NOVA21-48-31 03DD 003 | 25 | Solar |  |  | Interconnected | Medina | 55340 | WILLOW | 118 | Commercial |  | 115066 | 2021 | 2021
20252-215458-01 | Wright-Hennepin Cooperative Electric Association | 130 | 20996 | Co-op | NOVA21-62 -19 28CA0403005 | 7.54 | Solar |  |  | Interconnected | Maple Grove | 55311 | BASS LAKE | 111 | Residential |  | 30000 | 2021 | 2021
20252-215458-01 | Wright-Hennepin Cooperative Electric Association | 130 | 20996 | Co-op | NOVA4286-30 17CA 013 | 11.52 | Solar |  |  | Interconnected | Independence | 55359 | DELANO | 23 | Residential |  | 55400 | 2021 | 2021
20252-215458-01 | Wright-Hennepin Cooperative Electric Association | 130 | 20996 | Co-op | NOVA4372-19 34BD 02002 | 7.6 | Solar |  |  | Withdrawn | Maple Grove | 55311 | BASS LAKE | 42 | Residential |  | 47673 | 2021
20252-215458-01 | Wright-Hennepin Cooperative Electric Association | 130 | 20996 | Co-op | NOVA4397-13 18DB 01001 | 15 | Solar |  |  | Interconnected | Maple Lake | 55358 | HIGHLAND | 37 | Residential |  | 45060 | 2021 | 2021
20252-215458-01 | Wright-Hennepin Cooperative Electric Association | 130 | 20996 | Co-op | NOVA4403-09 04 008 | 16.75 | Solar |  |  | Withdrawn | Annandale | 55302 | SILVER CREEK | 34 | Residential |  | 54000 | 2021
20252-215458-01 | Wright-Hennepin Cooperative Electric Association | 130 | 20996 | Co-op | NOVA4411-06 16CD 004A | 10 | Solar |  |  | Interconnected | Monticello | 55362 | ALBERTVILLE | 16 | Residential |  | 50400 | 2021 | 2022
20252-215458-01 | Wright-Hennepin Cooperative Electric Association | 130 | 20996 | Co-op | NOVA4447-02 21 001A | 15.66 | Solar |  |  | Interconnected | South Haven | 55382 | HASTY | 89 | Residential |  | 20000 | 2021 | 2021
20252-215458-01 | Wright-Hennepin Cooperative Electric Association | 130 | 20996 | Co-op | NOVA4524-12 01 006A | 13.8 | Solar |  |  | Interconnected | Maple Lake | 55358 | MAPLE LAKE | 12 | Residential |  | 40082.34 | 2021 | 2021
20252-215458-01 | Wright-Hennepin Cooperative Electric Association | 130 | 20996 | Co-op | NOVA4570-29 24 007A | 17.4 | Solar |  |  | Interconnected | Delano | 55373 | DELANO | 25 | Residential |  | 50235 | 2021 | 2021
20252-215458-01 | Wright-Hennepin Cooperative Electric Association | 130 | 20996 | Co-op | NOVA4599-03 19AB 001 | 14.82 | Solar |  |  | Interconnected | Clearwater | 55320 | HASTY | 89 | Residential |  | 23000 | 2021 | 2021
20252-215458-01 | Wright-Hennepin Cooperative Electric Association | 130 | 20996 | Co-op | NOVA4603-20 11CB 005 | 17.45 | Solar |  |  | Withdrawn | Corcoran | 55340 | CORCORAN | 18 | Residential |  | 63800.16 | 2021
20252-215458-01 | Wright-Hennepin Cooperative Electric Association | 130 | 20996 | Co-op | NOVA4637-05 30BB0305012 | 5 | Solar |  |  | Interconnected | Otsego | 55330 | OTSEGO | 49 | Residential |  | 27520 | 2021 | 2021
20252-215458-01 | Wright-Hennepin Cooperative Electric Association | 130 | 20996 | Co-op | NOVA4685-05 27CD0309017 | 5.8 | Solar |  |  | Interconnected | Otsego | 55330 | OTSEGO | 120 | Residential |  | 27290.57 | 2021 | 2021
20252-215458-01 | Wright-Hennepin Cooperative Electric Association | 130 | 20996 | Co-op | NOVA4694-19 34BD 02002 | 7.57 | Solar |  |  | Withdrawn | Maple Grove | 55311 | BASS LAKE | 42 | Residential |  | 12064 | 2021
20252-215458-01 | Wright-Hennepin Cooperative Electric Association | 130 | 20996 | Co-op | NOVA4703-32 05DC0203001 | 13.34 | Solar |  |  | Interconnected | Plymouth | 55446 | PLYMOUTH 2 | 161 | Residential |  | 42250 | 2021 | 2021
20252-215458-01 | Wright-Hennepin Cooperative Electric Association | 130 | 20996 | Co-op | NOVA4732-09 33 004 | 21 | Solar |  |  | Interconnected | Annandale | 55302 | MAPLE LAKE | 10 | Residential |  | 56500 | 2021 | 2021
20252-215458-01 | Wright-Hennepin Cooperative Electric Association | 130 | 20996 | Co-op | NOVA4743-31 13CC 001 | 32.11 | Solar |  | X | Withdrawn | Medina | 55391 | MEDINA | 46 | Residential |  | 98000 | 2021
20252-215458-01 | Wright-Hennepin Cooperative Electric Association | 130 | 20996 | Co-op | NOVA4743-31 13CC 001-S | 15.36 | Storage |  |  | Withdrawn | Medina | 55391 | MEDINA | 46 | Residential |  | 98000 | 2021
20252-215458-01 | Wright-Hennepin Cooperative Electric Association | 130 | 20996 | Co-op | NOVA4767-06 14DA 011 | 30 | Solar |  |  | Interconnected | Otsego | 55362 | ALBERTVILLE | 14 | Residential |  | 119750 | 2021 | 2021
20252-215458-01 | Wright-Hennepin Cooperative Electric Association | 130 | 20996 | Co-op | NOVA4797-30 25BC0202003 | 10 | Solar |  |  | Interconnected | Maple Plain | 55359 | DELANO | 86 | Residential |  | 32729.4 | 2021 | 2021
20252-215458-01 | Wright-Hennepin Cooperative Electric Association | 130 | 20996 | Co-op | NOVA4889-32 02CB 01003 | 12.56 | Solar |  |  | Interconnected | Plymouth | 55442 | PLYMOUTH 1 | 84 | Residential |  | 20000 | 2021 | 2022
20252-215458-01 | Wright-Hennepin Cooperative Electric Association | 130 | 20996 | Co-op | NOVA4921-19 34BC 02004 | 5.51 | Solar |  |  | Interconnected | Maple Grove | 55311 | BASS LAKE | 42 | Residential |  | 30857 | 2021 | 2021
20252-215458-01 | Wright-Hennepin Cooperative Electric Association | 130 | 20996 | Co-op | NOVA4933-32 11CC010103 | 5 | Solar |  |  | Withdrawn | Plymouth | 55442 | PLYMOUTH 1 | 83 | Residential |  | 33468 | 2021
20252-215458-01 | Wright-Hennepin Cooperative Electric Association | 130 | 20996 | Co-op | NOVA4936-23 22 008A | 38.5 | Solar |  |  | Interconnected | Waverly | 55390 | HIGHLAND | 39 | Residential |  | 85714 | 2021 | 2021
20252-215458-01 | Wright-Hennepin Cooperative Electric Association | 130 | 20996 | Co-op | NOVA4944-31 09CD 004 | 39.08 | Solar |  |  | Interconnected | Hamel | 55340 | MEDINA | 45 | Residential |  | 146900 | 2021 | 2021
20252-215458-01 | Wright-Hennepin Cooperative Electric Association | 130 | 20996 | Co-op | NOVA4963-32 06BC 01016 | 11.96 | Solar |  | X | Interconnected | Plymouth | 55446 | LAWNDALE | 122 | Residential |  | 39555 | 2021 | 2021
20252-215458-01 | Wright-Hennepin Cooperative Electric Association | 130 | 20996 | Co-op | NOVA4982-03 29AA 010A | 39.08 | Solar |  |  | Interconnected | Clearwater | 55320 | HASTY | 88 | Residential |  | 132800 | 2021 | 2021
20252-215458-01 | Wright-Hennepin Cooperative Electric Association | 130 | 20996 | Co-op | NOVA4989-19 26CD0702014 | 7.6 | Solar |  |  | Interconnected | Maple Grove | 55369 | CEDAR ISLAND 2 | 69 | Residential |  | 28364 | 2021 | 2022
20252-215458-01 | Wright-Hennepin Cooperative Electric Association | 130 | 20996 | Co-op | NOVA4996-19 22CD0903015 | 4.18 | Solar |  |  | Interconnected | Maple Grove | 55311 | BASS LAKE | 41 | Residential |  | 14160 | 2021 | 2021
20252-215458-01 | Wright-Hennepin Cooperative Electric Association | 130 | 20996 | Co-op | NOVA5024-32 04BB 005 | 39.95 | Solar |  |  | Interconnected | Plymouth | 55446 | PLYMOUTH 2 | 161 | Residential |  | 118000 | 2021 | 2022
20252-215458-01 | Wright-Hennepin Cooperative Electric Association | 130 | 20996 | Co-op | NOVA5111-31 13CC 001 | 30.44 | Solar |  | X | Interconnected | Medina | 55391 | MEDINA | 46 | Residential |  | 98750 | 2021 | 2022
20252-215458-01 | Wright-Hennepin Cooperative Electric Association | 130 | 20996 | Co-op | NOVA5111-31 13CC 001-S | 15.36 | Storage |  |  | Interconnected | Medina | 55391 | MEDINA | 46 | Residential |  | 98750 | 2021 | 2022
20252-215458-01 | Wright-Hennepin Cooperative Electric Association | 130 | 20996 | Co-op | NOVA5115-30 15AD 01004 | 9.77 | Solar |  |  | Interconnected | Maple Plain | 55359 | DELANO | 71 | Residential |  | 44787 | 2021 | 2022
20252-215458-01 | Wright-Hennepin Cooperative Electric Association | 130 | 20996 | Co-op | NOVA5119-19 27CD0303017 | 8.22 | Solar |  |  | Interconnected | Osseo | 55311 | BASS LAKE | 41 | Residential |  | 42978 | 2021 | 2022
20252-215458-01 | Wright-Hennepin Cooperative Electric Association | 130 | 20996 | Co-op | NOVA5134-24 22 012 | 30.8 | Solar |  |  | Interconnected | Howard Lake | 55349 | HIGHLAND | 40 | Residential |  | 131000 | 2021 | 2021
20252-215458-01 | Wright-Hennepin Cooperative Electric Association | 130 | 20996 | Co-op | NOVA5142-20 09AC 04002 | 39.2 | Solar |  | X | Withdrawn | Corcoran | 55340 | TRAILHAVEN | 129 | Residential |  | 159790 | 2021
20252-215458-01 | Wright-Hennepin Cooperative Electric Association | 130 | 20996 | Co-op | NOVA5232-32 05AA 01024 | 11.4 | Solar |  |  | Interconnected | Plymouth | 55446 | LAWNDALE | 122 | Residential |  | 27700 | 2021 | 2022
20252-215458-01 | Wright-Hennepin Cooperative Electric Association | 130 | 20996 | Co-op | NOVA5234-02 02CB0104015 | 5.22 | Solar |  |  | Interconnected | Clearwater | 55320 | HASTY | 89 | Residential |  | 21397 | 2021 | 2022
20252-215458-01 | Wright-Hennepin Cooperative Electric Association | 130 | 20996 | Co-op | NOVA5277-21 34AB 02006 | 17.6 | Solar |  |  | Withdrawn | Rockford | 55373 | DELANO | 22 | Residential |  | 36700 | 2021
20252-215458-01 | Wright-Hennepin Cooperative Electric Association | 130 | 20996 | Co-op | NOVA5320-32 11CC0101003 | 5 | Solar |  |  | Withdrawn | Plymouth | 55442 | PLYMOUTH 1 | 83 | Residential |  | 33468 | 2021
20252-215458-01 | Wright-Hennepin Cooperative Electric Association | 130 | 20996 | Co-op | NOVA5337-14 10 012 | 18.14 | Solar |  |  | Interconnected | Buffalo | 55313 | LAKE CONSTANCE | 108 | Residential |  | 57616 | 2021 | 2022
20252-215458-01 | Wright-Hennepin Cooperative Electric Association | 130 | 20996 | Co-op | NOVA5358-02 27BB0101004 | 14.65 | Solar |  |  | Interconnected | South Haven | 55382 | HASTY | 89 | Residential |  | 30000 | 2021 | 2022
20252-215458-01 | Wright-Hennepin Cooperative Electric Association | 130 | 20996 | Co-op | NOVA5363- 05 30BC0312003 | 5.51 | Solar |  |  | Interconnected | Otsego | 55330 | OTSEGO | 49 | Residential |  | 33660 | 2021 | 2022
20252-215458-01 | Wright-Hennepin Cooperative Electric Association | 130 | 20996 | Co-op | NOVA5359-11 11AB 001A | 5.58 | Solar |  |  | Interconnected | Annandale | 55302 | GOOSE LAKE | 31 | Residential |  | 21804 | 2022 | 2022
20252-215458-01 | Wright-Hennepin Cooperative Electric Association | 130 | 20996 | Co-op | NOVA5572-20 31 006 | 8.38 | Solar |  |  | Interconnected | Loretto | 55357 | WILLOW | 115 | Residential |  | 15000 | 2022 | 2022
20252-215458-01 | Wright-Hennepin Cooperative Electric Association | 130 | 20996 | Co-op | NOVA5578-19 28CC0301005 | 11.96 | Solar |  | X | Interconnected | Maple Grove | 55311 | BASS LAKE | 44 | Residential |  | 48753 | 2022 | 2022
20252-215458-01 | Wright-Hennepin Cooperative Electric Association | 130 | 20996 | Co-op | NOVA5615-32 04AB 01004 | 7.6 | Solar |  |  | Interconnected | Plymouth | 55446 | PLYMOUTH 2 | 161 | Residential |  | 24600 | 2022 | 2022
20252-215458-01 | Wright-Hennepin Cooperative Electric Association | 130 | 20996 | Co-op | NOVA5650-05 27DA0104002 | 7.83 | Solar |  |  | Interconnected | Otsego | 55330 | OTSEGO | 120 | Residential |  | 30571 | 2022 | 2022
20252-215458-01 | Wright-Hennepin Cooperative Electric Association | 130 | 20996 | Co-op | NOVA5651-20 05CD 02002 | 14.25 | Solar |  |  | Interconnected | Rogers | 55374 | TRAILHAVEN | 129 | Residential |  | 10000 | 2022 | 2022
20252-215458-01 | Wright-Hennepin Cooperative Electric Association | 130 | 20996 | Co-op | NOVA5666-19 34BD 01008 | 6 | Solar |  |  | Interconnected | Maple Grove | 55311 | BASS LAKE | 42 | Residential |  | 10000 | 2022 | 2022
20252-215458-01 | Wright-Hennepin Cooperative Electric Association | 130 | 20996 | Co-op | NOVA5687-14 18BB 005A | 6.38 | Solar |  |  | Withdrawn | Buffalo | 55313 | BLACK LAKE | 64 | Residential |  | 42021 | 2022
20252-215458-01 | Wright-Hennepin Cooperative Electric Association | 130 | 20996 | Co-op | NOVA5702-32 02BA 03027 | 5.51 | Solar |  |  | Interconnected | Plymouth | 55442 | PLYMOUTH 2 | 163 | Residential |  | 38196 | 2022 | 2022
20252-215458-01 | Wright-Hennepin Cooperative Electric Association | 130 | 20996 | Co-op | NOVA5715-23 22 009 | 36.4 | Solar |  |  | Interconnected | Waverly | 55390 | HIGHLAND | 39 | Residential |  | 102000 | 2022 | 2022
20252-215458-01 | Wright-Hennepin Cooperative Electric Association | 130 | 20996 | Co-op | NOVA5740-30 01DC 01002 | 11.17 | Solar |  |  | Interconnected | Loretto | 55357 | MEDINA | 45 | Residential |  | 50830 | 2022 | 2022
20252-215458-01 | Wright-Hennepin Cooperative Electric Association | 130 | 20996 | Co-op | NOVA5783-32 04CA 007 | 18.56 | Solar |  |  | Interconnected | Plymouth | 55446 | PLYMOUTH 2 | 162 | Residential |  | 71000 | 2022 | 2022
20252-215458-01 | Wright-Hennepin Cooperative Electric Association | 130 | 20996 | Co-op | NOVA5799-10 32 006 | 33.3 | Solar |  |  | Interconnected | South Haven | 55382 | GOOSE LAKE | 30 | Residential |  | 124766 | 2022 | 2022
20252-215458-01 | Wright-Hennepin Cooperative Electric Association | 130 | 20996 | Co-op | NOVA5813-16 06BC 03003 | 22.8 | Solar |  |  | Interconnected | Albertville | 55301 | OAKWOOD | 106 | Residential |  | 79867 | 2022 | 2022
20252-215458-01 | Wright-Hennepin Cooperative Electric Association | 130 | 20996 | Co-op | NOVA5841-12 33CB 006 | 4.93 | Solar |  |  | Interconnected | Annandale | 55302 | HIGHLAND | 40 | Residential |  | 34360 | 2022 | 2022
20252-215458-01 | Wright-Hennepin Cooperative Electric Association | 130 | 20996 | Co-op | NOVA5851-31 03AB0201002 | 11 | Solar |  |  | Interconnected | Medina | 55340 | CORCORAN | 20 | Residential |  | 45330 | 2022 | 2022
20252-215458-01 | Wright-Hennepin Cooperative Electric Association | 130 | 20996 | Co-op | NOVA5854-19 29BA0403011 | 12.6 | Solar |  |  | Interconnected | Maple Grove | 55311 | BASS LAKE | 111 | Residential |  | 60846 | 2022 | 2022
20252-215458-01 | Wright-Hennepin Cooperative Electric Association | 130 | 20996 | Co-op | NOVA5876-32 05BB0102008 | 5.48 | Solar |  |  | Interconnected | Plymouth | 55446 | LAWNDALE | 122 | Residential |  | 31740 | 2022 | 2022
20252-215458-01 | Wright-Hennepin Cooperative Electric Association | 130 | 20996 | Co-op | NOVA5894-16 33AA 01005 | 10.47 | Solar |  |  | Interconnected | Rogers | 55374 | TRAILHAVEN | 130 | Residential |  | 48164 | 2022 | 2022
20252-215458-01 | Wright-Hennepin Cooperative Electric Association | 130 | 20996 | Co-op | NOVA5902-32 05BB0102012 | 7.67 | Solar |  |  | Interconnected | Plymouth | 55446 | LAWNDALE | 122 | Residential |  | 43953 | 2022 | 2022
20252-215458-01 | Wright-Hennepin Cooperative Electric Association | 130 | 20996 | Co-op | NOVA5922-16 34CC 006 | 38.35 | Solar |  |  | Withdrawn | Rogers | 55374 | TRAILHAVEN | 128 | Residential |  | 114000 | 2022
20252-215458-01 | Wright-Hennepin Cooperative Electric Association | 130 | 20996 | Co-op | NOVA5945-27 26 005A | 11.4 | Solar |  |  | Interconnected | Howard Lake | 55349 | WOODLAND | 143 | Residential |  | 18720 | 2022 | 2023
20252-215458-01 | Wright-Hennepin Cooperative Electric Association | 130 | 20996 | Co-op | NOVA5950-19 20CC0501002 | 5.48 | Solar |  |  | Interconnected | Maple Grove | 55311 | LAWNDALE | 125 | Residential |  | 34040 | 2022 | 2022
20252-215458-01 | Wright-Hennepin Cooperative Electric Association | 130 | 20996 | Co-op | NOVA5952-05 27AB0504006 | 6.03 | Solar |  |  | Interconnected | Otsego | 55330 | OTSEGO | 50 | Residential |  | 34914 | 2022 | 2022
20252-215458-01 | Wright-Hennepin Cooperative Electric Association | 130 | 20996 | Co-op | NOVA5954-05 28BD0201017 | 13.7 | Solar |  |  | Interconnected | Otsego | 55330 | OTSEGO | 50 | Residential |  | 80212.5 | 2022 | 2022
20252-215458-01 | Wright-Hennepin Cooperative Electric Association | 130 | 20996 | Co-op | NOVA5957-05 28AD0107007 | 8.77 | Solar |  |  | Interconnected | Otsego | 55330 | OTSEGO | 50 | Residential |  | 51336 | 2022 | 2023
20252-215458-01 | Wright-Hennepin Cooperative Electric Association | 130 | 20996 | Co-op | NOVA5959-05 22CB0402016 | 6.58 | Solar |  |  | Interconnected | Otsego | 55330 | OTSEGO | 70 | Residential |  | 38916 | 2022 | 2022
20252-215458-01 | Wright-Hennepin Cooperative Electric Association | 130 | 20996 | Co-op | NOVA5965-05 28AD0201005 | 6.03 | Solar |  |  | Interconnected | Otsego | 55330 | OTSEGO | 50 | Residential |  | 35673 | 2022 | 2022
20252-215458-01 | Wright-Hennepin Cooperative Electric Association | 130 | 20996 | Co-op | NOVA5975-31 10DB 011B | 38.8 | Solar |  |  | Interconnected | Hamel | 55340 | WILLOW | 114 | Residential |  | 136000 | 2022 | 2023
20252-215458-01 | Wright-Hennepin Cooperative Electric Association | 130 | 20996 | Co-op | NOVA5996-05 27DA 04025 | 6.03 | Solar |  |  | Interconnected | Otsego | 55330 | OTSEGO | 120 | Residential |  | 35673 | 2022 | 2022
20252-215458-01 | Wright-Hennepin Cooperative Electric Association | 130 | 20996 | Co-op | NOVA5997-05 27AC0102029 | 8.22 | Solar |  |  | Interconnected | Otsego | 55330 | OTSEGO | 120 | Residential |  | 48127.5 | 2022 | 2022
20252-215458-01 | Wright-Hennepin Cooperative Electric Association | 130 | 20996 | Co-op | NOVA5998-32 05BB0201005 | 5.48 | Solar |  |  | Interconnected | Plymouth | 55446 | LAWNDALE | 122 | Residential |  | 30176 | 2022 | 2022
20252-215458-01 | Wright-Hennepin Cooperative Electric Association | 130 | 20996 | Co-op | NOVA6001-05 27DA0101005 | 6.03 | Solar |  |  | Interconnected | Otsego | 55330 | OTSEGO | 120 | Residential |  | 34914 | 2022 | 2022
20252-215458-01 | Wright-Hennepin Cooperative Electric Association | 130 | 20996 | Co-op | NOVA6003-32 05BB0202007 | 13.36 | Solar |  | X | Interconnected | Plymouth | 55446 | LAWNDALE | 122 | Residential |  | 60735 | 2022 | 2022
20252-215458-01 | Wright-Hennepin Cooperative Electric Association | 130 | 20996 | Co-op | NOVA6013-13 27AC 01003 | 3.8 | Solar |  |  | Withdrawn | Buffalo | 55313 | MARY LAKE | 51 | Residential |  | 24437 | 2022
20252-215458-01 | Wright-Hennepin Cooperative Electric Association | 130 | 20996 | Co-op | NOVA6017-35 09AA 002A | 31.03 | Solar |  |  | Withdrawn | Mound | 55364 | DELANO | 24 | Residential |  | 65000 | 2022
20252-215458-01 | Wright-Hennepin Cooperative Electric Association | 130 | 20996 | Co-op | NOVA6039-32 04BA0102004 | 10.15 | Solar |  |  | Interconnected | Plymouth | 55446 | PLYMOUTH 2 | 161 | Residential |  | 19600 | 2022 | 2023
20252-215458-01 | Wright-Hennepin Cooperative Electric Association | 130 | 20996 | Co-op | NOVA6041-14 09 009 | 5.48 | Solar |  |  | Interconnected | Buffalo | 55313 | LAKE CONSTANCE | 108 | Residential |  | 10260 | 2022 | 2022
20252-215458-01 | Wright-Hennepin Cooperative Electric Association | 130 | 20996 | Co-op | NOVA6081-05 27BA 02004 | 4.93 | Solar |  |  | Interconnected | Otsego | 55330 | OTSEGO | 50 | Residential |  | 28469.5 | 2022 | 2022
20252-215458-01 | Wright-Hennepin Cooperative Electric Association | 130 | 20996 | Co-op | NOVA6088-05 27BD0105002 | 7.12 | Solar |  |  | Interconnected | Otsego | 55330 | OTSEGO | 50 | Residential |  | 40561 | 2022 | 2022
20252-215458-01 | Wright-Hennepin Cooperative Electric Association | 130 | 20996 | Co-op | NOVA6090-05 27CB0401002 | 6.58 | Solar |  |  | Interconnected | Otsego | 55330 | OTSEGO | 120 | Residential |  | 38916 | 2022 | 2022
20252-215458-01 | Wright-Hennepin Cooperative Electric Association | 130 | 20996 | Co-op | NOVA6095-03N32DD 02008A | 15.66 | Solar |  |  | Interconnected | Clear Lake | 55319 | HASTY | 88 | Residential |  | 59042 | 2022 | 2022
20252-215458-01 | Wright-Hennepin Cooperative Electric Association | 130 | 20996 | Co-op | NOVA6099-05 27AC0101013 | 6.58 | Solar |  |  | Interconnected | Otsego | 55330 | OTSEGO | 50 | Residential |  | 38916 | 2022 | 2022
20252-215458-01 | Wright-Hennepin Cooperative Electric Association | 130 | 20996 | Co-op | NOVA6101-20 17 006 | 17.8 | Solar |  |  | Withdrawn | Corcoran | 55374 | TRAILHAVEN | 129 | Residential |  | 61350 | 2022
20252-215458-01 | Wright-Hennepin Cooperative Electric Association | 130 | 20996 | Co-op | NOVA6140-32 04AB1002001 | 11.31 | Solar |  |  | Withdrawn | Plymouth | 55446 | BASS LAKE | 73 | Residential |  | 47011 | 2022
20252-215458-01 | Wright-Hennepin Cooperative Electric Association | 130 | 20996 | Co-op | NOVA6170-03 34BA 006A | 26.1 | Solar |  |  | Interconnected | Monticello | 55362 | SILVER CREEK | 35 | Residential |  | 161000 | 2022 | 2022
20252-215458-01 | Wright-Hennepin Cooperative Electric Association | 130 | 20996 | Co-op | NOVA6191-UNKNOWN | 3.84 | Solar |  |  | Withdrawn | Rochester | 55901 |  |  |  |  | 23425.5 | 2022
20252-215458-01 | Wright-Hennepin Cooperative Electric Association | 130 | 20996 | Co-op | NOVA6230-12 15DB 008A | 38.5 | Solar |  |  | Interconnected | Maple Lake | 55358 | MAPLE LAKE | 12 | Residential |  | 1e+05 | 2022 | 2023
20252-215458-01 | Wright-Hennepin Cooperative Electric Association | 130 | 20996 | Co-op | NOVA6235-21 14AB0201011 | 11.31 | Solar |  |  | Interconnected | Loretto | 55357 | TRAILHAVEN | 129 | Residential |  | 61108 | 2022 | 2022
20252-215458-01 | Wright-Hennepin Cooperative Electric Association | 130 | 20996 | Co-op | NOVA6261-30 34BB 01006A | 7.6 | Solar |  |  | Interconnected | Independence | 55359 | DELANO | 24 | Residential |  | 25513 | 2022 | 2022
20252-215458-01 | Wright-Hennepin Cooperative Electric Association | 130 | 20996 | Co-op | NOVA6270-19 33BB 005 | 40 | Solar |  |  | Interconnected | Maple Grove | 55369 | BASS LAKE | 44 | Residential |  | 174640 | 2022 | 2023
20252-215458-01 | Wright-Hennepin Cooperative Electric Association | 130 | 20996 | Co-op | NOVA6314-20 36BB 006 | 11.17 | Solar |  |  | Interconnected | Corcoran | 55340 | CORCORAN | 20 | Residential |  | 41982 | 2022 | 2022
20252-215458-01 | Wright-Hennepin Cooperative Electric Association | 130 | 20996 | Co-op | NOVA6315-19 32AC 001 | 15.36 | Solar |  |  | Interconnected | Maple Grove |  | PLYMOUTH 2 | 161 | Residential |  | 46000 | 2022 | 2023
20252-215458-01 | Wright-Hennepin Cooperative Electric Association | 130 | 20996 | Co-op | NOVA6358-05 27CD0503016 | 5.48 | Solar |  |  | Interconnected | Otsego | 55330 | OTSEGO | 120 | Residential |  | 33120 | 2022 | 2022
20252-215458-01 | Wright-Hennepin Cooperative Electric Association | 130 | 20996 | Co-op | NOVA6361-32 11CC0101003 | 7.6 | Solar |  |  | Interconnected | Plymouth | 55442 | PLYMOUTH 1 | 83 | Residential |  | 38850 | 2022 | 2023
20252-215458-01 | Wright-Hennepin Cooperative Electric Association | 130 | 20996 | Co-op | NOVA6368-19 31CB0102007 | 6.58 | Solar |  |  | Interconnected | Maple Grove | 55311 | CORCORAN | 20 | Residential |  | 36524 | 2022 | 2023
20252-215458-01 | Wright-Hennepin Cooperative Electric Association | 130 | 20996 | Co-op | NOVA6383-35 09AA 002A | 36 | Solar |  |  | Withdrawn | Mound | 55364 | DELANO | 24 | Residential |  | 90000 | 2022
20252-215458-01 | Wright-Hennepin Cooperative Electric Association | 130 | 20996 | Co-op | NOVA6405-20 09AC 04002 | 38.28 | Solar |  | X | Interconnected | Corcoran | 55340 | TRAILHAVEN | 129 | Residential |  | 174480 | 2022 | 2022
20252-215458-01 | Wright-Hennepin Cooperative Electric Association | 130 | 20996 | Co-op | NOVA6444-08 01AB 007 | 28.71 | Solar |  |  | Withdrawn | Monticello | 55362 | SILVER CREEK | 72 | Residential |  | 149594 | 2022
20252-215458-01 | Wright-Hennepin Cooperative Electric Association | 130 | 20996 | Co-op | NOVA6491-27S03 003 | 24.78 | Solar |  |  | Interconnected | Winsted | 55395 | HOWARD LAKE | 27 | Residential |  | 69000 | 2022 | 2022
20252-215458-01 | Wright-Hennepin Cooperative Electric Association | 130 | 20996 | Co-op | NOVA6506-19 35BB 001 | 40 | Solar |  |  | Interconnected | Maple Grove | 55369 | CEDAR ISLAND 2 | 69 | Residential |  | 174640 | 2022 | 2023
20252-215458-01 | Wright-Hennepin Cooperative Electric Association | 130 | 20996 | Co-op | NOVA6514-21 22BA 001 | 36.4 | Solar |  |  | Interconnected | Rockford | 55373 | ROCKFORD | 76 | Residential |  | 113000 | 2022 | 2023
20252-215458-01 | Wright-Hennepin Cooperative Electric Association | 130 | 20996 | Co-op | NOVA6528-13 27AC 01003 | 3.8 | Solar |  |  | Withdrawn | Buffalo | 55313 | MARY LAKE | 51 | Residential |  | 24437 | 2022
20252-215458-01 | Wright-Hennepin Cooperative Electric Association | 130 | 20996 | Co-op | NOVA6532-16 34CC 006 | 38.35 | Solar |  |  | Interconnected | Rogers | 55374 | TRAILHAVEN | 128 | Residential |  | 105000 | 2022 | 2022
20252-215458-01 | Wright-Hennepin Cooperative Electric Association | 130 | 20996 | Co-op | NOVA6535-32 04BA0101004 | 11.02 | Solar |  |  | Withdrawn | Plymouth | 55446 | PLYMOUTH 2 | 161 | Residential |  | 45580 | 2022
20252-215458-01 | Wright-Hennepin Cooperative Electric Association | 130 | 20996 | Co-op | NOVA6546-19 29DB 02011 | 10.47 | Solar |  |  | Interconnected | Maple Grove | 55311 | BASS LAKE | 111 | Residential |  | 36470 | 2022 | 2022
20252-215458-01 | Wright-Hennepin Cooperative Electric Association | 130 | 20996 | Co-op | NOVA6613-09 10 007 | 26.18 | Solar |  |  | Interconnected | Annandale | 55302 | SILVER CREEK | 36 | Residential |  | 85000 | 2022 | 2023
20252-215458-01 | Wright-Hennepin Cooperative Electric Association | 130 | 20996 | Co-op | NOVA6673-19 31AB0303001 | 7.68 | Solar |  |  | Interconnected | Maple Grove | 55311 | LAWNDALE | 123 | Residential |  | 44620 | 2022 | 2023
20252-215458-01 | Wright-Hennepin Cooperative Electric Association | 130 | 20996 | Co-op | NOVA6685-31 11CD 01003 | 21.17 | Solar |  |  | Interconnected | Long Lake | 55356 | MEDINA | 46 | Residential |  | 43800 | 2022 | 2023
20252-215458-01 | Wright-Hennepin Cooperative Electric Association | 130 | 20996 | Co-op | NOVA6692-19 20CC0101005 | 10.08 | Solar |  |  | Interconnected | Maple Grove | 55311 | BASS LAKE | 111 | Residential |  | 16800 | 2022 | 2023
20252-215458-01 | Wright-Hennepin Cooperative Electric Association | 130 | 20996 | Co-op | NOVA6695-19 31BD0303008 | 8.96 | Solar |  |  | Interconnected | Maple Grove | 55311 | LAWNDALE | 123 | Residential |  | 54320 | 2022 | 2023
20252-215458-01 | Wright-Hennepin Cooperative Electric Association | 130 | 20996 | Co-op | NOVA6735-05 33AA 006 | 37.99 | Solar |  |  | Interconnected | Otsego | 55330 | OTSEGO | 50 | Residential |  | 65400 | 2022 | 2023
20252-215458-01 | Wright-Hennepin Cooperative Electric Association | 130 | 20996 | Co-op | NOVA6761-20 36AC0703006 | 7.04 | Solar |  |  | Interconnected | Corcoran | 55340 | CORCORAN | 20 | Residential |  | 43120 | 2022 | 2023
20252-215458-01 | Wright-Hennepin Cooperative Electric Association | 130 | 20996 | Co-op | NOVA6773-31 03CB 001 | 26.18 | Solar |  |  | Interconnected | Medina | 55340 | WILLOW | 118 | Residential |  | 93650 | 2022 | 2024
20252-215458-01 | Wright-Hennepin Cooperative Electric Association | 130 | 20996 | Co-op | NOVA6796-05 27BD0102003 | 7.54 | Solar |  |  | Withdrawn | Otsego | 55330 | OTSEGO | 120 | Residential |  | 19500 | 2022
20252-215458-01 | Wright-Hennepin Cooperative Electric Association | 130 | 20996 | Co-op | NOVA6799-19 19DA 01023 | 6.96 | Solar |  | X | Withdrawn | Maple Grove | 55311 | LAWNDALE | 125 | Residential |  | 56945 | 2022
20252-215458-01 | Wright-Hennepin Cooperative Electric Association | 130 | 20996 | Co-op | NOVA6799-19 19DA 01023-S | 3.36 | Storage |  |  | Withdrawn | Maple Grove | 55311 | LAWNDALE | 125 | Residential |  | 56945 | 2022
20252-215458-01 | Wright-Hennepin Cooperative Electric Association | 130 | 20996 | Co-op | NOVA6834-30 18DA 006 | 29 | Solar |  | X | Interconnected | Independence | 55359 | DELANO | 25 | Residential |  | 48000 | 2022 | 2023
20252-215458-01 | Wright-Hennepin Cooperative Electric Association | 130 | 20996 | Co-op | NOVA6834-30 18DA 006-S | 15.36 | Storage |  |  | Interconnected | Independence | 55359 | DELANO | 25 | Residential |  | 48000 | 2022 | 2023
20252-215458-01 | Wright-Hennepin Cooperative Electric Association | 130 | 20996 | Co-op | NOVA6836-05 21AC 01008 | 12.76 | Solar |  |  | Interconnected | Otsego | 55330 | OTSEGO | 50 | Residential |  | 62764 | 2022 | 2023
20252-215458-01 | Wright-Hennepin Cooperative Electric Association | 130 | 20996 | Co-op | NOVA6854-02 22AC 006 | 39.73 | Solar |  |  | Withdrawn | Clearwater | 55320 | HASTY | 89 | Residential |  | 85470 | 2022
20252-215458-01 | Wright-Hennepin Cooperative Electric Association | 130 | 20996 | Co-op | NOVA6871-31 32BC 003 | 3.25 | Solar |  |  | Interconnected | Orono |  | MEDINA | 47 | Residential |  | 21240 | 2022 | 2023
20252-215458-01 | Wright-Hennepin Cooperative Electric Association | 130 | 20996 | Co-op | NOVA6874-13 27DB 006 | 13.63 | Solar |  |  | Interconnected | Buffalo | 55313 | MARY LAKE | 51 | Residential |  | 73162 | 2022 | 2023
20252-215458-01 | Wright-Hennepin Cooperative Electric Association | 130 | 20996 | Co-op | NOVA6911-32 09AB0406001 | 6.28 | Solar |  |  | Interconnected | Plymouth | 55446 | PLYMOUTH 2 | 162 | Residential |  | 29274 | 2022 | 2022
20252-215458-01 | Wright-Hennepin Cooperative Electric Association | 130 | 20996 | Co-op | NOVA6916-32 03CC 01008 | 9.86 | Solar |  |  | Withdrawn | Plymouth | 55446 | PLYMOUTH 2 | 162 | Residential |  | 50453 | 2022
20252-215458-01 | Wright-Hennepin Cooperative Electric Association | 130 | 20996 | Co-op | NOVA6921-14 21BC0101017 | 7.04 | Solar |  |  | Interconnected | Buffalo | 55313 | LAKE CONSTANCE | 109 | Residential |  | 43120 | 2022 | 2023
20252-215458-01 | Wright-Hennepin Cooperative Electric Association | 130 | 20996 | Co-op | NOVA6940-13 18DB0201001 | 10 | Solar |  |  | Withdrawn | Maple Lake | 55358 | HIGHLAND | 37 | Residential |  | 37520 | 2022
20252-215458-01 | Wright-Hennepin Cooperative Electric Association | 130 | 20996 | Co-op | NOVA6944-21 27CB 009 | 90 | Solar |  |  | Withdrawn | Loretto | 55357 | ROCKFORD | 77 | Residential |  | 115815 | 2022
20252-215458-01 | Wright-Hennepin Cooperative Electric Association | 130 | 20996 | Co-op | NOVA6953-14 21CB0302012 | 5.76 | Solar |  |  | Interconnected | Buffalo | 55313 | MARY LAKE | 53 | Residential |  | 35280 | 2022 | 2023
20252-215458-01 | Wright-Hennepin Cooperative Electric Association | 130 | 20996 | Co-op | NOVA6955-35 12AA 003A | 21.6 | Solar |  |  | Interconnected | Minnetrista | 55364 | MEDINA | 47 | Residential |  | 70000 | 2022 | 2023
20252-215458-01 | Wright-Hennepin Cooperative Electric Association | 130 | 20996 | Co-op | NOVA6970-19 33BA0604037 | 21 | Solar |  |  | Interconnected | Maple Grove | 55311 | BASS LAKE | 44 | Residential |  | 90106.67 | 2022 | 2023
20252-215458-01 | Wright-Hennepin Cooperative Electric Association | 130 | 20996 | Co-op | NOVA6973-14 18BB 005 | 6.38 | Solar |  |  | Interconnected | Buffalo | 55313 | BLACK LAKE | 64 | Residential |  | 42041 | 2022 | 2022
20252-215458-01 | Wright-Hennepin Cooperative Electric Association | 130 | 20996 | Co-op | NOVA6991-14 16DB0206003 | 4.48 | Solar |  |  | Interconnected | Buffalo | 55313 | LAKE CONSTANCE | 109 | Residential |  | 28280 | 2022 | 2023
20252-215458-01 | Wright-Hennepin Cooperative Electric Association | 130 | 20996 | Co-op | NOVA7001-35 05AC 01006 | 27.6 | Solar |  | X | Interconnected | Maple Plain | 55359 | DELANO | 24 | Residential |  | 128212 | 2022 | 2023
20252-215458-01 | Wright-Hennepin Cooperative Electric Association | 130 | 20996 | Co-op | NOVA7035-32 04BA0101004 | 11.6 | Solar |  |  | Interconnected | Plymouth | 55446 | PLYMOUTH 2 | 161 | Residential |  | 48000 | 2022 | 2023
20252-215458-01 | Wright-Hennepin Cooperative Electric Association | 130 | 20996 | Co-op | NOVA7081-05 27AB0504008 | 9.57 | Solar |  |  | Interconnected | Otsego | 55330 | OTSEGO | 50 | Residential |  | 59200 | 2022 | 2023
20252-215458-01 | Wright-Hennepin Cooperative Electric Association | 130 | 20996 | Co-op | NOVA7082-35 08DC 01004 | 30 | Solar |  |  | Interconnected | Minnetrista | 55359 | DELANO | 24 | Residential |  | 88140 | 2022 | 2023
20252-215458-01 | Wright-Hennepin Cooperative Electric Association | 130 | 20996 | Co-op | NOVA7106-32 05BD0101016 | 11.17 | Solar |  |  | Interconnected | Plymouth | 55446 | LAWNDALE | 122 | Residential |  | 47142 | 2022 | 2023
20252-215458-01 | Wright-Hennepin Cooperative Electric Association | 130 | 20996 | Co-op | NOVA7117-03 19CB 02006 | 33.85 | Solar |  | X | Withdrawn | Clearwater | 55320 | HASTY | 88 | Residential |  | 108234 | 2022
20252-215458-01 | Wright-Hennepin Cooperative Electric Association | 130 | 20996 | Co-op | NOVA7118-13 26BD 01005 | 17.28 | Solar |  |  | Interconnected | Buffalo | 55313 | BLACK LAKE | 64 | Residential |  | 102820 | 2022 | 2023
20252-215458-01 | Wright-Hennepin Cooperative Electric Association | 130 | 20996 | Co-op | NOVA7137-23 20 009 | 13.92 | Solar |  |  | Interconnected | Waverly | 55390 | HIGHLAND | 39 | Residential |  | 59380 | 2022 | 2023
20252-215458-01 | Wright-Hennepin Cooperative Electric Association | 130 | 20996 | Co-op | NOVA7139-13 18DB0201001 | 13 | Solar |  |  | Interconnected | Maple Lake | 55358 | HIGHLAND | 37 | Residential |  | 48020 | 2022 | 2022
20252-215458-01 | Wright-Hennepin Cooperative Electric Association | 130 | 20996 | Co-op | NOVA7148-19 34CC0102003 | 7.33 | Solar |  |  | Interconnected | Maple Grove | 55311 | BASS LAKE | 73 | Residential |  | 31714 | 2022 | 2023
20252-215458-01 | Wright-Hennepin Cooperative Electric Association | 130 | 20996 | Co-op | NOVA7152-02 02CC0206003 | 7.54 | Solar |  |  | Withdrawn | Clearwater | 55320 | HASTY | 89 | Residential |  | 50513.51 | 2022
20252-215458-01 | Wright-Hennepin Cooperative Electric Association | 130 | 20996 | Co-op | NOVA7165-10 04BC 39011A | 11.02 | Solar |  |  | Withdrawn | South Haven | 55382 | LAKE CAROLINE | 151 | Residential |  | 60960.06 | 2022
20252-215458-01 | Wright-Hennepin Cooperative Electric Association | 130 | 20996 | Co-op | NOVA7206-20 14 009 | 17.11 | Solar |  |  | Interconnected | Corcoran | 55340 | CORCORAN | 18 | Residential |  | 55475 | 2022 | 2023
20252-215458-01 | Wright-Hennepin Cooperative Electric Association | 130 | 20996 | Co-op | NOVA7218-15 35CB 06009 | 3.84 | Solar |  |  | Interconnected | Hanover | 55341 | ROCKFORD | 75 | Residential |  | 24240 | 2022 | 2023
20252-215458-01 | Wright-Hennepin Cooperative Electric Association | 130 | 20996 | Co-op | NOVA7241-20 01DC0403019 | 10.15 | Solar |  |  | Interconnected | Rogers | 55374 | TRAILHAVEN | 128 | Residential |  | 46918 | 2022 | 2023
20252-215458-01 | Wright-Hennepin Cooperative Electric Association | 130 | 20996 | Co-op | NOVA7268-02 22AC 006A | 39.73 | Solar |  |  | Interconnected | Clearwater | 55320 | HASTY | 89 | Residential |  | 122100 | 2022 | 2023
20252-215458-01 | Wright-Hennepin Cooperative Electric Association | 130 | 20996 | Co-op | NOVA7328-13 26BD 01001 | 17.69 | Solar |  |  | Interconnected | Buffalo | 55313 | BLACK LAKE | 64 | Residential |  | 65000 | 2022 | 2023
20252-215458-01 | Wright-Hennepin Cooperative Electric Association | 130 | 20996 | Co-op | NOVA7385-20 11CB 005 | 17.45 | Solar |  |  | Interconnected | Corcoran | 55340 | CORCORAN | 18 | Residential |  | 61050 | 2022 | 2023
20252-215458-01 | Wright-Hennepin Cooperative Electric Association | 130 | 20996 | Co-op | NOVA7387-14 08AA 002A | 2.61 | Solar |  |  | Interconnected | Buffalo | 55313 | LAKE CONSTANCE | 108 | Residential |  | 14301 | 2022 | 2023
20252-215458-01 | Wright-Hennepin Cooperative Electric Association | 130 | 20996 | Co-op | NOVA7401-32 14BC 03012 | 8.82 | Solar |  | X | Interconnected | Plymouth | 55442 | PLYMOUTH 1 | 83 | Residential |  | 71703 | 2022 | 2023
20252-215458-01 | Wright-Hennepin Cooperative Electric Association | 130 | 20996 | Co-op | NOVA7401-32 14BC 03012-S | 27 | Storage |  |  | Interconnected | Plymouth | 55442 | PLYMOUTH 1 | 83 | Residential |  | 71703 | 2022 | 2023
20252-215458-01 | Wright-Hennepin Cooperative Electric Association | 130 | 20996 | Co-op | NOVA7251-02 22AA 002 | 12.18 | Solar |  |  | Interconnected | Clearwater | 55320 | HASTY | 89 | Residential |  | 54348.06 | 2023 | 2023
20252-215458-01 | Wright-Hennepin Cooperative Electric Association | 130 | 20996 | Co-op | NOVA7346-09 02DD 01007 | 8.7 | Solar |  |  | Interconnected | Maple Lake | 55358 | SILVER CREEK | 36 | Residential |  | 55572.92 | 2023 | 2023
20252-215458-01 | Wright-Hennepin Cooperative Electric Association | 130 | 20996 | Co-op | NOVA7390-13 25CA 01004 | 16 | Solar |  |  | Interconnected | Buffalo | 55313 | BLACK LAKE | 64 | Residential |  | 55843.11 | 2023 | 2023
20252-215458-01 | Wright-Hennepin Cooperative Electric Association | 130 | 20996 | Co-op | NOVA7426-05 27CA0203015 | 8.12 | Solar |  |  | Interconnected | Otsego | 55330 | OTSEGO | 120 | Residential |  | 33411 | 2023 | 2023
20252-215458-01 | Wright-Hennepin Cooperative Electric Association | 130 | 20996 | Co-op | NOVA7443-32 10AB0203005 | 15.08 | Solar |  |  | Interconnected | Plymouth | 55442 | PLYMOUTH 1 | 81 | Residential |  | 72384.07 | 2023 | 2023
20252-215458-01 | Wright-Hennepin Cooperative Electric Association | 130 | 20996 | Co-op | NOVA7457-14 18CB 01001 | 11.4 | Solar |  |  | Interconnected | Buffalo | 55313 | BLACK LAKE | 64 | Residential |  | 42948 | 2023 | 2023
20252-215458-01 | Wright-Hennepin Cooperative Electric Association | 130 | 20996 | Co-op | NOVA7465-19 29BB0502013 | 11.4 | Solar |  |  | Interconnected | Maple Grove | 55311 | LAWNDALE | 125 | Residential |  | 42880 | 2023 | 2023
20252-215458-01 | Wright-Hennepin Cooperative Electric Association | 130 | 20996 | Co-op | NOVA7481-19 19DC 02003 | 9.28 | Solar |  |  | Interconnected | Maple Grove | 55311 | LAWNDALE | 125 | Residential |  | 47360 | 2023 | 2023
20252-215458-01 | Wright-Hennepin Cooperative Electric Association | 130 | 20996 | Co-op | NOVA7486-32 10DA 02010 | 6.3 | Solar |  |  | Interconnected | Plymouth | 55442 | PLYMOUTH 1 | 82 | Residential |  | 34018 | 2023 | 2023
20252-215458-01 | Wright-Hennepin Cooperative Electric Association | 130 | 20996 | Co-op | NOVA7493-32 06DB0202027 | 7.6 | Solar |  |  | Interconnected | Plymouth | 55446 | LAWNDALE | 122 | Residential |  | 31185 | 2023 | 2023
20252-215458-01 | Wright-Hennepin Cooperative Electric Association | 130 | 20996 | Co-op | NOVA7497-23 23CA 002 | 7.54 | Solar |  |  | Interconnected | Montrose | 55363 | HIGHLAND | 39 | Residential |  | 31110 | 2023 | 2023
20252-215458-01 | Wright-Hennepin Cooperative Electric Association | 130 | 20996 | Co-op | NOVA7513-35 08DB 01002 | 8.45 | Solar |  |  | Interconnected | Minnetrista | 55313 | DELANO | 24 | Residential |  | 37500 | 2023 | 2023
20252-215458-01 | Wright-Hennepin Cooperative Electric Association | 130 | 20996 | Co-op | NOVA7548-31 28AA 002 | 39.32 | Solar |  | X | Interconnected | Medina | 55356 | MEDINA | 47 | Residential |  | 185000 | 2023 | 2023
20252-215458-01 | Wright-Hennepin Cooperative Electric Association | 130 | 20996 | Co-op | NOVA7548-31 28AA 002-S | 10 | Storage |  |  | Interconnected | Medina | 55356 | MEDINA | 47 | Residential |  | 185000 | 2023 | 2023
20252-215458-01 | Wright-Hennepin Cooperative Electric Association | 130 | 20996 | Co-op | NOVA7551-08 01AB 012 | 28.71 | Solar |  |  | Interconnected | Monticello | 55362 | SILVER CREEK | 72 | Residential |  | 92566 | 2023 | 2023
20252-215458-01 | Wright-Hennepin Cooperative Electric Association | 130 | 20996 | Co-op | NOVA7584-19 35DC0104010 | 7.6 | Solar |  |  | Interconnected | Maple Grove | 55369 | PLYMOUTH 2 | 163 | Residential |  | 20000 | 2023 | 2023
20252-215458-01 | Wright-Hennepin Cooperative Electric Association | 130 | 20996 | Co-op | NOVA7587-20 01DC0501025 | 6.98 | Solar |  |  | Interconnected | Corcoran | 55374 | TRAILHAVEN | 128 | Residential |  | 23800 | 2023 | 2023
20252-215458-01 | Wright-Hennepin Cooperative Electric Association | 130 | 20996 | Co-op | NOVA7769-21 30DA 01016 | 6.4 | Solar |  |  | Interconnected | Rockford | 55373 | ROCKFORD | 78 | Residential |  | 11500 | 2023 | 2023
20252-215458-01 | Wright-Hennepin Cooperative Electric Association | 130 | 20996 | Co-op | NOVA7796-05 28AD0301002 | 3.84 | Solar |  |  | Interconnected | Otsego | 55330 | OTSEGO | 50 | Residential |  | 24846 | 2023 | 2023
20252-215458-01 | Wright-Hennepin Cooperative Electric Association | 130 | 20996 | Co-op | NOVA7797-05 28AD0106007 | 5.76 | Solar |  |  | Interconnected | Otsego | 55330 | OTSEGO | 50 | Residential |  | 36162 | 2023 | 2023
20252-215458-01 | Wright-Hennepin Cooperative Electric Association | 130 | 20996 | Co-op | NOVA7805-32 06BD0202001 | 3.84 | Solar |  |  | Interconnected | Plymouth | 55446 | LAWNDALE | 122 | Residential |  | 7000 | 2023 | 2023
20252-215458-01 | Wright-Hennepin Cooperative Electric Association | 130 | 20996 | Co-op | NOVA7824-14 21CB0402005 | 7.88 | Solar |  |  | Interconnected | Buffalo | 55313 | MARY LAKE | 53 | Residential |  | 37620 | 2023 | 2023
20252-215458-01 | Wright-Hennepin Cooperative Electric Association | 130 | 20996 | Co-op | NOVA7857-05 27DA 02002 | 7.04 | Solar |  |  | Interconnected | Otsego | 55330 | OTSEGO | 120 | Residential |  | 43747 | 2023 | 2023
20252-215458-01 | Wright-Hennepin Cooperative Electric Association | 130 | 20996 | Co-op | NOVA7860-05 27AA 02013 | 11.52 | Solar |  |  | Withdrawn | Otsego | 55330 | OTSEGO | 50 | Residential |  | 67609 | 2023
20252-215458-01 | Wright-Hennepin Cooperative Electric Association | 130 | 20996 | Co-op | NOVA7861-19 31AB0304007 | 7.68 | Solar |  |  | Interconnected | Maple Grove | 55311 | LAWNDALE | 123 | Residential |  | 45736 | 2023 | 2023
20252-215458-01 | Wright-Hennepin Cooperative Electric Association | 130 | 20996 | Co-op | NOVA7866-09 24AD 002C | 15.2 | Solar |  |  | Withdrawn | Maple Lake | 55358 | SILVER CREEK | 36 | Residential |  | 61474.49 | 2023
20252-215458-01 | Wright-Hennepin Cooperative Electric Association | 130 | 20996 | Co-op | NOVA7878-05 27AC0102017 | 5.76 | Solar |  |  | Interconnected | Otsego | 55330 | OTSEGO | 50 | Residential |  | 34153 | 2023 | 2023
20252-215458-01 | Wright-Hennepin Cooperative Electric Association | 130 | 20996 | Co-op | NOVA7886-05 27CD0407007 | 5.8 | Solar |  |  | Interconnected | Otsego | 55330 | OTSEGO | 120 | Residential |  | 27920 | 2023 | 2024
20252-215458-01 | Wright-Hennepin Cooperative Electric Association | 130 | 20996 | Co-op | NOVA7901-01 30 006 | 10.24 | Solar |  |  | Interconnected | Kimball | 55353 | LAKE CAROLINE | 151 | Residential |  | 60000 | 2023 | 2023
20252-215458-01 | Wright-Hennepin Cooperative Electric Association | 130 | 20996 | Co-op | NOVA7917-05 27CD0306005 | 3.84 | Solar |  |  | Interconnected | Otsego | 55330 | OTSEGO | 120 | Residential |  | 22776 | 2023 | 2023
20252-215458-01 | Wright-Hennepin Cooperative Electric Association | 130 | 20996 | Co-op | NOVA7918-05 27DA 02001 | 5.76 | Solar |  |  | Withdrawn | Otsego | 55330 | OTSEGO | 120 | Residential |  | 36162 | 2023
20252-215458-01 | Wright-Hennepin Cooperative Electric Association | 130 | 20996 | Co-op | NOVA7970-32 03CB0102028 | 11.9 | Solar |  |  | Interconnected | Plymouth | 55446 | PLYMOUTH 2 | 162 | Residential |  | 24000 | 2023 | 2023
20252-215458-01 | Wright-Hennepin Cooperative Electric Association | 130 | 20996 | Co-op | NOVA7971-32 03CB0102029 | 9.6 | Solar |  |  | Interconnected | Plymouth | 55446 | PLYMOUTH 2 | 162 | Residential |  | 20000 | 2023 | 2023
20252-215458-01 | Wright-Hennepin Cooperative Electric Association | 130 | 20996 | Co-op | NOVA8010-11 01 002 | 18 | Solar |  |  | Interconnected | Annandale | 55302 | GOOSE LAKE | 31 | Residential |  | 84800 | 2023 | 2023
20252-215458-01 | Wright-Hennepin Cooperative Electric Association | 130 | 20996 | Co-op | NOVA8026- 32 06DB0201011 | 11.6 | Solar |  |  | Interconnected | Plymouth | 55446 | LAWNDALE | 122 | Residential |  | 43978 | 2023 | 2023
20252-215458-01 | Wright-Hennepin Cooperative Electric Association | 130 | 20996 | Co-op | NOVA8080-20 36DB1403008 | 6 | Solar |  |  | Withdrawn | Hamel | 55340 | CORCORAN | 20 | Residential |  | 4926 | 2023
20252-215458-01 | Wright-Hennepin Cooperative Electric Association | 130 | 20996 | Co-op | NOVA8121-30 11AD0102002 | 7.56 | Solar |  |  | Interconnected | Independence | 55359 | DELANO | 71 | Residential |  | 35573 | 2023 | 2023
20252-215458-01 | Wright-Hennepin Cooperative Electric Association | 130 | 20996 | Co-op | NOVA8122-05 27BD0102003 | 8.19 | Solar |  |  | Interconnected | Otsego | 55330 | OTSEGO | 120 | Residential |  | 46733 | 2023 | 2023
20252-215458-01 | Wright-Hennepin Cooperative Electric Association | 130 | 20996 | Co-op | NOVA8124-19 26DC 001 | 40 | Solar |  |  | Interconnected | Maple Grove | 55369 | CEDAR ISLAND 1 | 56 | Residential |  | 162500 | 2023 | 2024
20252-215458-01 | Wright-Hennepin Cooperative Electric Association | 130 | 20996 | Co-op | NOVA8125-19 35BA 002 | 40 | Solar |  |  | Interconnected | Maple Grove | 55369 | CEDAR ISLAND 2 | 69 | Residential |  | 162500 | 2023 | 2024
20252-215458-01 | Wright-Hennepin Cooperative Electric Association | 130 | 20996 | Co-op | NOVA8128-20 05DC 01007 | 26.39 | Solar |  |  | Withdrawn | Corcoran | 55374 | TRAILHAVEN | 129 | Residential |  | 118750 | 2023
20252-215458-01 | Wright-Hennepin Cooperative Electric Association | 130 | 20996 | Co-op | NOVA8149-13 31 004 | 38.4 | Solar |  |  | Interconnected | Maple Lake | 55358 | HIGHLAND | 37 | Residential |  | 189000 | 2023 | 2023
20252-215458-01 | Wright-Hennepin Cooperative Electric Association | 130 | 20996 | Co-op | NOVA8183-02 02CC0206003 | 11.02 | Solar |  |  | Interconnected | Clearwater | 55320 | HASTY | 89 | Residential |  | 20000 | 2023 | 2023
20252-215458-01 | Wright-Hennepin Cooperative Electric Association | 130 | 20996 | Co-op | NOVA8235-11 20 001 | 20.59 | Solar |  |  | Interconnected | Annandale | 55302 | GOOSE LAKE | 32 | Residential |  | 89263 | 2023 | 2023
20252-215458-01 | Wright-Hennepin Cooperative Electric Association | 130 | 20996 | Co-op | NOVA8245-05 27CC0402018 | 3.78 | Solar |  |  | Interconnected | Otsego | 55330 | OTSEGO | 120 | Residential |  | 18993 | 2023 | 2023
20252-215458-01 | Wright-Hennepin Cooperative Electric Association | 130 | 20996 | Co-op | NOVA8272-06 36BD0202002 | 14.21 | Solar |  |  | Interconnected | Albertville | 55301 | OAKWOOD | 103 | Residential |  | 65575 | 2023 | 2024
20252-215458-01 | Wright-Hennepin Cooperative Electric Association | 130 | 20996 | Co-op | NOVA8294-10 04BC 39011A | 11.31 | Solar |  |  | Interconnected | South Haven | 55382 | LAKE CAROLINE | 151 | Residential |  | 61040 | 2023 | 2023
20252-215458-01 | Wright-Hennepin Cooperative Electric Association | 130 | 20996 | Co-op | NOVA8298-11 16 002 | 25.01 | Solar |  | X | Interconnected | Annandale | 55302 | GOOSE LAKE | 32 | Residential |  | 96894 | 2023 | 2024
20252-215458-01 | Wright-Hennepin Cooperative Electric Association | 130 | 20996 | Co-op | NOVA8316-05 28BD0101002 | 9.45 | Solar |  |  | Interconnected | Otsego | 55330 | OTSEGO | 50 | Residential |  | 35000 | 2023 | 2023
20252-215458-01 | Wright-Hennepin Cooperative Electric Association | 130 | 20996 | Co-op | NOVA8336-20 05DC 01007 | 26.39 | Solar |  |  | Interconnected | Corcoran | 55340 | TRAILHAVEN | 129 | Residential |  | 118750 | 2023 | 2023
20252-215458-01 | Wright-Hennepin Cooperative Electric Association | 130 | 20996 | Co-op | NOVA8343-19 35DA0301008 | 9.6 | Solar |  |  | Interconnected | Maple Grove | 55369 | CEDAR ISLAND 2 | 69 | Residential |  | 52283 | 2023 | 2023
20252-215458-01 | Wright-Hennepin Cooperative Electric Association | 130 | 20996 | Co-op | NOVA8367-12 25DB 02004 | 10 | Solar |  |  | Interconnected | Maple Lake | 55358 | HIGHLAND | 37 | Residential |  | 35275.5 | 2023 | 2023
20252-215458-01 | Wright-Hennepin Cooperative Electric Association | 130 | 20996 | Co-op | NOVA8371-19 27CC0401004 | 4.48 | Solar |  |  | Interconnected | Maple Grove | 55311 | BASS LAKE | 41 | Residential |  | 29620 | 2023 | 2023
20252-215458-01 | Wright-Hennepin Cooperative Electric Association | 130 | 20996 | Co-op | NOVA8374-10 04BD 37008 | 5.76 | Solar |  |  | Interconnected | South Haven | 55382 | LAKE CAROLINE | 151 | Residential |  | 36162 | 2023 | 2023
20252-215458-01 | Wright-Hennepin Cooperative Electric Association | 130 | 20996 | Co-op | NOVA8395-32 03CC 01008 | 10.71 | Solar |  |  | Interconnected | Plymouth | 55446 | PLYMOUTH 2 | 162 | Residential |  | 39038.67 | 2023 | 2023
20252-215458-01 | Wright-Hennepin Cooperative Electric Association | 130 | 20996 | Co-op | NOVA8411-19 31CC0204011 | 10 | Solar |  |  | Interconnected | Maple Grove | 55311 | CORCORAN 2 | 150 | Residential |  | 32116 | 2023 | 2024
20252-215458-01 | Wright-Hennepin Cooperative Electric Association | 130 | 20996 | Co-op | NOVA8434-14 16DC0205001 | 8.96 | Solar |  |  | Interconnected | Buffalo | 55313 | LAKE CONSTANCE | 109 | Residential |  | 52283 | 2023 | 2023
20252-215458-01 | Wright-Hennepin Cooperative Electric Association | 130 | 20996 | Co-op | NOVA8444-14 16DC0201006 | 3.84 | Solar |  |  | Interconnected | Buffalo | 55313 | LAKE CONSTANCE | 109 | Residential |  | 23812 | 2023 | 2023
20252-215458-01 | Wright-Hennepin Cooperative Electric Association | 130 | 20996 | Co-op | NOVA8458-14 21CC 04002 | 5.12 | Solar |  |  | Interconnected | Buffalo | 55313 | MARY LAKE | 53 | Residential |  | 31589 | 2023 | 2023
20252-215458-01 | Wright-Hennepin Cooperative Electric Association | 130 | 20996 | Co-op | NOVA8505-13 35CD 001 | 16.07 | Solar |  |  | Interconnected | Buffalo | 55313 | MARY LAKE | 51 | Residential |  | 60250 | 2023 | 2024
20252-215458-01 | Wright-Hennepin Cooperative Electric Association | 130 | 20996 | Co-op | NOVA8506-19 19DA 01023 | 8.38 | Solar |  |  | Interconnected | Maple Grove | 55311 | LAWNDALE | 125 | Residential |  | 30273.15 | 2023 | 2023
20252-215458-01 | Wright-Hennepin Cooperative Electric Association | 130 | 20996 | Co-op | NOVA8543-09 36DD0204001 | 9.6 | Solar |  |  | Interconnected | Maple Lake | 55358 | MAPLE LAKE | 10 | Residential |  | 56575 | 2023 | 2023
20252-215458-01 | Wright-Hennepin Cooperative Electric Association | 130 | 20996 | Co-op | NOVA8546-32 06BD0305007 | 7.6 | Solar |  |  | Interconnected | Plymouth | 55446 | LAWNDALE | 122 | Residential |  | 23677.5 | 2023 | 2023
20252-215458-01 | Wright-Hennepin Cooperative Electric Association | 130 | 20996 | Co-op | NOVA8551-31 01DA0503003 | 6.62 | Solar |  |  | Interconnected | Medina | 55340 | CORCORAN 2 | 150 | Residential |  | 37323 | 2023 | 2024
20252-215458-01 | Wright-Hennepin Cooperative Electric Association | 130 | 20996 | Co-op | NOVA8583-20 35DB0303001 | 7.56 | Solar |  |  | Interconnected | Corcoran | 55340 | CORCORAN 2 | 150 | Residential |  | 34333 | 2023 | 2023
20252-215458-01 | Wright-Hennepin Cooperative Electric Association | 130 | 20996 | Co-op | NOVA8605-32 03CA0204004 | 6.8 | Solar |  | X | Interconnected | Plymouth | 55446 | PLYMOUTH 2 | 162 | Residential |  | 20000 | 2023 | 2024
20252-215458-01 | Wright-Hennepin Cooperative Electric Association | 130 | 20996 | Co-op | NOVA8605-32 03CA0204004-S | 7.68 | Storage |  |  | Interconnected | Plymouth | 55446 | PLYMOUTH 2 | 162 | Residential |  | 20000 | 2023 | 2024
20252-215458-01 | Wright-Hennepin Cooperative Electric Association | 130 | 20996 | Co-op | NOVA8638-32 02AC 001 | 10.88 | Solar |  |  | Interconnected | Plymouth | 55442 | PLYMOUTH 2 | 163 | Residential |  | 65887 | 2023 | 2023
20252-215458-01 | Wright-Hennepin Cooperative Electric Association | 130 | 20996 | Co-op | NOVA8668-06 18BD0303001 | 3.84 | Solar |  |  | Interconnected | Monticello | 55362 | ALBERTVILLE | 17 | Residential |  | 25731 | 2023 | 2024
20252-215458-01 | Wright-Hennepin Cooperative Electric Association | 130 | 20996 | Co-op | NOVA8724-20 36DB1403008 | 7.6 | Solar |  |  | Interconnected | Corcoran | 55340 | CORCORAN 2 | 150 | Residential |  | 24210 | 2023 | 2023
20252-215458-01 | Wright-Hennepin Cooperative Electric Association | 130 | 20996 | Co-op | NOVA8725-09 02CB 022 | 9.57 | Solar |  |  | Interconnected | Annandale | 55302 | SILVER CREEK | 34 | Residential |  | 39996 | 2023 | 2024
20252-215458-01 | Wright-Hennepin Cooperative Electric Association | 130 | 20996 | Co-op | NOVA8727-05 27BD0102008 | 9.77 | Solar |  |  | Interconnected | Otsego | 55330 | OTSEGO | 120 | Residential |  | 41980 | 2023 | 2023
20252-215458-01 | Wright-Hennepin Cooperative Electric Association | 130 | 20996 | Co-op | NOVA8746-19 36BB 01001 | 12.6 | Solar |  |  | Interconnected | Maple Grove | 55369 | CEDAR ISLAND 1 | 56 | Residential |  | 61221 | 2023 | 2024
20252-215458-01 | Wright-Hennepin Cooperative Electric Association | 130 | 20996 | Co-op | NOVA8753-19 27CA0202009 | 6.91 | Solar |  |  | Interconnected | Maple Grove | 55311 | BASS LAKE | 41 | Residential |  | 30983 | 2023 | 2024
20252-215458-01 | Wright-Hennepin Cooperative Electric Association | 130 | 20996 | Co-op | NOVA8763-06 18AD 03026 | 11.52 | Solar |  |  | Interconnected | Monticello | 55362 | ALBERTVILLE | 17 | Residential |  | 69621 | 2023 | 2024
20252-215458-01 | Wright-Hennepin Cooperative Electric Association | 130 | 20996 | Co-op | NOVA8785-09 02DD 01002 | 21.34 | Solar |  | X | Interconnected | Maple Lake | 55358 | SILVER CREEK | 36 | Residential |  | 73615 | 2023 | 2024
20252-215458-01 | Wright-Hennepin Cooperative Electric Association | 130 | 20996 | Co-op | NOVA8787-32 11CC0102009 | 3.8 | Solar |  |  | Interconnected | Plymouth | 55442 | PLYMOUTH 1 | 83 | Residential |  | 18192 | 2023 | 2024
20252-215458-01 | Wright-Hennepin Cooperative Electric Association | 130 | 20996 | Co-op | NOVA8803-06 17BC 03005A | 3.84 | Solar |  |  | Interconnected | Monticello | 55362 | ALBERTVILLE | 17 | Residential |  | 23331 | 2023 | 2024
20252-215458-01 | Wright-Hennepin Cooperative Electric Association | 130 | 20996 | Co-op | NOVA8810-06 18BD0302002 | 4.48 | Solar |  |  | Withdrawn | Monticello | 55362 | ALBERTVILLE | 17 | Residential |  | 29620 | 2023
20252-215458-01 | Wright-Hennepin Cooperative Electric Association | 130 | 20996 | Co-op | NOVA8815-16 04CB 02001 | 12.16 | Solar |  |  | Interconnected | Saint Michael | 55376 | OTSEGO | 50 | Residential |  | 73356 | 2023 | 2024
20252-215458-01 | Wright-Hennepin Cooperative Electric Association | 130 | 20996 | Co-op | NOVA8851-05 27AB0503006 | 11.9 | Solar |  |  | Interconnected | Otsego | 55330 | OTSEGO | 50 | Residential |  | 45248.35 | 2023 | 2024
20252-215458-01 | Wright-Hennepin Cooperative Electric Association | 130 | 20996 | Co-op | NOVA8892-19 31BD0508002 | 32.76 | Solar |  | X | Interconnected | Maple Grove | 55311 | LAWNDALE | 123 | Residential |  | 92910 | 2023 | 2024
20252-215458-01 | Wright-Hennepin Cooperative Electric Association | 130 | 20996 | Co-op | NOVA8894-19 31CD0101006 | 13.06 | Solar |  |  | Interconnected | Maple Grove | 55311 | CORCORAN 2 | 150 | Residential |  | 45064 | 2023 | 2024
20252-215458-01 | Wright-Hennepin Cooperative Electric Association | 130 | 20996 | Co-op | NOVA8909-05 30BC0307036 | 7.04 | Solar |  |  | Interconnected | Otsego | 55301 | OTSEGO | 49 | Residential |  | 42041 | 2023 | 2024
20252-215458-01 | Wright-Hennepin Cooperative Electric Association | 130 | 20996 | Co-op | NOVA8918-09 24AD 003A | 15.2 | Solar |  |  | Interconnected | Maple Lake | 55358 | SILVER CREEK | 36 | Residential |  | 61000 | 2023 | 2024
20252-215458-01 | Wright-Hennepin Cooperative Electric Association | 130 | 20996 | Co-op | NOVA8925-12 24 017 | 9.28 | Solar |  |  | Interconnected | Maple Lake | 55358 | HIGHLAND | 37 | Residential |  | 43056 | 2023 | 2024
20252-215458-01 | Wright-Hennepin Cooperative Electric Association | 130 | 20996 | Co-op | NOVA8948-19 30CC 006 | 36 | Solar |  |  | Interconnected | Maple Grove | 55311 | CORCORAN 2 | 145 | Residential |  | 156880 | 2023 | 2024
20252-215458-01 | Wright-Hennepin Cooperative Electric Association | 130 | 20996 | Co-op | NOVA9002-21 27DA 014 | 13.26 | Solar |  |  | Interconnected | Loretto | 55375 | DELANO | 22 | Residential |  | 29356 | 2023 | 2024
20252-215458-01 | Wright-Hennepin Cooperative Electric Association | 130 | 20996 | Co-op | NOVA10264-32 14BC 05008 | 6.28 | Solar |  |  | Interconnected | Plymouth | 55442 | PLYMOUTH 1 | 83 | Residential |  | 26533 | 2024 | 2024
20252-215458-01 | Wright-Hennepin Cooperative Electric Association | 130 | 20996 | Co-op | NOVA10362-09 36DD0203006 | 11.14 | Solar |  |  | Withdrawn | Maple Lake | 55358 | MAPLE LAKE | 10 | Residential |  | 48753 | 2024
20252-215458-01 | Wright-Hennepin Cooperative Electric Association | 130 | 20996 | Co-op | NOVA10403-19 33CA 07005 | 10.75 | Solar |  |  | Interconnected | Maple Grove | 55311 | BASS LAKE | 44 | Residential |  | 32774 | 2024 | 2024
20252-215458-01 | Wright-Hennepin Cooperative Electric Association | 130 | 20996 | Co-op | NOVA10428-23 03DD 003 | 5.67 | Solar |  |  | Interconnected | Buffalo | 55313 | HIGHLAND | 39 | Residential |  | 24634 | 2024 | 2024
20252-215458-01 | Wright-Hennepin Cooperative Electric Association | 130 | 20996 | Co-op | NOVA10435-32 05AB0202002 | 7.54 | Solar |  |  | Interconnected | Plymouth | 55446 | LAWNDALE | 122 | Residential |  | 30195 | 2024 | 2024
20252-215458-01 | Wright-Hennepin Cooperative Electric Association | 130 | 20996 | Co-op | NOVA10508-08 23AC 02005 | 27.58 | Solar |  | X | Interconnected | Buffalo | 55313 | BLACK LAKE | 65 | Residential |  | 101829 | 2024 | 2024
20252-215458-01 | Wright-Hennepin Cooperative Electric Association | 130 | 20996 | Co-op | NOVA10511-02 02CC0203027 | 8.45 | Solar |  |  | Interconnected | Clearwater | 55320 | HASTY | 89 | Residential |  | 11461.05 | 2024 | 2024
20252-215458-01 | Wright-Hennepin Cooperative Electric Association | 130 | 20996 | Co-op | NOVA10515-29 29DC 008 | 12 | Solar |  | X | Active Application | Delano | 55328 | WOODLAND | 144 | Residential |  |  | 2024
20252-215458-01 | Wright-Hennepin Cooperative Electric Association | 130 | 20996 | Co-op | NOVA10515-29 29DC 008-S | 28.6 | Storage |  |  | Active Application | Delano | 55328 | WOODLAND | 144 | Residential |  |  | 2024
20252-215458-01 | Wright-Hennepin Cooperative Electric Association | 130 | 20996 | Co-op | NOVA10518-20 02DC 01014 | 16.75 | Solar |  |  | Withdrawn | Rogers | 55374 | TRAILHAVEN | 128 | Residential |  | 55455 | 2024
20252-215458-01 | Wright-Hennepin Cooperative Electric Association | 130 | 20996 | Co-op | NOVA10564-32 03DB0203018 | 10.24 | Solar |  |  | Interconnected | Plymouth | 55442 | PLYMOUTH 1 | 81 | Residential |  | 53398.5 | 2024 | 2024
20252-215458-01 | Wright-Hennepin Cooperative Electric Association | 130 | 20996 | Co-op | NOVA10585-32 02BB0301011 | 6.28 | Solar |  |  | Interconnected | Plymouth | 55442 | PLYMOUTH 2 | 163 | Residential |  | 25950 | 2024 | 2024
20252-215458-01 | Wright-Hennepin Cooperative Electric Association | 130 | 20996 | Co-op | NOVA10607-06 25BB0703002 | 10.75 | Solar |  |  | Withdrawn | Otsego | 55301 | ALBERTVILLE | 15 | Residential |  | 40000 | 2024
20252-215458-01 | Wright-Hennepin Cooperative Electric Association | 130 | 20996 | Co-op | NOVA10622-19 20BC0203009 | 4.61 | Solar |  |  | Interconnected | Maple Grove | 55311 | BASS LAKE | 111 | Residential |  | 14980 | 2024 | 2024
20252-215458-01 | Wright-Hennepin Cooperative Electric Association | 130 | 20996 | Co-op | NOVA10634-32 09AB0401006 | 8.32 | Solar |  |  | Interconnected | Plymouth | 55441 | PLYMOUTH 2 | 162 | Residential |  | 44765.5 | 2024 | 2024
20252-215458-01 | Wright-Hennepin Cooperative Electric Association | 130 | 20996 | Co-op | NOVA10635-05 27DC 06001 | 6.98 | Solar |  |  | Interconnected | Otsego | 55330 | OTSEGO | 120 | Residential |  | 25690 | 2024 | 2024
20252-215458-01 | Wright-Hennepin Cooperative Electric Association | 130 | 20996 | Co-op | NOVA10642-32 06AC0102006 | 7.04 | Solar |  |  | Interconnected | Plymouth | 55446 | LAWNDALE | 122 | Residential |  | 36554 | 2024 | 2024
20252-215458-01 | Wright-Hennepin Cooperative Electric Association | 130 | 20996 | Co-op | NOVA10672-13 23CA 01002 | 11.17 | Solar |  |  | Interconnected | Buffalo | 55313 | BLACK LAKE | 64 | Residential |  | 41036 | 2024 | 2024
20252-215458-01 | Wright-Hennepin Cooperative Electric Association | 130 | 20996 | Co-op | NOVA10685-32 04DB 005 | 3.25 | Solar |  |  | Interconnected | Plymouth | 55446 | PLYMOUTH 2 | 162 | Residential |  | 6000 | 2024 | 2024
20252-215458-01 | Wright-Hennepin Cooperative Electric Association | 130 | 20996 | Co-op | NOVA10686-32 05AD0305002 | 7.3 | Solar |  |  | Interconnected | Plymouth | 55446 | PLYMOUTH 2 | 161 | Residential |  | 26136 | 2024 | 2024
20252-215458-01 | Wright-Hennepin Cooperative Electric Association | 130 | 20996 | Co-op | NOVA10693-10 04CB 01002 | 5.76 | Solar |  |  | Active Application | South Haven | 55382 | LAKE CAROLINE | 151 | Residential |  | 21193 | 2024
20252-215458-01 | Wright-Hennepin Cooperative Electric Association | 130 | 20996 | Co-op | NOVA10737-22 14CD0101002 | 23.75 | Solar |  |  | Interconnected | Buffalo | 55313 | ROCKFORD | 75 | Residential |  | 67000 | 2024 | 2024
20252-215458-01 | Wright-Hennepin Cooperative Electric Association | 130 | 20996 | Co-op | NOVA10746-32 05AB0202003 | 11.31 | Solar |  |  | Interconnected | Plymouth | 55446 | LAWNDALE | 122 | Residential |  | 42360 | 2024 | 2024
20252-215458-01 | Wright-Hennepin Cooperative Electric Association | 130 | 20996 | Co-op | NOVA10751-20 36BD1501015 | 5 | Solar |  |  | Active Application | Corcoran | 55340 | CORCORAN 2 | 149 | Residential |  | 16608.12 | 2024
20252-215458-01 | Wright-Hennepin Cooperative Electric Association | 130 | 20996 | Co-op | NOVA10764-20 35DA0202001 | 5 | Solar |  |  | Withdrawn | Corcoran | 55340 | CORCORAN 2 | 149 | Residential |  |  | 2024
20252-215458-01 | Wright-Hennepin Cooperative Electric Association | 130 | 20996 | Co-op | NOVA10789-05 27BA0204001 | 6.53 | Solar |  |  | Interconnected | Otsego | 55330 | OTSEGO | 50 | Residential |  | 15000 | 2024 | 2024
20252-215458-01 | Wright-Hennepin Cooperative Electric Association | 130 | 20996 | Co-op | NOVA10802-22 14BD 01003 | 12.29 | Solar |  |  | Withdrawn | Buffalo | 55313 | ROCKFORD | 75 | Residential |  | 36000 | 2024
20252-215458-01 | Wright-Hennepin Cooperative Electric Association | 130 | 20996 | Co-op | NOVA10818-6 14CC0105003 | 6.63 | Solar |  |  | Interconnected | Otsego | 55373 | ALBERTVILLE | 14 | Residential |  | 23541 | 2024 | 2024
20252-215458-01 | Wright-Hennepin Cooperative Electric Association | 130 | 20996 | Co-op | NOVA11851-32 06BD 02009 | 7.04 | Solar |  |  | Interconnected | Plymouth | 55446 | LAWNDALE | 122 | Residential |  | 36554 | 2024 | 2024
20252-215458-01 | Wright-Hennepin Cooperative Electric Association | 130 | 20996 | Co-op | NOVA11860-32 03DC0202004 | 6.91 | Solar |  |  | Interconnected | Plymouth | 55442 | PLYMOUTH 1 | 81 | Residential |  | 23658.96 | 2024 | 2024
20252-215458-01 | Wright-Hennepin Cooperative Electric Association | 130 | 20996 | Co-op | NOVA11862-19 33CA 01020 | 5.76 | Solar |  |  | Interconnected | Maple Grove | 55311 | BASS LAKE | 44 | Residential |  | 15022.78 | 2024 | 2024
20252-215458-01 | Wright-Hennepin Cooperative Electric Association | 130 | 20996 | Co-op | NOVA11871-21 29CB0704002 | 10.75 | Solar |  |  | Interconnected | Rockford | 55373 | ROCKFORD | 77 | Residential |  | 46825.58 | 2024 | 2024
20252-215458-01 | Wright-Hennepin Cooperative Electric Association | 130 | 20996 | Co-op | NOVA11875-UNKNOWN | 7.66 | Solar |  |  | Withdrawn | Plymouth | 55446 |  |  |  |  | 37388 | 2024
20252-215458-01 | Wright-Hennepin Cooperative Electric Association | 130 | 20996 | Co-op | NOVA11876-19 33CA 01022 | 8.06 | Solar |  |  | Interconnected | Maple Grove | 55311 | BASS LAKE | 44 | Residential |  | 37443.28 | 2024 | 2024
20252-215458-01 | Wright-Hennepin Cooperative Electric Association | 130 | 20996 | Co-op | NOVA11901-20 35DA 04005 | 3.8 | Solar |  |  | Active Application | Corcoran | 55340 | CORCORAN 2 | 149 | Residential |  | 15533.87 | 2024
20252-215458-01 | Wright-Hennepin Cooperative Electric Association | 130 | 20996 | Co-op | NOVA11919-32 06CA 01012 | 20.64 | Solar |  | X | Interconnected | Plymouth | 55446 | LAWNDALE | 122 | Residential |  | 61358 | 2024 | 2024
20252-215458-01 | Wright-Hennepin Cooperative Electric Association | 130 | 20996 | Co-op | NOVA11919-32 06CA 01012-S | 10 | Storage |  |  | Interconnected | Plymouth | 55446 | LAWNDALE | 122 | Residential |  | 61358 | 2024 | 2024
20252-215458-01 | Wright-Hennepin Cooperative Electric Association | 130 | 20996 | Co-op | NOVA11921-30 33D 004 | 13.8 | Solar |  |  | Withdrawn | Maple Plain | 55359 | DELANO | 24 | Residential |  | 64876 | 2024
20252-215458-01 | Wright-Hennepin Cooperative Electric Association | 130 | 20996 | Co-op | NOVA11938-32 05DC 02005 | 18.43 | Solar |  |  | Interconnected | Plymouth | 55446 | PLYMOUTH 2 | 161 | Residential |  | 51143.88 | 2024 | 2024
20252-215458-01 | Wright-Hennepin Cooperative Electric Association | 130 | 20996 | Co-op | NOVA11943-32 09AA 01010 | 5.93 | Solar |  |  | Interconnected | Plymouth | 55446 | PLYMOUTH 2 | 162 | Residential |  | 25194 | 2024
20252-215458-01 | Wright-Hennepin Cooperative Electric Association | 130 | 20996 | Co-op | NOVA11973-14 16DC0102005 | 7.48 | Solar |  |  | Active Application | Buffalo | 55313 | LAKE CONSTANCE | 109 | Residential |  | 30647.5 | 2024
20252-215458-01 | Wright-Hennepin Cooperative Electric Association | 130 | 20996 | Co-op | NOVA11991-20 35DA0203001 | 3.8 | Solar |  |  | Active Application | Corcoran | 55340 | CORCORAN 2 | 149 | Residential |  | 12944.9 | 2024
20252-215458-01 | Wright-Hennepin Cooperative Electric Association | 130 | 20996 | Co-op | NOVA11995-06 26CA0202001 | 17.86 | Solar |  |  | Interconnected | Otsego | 55301 | OAKWOOD | 103 | Residential |  | 50102 | 2024 | 2024
20252-215458-01 | Wright-Hennepin Cooperative Electric Association | 130 | 20996 | Co-op | NOVA12011-32 03CA0203022 | 11.5 | Solar |  | X | Interconnected | Plymouth | 55446 | PLYMOUTH 1 | 85 | Residential |  | 46900 | 2024 | 2024
20252-215458-01 | Wright-Hennepin Cooperative Electric Association | 130 | 20996 | Co-op | NOVA12114-32 10AA0404002 | 4 | Solar |  |  | Active Application | Plymouth | 55442 | PLYMOUTH 1 | 84 | Residential |  | 19334.05 | 2024
20252-215458-01 | Wright-Hennepin Cooperative Electric Association | 130 | 20996 | Co-op | NOVA12140-32 05BD0101002 | 10 | Solar |  |  | Active Application | Plymouth | 55446 | LAWNDALE | 122 | Residential |  | 33111 | 2024
20252-215458-01 | Wright-Hennepin Cooperative Electric Association | 130 | 20996 | Co-op | NOVA12148-06 25BB0703002 | 10.75 | Solar |  |  | Interconnected | Otsego | 55301 | ALBERTVILLE | 15 | Residential |  | 49207.79 | 2024 | 2024
20252-215458-01 | Wright-Hennepin Cooperative Electric Association | 130 | 20996 | Co-op | NOVA12181-31 08 006 | 13.68 | Solar |  |  | Interconnected | Medina | 55340 | MEDINA | 45 | Residential |  | 68021 | 2024
20252-215458-01 | Wright-Hennepin Cooperative Electric Association | 130 | 20996 | Co-op | NOVA12186-20 02DD 01001 | 11.4 | Solar |  |  | Withdrawn | Rogers | 55374 | TRAILHAVEN | 128 | Residential |  | 58440 | 2024
20252-215458-01 | Wright-Hennepin Cooperative Electric Association | 130 | 20996 | Co-op | NOVA12193-32 03CA0203006 | 7.66 | Solar |  |  | Interconnected | Plymouth | 55446 | PLYMOUTH 1 | 85 | Residential |  | 43000 | 2024 | 2024
20252-215458-01 | Wright-Hennepin Cooperative Electric Association | 130 | 20996 | Co-op | NOVA12367-20 23DB 04006 | 5 | Solar |  |  | Active Application | Hamel | 55340 | CORCORAN 2 | 146 | Residential |  | 21842 | 2024
20252-215458-01 | Wright-Hennepin Cooperative Electric Association | 130 | 20996 | Co-op | NOVA12383-20 02DD 01001 | 11.4 | Solar |  |  | Active Application | Rogers | 55374 | TRAILHAVEN | 128 | Residential |  | 58440 | 2024
20252-215458-01 | Wright-Hennepin Cooperative Electric Association | 130 | 20996 | Co-op | NOVA12392-20 14 009 | 7.68 | Storage |  |  | Active Application | Corcoran | 55340 | CORCORAN 2 | 146 | Residential |  | 8967.89 | 2024
20252-215458-01 | Wright-Hennepin Cooperative Electric Association | 130 | 20996 | Co-op | NOVA12400-19 30AB 02007 | 3.8 | Solar |  |  | Active Application | Maple Grove | 55311 | CORCORAN 2 | 145 | Residential |  | 16528 | 2024
20252-215458-01 | Wright-Hennepin Cooperative Electric Association | 130 | 20996 | Co-op | NOVA12404-05 31BD 011 | 10 | Solar |  |  | Active Application | Elk River | 55330 | OAKWOOD | 106 | Residential |  | 43047.65 | 2024
20252-215458-01 | Wright-Hennepin Cooperative Electric Association | 130 | 20996 | Co-op | NOVA12412-30 33DD 004 | 13.6 | Solar |  |  | Active Application | Maple Plain | 55359 | DELANO | 24 | Residential |  | 64876 | 2024
20252-215458-01 | Wright-Hennepin Cooperative Electric Association | 130 | 20996 | Co-op | NOVA12433-20 35DA 03003 | 7.6 | Solar |  |  | Active Application | Corcoran | 55340 | CORCORAN 2 | 149 | Residential |  | 22140 | 2024
20252-215458-01 | Wright-Hennepin Cooperative Electric Association | 130 | 20996 | Co-op | NOVA12436-35 05AC 01004 | 22.9 | Solar |  | X | Active Application | Minnetrista | 55359 | DELANO | 24 | Residential |  | 57867 | 2024
20252-215458-01 | Wright-Hennepin Cooperative Electric Association | 130 | 20996 | Co-op | NOVA12441-09 27CD 01011 | 10.15 | Solar |  |  | Active Application | Annandale | 55302 | MAPLE LAKE | 10 | Residential |  | 28050 | 2024
20252-215458-01 | Wright-Hennepin Cooperative Electric Association | 130 | 20996 | Co-op | NOVA12445-19 30CD0103004 | 18.43 | Solar |  |  | Active Application | Maple Grove | 55311 | CORCORAN 2 | 145 | Residential |  | 44978 | 2024
20252-215458-01 | Wright-Hennepin Cooperative Electric Association | 130 | 20996 | Co-op | NOVA12446-35 17BD0102002 | 34.2 | Solar |  |  | Active Application | Minnetrista | 55359 | DELANO | 24 | Residential |  | 130374.29 | 2024
20252-215458-01 | Wright-Hennepin Cooperative Electric Association | 130 | 20996 | Co-op | NOVA12450-31 03DB 03002 | 10.44 | Solar |  |  | Active Application | Medina | 55340 | WILLOW | 114 | Residential |  | 51072 | 2024
20252-215458-01 | Wright-Hennepin Cooperative Electric Association | 130 | 20996 | Co-op | NOVA9036-19 20DC0903002 | 9.77 | Solar |  |  | Interconnected | Maple Grove | 55311 | BASS LAKE | 111 | Residential |  | 36638 | 2024
20252-215458-01 | Wright-Hennepin Cooperative Electric Association | 130 | 20996 | Co-op | NOVA9045-19 27BB0305003 | 18.19 | Solar |  | X | Interconnected | Maple Grove | 55311 | BASS LAKE | 41 | Residential |  | 78768 | 2024 | 2024
20252-215458-01 | Wright-Hennepin Cooperative Electric Association | 130 | 20996 | Co-op | NOVA9121-20 26AA 03003 | 34.6 | Solar |  |  | Interconnected | Corcoran | 55340 | CORCORAN 2 | 146 | Residential |  | 95000 | 2024 | 2024
20252-215458-01 | Wright-Hennepin Cooperative Electric Association | 130 | 20996 | Co-op | NOVA9149-UNKNOWN | 8.82 | Solar |  |  | Withdrawn | Maple Grove | 55311 |  |  |  |  | 32774 | 2024
20252-215458-01 | Wright-Hennepin Cooperative Electric Association | 130 | 20996 | Co-op | NOVA9152-20 16DB 008 | 10.08 | Solar |  |  | Interconnected | Rogers | 55374 | TRAILHAVEN | 129 | Residential |  | 60000 | 2024 | 2024
20252-215458-01 | Wright-Hennepin Cooperative Electric Association | 130 | 20996 | Co-op | NOVA9173-11 04DA 001 | 9.98 | Solar |  |  | Interconnected | Annandale | 55302 | GOOSE LAKE | 33 | Residential |  | 32122 | 2024 | 2024
20252-215458-01 | Wright-Hennepin Cooperative Electric Association | 130 | 20996 | Co-op | NOVA9202-22 29AA 001 | 22 | Solar |  | X | Interconnected | Buffalo | 55313 | ROCKFORD | 78 | Residential |  | 87408 | 2024 | 2024
20252-215710-01 | Benson Municipal Utilities | 5 | 1573 | Muni | 403-005402-07 | 6.9 | Solar |  |  | Interconnected | Benson | 56215 |  | 5 | Commercial |  | 20951.04 | 2021 | 2021
20252-215710-01 | Benson Municipal Utilities | 5 | 1573 | Muni | 403-005400-30 | 6.9 | Solar |  |  | Interconnected | Benson | 56215 |  | 5 | Residential |  | 20951.04 | 2021 | 2021
20252-215710-01 | Benson Municipal Utilities | 5 | 1573 | Muni | 401-006100-04 | 7.56 | Solar |  |  | Interconnected | Benson | 56215 |  | 5 | Residential |  | 13246 | 2023 | 2024
20253-216867-01 | City of Buffalo | 32 | 2485 | Muni | B-01-24 | 9.074 | Solar |  |  | Interconnected | Buffalo | 55313 |  |  | Commercial |  | 28782 | 2024 | 2024
20253-216867-01 | City of Buffalo | 32 | 2485 | Muni | B-02-24 | 12 | Solar |  |  | Interconnected | Buffalo | 55313 |  |  | Residential |  | 21512 | 2024 | 2024
20253-216867-01 | City of Buffalo | 32 | 2485 | Muni | B-03-24 | 15.2 | Solar |  |  | Interconnected | Buffalo | 55313 |  |  | Commercial |  | 52000 | 2024 | 2024
20253-216867-01 | City of Buffalo | 32 | 2485 | Muni | B-04-24 | 10 | Solar |  |  | Interconnected | Buffalo | 55313 |  |  | Commercial |  | 8000 | 2024 | 2024
20253-216867-01 | City of Buffalo | 32 | 2485 | Muni | B-05-24 | 34.6 | Solar |  |  | Interconnected | Buffalo | 55313 |  |  | Commercial |  | 49385 | 2024 | 2024
20261-227062-01 | Agralite Electric Cooperative | 1 | 155 | Co-op | 11-32-003 | 40 | Wind |  |  | Interconnected | Glenwood | 56334 | 15 | 1 | Residential |  |  | 2003 | 2003
20261-227062-01 | Agralite Electric Cooperative | 1 | 155 | Co-op | 56-17-020 | 40 | Wind |  |  | Interconnected | De Graff | 56271 | 10 | 3 | Residential |  |  | 2006 | 2006
20261-227062-01 | Agralite Electric Cooperative | 1 | 155 | Co-op | 09-25-001 | 20 | Wind |  |  | Interconnected | Glenwood | 56334 | 13 | 4 | Residential |  |  | 2008 | 2008
20261-227062-01 | Agralite Electric Cooperative | 1 | 155 | Co-op | 38-40-010 | 10 | Wind |  |  | Interconnected | Benson | 56215 | 19 | 4 | Residential |  |  | 2009 | 2009
20261-227062-01 | Agralite Electric Cooperative | 1 | 155 | Co-op | 50-40-023 | 10 | Wind |  |  | Interconnected | Benson | 56215 | 19 | 4 | Residential |  |  | 2009 | 2009
20261-227062-01 | Agralite Electric Cooperative | 1 | 155 | Co-op | 50-41-013 | 10 | Wind |  |  | Interconnected | Benson | 56215 | 12 | 2 | Residential |  |  | 2009 | 2009
20261-227062-01 | Agralite Electric Cooperative | 1 | 155 | Co-op | 18-02-015 | 20.2 | Solar |  |  | Interconnected | Alberta | 56207 | 5 | 1 | Residential |  |  | 2010 | 2010
20261-227062-01 | Agralite Electric Cooperative | 1 | 155 | Co-op | 12-02-002 | 10 | Wind |  |  | Interconnected | Glenwood | 56334 | 13 | 1 | Residential |  |  | 2011 | 2011
20261-227062-01 | Agralite Electric Cooperative | 1 | 155 | Co-op | 14-28-001 | 10 | Wind |  |  | Interconnected | Starbuck | 56381 | 19 | 2 | Residential |  |  | 2011 | 2011
20261-227062-01 | Agralite Electric Cooperative | 1 | 155 | Co-op | 24-35-014 | 10 | Wind |  |  | Interconnected | Clinton | 56225 | 4 | 3 | Residential |  |  | 2011 | 2011
20261-227062-01 | Agralite Electric Cooperative | 1 | 155 | Co-op | 36-34-001 | 10 | Wind |  |  | Interconnected | Benson | 56215 | 19 | 9 | Residential |  |  | 2011 | 2011
20261-227062-01 | Agralite Electric Cooperative | 1 | 155 | Co-op | 58-18-014 | 39.9 | Wind |  |  | Decommissioned | Benson | 56215 | 6 | 4 | Residential |  |  | 2012 | 2012 | 2022
20261-227062-01 | Agralite Electric Cooperative | 1 | 155 | Co-op | 59-13-020 | 39.9 | Wind |  |  | Interconnected | Appleton | 56208 | 6 | 4 | Residential |  |  | 2012 | 2012
20261-227062-01 | Agralite Electric Cooperative | 1 | 155 | Co-op | 19-32-020 | 10 | Wind |  |  | Interconnected | Chokio | 56221 | 5 | 4 | Residential |  |  | 2013 | 2013
20261-227062-01 | Agralite Electric Cooperative | 1 | 155 | Co-op | 25-36-022 | 30 | Wind |  |  | Interconnected | Chokio | 56221 | 4 | 2 | Residential |  |  | 2014 | 2014
20261-227062-01 | Agralite Electric Cooperative | 1 | 155 | Co-op | 29-36-009 | 35 | Solar |  |  | Interconnected | Clontarf | 56226 | 19 | 1 | Residential |  |  | 2014 | 2014
20261-227062-01 | Agralite Electric Cooperative | 1 | 155 | Co-op | 32-48-010 | 1.5 | Solar |  |  | Interconnected | Glenwood | 56334 | 13 | 4 | Residential |  |  | 2015 | 2015
20261-227062-01 | Agralite Electric Cooperative | 1 | 155 | Co-op | 35-36-022 | 30 | Wind |  |  | Interconnected | Murdock | 56271 | 10 | 2 | Residential |  |  | 2016 | 2016
20261-227062-01 | Agralite Electric Cooperative | 1 | 155 | Co-op | 62-13-020 | 8.84 | Solar |  |  | Interconnected | Appleton | 56208 | 14 | 4 | Residential |  |  | 2016 | 2016
20261-227062-01 | Agralite Electric Cooperative | 1 | 155 | Co-op | 07-22-014 | 5.85 | Solar |  |  | Interconnected | Morris | 56267 | 9 | 3 | Residential |  |  | 2017 | 2017
20261-227062-01 | Agralite Electric Cooperative | 1 | 155 | Co-op | 22-26-014 | 7 | Solar |  |  | Interconnected | Clinton | 56225 | 8 | 4 | Residential |  |  | 2017 | 2017
20261-227062-01 | Agralite Electric Cooperative | 1 | 155 | Co-op | 29-36-008 | 10 | Solar |  |  | Interconnected | Clontarf | 56226 | 19 | 1 | Residential |  |  | 2017 | 2017
20261-227062-01 | Agralite Electric Cooperative | 1 | 155 | Co-op | 35-36-020 | 30 | Solar |  |  | Interconnected | Murdock | 56271 | 10 | 2 | Residential |  |  | 2017 | 2017
20261-227062-01 | Agralite Electric Cooperative | 1 | 155 | Co-op | 56-02-008 | 39 | Solar |  |  | Interconnected | Murdock | 56271 | 10 | 3 | Residential |  |  | 2017 | 2017
20261-227062-01 | Agralite Electric Cooperative | 1 | 155 | Co-op | 57-20-020 | 36 | Solar |  |  | Interconnected | Benson | 56215 | 6 | 2 | Residential |  |  | 2018 | 2018
20261-227062-01 | Agralite Electric Cooperative | 1 | 155 | Co-op | 08-43-009 | 14 | Solar |  |  | Decommissioned | Morris | 56267 | 9 | 2 | Residential |  |  | 2018 | 2019 | 2021
20261-227062-01 | Agralite Electric Cooperative | 1 | 155 | Co-op | NOVA1029 | 21.4 | Solar |  |  | Withdrawn | Glenwood | 56334 | 13 | 1 | Residential |  | 75000 | 2019
20261-227062-01 | Agralite Electric Cooperative | 1 | 155 | Co-op | 36-32-022 | 16.2 | Solar |  |  | Interconnected | Benson | 56215 | 19 | 2 | Residential |  |  | 2019 | 2019
20261-227062-01 | Agralite Electric Cooperative | 1 | 155 | Co-op | NOVA3345 | 35.2 | Solar |  |  | Interconnected | Appleton | 56208 | 14 | 3 | Residential |  | 118997 | 2020 | 2020
20261-227062-01 | Agralite Electric Cooperative | 1 | 155 | Co-op | NOVA3446 | 35.2 | Solar |  |  | Interconnected | Donnelly | 56235 | 9 | 4 | Residential |  | 110263 | 2020 | 2020
20261-227062-01 | Agralite Electric Cooperative | 1 | 155 | Co-op | NOVA3881 | 7.6 | Solar |  |  | Interconnected | Starbuck | 56381 | 19 | 2 | Residential |  | 12064 | 2020 | 2021
20261-227062-01 | Agralite Electric Cooperative | 1 | 155 | Co-op | NOVA4801 | 28 | Solar |  |  | Interconnected | Morris | 56267 | 9 | 2 | Residential |  | 50000 | 2021 | 2021
20261-227062-01 | Agralite Electric Cooperative | 1 | 155 | Co-op | NOVA5323 | 13.92 | Solar |  |  | Interconnected | Donnelly | 56235 | 9 | 4 | Residential |  | 54396 | 2021 | 2022
20261-227062-01 | Agralite Electric Cooperative | 1 | 155 | Co-op | NOVA5360 | 34.8 | Solar |  |  | Interconnected | Morris | 56267 | 9 | 3 | Commercial |  | 125844 | 2021 | 2022
20261-227062-01 | Agralite Electric Cooperative | 1 | 155 | Co-op | NOVA5667 | 30.8 | Solar |  |  | Interconnected | Benson | 56215 | 19 | 2 | Residential |  | 130000 | 2022 | 2022
20261-227062-01 | Agralite Electric Cooperative | 1 | 155 | Co-op | NOVA5738 | 32.48 | Solar |  |  | Interconnected | Morris | 56267 | 9 | 2 | Residential |  | 129221 | 2022 | 2023
20261-227062-01 | Agralite Electric Cooperative | 1 | 155 | Co-op | NOVA5982 | 7.83 | Solar |  |  | Interconnected | Glenwood | 56334 | 13 | 2 | Residential |  | 38210 | 2022 | 2023
20261-227062-01 | Agralite Electric Cooperative | 1 | 155 | Co-op | NOVA6466 | 18.56 | Solar |  |  | Interconnected | Benson | 56215 | 19 | 2 | Residential |  | 97135 | 2022 | 2022
20261-227062-01 | Agralite Electric Cooperative | 1 | 155 | Co-op | NOVA6578 | 22.8 | Solar |  | X | Interconnected | Appleton | 56208 | 12 | 2 | Residential |  | 94940 | 2022 | 2023
20261-227062-01 | Agralite Electric Cooperative | 1 | 155 | Co-op | NOVA6819 | 7 | Solar |  |  | Interconnected | Morris | 56267 | 9 | 2 | Residential |  | 4485 | 2022 | 2023
20261-227062-01 | Agralite Electric Cooperative | 1 | 155 | Co-op | NOVA7138 | 11.4 | Solar |  |  | Interconnected | Benson | 56215 | 20 | 1 | Residential |  | 63670 | 2022 | 2023
20261-227062-01 | Agralite Electric Cooperative | 1 | 155 | Co-op | NOVA7394 | 21.75 | Solar |  |  | Withdrawn | Clinton | 56225 | 8 | 2 | Residential |  | 107909.33 | 2023
20261-227062-01 | Agralite Electric Cooperative | 1 | 155 | Co-op | NOVA7452 | 22.8 | Solar |  |  | Interconnected | Hancock | 56244 | 7 | 4 | Residential |  | 30000 | 2023 | 2023
20261-227062-01 | Agralite Electric Cooperative | 1 | 155 | Co-op | NOVA7670 | 38 | Solar |  |  | Withdrawn | Benson | 56215 | 19 | 2 | Residential |  | 75000 | 2023
20261-227062-01 | Agralite Electric Cooperative | 1 | 155 | Co-op | NOVA7775 | 25 | Wind |  |  | Interconnected | Hancock | 56244 | 7 | 1 | Residential |  | 169000 | 2023 | 2024
20261-227062-01 | Agralite Electric Cooperative | 1 | 155 | Co-op | NOVA7919 | 21.75 | Solar |  |  | Withdrawn | Clinton | 56225 | 8 | 2 | Residential |  | 75000 | 2023
20261-227062-01 | Agralite Electric Cooperative | 1 | 155 | Co-op | NOVA8088 | 21.75 | Solar |  |  | Interconnected | Clinton | 56225 | 8 | 2 | Residential |  | 75537 | 2023 | 2023
20261-227062-01 | Agralite Electric Cooperative | 1 | 155 | Co-op | NOVA8331 | 9.42 | Solar |  |  | Interconnected | Glenwood | 56334 | 13 | 4 | Residential |  | 27000 | 2023 | 2023
20261-227062-01 | Agralite Electric Cooperative | 1 | 155 | Co-op | NOVA9070 | 300 | Solar |  |  | Withdrawn | Benson | 56215 | 19 | 9 | Commercial |  | 750000 | 2024
20261-227062-01 | Agralite Electric Cooperative | 1 | 155 | Co-op | NOVA9071 | 500 | Solar |  |  | Withdrawn | Benson | 56215 | 19 | 9 | Commercial |  | 1250000 | 2024
20261-227062-01 | Agralite Electric Cooperative | 1 | 155 | Co-op | NOVA9085 | 38 | Solar |  |  | Interconnected | Hancock | 56244 | 7 | 4 | Residential |  | 6000 | 2024 | 2024
20261-227062-01 | Agralite Electric Cooperative | 1 | 155 | Co-op | NOVA9090 | 9860 | Wind |  |  | Withdrawn | Swift Falls | 56215 | 2 |  | Commercial |  | 21718179.16 | 2024
20261-227062-01 | Agralite Electric Cooperative | 1 | 155 | Co-op | NOVA9184 | 39.8 | Wind |  |  | Active Application | Benson | 56215 | 19 | 4 | Commercial |  | 220000 | 2024
20261-227062-01 | Agralite Electric Cooperative | 1 | 155 | Co-op | NOVA9192 | 39.8 | Wind |  |  | Active Application | Benson | 56215 | 19 | 4 | Residential |  | 220000 | 2024
20261-227062-01 | Agralite Electric Cooperative | 1 | 155 | Co-op | NOVA10262 | 20 | Solar |  |  | Interconnected | Glenwood | 56334 | 13 | 1 | Residential |  | 80000 | 2024 | 2024
20261-227062-01 | Agralite Electric Cooperative | 1 | 155 | Co-op | NOVA10681 | 15 | Solar |  | X | Interconnected | Glenwood | 56334 | 13 | 4 | Residential |  | 35000 | 2024 | 2024
20261-227062-01 | Agralite Electric Cooperative | 1 | 155 | Co-op | NOVA10690 | 9860 | Wind |  |  | Withdrawn | Swenoda | 56215 | 20 | 3 | Commercial |  | 21718179.16 | 2024
20261-227062-01 | Agralite Electric Cooperative | 1 | 155 | Co-op | NOVA11892 | 15.37 | Solar |  |  | Interconnected | Ortonville | 56278 | 4 | 3 | Residential |  | 62250 | 2024 | 2024
20261-227062-01 | Agralite Electric Cooperative | 1 | 155 | Co-op | NOVA13646 | 6200 | Other | X |  | Active Application | Benson | 56215 | 19 | 7 | Industrial |  |  | 2025
20264-229917-02 | Minnesota Power | 68 | 12647 | IOU | W-001 | 10 | Wind |  |  | Decommissioned | Duluth | 55810 | MDY | 278 | Residential |  | Trade Secret |  | 2003 | 2024
20264-229917-02 | Minnesota Power | 68 | 12647 | IOU | W-003 | 4 | Wind |  |  | Interconnected | Duluth | 55804 | FRR | 275 | Residential |  | Trade Secret |  | 2004
20264-229917-02 | Minnesota Power | 68 | 12647 | IOU | W-004 | 20 | Wind |  |  | Interconnected | Little Falls | 56345 | LFL | 529 | Commercial |  | Trade Secret |  | 2005
20264-229917-02 | Minnesota Power | 68 | 12647 | IOU | W-005 | 20 | Wind |  |  | Interconnected | Royalton | 56373 | BSD | 2 | Residential | SolarSense | Trade Secret |  | 2006
20264-229917-02 | Minnesota Power | 68 | 12647 | IOU | W-006 | 20 | Wind |  |  | Interconnected | Pine River | 56474 | PNR | 2 | Commercial | SolarSense | Trade Secret |  | 2006
20264-229917-02 | Minnesota Power | 68 | 12647 | IOU | W-007 | 20 | Wind |  |  | Interconnected | Duluth | 55810 | MDY | 277 | Commercial | SolarSense | Trade Secret |  | 2006
20264-229917-02 | Minnesota Power | 68 | 12647 | IOU | W-008 | 20 | Wind |  |  | Interconnected | Park Rapids | 56470 | LNG | 541 | Commercial | SolarSense | Trade Secret |  | 2007
20264-229917-02 | Minnesota Power | 68 | 12647 | IOU | W-009 | 20 | Wind |  |  | Interconnected | Little Falls | 56345 | LFL | 526 | Residential | SolarSense | Trade Secret |  | 2008
20264-229917-02 | Minnesota Power | 68 | 12647 | IOU | W-010 | 2.4 | Wind |  |  | Interconnected | Denham | 55795 | DEN | 6431 | Commercial |  | Trade Secret |  | 2008
20264-229917-02 | Minnesota Power | 68 | 12647 | IOU | W-011 | 1.8 | Wind |  |  | Interconnected | Little Falls | 56345 | CRS | 1 | Residential |  | Trade Secret |  | 2008
20264-229917-02 | Minnesota Power | 68 | 12647 | IOU | W-012 | 3 | Wind |  |  | Interconnected | Duluth | 55803 | FBG | 269 | Residential | SolarSense | Trade Secret |  | 2009
20264-229917-02 | Minnesota Power | 68 | 12647 | IOU | W-014 | 3 | Wind |  |  | Interconnected | Chisholm | 55719 | BAL | 1 | Residential |  | Trade Secret |  | 2010
20264-229917-02 | Minnesota Power | 68 | 12647 | IOU | W-017 | 6 | Wind |  |  | Interconnected | Duluth | 55802 | FIF | 234 | Commercial | SolarSense | Trade Secret |  | 2008
20264-229917-02 | Minnesota Power | 68 | 12647 | IOU | W-018 | 5 | Wind |  |  | Decommissioned | Duluth | 55803 | COL | 240 | Commercial |  | Trade Secret |  | 2015 | 2025
20264-229917-02 | Minnesota Power | 68 | 12647 | IOU | W-019 | 20 | Wind |  |  | Interconnected | Hewitt | 56453 | HEW | 1 | Residential |  | Trade Secret |  | 2016
20264-229917-02 | Minnesota Power | 68 | 12647 | IOU | S-002 | 2.4 | Solar |  |  | Interconnected | Duluth | 55802 | FOR | 263 | Commercial |  | Trade Secret |  | 2003
20264-229917-02 | Minnesota Power | 68 | 12647 | IOU | S-003 | 2.8 | Solar |  |  | Interconnected | Duluth | 55810 | FIF | 220 | Commercial |  | Trade Secret |  | 2003
20264-229917-02 | Minnesota Power | 68 | 12647 | IOU | S-004 | 13.12 | Solar |  |  | Interconnected | Duluth | 55803 | COL | 240 | Commercial |  | Trade Secret |  | 2003
20264-229917-02 | Minnesota Power | 68 | 12647 | IOU | S-005 | 2.97 | Solar |  |  | Interconnected | Duluth | 55807 | LSP | 282 | Commercial |  | Trade Secret |  | 2004
20264-229917-02 | Minnesota Power | 68 | 12647 | IOU | S-006 | 1.92 | Solar |  |  | Interconnected | Pine River | 56474 | SPR | 1 | Residential | SolarSense | Trade Secret |  | 2004
20264-229917-02 | Minnesota Power | 68 | 12647 | IOU | S-007 | 1.02 | Solar |  |  | Interconnected | Duluth | 55811 | HNS | 236 | Residential |  | Trade Secret |  | 2004
20264-229917-02 | Minnesota Power | 68 | 12647 | IOU | S-009 | 1.8 | Solar |  |  | Interconnected | Duluth | 55810 | CLQ | 409 | Residential | SolarSense | Trade Secret |  | 2004
20264-229917-02 | Minnesota Power | 68 | 12647 | IOU | S-010 | 2.53 | Solar |  |  | Interconnected | Duluth | 55803 | COL | 240 | Residential | SolarSense | Trade Secret |  | 2004
20264-229917-02 | Minnesota Power | 68 | 12647 | IOU | S-012 | 6 | Solar |  |  | Interconnected | Duluth | 55804 | FRR | 276 | Residential | SolarSense | Trade Secret |  | 2004
20264-229917-02 | Minnesota Power | 68 | 12647 | IOU | S-013 | 2.16 | Solar |  |  | Interconnected | Duluth | 55804 | FRR | 275 | Residential | SolarSense | Trade Secret |  | 2004
20264-229917-02 | Minnesota Power | 68 | 12647 | IOU | S-014 | 1.77 | Solar |  |  | Interconnected | Duluth | 55802 | FIF | 260 | Residential | SolarSense | Trade Secret |  | 2004
20264-229917-02 | Minnesota Power | 68 | 12647 | IOU | S-015 | 1.5 | Solar |  |  | Interconnected | Duluth | 55806 | TFW | 243 | Residential | SolarSense | Trade Secret |  | 2004
20264-229917-02 | Minnesota Power | 68 | 12647 | IOU | S-016 | 2.67 | Solar |  |  | Interconnected | Duluth | 55803 | COL | 240 | Residential | SolarSense | Trade Secret |  | 2004
20264-229917-02 | Minnesota Power | 68 | 12647 | IOU | S-017 | 2.53 | Solar |  |  | Interconnected | Cloquet | 55720 | CLQ | 409 | Residential | SolarSense | Trade Secret |  | 2004
20264-229917-02 | Minnesota Power | 68 | 12647 | IOU | S-019 | 2.53 | Solar |  |  | Interconnected | Esko | 55733 | CLQ | 410 | Residential | SolarSense | Trade Secret |  | 2004
20264-229917-02 | Minnesota Power | 68 | 12647 | IOU | S-020 | 1.4 | Solar |  |  | Interconnected | Crosby | 56441 | CTD | 1 | Residential | SolarSense | Trade Secret |  | 2005
20264-229917-02 | Minnesota Power | 68 | 12647 | IOU | S-021 | 2.53 | Solar |  |  | Interconnected | Duluth | 55804 | COL | 245 | Residential |  | Trade Secret |  | 2005
20264-229917-02 | Minnesota Power | 68 | 12647 | IOU | S-022 | 2.53 | Solar |  |  | Interconnected | Carlton | 55718 | WRN | 411 | Residential | SolarSense | Trade Secret |  | 2005
20264-229917-02 | Minnesota Power | 68 | 12647 | IOU | S-023 | 2.17 | Solar |  |  | Interconnected | Ironton | 56455 | IRN | 1 | Residential | SolarSense | Trade Secret |  | 2005
20264-229917-02 | Minnesota Power | 68 | 12647 | IOU | S-024 | 1.02 | Solar |  |  | Interconnected | Walker | 56484 | WBK | 1 | Residential | SolarSense | Trade Secret |  | 2005
20264-229917-02 | Minnesota Power | 68 | 12647 | IOU | S-025 | 1.22 | Solar |  |  | Interconnected | Deerwood | 56444 | DHY | 1 | Residential |  | Trade Secret |  | 2005
20264-229917-02 | Minnesota Power | 68 | 12647 | IOU | S-026 | 2.67 | Solar |  |  | Interconnected | Duluth | 55803 | FRR | 275 | Commercial | SolarSense | Trade Secret |  | 2005
20264-229917-02 | Minnesota Power | 68 | 12647 | IOU | S-027 | 2.05 | Solar |  |  | Interconnected | Duluth | 55804 | COL | 242 | Residential | SolarSense | Trade Secret |  | 2006
20264-229917-02 | Minnesota Power | 68 | 12647 | IOU | S-028 | 2.72 | Solar |  |  | Interconnected | Duluth | 55805 | NIN | 246 | Commercial | SolarSense | Trade Secret |  | 2006
20264-229917-02 | Minnesota Power | 68 | 12647 | IOU | S-029 | 2.7 | Solar |  |  | Interconnected | Duluth | 55811 | RGV | 254 | Residential | SolarSense | Trade Secret |  | 2006
20264-229917-02 | Minnesota Power | 68 | 12647 | IOU | S-030 | 5.4 | Solar |  |  | Interconnected | Ironton | 56455 | DHY | 1 | Residential | SolarSense | Trade Secret |  | 2006
20264-229917-02 | Minnesota Power | 68 | 12647 | IOU | S-031 | 4.34 | Solar |  |  | Interconnected | Duluth | 55803 | COL | 240 | Residential | SolarSense | Trade Secret |  | 2006
20264-229917-02 | Minnesota Power | 68 | 12647 | IOU | S-032 | 2.67 | Solar |  |  | Interconnected | Ely | 55731 | STC | 2 | Residential | SolarSense | Trade Secret |  | 2006
20264-229917-02 | Minnesota Power | 68 | 12647 | IOU | S-033 | 5.25 | Solar |  |  | Interconnected | Duluth | 55806 | FIF | 220 | Commercial | SolarSense | Trade Secret |  | 2006
20264-229917-02 | Minnesota Power | 68 | 12647 | IOU | S-035 | 2.8 | Solar |  |  | Interconnected | Duluth | 55803 | COL | 240 | Residential | SolarSense | Trade Secret |  | 2006
20264-229917-02 | Minnesota Power | 68 | 12647 | IOU | S-036 | 2.08 | Solar |  |  | Interconnected | Duluth | 55804 | COL | 244 | Residential | SolarSense | Trade Secret |  | 2007
20264-229917-02 | Minnesota Power | 68 | 12647 | IOU | S-037 | 2.08 | Solar |  |  | Interconnected | Duluth | 55806 | FIF | 230 | Residential | SolarSense | Trade Secret |  | 2007
20264-229917-02 | Minnesota Power | 68 | 12647 | IOU | S-038 | 7 | Solar |  |  | Interconnected | Duluth | 55802 | FOR | 262 | Residential |  | Trade Secret |  | 2007
20264-229917-02 | Minnesota Power | 68 | 12647 | IOU | S-039 | 3.15 | Solar |  |  | Interconnected | Duluth | 55803 | RGV | 253 | Residential | SolarSense | Trade Secret |  | 2007
20264-229917-02 | Minnesota Power | 68 | 12647 | IOU | S-040 | 3.2 | Solar |  |  | Interconnected | Duluth | 55806 | FIF | 230 | Residential | SolarSense | Trade Secret |  | 2007
20264-229917-02 | Minnesota Power | 68 | 12647 | IOU | S-041 | 5.07 | Solar |  |  | Interconnected | Sebeka | 56477 | SEB | 1 | Commercial | SolarSense | Trade Secret |  | 2007
20264-229917-02 | Minnesota Power | 68 | 12647 | IOU | S-043 | 4.2 | Solar |  |  | Interconnected | Duluth | 55804 | COL | 240 | Residential | SolarSense | Trade Secret |  | 2008
20264-229917-02 | Minnesota Power | 68 | 12647 | IOU | S-044 | 2.6 | Solar |  |  | Interconnected | Esko | 55733 | MDY | 277 | Residential | SolarSense | Trade Secret |  | 2008
20264-229917-02 | Minnesota Power | 68 | 12647 | IOU | S-045 | 3.6 | Solar |  |  | Interconnected | Duluth | 55804 | COL | 241 | Residential | SolarSense | Trade Secret |  | 2008
20264-229917-02 | Minnesota Power | 68 | 12647 | IOU | S-046 | 3.6 | Solar |  |  | Interconnected | Carlton | 55718 | MAH | 6411 | Residential | SolarSense | Trade Secret |  | 2008
20264-229917-02 | Minnesota Power | 68 | 12647 | IOU | S-047 | 1.44 | Solar |  |  | Interconnected | Crosby | 56441 | DER | 2 | Commercial | SolarSense | Trade Secret |  | 2008
20264-229917-02 | Minnesota Power | 68 | 12647 | IOU | S-048 | 3.69 | Solar |  |  | Interconnected | Barnum | 55707 | BAR | 6421 | Residential | SolarSense | Trade Secret |  | 2008
20264-229917-02 | Minnesota Power | 68 | 12647 | IOU | S-050 | 1.95 | Solar |  |  | Interconnected | Verndale | 56481 | VND | 1 | Commercial | SolarSense | Trade Secret |  | 2008
20264-229917-02 | Minnesota Power | 68 | 12647 | IOU | S-051 | 3.15 | Solar |  |  | Interconnected | Cloquet | 55720 | CLQ | 409 | Commercial | SolarSense | Trade Secret |  | 2009
20264-229917-02 | Minnesota Power | 68 | 12647 | IOU | S-052 | 5.8 | Solar |  |  | Interconnected | Duluth | 55812 | COL | 242 | Commercial | SolarSense | Trade Secret |  | 2009
20264-229917-02 | Minnesota Power | 68 | 12647 | IOU | S-053 | 7.38 | Solar |  |  | Interconnected | Cloquet | 55720 | CLQ | 406 | Commercial | SolarSense | Trade Secret |  | 2009
20264-229917-02 | Minnesota Power | 68 | 12647 | IOU | S-054 | 1.2 | Solar |  |  | Interconnected | Chisholm | 55719 | BAL | 1 | Residential | SolarSense | Trade Secret |  | 2009
20264-229917-02 | Minnesota Power | 68 | 12647 | IOU | S-055 | 2.88 | Solar |  |  | Decommissioned | Cohasset | 55721 | LGW | 335 | Commercial | SolarSense | Trade Secret |  | 2009 | 2021
20264-229917-02 | Minnesota Power | 68 | 12647 | IOU | S-056 | 9.84 | Solar |  |  | Interconnected | Chisholm | 55719 | CHL | 3 | Commercial | SolarSense | Trade Secret |  | 2009
20264-229917-02 | Minnesota Power | 68 | 12647 | IOU | S-057 | 2.05 | Solar |  |  | Interconnected | Duluth | 55804 | FRR | 276 | Commercial | SolarSense | Trade Secret |  | 2009
20264-229917-02 | Minnesota Power | 68 | 12647 | IOU | S-058 | 2.85 | Solar |  |  | Interconnected | Duluth | 55804 | FRR | 276 | Residential | SolarSense | Trade Secret |  | 2009
20264-229917-02 | Minnesota Power | 68 | 12647 | IOU | S-059 | 2.46 | Solar |  |  | Interconnected | Browerville | 56438 | BRW | 2 | Residential | SolarSense | Trade Secret |  | 2009
20264-229917-02 | Minnesota Power | 68 | 12647 | IOU | S-060 | 5.53 | Solar |  |  | Interconnected | Grey Eagle | 56336 | GES | 1 | Residential | SolarSense | Trade Secret |  | 2009
20264-229917-02 | Minnesota Power | 68 | 12647 | IOU | S-061 | 2.1 | Solar |  |  | Interconnected | Verndale | 56481 | VND | 1 | Residential | SolarSense | Trade Secret |  | 2009
20264-229917-02 | Minnesota Power | 68 | 12647 | IOU | S-062 | 0.92 | Solar |  |  | Interconnected | Kinney | 55758 | VRG | 302 | Residential | SolarSense | Trade Secret |  | 2010
20264-229917-02 | Minnesota Power | 68 | 12647 | IOU | S-063 | 2.8 | Solar |  |  | Interconnected | Menahga | 56464 | SLS | 1 | Commercial | SolarSense | Trade Secret |  | 2010
20264-229917-02 | Minnesota Power | 68 | 12647 | IOU | S-064 | 3.58 | Solar |  |  | Decommissioned | Duluth | 55803 | COL | 240 | Residential | SolarSense | Trade Secret |  | 2010
20264-229917-02 | Minnesota Power | 68 | 12647 | IOU | S-065 | 6 | Solar |  |  | Interconnected | Duluth | 55812 | COL | 242 | Commercial | SolarSense | Trade Secret |  | 2010
20264-229917-02 | Minnesota Power | 68 | 12647 | IOU | S-066 | 5.04 | Solar |  |  | Interconnected | Cloquet | 55720 | CQB | 6301 | Residential | SolarSense | Trade Secret |  | 2010
20264-229917-02 | Minnesota Power | 68 | 12647 | IOU | S-067 | 2.16 | Solar |  |  | Interconnected | Pengilly | 55775 | NAS | 319 | Residential | SolarSense | Trade Secret |  | 2010
20264-229917-02 | Minnesota Power | 68 | 12647 | IOU | S-068 | 5.46 | Solar |  |  | Interconnected | Duluth | 55806 | FIF | 230 | Residential | SolarSense | Trade Secret |  | 2010
20264-229917-02 | Minnesota Power | 68 | 12647 | IOU | S-069 | 2.9 | Solar |  |  | Interconnected | Cloquet | 55720 | CLQ | 409 | Residential | SolarSense | Trade Secret |  | 2010
20264-229917-02 | Minnesota Power | 68 | 12647 | IOU | S-070 | 6.36 | Solar |  |  | Interconnected | Gilbert | 55741 | OHV | 1 | Commercial | SolarSense | Trade Secret |  | 2010
20264-229917-02 | Minnesota Power | 68 | 12647 | IOU | S-071 | 3.36 | Solar |  |  | Interconnected | Gilbert | 55741 | OHV | 1 | Commercial | SolarSense | Trade Secret |  | 2010
20264-229917-02 | Minnesota Power | 68 | 12647 | IOU | S-072 | 11.56 | Solar |  |  | Interconnected | Sebeka | 56464 | SLS | 1 | Commercial | SolarSense | Trade Secret |  | 2010
20264-229917-02 | Minnesota Power | 68 | 12647 | IOU | S-073 | 12.25 | Solar |  |  | Interconnected | Cloquet | 55720 | CLQ | 409 | Commercial | SolarSense | Trade Secret |  | 2010
20264-229917-02 | Minnesota Power | 68 | 12647 | IOU | S-074 | 1.6 | Solar |  |  | Interconnected | Duluth | 55802 | FIF | 220 | Commercial | SolarSense | Trade Secret |  | 2010
20264-229917-02 | Minnesota Power | 68 | 12647 | IOU | S-075 | 1.44 | Solar |  |  | Interconnected | Duluth | 55804 | FRR | 275 | Residential | SolarSense | Trade Secret |  | 2010
20264-229917-02 | Minnesota Power | 68 | 12647 | IOU | S-076 | 5.75 | Solar |  |  | Interconnected | Little Falls | 56345 | CRS | 1 | Residential | SolarSense | Trade Secret |  | 2011
20264-229917-02 | Minnesota Power | 68 | 12647 | IOU | S-077 | 3.5 | Solar |  |  | Interconnected | Verndale | 56481 | VND | 1 | Residential | SolarSense | Trade Secret |  | 2011
20264-229917-02 | Minnesota Power | 68 | 12647 | IOU | S-078 | 2.4 | Solar |  |  | Interconnected | Duluth | 55806 | FIF | 230 | Residential | SolarSense | Trade Secret |  | 2011
20264-229917-02 | Minnesota Power | 68 | 12647 | IOU | S-079 | 8.4 | Solar |  |  | Interconnected | Carlton | 55718 | MAH | 6411 | Residential | SolarSense | Trade Secret |  | 2011
20264-229917-02 | Minnesota Power | 68 | 12647 | IOU | S-080 | 2.11 | Solar |  |  | Decommissioned | Park Rapids | 56470 | PKR | 1 | Residential | SolarSense | Trade Secret |  | 2011
20264-229917-02 | Minnesota Power | 68 | 12647 | IOU | S-081 | 10 | Solar |  |  | Interconnected | Royalton | 56373 | ROY | 1 | Commercial | SolarSense | Trade Secret |  | 2011
20264-229917-02 | Minnesota Power | 68 | 12647 | IOU | S-082 | 7.5 | Solar |  |  | Interconnected | Tower | 55790 | TWN | 2 | Commercial | SolarSense | Trade Secret |  | 2012
20264-229917-02 | Minnesota Power | 68 | 12647 | IOU | S-083 | 9.47 | Solar |  |  | Interconnected | International Falls | 56649 | INF | 1 | Residential | SolarSense | Trade Secret |  | 2012
20264-229917-02 | Minnesota Power | 68 | 12647 | IOU | S-084 | 6.08 | Solar |  |  | Interconnected | Duluth | 55805 | SND | 217 | Commercial | SolarSense | Trade Secret |  | 2012
20264-229917-02 | Minnesota Power | 68 | 12647 | IOU | S-085 | 5 | Solar |  |  | Interconnected | Sandstone | 55072 | SAN | 452 | Residential | SolarSense | Trade Secret |  | 2012
20264-229917-02 | Minnesota Power | 68 | 12647 | IOU | S-086 | 2.88 | Solar |  |  | Interconnected | Duluth | 55802 | FIF | 260 | Residential | SolarSense | Trade Secret |  | 2012
20264-229917-02 | Minnesota Power | 68 | 12647 | IOU | S-087 | 7.68 | Solar |  |  | Interconnected | Burtrum | 56318 | PPL | 514 | Residential | SolarSense | Trade Secret |  | 2012
20264-229917-02 | Minnesota Power | 68 | 12647 | IOU | S-088 | 9.6 | Solar |  |  | Interconnected | Duluth | 55811 | CBL | 214 | Residential | SolarSense | Trade Secret |  | 2012
20264-229917-02 | Minnesota Power | 68 | 12647 | IOU | S-089 | 6 | Solar |  |  | Interconnected | Duluth | 55804 | FRR | 276 | Residential | SolarSense | Trade Secret |  | 2012
20264-229917-02 | Minnesota Power | 68 | 12647 | IOU | S-090 | 3.43 | Solar |  |  | Interconnected | Ely | 55731 | STC | 2 | Residential | SolarSense | Trade Secret |  | 2012
20264-229917-02 | Minnesota Power | 68 | 12647 | IOU | S-091 | 9.55 | Solar |  |  | Interconnected | Duluth | 55810 | MDY | 277 | Residential | SolarSense | Trade Secret |  | 2012
20264-229917-02 | Minnesota Power | 68 | 12647 | IOU | S-092 | 4.56 | Solar |  |  | Interconnected | Duluth | 55811 | HNS | 236 | Residential | SolarSense | Trade Secret |  | 2012
20264-229917-02 | Minnesota Power | 68 | 12647 | IOU | S-093 | 9.6 | Solar |  |  | Interconnected | Wrenshall | 55797 | WRN | 411 | Residential | SolarSense | Trade Secret |  | 2012
20264-229917-02 | Minnesota Power | 68 | 12647 | IOU | S-094 | 3.5 | Solar |  |  | Interconnected | Verndale | 56481 | VND | 1 | Residential | SolarSense | Trade Secret |  | 2012
20264-229917-02 | Minnesota Power | 68 | 12647 | IOU | S-095 | 10.29 | Solar |  |  | Interconnected | Royalton | 56373 | ROY | 2 | Residential | SolarSense | Trade Secret |  | 2012
20264-229917-02 | Minnesota Power | 68 | 12647 | IOU | S-096 | 4.32 | Solar |  |  | Interconnected | Duluth | 55803 | COL | 240 | Residential | SolarSense | Trade Secret |  | 2012
20264-229917-02 | Minnesota Power | 68 | 12647 | IOU | S-097 | 3.44 | Solar |  |  | Interconnected | Sebeka | 56477 | SEB | 1 | Residential | SolarSense | Trade Secret |  | 2012
20264-229917-02 | Minnesota Power | 68 | 12647 | IOU | S-098 | 11.4 | Solar |  |  | Interconnected | Eveleth | 55734 | VRG | 303 | Commercial | SolarSense | Trade Secret |  | 2012
20264-229917-02 | Minnesota Power | 68 | 12647 | IOU | S-099 | 5.1 | Solar |  |  | Interconnected | Duluth | 55803 | RGV | 253 | Residential | SolarSense | Trade Secret |  | 2012
20264-229917-02 | Minnesota Power | 68 | 12647 | IOU | S-100 | 4.59 | Solar |  |  | Interconnected | Duluth | 55811 | PLR | 214 | Residential | SolarSense | Trade Secret |  | 2013
20264-229917-02 | Minnesota Power | 68 | 12647 | IOU | S-101 | 1.02 | Solar |  |  | Interconnected | Sebeka | 56464 | MEN | 1 | Commercial | SolarSense | Trade Secret |  | 2013
20264-229917-02 | Minnesota Power | 68 | 12647 | IOU | S-102 | 6 | Solar |  |  | Decommissioned | Hinckley | 55037 | SAN | 452 | Residential |  | Trade Secret |  | 2013 | 2023
20264-229917-02 | Minnesota Power | 68 | 12647 | IOU | S-103 | 4.08 | Solar |  |  | Interconnected | Hermantown | 55810 | MDY | 278 | Residential | SolarSense | Trade Secret |  | 2013
20264-229917-02 | Minnesota Power | 68 | 12647 | IOU | S-104 | 39.36 | Solar |  |  | Interconnected | Grand Rapids | 55744 | TWN | 2 | Commercial |  | Trade Secret |  | 2013
20264-229917-02 | Minnesota Power | 68 | 12647 | IOU | S-106 | 4.86 | Solar |  |  | Interconnected | Duluth | 55811 | CBL | 214 | Residential | SolarSense | Trade Secret |  | 2013
20264-229917-02 | Minnesota Power | 68 | 12647 | IOU | S-107 | 8.16 | Solar |  |  | Interconnected | Little Falls | 56345 | CRS | 1 | Residential |  | Trade Secret |  | 2013
20264-229917-02 | Minnesota Power | 68 | 12647 | IOU | S-108 | 26 | Solar |  |  | Interconnected | Soudan | 55731 | TWN | 1 | Commercial |  | Trade Secret |  | 2013
20264-229917-02 | Minnesota Power | 68 | 12647 | IOU | S-109 | 6 | Solar |  |  | Interconnected | Duluth | 55811 | SLA | 257 | Commercial | SolarSense | Trade Secret |  | 2013
20264-229917-02 | Minnesota Power | 68 | 12647 | IOU | S-110 | 1.5 | Solar |  |  | Interconnected | Duluth | 55810 | HNS | 236 | Residential |  | Trade Secret |  | 2013
20264-229917-02 | Minnesota Power | 68 | 12647 | IOU | S-111 | 5 | Solar |  |  | Interconnected | Hermantown | 55810 | MDY | 278 | Residential | SolarSense | Trade Secret |  | 2013
20264-229917-02 | Minnesota Power | 68 | 12647 | IOU | S-112 | 10.78 | Solar |  |  | Interconnected | Pierz | 56364 | LFL | 526 | Residential | SolarSense | Trade Secret |  | 2013
20264-229917-02 | Minnesota Power | 68 | 12647 | IOU | S-113 | 5.56 | Solar |  |  | Interconnected | Grey Eagle | 56336 | GES | 1 | Residential | SolarSense | Trade Secret |  | 2013
20264-229917-02 | Minnesota Power | 68 | 12647 | IOU | S-114 | 3.48 | Solar |  |  | Interconnected | Duluth | 55811 | SLA | 250 | Residential | SolarSense | Trade Secret |  | 2013
20264-229917-02 | Minnesota Power | 68 | 12647 | IOU | S-115 | 4.68 | Solar |  |  | Interconnected | Duluth | 55804 | FRR | 275 | Residential | SolarSense | Trade Secret |  | 2013
20264-229917-02 | Minnesota Power | 68 | 12647 | IOU | S-116 | 5 | Solar |  |  | Interconnected | Willow River | 55795 | DEN | 6431 | Residential | SolarSense | Trade Secret |  | 2014
20264-229917-02 | Minnesota Power | 68 | 12647 | IOU | S-117 | 8 | Solar |  |  | Interconnected | Carlton | 55718 | WRN | 411 | Residential | SolarSense | Trade Secret |  | 2014
20264-229917-02 | Minnesota Power | 68 | 12647 | IOU | S-118 | 9.9 | Solar |  |  | Interconnected | Wrenshall | 55797 | WRN | 411 | Residential | SolarSense | Trade Secret |  | 2014
20264-229917-02 | Minnesota Power | 68 | 12647 | IOU | S-119 | 7.5 | Solar |  |  | Interconnected | Ely | 55731 | STC | 2 | Residential | SolarSense | Trade Secret |  | 2014
20264-229917-02 | Minnesota Power | 68 | 12647 | IOU | S-120 | 8 | Solar |  |  | Interconnected | Silver Bay | 55614 | SBT | 4302 | Residential | SolarSense | Trade Secret |  | 2014
20264-229917-02 | Minnesota Power | 68 | 12647 | IOU | S-121 | 13.1 | Solar |  |  | Decommissioned | Upsala | 56340 | UPS | 1 | Residential | SolarSense | Trade Secret |  | 2014 | 2024
20264-229917-02 | Minnesota Power | 68 | 12647 | IOU | S-122 | 15.01 | Solar |  |  | Interconnected | Little Falls | 55760 | LFL | 529 | Residential | SolarSense | Trade Secret |  | 2014
20264-229917-02 | Minnesota Power | 68 | 12647 | IOU | S-123 | 39.36 | Solar |  |  | Interconnected | Pierz | 56364 | PZG | 2 | Commercial | MiM | Trade Secret |  | 2014
20264-229917-02 | Minnesota Power | 68 | 12647 | IOU | S-124 | 4.92 | Solar |  |  | Interconnected | Duluth | 55803 | COL | 240 | Residential | MiM | Trade Secret |  | 2014
20264-229917-02 | Minnesota Power | 68 | 12647 | IOU | S-125 | 3.28 | Solar |  |  | Interconnected | Duluth | 55810 | FRR | 275 | Residential | MiM | Trade Secret |  | 2014
20264-229917-02 | Minnesota Power | 68 | 12647 | IOU | S-126 | 12 | Solar |  |  | Interconnected | Bowlus | 56314 | UPS | 1 | Residential |  | Trade Secret |  | 2014
20264-229917-02 | Minnesota Power | 68 | 12647 | IOU | S-127 | 4.92 | Solar |  |  | Interconnected | Royalton | 56373 | ROY | 2 | Residential | MiM | Trade Secret |  | 2014
20264-229917-02 | Minnesota Power | 68 | 12647 | IOU | S-128 | 9.84 | Solar |  |  | Interconnected | Nisswa | 56468 | NWG | 1 | Residential |  | Trade Secret |  | 2014
20264-229917-02 | Minnesota Power | 68 | 12647 | IOU | S-129 | 9.72 | Solar |  |  | Interconnected | Ironton | 56455 | DHY | 1 | Residential | SolarSense | Trade Secret |  | 2014
20264-229917-02 | Minnesota Power | 68 | 12647 | IOU | S-130 | 10 | Solar |  |  | Interconnected | Duluth | 55802 | FIF | 234 | Commercial |  | Trade Secret |  | 2014
20264-229917-02 | Minnesota Power | 68 | 12647 | IOU | S-131 | 10.4 | Solar |  |  | Interconnected | Duluth | 55802 | FIF | 234 | Commercial |  | Trade Secret |  | 2014
20264-229917-02 | Minnesota Power | 68 | 12647 | IOU | S-132 | 9.84 | Solar |  |  | Interconnected | Duluth | 55802 | FIF | 234 | Commercial |  | Trade Secret |  | 2014
20264-229917-02 | Minnesota Power | 68 | 12647 | IOU | S-133 | 8 | Solar |  |  | Interconnected | Duluth | 55803 | COL | 240 | Commercial | SolarSense | Trade Secret |  | 2014
20264-229917-02 | Minnesota Power | 68 | 12647 | IOU | S-134 | 12.75 | Solar |  |  | Interconnected | Duluth | 55803 | COL | 240 | Residential | SolarSense | Trade Secret |  | 2014
20264-229917-02 | Minnesota Power | 68 | 12647 | IOU | S-135 | 13.5 | Solar |  |  | Interconnected | Esko | 55733 | CLQ | 410 | Residential | SolarSense | Trade Secret |  | 2014
20264-229917-02 | Minnesota Power | 68 | 12647 | IOU | S-136 | 7 | Solar |  |  | Interconnected | Ely | 55731 | STC | 2 | Residential | SolarSense | Trade Secret |  | 2014
20264-229917-02 | Minnesota Power | 68 | 12647 | IOU | S-137 | 7.38 | Solar |  |  | Interconnected | Duluth | 55803 | COL | 242 | Residential | MiM | Trade Secret |  | 2015
20264-229917-02 | Minnesota Power | 68 | 12647 | IOU | S-138 | 4.92 | Solar |  |  | Interconnected | Biwabik | 55708 | BIW | 1 | Residential | MiM | Trade Secret |  | 2015
20264-229917-02 | Minnesota Power | 68 | 12647 | IOU | S-139 | 1.4 | Solar |  |  | Interconnected | Chisholm | 55719 | CHL | 1 | Residential |  | Trade Secret |  | 2015
20264-229917-02 | Minnesota Power | 68 | 12647 | IOU | S-140 | 6.16 | Solar |  |  | Interconnected | Lake Shore | 56468 | NWG | 2 | Residential | MiM | Trade Secret |  | 2015
20264-229917-02 | Minnesota Power | 68 | 12647 | IOU | S-141 | 10.26 | Solar |  |  | Interconnected | Duluth | 55811 | HNS | 236 | Residential | SolarSense | Trade Secret |  | 2015
20264-229917-02 | Minnesota Power | 68 | 12647 | IOU | S-142 | 5.75 | Solar |  |  | Interconnected | Saginaw | 55779 | SVR | 215 | Residential | SolarSense | Trade Secret |  | 2015
20264-229917-02 | Minnesota Power | 68 | 12647 | IOU | S-143 | 8.4 | Solar |  |  | Interconnected | Duluth | 55804 | COL | 244 | Residential | SolarSense | Trade Secret |  | 2015
20264-229917-02 | Minnesota Power | 68 | 12647 | IOU | S-144 | 8.2 | Solar |  |  | Interconnected | Duluth | 55810 | MDY | 277 | Residential |  | Trade Secret |  | 2015
20264-229917-02 | Minnesota Power | 68 | 12647 | IOU | S-145 | 20 | Solar |  |  | Interconnected | Pierz | 56364 | LFL | 526 | Residential | SolarSense | Trade Secret |  | 2015
20264-229917-02 | Minnesota Power | 68 | 12647 | IOU | S-146 | 13.44 | Solar |  |  | Interconnected | Duluth | 55803 | FIF | 231 | Commercial | SolarSense | Trade Secret |  | 2015
20264-229917-02 | Minnesota Power | 68 | 12647 | IOU | S-147 | 6.33 | Solar |  |  | Interconnected | Royalton | 56373 | ROY | 1 | Residential | SolarSense | Trade Secret |  | 2015
20264-229917-02 | Minnesota Power | 68 | 12647 | IOU | S-148 | 13.23 | Solar |  |  | Interconnected | Duluth | 55804 | FRR | 275 | Residential |  | Trade Secret |  | 2015
20264-229917-02 | Minnesota Power | 68 | 12647 | IOU | S-149 | 4.86 | Solar |  |  | Interconnected | Duluth | 55804 | FRR | 275 | Residential | MiM | Trade Secret |  | 2015
20264-229917-02 | Minnesota Power | 68 | 12647 | IOU | S-150 | 3.12 | Solar |  |  | Interconnected | Duluth | 55804 | COL | 240 | Residential |  | Trade Secret |  | 2015
20264-229917-02 | Minnesota Power | 68 | 12647 | IOU | S-151 | 7.38 | Solar |  |  | Interconnected | Duluth | 55803 | COL | 240 | Residential | MiM | Trade Secret |  | 2015
20264-229917-02 | Minnesota Power | 68 | 12647 | IOU | S-152 | 39.36 | Solar |  |  | Interconnected | Duluth | 55811 | HNS | 229 | Commercial | MiM | Trade Secret |  | 2015
20264-229917-02 | Minnesota Power | 68 | 12647 | IOU | S-153 | 13 | Solar |  |  | Interconnected | Deerwood | 56444 | DER | 2 | Residential |  | Trade Secret |  | 2015
20264-229917-02 | Minnesota Power | 68 | 12647 | IOU | S-154 | 7.85 | Solar |  |  | Interconnected | Silver Bay | 55614 | SBT | 4302 | Residential | SolarSense | Trade Secret |  | 2015
20264-229917-02 | Minnesota Power | 68 | 12647 | IOU | S-155 | 13.44 | Solar |  |  | Interconnected | Duluth | 55808 | GRY | 201 | Commercial | SolarSense | Trade Secret |  | 2015
20264-229917-02 | Minnesota Power | 68 | 12647 | IOU | S-156 | 6 | Solar |  |  | Interconnected | Carlton | 55718 | TMS | 412 | Commercial |  | Trade Secret |  | 2015
20264-229917-02 | Minnesota Power | 68 | 12647 | IOU | S-157 | 9.6 | Solar |  |  | Interconnected | Duluth | 55803 | COL | 240 | Residential | MiM | Trade Secret |  | 2015
20264-229917-02 | Minnesota Power | 68 | 12647 | IOU | S-158 | 940 | Solar |  |  | Interconnected | Cloquet | 55718 | MAT | 420 | Commercial |  | Trade Secret |  | 2016
20264-229917-02 | Minnesota Power | 68 | 12647 | IOU | S-159 | 3.24 | Solar |  |  | Interconnected | Freeport | 56331 | UPS | 1 | Residential | SolarSense | Trade Secret |  | 2016
20264-229917-02 | Minnesota Power | 68 | 12647 | IOU | S-160 | 4.16 | Solar |  |  | Interconnected | Duluth | 55804 | COL | 244 | Commercial | SolarSense | Trade Secret |  | 2016
20264-229917-02 | Minnesota Power | 68 | 12647 | IOU | S-161 | 4.92 | Solar |  |  | Interconnected | Royalton | 56373 | ROY | 2 | Residential | SolarSense | Trade Secret |  | 2016
20264-229917-02 | Minnesota Power | 68 | 12647 | IOU | S-162 | 4.68 | Solar |  |  | Interconnected | Duluth | 55804 | COL | 245 | Residential | SolarSense | Trade Secret |  | 2016
20264-229917-02 | Minnesota Power | 68 | 12647 | IOU | S-163 | 7.7 | Solar |  |  | Interconnected | Ely | 55731 | STC | 2 | Residential | SolarSense | Trade Secret |  | 2016
20264-229917-02 | Minnesota Power | 68 | 12647 | IOU | S-164 | 54.9 | Solar |  |  | Interconnected | Duluth | 55806 | FIF | 222 | Commercial |  | Trade Secret |  | 2016
20264-229917-02 | Minnesota Power | 68 | 12647 | IOU | S-165 | 20 | Solar |  |  | Interconnected | Duluth | 55803 | COL | 240 | Residential | SolarSense | Trade Secret |  | 2016
20264-229917-02 | Minnesota Power | 68 | 12647 | IOU | S-166 | 6.89 | Solar |  |  | Interconnected | Barnum | 55707 | BAR | 6421 | Residential | SolarSense | Trade Secret |  | 2016
20264-229917-02 | Minnesota Power | 68 | 12647 | IOU | S-167 | 15.75 | Solar |  |  | Interconnected | Hewitt | 56453 | HEW | 1 | Commercial |  | Trade Secret |  | 2016
20264-229917-02 | Minnesota Power | 68 | 12647 | IOU | S-168 | 30.38 | Solar |  |  | Interconnected | Duluth | 55804 | FRR | 275 | Commercial |  | Trade Secret |  | 2016
20264-229917-02 | Minnesota Power | 68 | 12647 | IOU | S-169 | 4.8 | Solar |  |  | Interconnected | Duluth | 55804 | FRR | 275 | Residential | SolarSense | Trade Secret |  | 2016
20264-229917-02 | Minnesota Power | 68 | 12647 | IOU | S-170 | 5.04 | Solar |  |  | Interconnected | Biwabik | 55708 | BIW | 1 | Residential | SolarSense | Trade Secret |  | 2016
20264-229917-02 | Minnesota Power | 68 | 12647 | IOU | S-171 | 2.2 | Solar |  |  | Interconnected | Chisholm | 55719 | HIB | 308 | Commercial | SolarSense | Trade Secret |  | 2016
20264-229917-02 | Minnesota Power | 68 | 12647 | IOU | S-172 | 7.84 | Solar |  |  | Interconnected | Nisswa | 56468 | RDL | 1 | Commercial | SolarSense | Trade Secret |  | 2016
20264-229917-02 | Minnesota Power | 68 | 12647 | IOU | S-173 | 3.36 | Solar |  |  | Interconnected | Deerwood | 56455 | DHY | 1 | Residential | SolarSense | Trade Secret |  | 2016
20264-229917-02 | Minnesota Power | 68 | 12647 | IOU | S-174 | 10.26 | Solar |  |  | Interconnected | Little Falls | 56345 | FLN | 2 | Residential | SolarSense | Trade Secret |  | 2016
20264-229917-02 | Minnesota Power | 68 | 12647 | IOU | S-175 | 9.9 | Solar |  |  | Interconnected | East Gull Lake | 56401 | PNB | 1 | Residential | MiM | Trade Secret |  | 2016
20264-229917-02 | Minnesota Power | 68 | 12647 | IOU | S-176 | 6.825 | Solar |  |  | Interconnected | Duluth | 55804 | FRR | 275 | Residential | SolarSense | Trade Secret |  | 2016
20264-229917-02 | Minnesota Power | 68 | 12647 | IOU | S-177 | 11.34 | Solar |  |  | Interconnected | Duluth | 55803 | FBG | 269 | Residential | SolarSense | Trade Secret |  | 2016
20264-229917-02 | Minnesota Power | 68 | 12647 | IOU | S-178 | 10.5 | Solar |  |  | Interconnected | Duluth | 55805 | RGV | 254 | Residential |  | Trade Secret |  | 2016
20264-229917-02 | Minnesota Power | 68 | 12647 | IOU | S-179 | 16.6 | Solar |  |  | Interconnected | Duluth | 55807 | LSP | 223 | Commercial |  | Trade Secret |  | 2016
20264-229917-02 | Minnesota Power | 68 | 12647 | IOU | S-180 | 29.25 | Solar |  |  | Interconnected | Walker | 56484 | WAK | 1 | Commercial |  | Trade Secret |  | 2016
20264-229917-02 | Minnesota Power | 68 | 12647 | IOU | S-181 | 14 | Solar |  |  | Interconnected | Wrenshall | 55797 | WRN | 411 | Residential | SolarSense | Trade Secret |  | 2016
20264-229917-02 | Minnesota Power | 68 | 12647 | IOU | S-182 | 8.32 | Solar |  |  | Interconnected | Grand Rapids | 55744 | ZMP | 335 | Residential | SolarSense | Trade Secret |  | 2016
20264-229917-02 | Minnesota Power | 68 | 12647 | IOU | S-183 | 6.3 | Solar |  |  | Interconnected | Duluth | 55804 | FBG | 269 | Residential | SolarSense | Trade Secret |  | 2016
20264-229917-02 | Minnesota Power | 68 | 12647 | IOU | S-184 | 9.92 | Solar |  |  | Interconnected | Pillager | 56473 | PIL | 1 | Residential | MiM | Trade Secret |  | 2016
20264-229917-02 | Minnesota Power | 68 | 12647 | IOU | S-185 | 6.825 | Solar |  |  | Interconnected | Coleraine | 55722 | LGW | 334 | Residential | SolarSense | Trade Secret |  | 2016
20264-229917-02 | Minnesota Power | 68 | 12647 | IOU | S-186 | 9.69 | Solar |  |  | Interconnected | Hermantown | 55811 | HNS | 236 | Residential | SolarSense | Trade Secret |  | 2016
20264-229917-02 | Minnesota Power | 68 | 12647 | IOU | S-187 | 3.92 | Solar |  |  | Interconnected | Royalton | 56373 | ROY | 1 | Residential | MiM | Trade Secret |  | 2016
20264-229917-02 | Minnesota Power | 68 | 12647 | IOU | S-188 | 7.8 | Solar |  |  | Interconnected | Duluth | 55803 | COL | 242 | Commercial | SolarSense | Trade Secret |  | 2016
20264-229917-02 | Minnesota Power | 68 | 12647 | IOU | S-189 | 7.54 | Solar |  |  | Interconnected | Duluth | 55803 | COL | 240 | Residential | SolarSense | Trade Secret |  | 2016
20264-229917-02 | Minnesota Power | 68 | 12647 | IOU | S-190 | 6.72 | Solar |  |  | Interconnected | Duluth | 55811 | HNS | 236 | Residential | MiM | Trade Secret |  | 2016
20264-229917-02 | Minnesota Power | 68 | 12647 | IOU | S-191 | 5 | Solar |  |  | Interconnected | Backus | 56435 | BAC | 1 | Commercial |  | Trade Secret |  | 2017
20264-229917-02 | Minnesota Power | 68 | 12647 | IOU | S-192 | 3.8 | Solar |  |  | Interconnected | Esko | 55733 | CNA | 405 | Residential | SolarSense | Trade Secret |  | 2017
20264-229917-02 | Minnesota Power | 68 | 12647 | IOU | S-193 | 5 | Solar |  |  | Interconnected | Barnum | 55707 | BAR | 6421 | Residential | MiM | Trade Secret |  | 2017
20264-229917-02 | Minnesota Power | 68 | 12647 | IOU | S-194 | 10 | Solar |  |  | Interconnected | Duluth | 55804 | COL | 244 | Residential | MiM | Trade Secret |  | 2017
20264-229917-02 | Minnesota Power | 68 | 12647 | IOU | S-195 | 20 | Solar |  |  | Interconnected | Burtrum | 56318 | PPL | 539 | Residential |  | Trade Secret |  | 2017
20264-229917-02 | Minnesota Power | 68 | 12647 | IOU | S-196 | 10 | Solar |  |  | Interconnected | Duluth | 55805 | RGV | 254 | Residential | SolarSense | Trade Secret |  | 2017
20264-229917-02 | Minnesota Power | 68 | 12647 | IOU | S-197 | 10 | Solar |  |  | Interconnected | Deerwood | 56444 | DER | 2 | Residential | SolarSense | Trade Secret |  | 2017
20264-229917-02 | Minnesota Power | 68 | 12647 | IOU | S-198 | 32.8 | Solar |  |  | Interconnected | Backus | 56435 | BAC | 1 | Commercial |  | Trade Secret |  | 2017
20264-229917-02 | Minnesota Power | 68 | 12647 | IOU | S-199 | 15.2 | Solar |  |  | Interconnected | Duluth | 55802 | FIF | 260 | Residential | SolarSense | Trade Secret |  | 2017
20264-229917-02 | Minnesota Power | 68 | 12647 | IOU | S-200 | 20 | Solar |  |  | Interconnected | Royalton | 56373 | BSD | 2 | Residential | SolarSense | Trade Secret |  | 2017
20264-229917-02 | Minnesota Power | 68 | 12647 | IOU | S-201 | 10 | Solar |  |  | Interconnected | Hermantown | 55811 | HNS | 237 | Residential | MiM | Trade Secret |  | 2017
20264-229917-02 | Minnesota Power | 68 | 12647 | IOU | S-202 | 11.4 | Solar |  |  | Interconnected | Hermantown | 55811 | HNS | 236 | Residential | SolarSense | Trade Secret |  | 2017
20264-229917-02 | Minnesota Power | 68 | 12647 | IOU | S-203 | 5 | Solar |  |  | Interconnected | Moose Lake | 55767 | BAR | 6421 | Residential | SolarSense | Trade Secret |  | 2017
20264-229917-02 | Minnesota Power | 68 | 12647 | IOU | S-204 | 7.6 | Solar |  |  | Interconnected | Duluth | 55808 | GRY | 201 | Residential | SolarSense | Trade Secret |  | 2017
20264-229917-02 | Minnesota Power | 68 | 12647 | IOU | S-205 | 20 | Solar |  |  | Interconnected | Duluth | 55811 | SLA | 258 | Commercial | SolarSense | Trade Secret |  | 2017
20264-229917-02 | Minnesota Power | 68 | 12647 | IOU | S-206 | 11.4 | Solar |  |  | Interconnected | Long Prairie | 56347 | LCH | 1 | Residential | SolarSense | Trade Secret |  | 2017
20264-229917-02 | Minnesota Power | 68 | 12647 | IOU | S-207 | 20 | Solar |  |  | Interconnected | Duluth | 55811 | HNS | 229 | Commercial | SolarSense | Trade Secret |  | 2017
20264-229917-02 | Minnesota Power | 68 | 12647 | IOU | S-208 | 40 | Solar |  |  | Interconnected | Duluth | 55811 | SLA | 258 | Commercial | MiM | Trade Secret |  | 2017
20264-229917-02 | Minnesota Power | 68 | 12647 | IOU | S-209 | 7.6 | Solar |  | X | Interconnected | Duluth | 55805 | SLA | 250 | Residential | SolarSense | Trade Secret |  | 2017
20264-229917-02 | Minnesota Power | 68 | 12647 | IOU | S-210 | 15.2 | Solar |  | X | Interconnected | Carlton | 55718 | WRN | 411 | Residential | SolarSense | Trade Secret |  | 2017
20264-229917-02 | Minnesota Power | 68 | 12647 | IOU | S-211 | 17.6 | Solar |  |  | Interconnected | Duluth | 55808 | GRY | 200 | Residential | SolarSense | Trade Secret |  | 2017
20264-229917-02 | Minnesota Power | 68 | 12647 | IOU | S-212 | 4 | Solar |  | X | Interconnected | Duluth | 55804 | COL | 244 | Residential | SolarSense | Trade Secret |  | 2017
20264-229917-02 | Minnesota Power | 68 | 12647 | IOU | S-213 | 13.6 | Solar |  |  | Interconnected | Esko | 55733 | CNA | 405 | Residential | SolarSense | Trade Secret |  | 2017
20264-229917-02 | Minnesota Power | 68 | 12647 | IOU | S-214 | 5 | Solar |  |  | Interconnected | Wrenshall | 55797 | WRN | 411 | Residential | SolarSense | Trade Secret |  | 2017
20264-229917-02 | Minnesota Power | 68 | 12647 | IOU | S-215 | 300 | Solar |  |  | Interconnected | Rice | 56367 | PLA | 546 | Commercial |  | Trade Secret |  | 2017
20264-229917-02 | Minnesota Power | 68 | 12647 | IOU | S-216 | 180 | Solar |  |  | Interconnected | Rice | 56367 | PLA | 546 | Commercial |  | Trade Secret |  | 2017
20264-229917-02 | Minnesota Power | 68 | 12647 | IOU | S-217 | 15.2 | Solar |  |  | Interconnected | Wrenshall | 55797 | WRN | 411 | Residential | SolarSense | Trade Secret |  | 2017
20264-229917-02 | Minnesota Power | 68 | 12647 | IOU | S-218 | 10 | Solar |  |  | Interconnected | Cloquet | 55720 | CQB | 6301 | Residential | SolarSense | Trade Secret |  | 2017
20264-229917-02 | Minnesota Power | 68 | 12647 | IOU | S-219 | 5 | Solar |  |  | Interconnected | Sandstone | 55072 | SAN | 452 | Residential | SolarSense | Trade Secret |  | 2017
20264-229917-02 | Minnesota Power | 68 | 12647 | IOU | S-220 | 20 | Solar |  |  | Interconnected | Duluth | 55812 | COL | 242 | Residential | SolarSense | Trade Secret |  | 2017
20264-229917-02 | Minnesota Power | 68 | 12647 | IOU | S-221 | 3 | Solar |  |  | Interconnected | Cloquet | 55720 | CQB | 6301 | Residential |  | Trade Secret |  | 2017
20264-229917-02 | Minnesota Power | 68 | 12647 | IOU | S-222 | 3 | Solar |  |  | Interconnected | Cloquet | 55720 | CQB | 6301 | Residential |  | Trade Secret |  | 2017
20264-229917-02 | Minnesota Power | 68 | 12647 | IOU | S-223 | 4 | Solar |  |  | Interconnected | Sebeka | 56477 | SEB | 1 | Residential | MiM | Trade Secret |  | 2017
20264-229917-02 | Minnesota Power | 68 | 12647 | IOU | S-224 | 14.4 | Solar |  |  | Interconnected | Duluth | 55802 | SND | 218 | Commercial | SolarSense Low Income | Trade Secret |  | 2017
20264-229917-02 | Minnesota Power | 68 | 12647 | IOU | S-225 | 6 | Solar |  | X | Interconnected | Duluth | 55804 | FRR | 276 | Residential | SolarSense | Trade Secret |  | 2017
20264-229917-02 | Minnesota Power | 68 | 12647 | IOU | S-226 | 10 | Solar |  |  | Interconnected | Carlton | 55718 | MAH | 6411 | Residential | SolarSense | Trade Secret |  | 2017
20264-229917-02 | Minnesota Power | 68 | 12647 | IOU | S-227 | 5 | Solar |  |  | Interconnected | Duluth | 55805 | RGV | 254 | Residential | SolarSense | Trade Secret |  | 2017
20264-229917-02 | Minnesota Power | 68 | 12647 | IOU | S-228 | 20 | Solar |  |  | Interconnected | Duluth | 55805 | FIF | 266 | Commercial | SolarSense | Trade Secret |  | 2017
20264-229917-02 | Minnesota Power | 68 | 12647 | IOU | S-229 | 40 | Solar |  |  | Interconnected | Duluth | 55805 | FIF | 266 | Commercial | MiM | Trade Secret |  | 2017
20264-229917-02 | Minnesota Power | 68 | 12647 | IOU | S-230 | 45 | Solar |  |  | Interconnected | Duluth | 55802 | FIF | 260 | Commercial |  | Trade Secret | 2017 | 2018
20264-229917-02 | Minnesota Power | 68 | 12647 | IOU | S-231 | 20 | Solar |  |  | Interconnected | Hinckley | 55037 | HKY | 462 | Commercial | SolarSense | Trade Secret | 2018 | 2018
20264-229917-02 | Minnesota Power | 68 | 12647 | IOU | S-232 | 5 | Solar |  |  | Interconnected | Duluth | 55810 | MDY | 277 | Residential | SolarSense | Trade Secret | 2018 | 2018
20264-229917-02 | Minnesota Power | 68 | 12647 | IOU | S-233 | 3.8 | Solar |  |  | Interconnected | Carlton | 55718 | CLQ | 412 | Residential | SolarSense | Trade Secret | 2018 | 2018
20264-229917-02 | Minnesota Power | 68 | 12647 | IOU | S-234 | 7.6 | Solar |  |  | Interconnected | Duluth | 55805 | RGV | 254 | Residential | SolarSense | Trade Secret | 2018 | 2018
20264-229917-02 | Minnesota Power | 68 | 12647 | IOU | S-235 | 5 | Solar |  |  | Interconnected | Duluth | 55806 | HNS | 236 | Residential |  | Trade Secret | 2018 | 2018
20264-229917-02 | Minnesota Power | 68 | 12647 | IOU | S-236 | 20 | Solar |  |  | Interconnected | Rice | 56367 | RIC | 1 | Commercial |  | Trade Secret | 2018 | 2018
20264-229917-02 | Minnesota Power | 68 | 12647 | IOU | S-237 | 10 | Solar |  |  | Interconnected | Esko | 55733 | CNA | 403 | Residential | SolarSense | Trade Secret | 2018 | 2018
20264-229917-02 | Minnesota Power | 68 | 12647 | IOU | S-238 | 37.8 | Solar |  |  | Interconnected | Duluth | 55812 | RGV | 255 | Commercial | SolarSense | Trade Secret | 2018 | 2018
20264-229917-02 | Minnesota Power | 68 | 12647 | IOU | S-239 | 3.8 | Solar |  |  | Interconnected | Duluth | 55812 | FIF | 220 | Residential | MiM | Trade Secret | 2018 | 2018
20264-229917-02 | Minnesota Power | 68 | 12647 | IOU | S-240 | 3.54 | Solar |  |  | Interconnected | Duluth | 55812 | FIF | 220 | Residential | MiM | Trade Secret | 2018 | 2018
20264-229917-02 | Minnesota Power | 68 | 12647 | IOU | S-241 | 10 | Solar |  |  | Interconnected | Babbitt | 55706 | BAB | 1 | Residential | SolarSense | Trade Secret | 2018 | 2018
20264-229917-02 | Minnesota Power | 68 | 12647 | IOU | S-242 | 10 | Solar |  |  | Interconnected | Duluth | 55803 | RGV | 253 | Residential | SolarSense | Trade Secret | 2018 | 2018
20264-229917-02 | Minnesota Power | 68 | 12647 | IOU | S-243 | 15.2 | Solar |  |  | Interconnected | Duluth | 55810 | MDY | 277 | Residential | SolarSense | Trade Secret | 2018 | 2018
20264-229917-02 | Minnesota Power | 68 | 12647 | IOU | S-244 | 11.4 | Solar |  |  | Interconnected | Duluth | 55802 | FIF | 260 | Residential | SolarSense | Trade Secret | 2018 | 2018
20264-229917-02 | Minnesota Power | 68 | 12647 | IOU | S-245 | 10 | Solar |  |  | Interconnected | Duluth | 55810 | GRY | 201 | Residential | SolarSense | Trade Secret | 2018 | 2018
20264-229917-02 | Minnesota Power | 68 | 12647 | IOU | S-246 | 5 | Solar |  |  | Interconnected | Duluth | 55810 | GRY | 201 | Residential | SolarSense | Trade Secret | 2018 | 2018
20264-229917-02 | Minnesota Power | 68 | 12647 | IOU | S-247 | 8.2 | Solar |  |  | Interconnected | Grey Eagle | 56336 | GES | 1 | Residential | SolarSense | Trade Secret | 2018 | 2018
20264-229917-02 | Minnesota Power | 68 | 12647 | IOU | S-248 | 7.6 | Solar |  |  | Interconnected | Duluth | 55804 | COL | 244 | Residential | SolarSense | Trade Secret | 2018 | 2018
20264-229917-02 | Minnesota Power | 68 | 12647 | IOU | S-249 | 3.8 | Solar |  |  | Interconnected | Wrenshall | 55797 | WRN | 411 | Residential | SolarSense | Trade Secret | 2018 | 2018
20264-229917-02 | Minnesota Power | 68 | 12647 | IOU | S-250 | 20 | Solar |  |  | Interconnected | Hinckley | 55037 | HKZ | 411 | Commercial | SolarSense | Trade Secret | 2018 | 2018
20264-229917-02 | Minnesota Power | 68 | 12647 | IOU | S-251 | 20 | Solar |  |  | Interconnected | Hinckley | 55037 | HKY | 461 | Commercial | SolarSense | Trade Secret | 2018 | 2018
20264-229917-02 | Minnesota Power | 68 | 12647 | IOU | S-252 | 7.7 | Solar |  |  | Interconnected | Carlton | 55718 | TMS | 412 | Residential |  | Trade Secret | 2018 | 2018
20264-229917-02 | Minnesota Power | 68 | 12647 | IOU | S-253 | 5 | Solar |  |  | Decommissioned | Duluth | 55806 | HNS | 236 | Residential | SolarSense | Trade Secret | 2018 | 2018 | 2024
20264-229917-02 | Minnesota Power | 68 | 12647 | IOU | S-254 | 6 | Solar |  |  | Interconnected | Duluth | 55803 | COL | 241 | Residential | SolarSense | Trade Secret | 2018 | 2018
20264-229917-02 | Minnesota Power | 68 | 12647 | IOU | S-255 | 7.6 | Solar |  |  | Interconnected | Duluth | 55804 | COL | 241 | Residential | SolarSense | Trade Secret | 2018 | 2018
20264-229917-02 | Minnesota Power | 68 | 12647 | IOU | S-256 | 5 | Solar |  |  | Interconnected | Duluth | 55812 | RGV | 252 | Residential | SolarSense | Trade Secret | 2018 | 2018
20264-229917-02 | Minnesota Power | 68 | 12647 | IOU | S-257 | 15.2 | Solar |  | X | Interconnected | Duluth | 55812 | RGV | 252 | Residential | SolarSense | Trade Secret | 2018 | 2018
20264-229917-02 | Minnesota Power | 68 | 12647 | IOU | S-258 | 8.2 | Solar |  |  | Interconnected | Jenkins | 56474 | JKS | 1 | Residential | SolarSense | Trade Secret | 2018 | 2018
20264-229917-02 | Minnesota Power | 68 | 12647 | IOU | S-259 | 10 | Solar |  |  | Interconnected | Swanville | 56382 | PPL | 514 | Residential | SolarSense | Trade Secret | 2018 | 2018
20264-229917-02 | Minnesota Power | 68 | 12647 | IOU | S-260 | 11.4 | Solar |  |  | Interconnected | Grey Eagle | 55336 | GES | 1 | Residential | SolarSense | Trade Secret | 2018 | 2018
20264-229917-02 | Minnesota Power | 68 | 12647 | IOU | S-261 | 7.6 | Solar |  |  | Interconnected | Sandstone | 55072 | SAN | 452 | Residential | SolarSense | Trade Secret | 2018 | 2018
20264-229917-02 | Minnesota Power | 68 | 12647 | IOU | S-262 | 7.6 | Solar |  |  | Interconnected | Duluth | 55804 | COL | 244 | Residential | SolarSense | Trade Secret | 2018 | 2018
20264-229917-02 | Minnesota Power | 68 | 12647 | IOU | S-263 | 7.7 | Solar |  |  | Interconnected | Pengilly | 55775 | NAS | 319 | Residential |  | Trade Secret | 2018 | 2018
20264-229917-02 | Minnesota Power | 68 | 12647 | IOU | S-264 | 11.4 | Solar |  | X | Interconnected | Duluth | 55811 | SLA | 250 | Residential | SolarSense | Trade Secret | 2018 | 2018
20264-229917-02 | Minnesota Power | 68 | 12647 | IOU | S-265 | 6 | Solar |  |  | Interconnected | Burtrum | 56318 | LLK | 1 | Residential | SolarSense | Trade Secret | 2018 | 2018
20264-229917-02 | Minnesota Power | 68 | 12647 | IOU | S-266 | 7.6 | Solar |  |  | Interconnected | Hermantown | 55810 | FCS | 215 | Residential | SolarSense | Trade Secret | 2018 | 2018
20264-229917-02 | Minnesota Power | 68 | 12647 | IOU | S-267 | 20 | Solar |  |  | Interconnected | Duluth | 55803 | COL | 240 | Commercial | SolarSense | Trade Secret | 2018 | 2018
20264-229917-02 | Minnesota Power | 68 | 12647 | IOU | S-268 | 15.2 | Solar |  |  | Interconnected | Pierz | 56364 | PIL | 2 | Residential | SolarSense | Trade Secret | 2018 | 2018
20264-229917-02 | Minnesota Power | 68 | 12647 | IOU | S-269 | 5 | Solar |  |  | Interconnected | Silver Bay | 55614 | SBT | 4302 | Residential | MiM | Trade Secret | 2018 | 2018
20264-229917-02 | Minnesota Power | 68 | 12647 | IOU | S-270 | 5 | Solar |  |  | Interconnected | Mahtowa | 55707 | MAH | 6411 | Residential | SolarSense | Trade Secret | 2018 | 2018
20264-229917-02 | Minnesota Power | 68 | 12647 | IOU | S-271 | 5 | Solar |  |  | Interconnected | Duluth | 55803 | RGV | 251 | Residential | SolarSense | Trade Secret | 2018 | 2018
20264-229917-02 | Minnesota Power | 68 | 12647 | IOU | S-272 | 10 | Solar |  |  | Interconnected | Duluth | 55804 | FRR | 276 | Residential | SolarSense | Trade Secret | 2018 | 2018
20264-229917-02 | Minnesota Power | 68 | 12647 | IOU | S-273 | 10 | Solar |  |  | Interconnected | Duluth | 55804 | COL | 241 | Residential | SolarSense | Trade Secret | 2018 | 2018
20264-229917-02 | Minnesota Power | 68 | 12647 | IOU | S-274 | 20 | Solar |  |  | Interconnected | Walker | 56633 | AKY | 543 | Commercial | SolarSense | Trade Secret | 2018 | 2018
20264-229917-02 | Minnesota Power | 68 | 12647 | IOU | S-275 | 7.6 | Solar |  |  | Interconnected | Duluth | 55804 | FRR | 275 | Residential | SolarSense | Trade Secret | 2018 | 2018
20264-229917-02 | Minnesota Power | 68 | 12647 | IOU | S-276 | 15.2 | Solar |  | X | Interconnected | Motley | 56466 | MOT | 1 | Residential | SolarSense | Trade Secret | 2018 | 2018
20264-229917-02 | Minnesota Power | 68 | 12647 | IOU | S-277 | 6 | Solar |  |  | Interconnected | Duluth | 55802 | FIF | 260 | Residential | SolarSense | Trade Secret | 2018 | 2018
20264-229917-02 | Minnesota Power | 68 | 12647 | IOU | S-278 | 8.85 | Solar |  |  | Interconnected | Duluth | 55812 | RGV | 252 | Residential | SolarSense | Trade Secret | 2018 | 2018
20264-229917-02 | Minnesota Power | 68 | 12647 | IOU | S-279 | 22.8 | Solar |  |  | Interconnected | Chisholm | 55719 | BAL | 2 | Residential |  | Trade Secret | 2018 | 2018
20264-229917-02 | Minnesota Power | 68 | 12647 | IOU | S-280 | 15.2 | Solar |  |  | Interconnected | Duluth | 55804 | FRR | 277 | Residential | SolarSense | Trade Secret | 2018 | 2018
20264-229917-02 | Minnesota Power | 68 | 12647 | IOU | S-281 | 25 | Solar |  |  | Interconnected | Duluth | 55803 | RGV | 253 | Commercial | SolarSense | Trade Secret | 2018 | 2018
20264-229917-02 | Minnesota Power | 68 | 12647 | IOU | S-282 | 10 | Solar |  |  | Interconnected | Duluth | 55812 | RGV | 252 | Residential | SolarSense | Trade Secret | 2018 | 2018
20264-229917-02 | Minnesota Power | 68 | 12647 | IOU | S-283 | 8.2 | Solar |  |  | Interconnected | Duluth | 55811 | SVR | 215 | Residential | SolarSense | Trade Secret | 2018 | 2018
20264-229917-02 | Minnesota Power | 68 | 12647 | IOU | S-284 | 660 | Solar |  |  | Interconnected | Pine River | 56474 | PNR | 1 | Commercial |  | Trade Secret | 2018 | 2018
20264-229917-02 | Minnesota Power | 68 | 12647 | IOU | MP Solar Garden 1 | 40 | Solar |  |  | Interconnected | Duluth | 55811 | SLA | 250 | Community Solar Garden |  | Trade Secret |  | 2016
20264-229917-02 | Minnesota Power | 68 | 12647 | IOU | MP Solar Garden 2 | 1000 | Solar |  |  | Interconnected | Wrenshall | 55797 | WRN | 411 | Community Solar Garden |  | Trade Secret |  | 2017
20264-229917-02 | Minnesota Power | 68 | 12647 | IOU | S-285 | 11.4 | Solar |  |  | Interconnected | Duluth | 55811 | RGV | 256 | Residential | SolarSense | Trade Secret | 2019 | 2019
20264-229917-02 | Minnesota Power | 68 | 12647 | IOU | S-286 | 7.6 | Solar |  |  | Interconnected | Willow River | 55795 | DEN | 6431 | Residential | SolarSense | Trade Secret | 2019 | 2019
20264-229917-02 | Minnesota Power | 68 | 12647 | IOU | S-287 | 11.25 | Solar |  |  | Interconnected | Ely | 55731 | STC | 2 | Residential | SolarSense | Trade Secret | 2018 | 2019
20264-229917-02 | Minnesota Power | 68 | 12647 | IOU | S-288 | 20.88 | Solar |  |  | Interconnected | Long Prairie | 56347 | LGP | 1 | Residential | SolarSense | Trade Secret | 2019 | 2019
20264-229917-02 | Minnesota Power | 68 | 12647 | IOU | S-289 | 4.32 | Solar |  |  | Interconnected | East Gull Lake | 56401 | PNB | 1 | Residential | SolarSense | Trade Secret | 2018 | 2019
20264-229917-02 | Minnesota Power | 68 | 12647 | IOU | S-290 | 7.6 | Solar |  |  | Interconnected | Carlton | 55716 | WRN | 411 | Residential | SolarSense | Trade Secret | 2018 | 2019
20264-229917-02 | Minnesota Power | 68 | 12647 | IOU | S-291 | 15.2 | Solar |  |  | Interconnected | Duluth | 55811 | FCS | 214 | Residential | SolarSense | Trade Secret | 2019 | 2019
20264-229917-02 | Minnesota Power | 68 | 12647 | IOU | S-292 | 5 | Solar |  |  | Interconnected | Duluth | 55811 | RGV | 256 | Residential | SolarSense | Trade Secret | 2019 | 2019
20264-229917-02 | Minnesota Power | 68 | 12647 | IOU | S-293 | 6 | Solar |  |  | Interconnected | Sturgeon Lake | 55411 | DEN | 6431 | Residential | SolarSense | Trade Secret | 2019 | 2019
20264-229917-02 | Minnesota Power | 68 | 12647 | IOU | S-294 | 7.6 | Solar |  |  | Interconnected | Duluth | 55804 | COL | 244 | Residential | SolarSense | Trade Secret | 2019 | 2019
20264-229917-02 | Minnesota Power | 68 | 12647 | IOU | S-295 | 7.6 | Solar |  |  | Interconnected | Pierz | 56364 | LFL | 526 | Residential |  | Trade Secret | 2019 | 2019
20264-229917-02 | Minnesota Power | 68 | 12647 | IOU | S-296 | 17.7 | Solar |  |  | Interconnected | Carlton | 55718 | MAH | 6411 | Residential | SolarSense | Trade Secret | 2018 | 2019
20264-229917-02 | Minnesota Power | 68 | 12647 | IOU | S-297 | 10 | Solar |  |  | Interconnected | Duluth | 55804 | COL | 241 | Residential | SolarSense | Trade Secret | 2019 | 2019
20264-229917-02 | Minnesota Power | 68 | 12647 | IOU | S-298 | 15.2 | Solar |  |  | Interconnected | Hibbing | 55746 | SWB | 1 | Residential |  | Trade Secret | 2019 | 2019
20264-229917-02 | Minnesota Power | 68 | 12647 | IOU | S-299 | 6 | Solar |  |  | Interconnected | Duluth | 55806 | FIF | 230 | Residential | SolarSense | Trade Secret | 2018 | 2019
20264-229917-02 | Minnesota Power | 68 | 12647 | IOU | S-300 | 4.13 | Solar |  |  | Interconnected | Duluth | 55804 | COL | 241 | Residential | SolarSense | Trade Secret | 2018 | 2019
20264-229917-02 | Minnesota Power | 68 | 12647 | IOU | S-301 | 7.6 | Solar |  |  | Interconnected | Duluth | 55804 | FRR | 275 | Residential |  | Trade Secret | 2019 | 2019
20264-229917-02 | Minnesota Power | 68 | 12647 | IOU | S-302 | 8.26 | Solar |  |  | Interconnected | Duluth | 55803 | FRR | 275 | Residential | SolarSense | Trade Secret | 2018 | 2019
20264-229917-02 | Minnesota Power | 68 | 12647 | IOU | S-303 | 5 | Solar |  |  | Interconnected | Duluth | 55810 | CNA | 403 | Residential | SolarSense | Trade Secret | 2019 | 2019
20264-229917-02 | Minnesota Power | 68 | 12647 | IOU | S-304 | 10 | Solar |  |  | Interconnected | Duluth | 55803 | COL | 240 | Residential | SolarSense | Trade Secret | 2018 | 2019
20264-229917-02 | Minnesota Power | 68 | 12647 | IOU | S-305 | 20 | Solar |  |  | Interconnected | Esko | 55733 | CNA | 405 | Residential | SolarSense | Trade Secret | 2019 | 2019
20264-229917-02 | Minnesota Power | 68 | 12647 | IOU | S-306 | 6.67 | Solar |  |  | Interconnected | Duluth | 55804 | COL | 244 | Residential | SolarSense | Trade Secret | 2019 | 2019
20264-229917-02 | Minnesota Power | 68 | 12647 | IOU | S-307 | 7.4 | Solar |  |  | Interconnected | Carlton | 55718 | WRN | 411 | Residential | SolarSense | Trade Secret | 2019 | 2019
20264-229917-02 | Minnesota Power | 68 | 12647 | IOU | S-308 | 7.08 | Solar |  |  | Interconnected | Esko | 55733 | CNA | 405 | Residential | SolarSense | Trade Secret | 2019 | 2019
20264-229917-02 | Minnesota Power | 68 | 12647 | IOU | S-309 | 11.21 | Solar |  |  | Interconnected | Duluth | 55803 | COL | 242 | Residential | SolarSense | Trade Secret | 2019 | 2019
20264-229917-02 | Minnesota Power | 68 | 12647 | IOU | S-310 | 7.54 | Solar |  |  | Interconnected | Barnum | 55707 | BAR | 6421 | Residential | SolarSense | Trade Secret | 2018 | 2019
20264-229917-02 | Minnesota Power | 68 | 12647 | IOU | S-311 | 7.6 | Solar |  |  | Interconnected | Duluth | 55811 | RGV | 256 | Residential | SolarSense | Trade Secret | 2019 | 2019
20264-229917-02 | Minnesota Power | 68 | 12647 | IOU | S-312 | 15.3 | Solar |  |  | Interconnected | Saginaw | 55779 | SVR | 215 | Residential | SolarSense | Trade Secret | 2018 | 2019
20264-229917-02 | Minnesota Power | 68 | 12647 | IOU | S-313 | 15 | Solar |  |  | Interconnected | Pierz | 56364 | LFL | 526 | Residential | SolarSense | Trade Secret | 2019 | 2019
20264-229917-02 | Minnesota Power | 68 | 12647 | IOU | S-314 | 18 | Solar |  |  | Interconnected | Pierz | 56364 | LFL | 526 | Residential | SolarSense | Trade Secret | 2019 | 2019
20264-229917-02 | Minnesota Power | 68 | 12647 | IOU | S-315 | 7.6 | Solar |  |  | Interconnected | Carlton | 55718 | WRN | 411 | Residential | SolarSense | Trade Secret | 2019 | 2019
20264-229917-02 | Minnesota Power | 68 | 12647 | IOU | S-316 | 10 | Solar |  |  | Interconnected | Duluth | 55804 | COL | 244 | Residential | SolarSense | Trade Secret | 2019 | 2019
20264-229917-02 | Minnesota Power | 68 | 12647 | IOU | S-317 | 10 | Solar |  |  | Interconnected | Duluth | 55804 | COL | 240 | Residential | SolarSense | Trade Secret | 2019 | 2019
20264-229917-02 | Minnesota Power | 68 | 12647 | IOU | S-318 | 12.6 | Solar |  |  | Interconnected | Duluth | 55804 | COL | 244 | Residential | SolarSense | Trade Secret | 2019 | 2019
20264-229917-02 | Minnesota Power | 68 | 12647 | IOU | S-319 | 6.49 | Solar |  |  | Interconnected | Park Rapids | 56470 | LNG | 541 | Residential | SolarSense | Trade Secret | 2019 | 2019
20264-229917-02 | Minnesota Power | 68 | 12647 | IOU | S-320 | 10 | Solar |  |  | Interconnected | Barnum | 55707 | BAR | 6421 | Residential | SolarSense | Trade Secret | 2018 | 2019
20264-229917-02 | Minnesota Power | 68 | 12647 | IOU | S-321 | 6.09 | Solar |  |  | Interconnected | Duluth | 55803 | COL | 240 | Residential | SolarSense | Trade Secret | 2019 | 2019
20264-229917-02 | Minnesota Power | 68 | 12647 | IOU | S-322 | 22.8 | Solar |  |  | Interconnected | Duluth | 55811 | RGV | 256 | Residential | SolarSense | Trade Secret | 2019 | 2019
20264-229917-02 | Minnesota Power | 68 | 12647 | IOU | S-323 | 3.8 | Solar |  |  | Interconnected | Duluth | 55807 | LSP | 281 | Residential | SolarSense | Trade Secret | 2019 | 2019
20264-229917-02 | Minnesota Power | 68 | 12647 | IOU | S-324 | 11.4 | Solar |  |  | Interconnected | Brainerd | 56401 | SYN | 1 | Residential | SolarSense | Trade Secret | 2019 | 2019
20264-229917-02 | Minnesota Power | 68 | 12647 | IOU | S-325 | 3.8 | Solar |  |  | Interconnected | Duluth | 55807 | LSP | 282 | Residential | SolarSense | Trade Secret | 2019 | 2019
20264-229917-02 | Minnesota Power | 68 | 12647 | IOU | S-326 | 5 | Solar |  |  | Interconnected | Duluth | 55083 | RGV | 255 | Residential | SolarSense | Trade Secret | 2019 | 2019
20264-229917-02 | Minnesota Power | 68 | 12647 | IOU | S-327 | 7.6 | Solar |  |  | Interconnected | Alborn | 55702 | MDL | 401 | Residential | SolarSense | Trade Secret | 2018 | 2019
20264-229917-02 | Minnesota Power | 68 | 12647 | IOU | S-328 | 3.8 | Solar |  |  | Interconnected | Duluth | 55807 | LSP | 282 | Residential | SolarSense | Trade Secret | 2019 | 2019
20264-229917-02 | Minnesota Power | 68 | 12647 | IOU | S-329 | 11.4 | Solar |  |  | Interconnected | Duluth | 55811 | RGV | 254 | Residential | SolarSense | Trade Secret | 2019 | 2019
20264-229917-02 | Minnesota Power | 68 | 12647 | IOU | S-330 | 4.72 | Solar |  |  | Interconnected | Rutledge | 55795 | FIN | 6511 | Residential | SolarSense | Trade Secret | 2018 | 2019
20264-229917-02 | Minnesota Power | 68 | 12647 | IOU | S-331 | 6.49 | Solar |  |  | Interconnected | Duluth | 55806 |  |  | Residential | SolarSense | Trade Secret | 2019 | 2019
20264-229917-02 | Minnesota Power | 68 | 12647 | IOU | S-332 | 15 | Solar |  |  | Interconnected | Floodwood | 55736 | FLF | 402 | Commercial | SolarSense | Trade Secret | 2019 | 2019
20264-229917-02 | Minnesota Power | 68 | 12647 | IOU | S-333 | 6 | Solar |  |  | Interconnected | Duluth | 55811 | RGV | 256 | Residential | SolarSense | Trade Secret | 2019 | 2019
20264-229917-02 | Minnesota Power | 68 | 12647 | IOU | S-334 | 3 | Solar |  |  | Interconnected | Duluth | 55804 | COL | 244 | Residential | SolarSense | Trade Secret | 2018 | 2019
20264-229917-02 | Minnesota Power | 68 | 12647 | IOU | S-335 | 7.6 | Solar |  |  | Interconnected | Duluth | 55802 | FIF | 260 | Residential | SolarSense | Trade Secret | 2019 | 2019
20264-229917-02 | Minnesota Power | 68 | 12647 | IOU | S-336 | 6 | Solar |  |  | Interconnected | Cloquet | 55720 | CLQ | 409 | Residential |  | Trade Secret | 2019 | 2019
20264-229917-02 | Minnesota Power | 68 | 12647 | IOU | S-337 | 7.67 | Solar |  |  | Interconnected | Deerwood | 56444 | DER | 1 | Residential | SolarSense | Trade Secret | 2018 | 2019
20264-229917-02 | Minnesota Power | 68 | 12647 | IOU | S-338 | 10 | Solar |  |  | Interconnected | Duluth | 55804 | COL | 241 | Residential | SolarSense | Trade Secret | 2019 | 2019
20264-229917-02 | Minnesota Power | 68 | 12647 | IOU | S-339 | 10 | Solar |  |  | Interconnected | Duluth | 55803 | COL | 240 | Residential | SolarSense | Trade Secret | 2019 | 2019
20264-229917-02 | Minnesota Power | 68 | 12647 | IOU | S-340 | 2.36 | Solar |  |  | Interconnected | Duluth | 55812 | RGV | 252 | Residential | SolarSense | Trade Secret | 2019 | 2019
20264-229917-02 | Minnesota Power | 68 | 12647 | IOU | S-341 | 10 | Solar |  |  | Interconnected | Duluth | 55811 | RGV | 256 | Residential | SolarSense | Trade Secret | 2019 | 2019
20264-229917-02 | Minnesota Power | 68 | 12647 | IOU | S-342 | 3.8 | Solar |  |  | Interconnected | Duluth | 55806 | TFW | 243 | Residential | SolarSense | Trade Secret | 2018 | 2019
20264-229917-02 | Minnesota Power | 68 | 12647 | IOU | S-343 | 15.2 | Solar |  |  | Interconnected | Duluth | 55803 | COL | 240 | Residential | SolarSense | Trade Secret | 2019 | 2019
20264-229917-02 | Minnesota Power | 68 | 12647 | IOU | S-344 | 13.3 | Solar |  |  | Interconnected | Duluth | 55802 | COL | 240 | Residential | SolarSense | Trade Secret | 2019 | 2019
20264-229917-02 | Minnesota Power | 68 | 12647 | IOU | S-345 | 10 | Solar |  |  | Interconnected | Duluth | 55804 | COL | 241 | Residential | SolarSense | Trade Secret | 2019 | 2019
20264-229917-02 | Minnesota Power | 68 | 12647 | IOU | S-346 | 10 | Solar |  |  | Interconnected | Duluth | 55804 | COL | 245 | Residential | SolarSense | Trade Secret | 2019 | 2019
20264-229917-02 | Minnesota Power | 68 | 12647 | IOU | S-347 | 5 | Solar |  |  | Interconnected | Duluth | 55807 | LSP | 225 | Residential | SolarSense | Trade Secret | 2019 | 2019
20264-229917-02 | Minnesota Power | 68 | 12647 | IOU | S-348 | 20 | Solar |  |  | Interconnected | Esko | 55811 | CNA | 403 | Residential | SolarSense | Trade Secret | 2019 | 2019
20264-229917-02 | Minnesota Power | 68 | 12647 | IOU | S-349 | 22.8 | Solar |  |  | Interconnected | Duluth | 55810 | MDY | 277 | Residential | SolarSense | Trade Secret | 2019 | 2019
20264-229917-02 | Minnesota Power | 68 | 12647 | IOU | S-350 | 4.13 | Solar |  |  | Interconnected | Deerwood | 56444 | DER | 2 | Residential | SolarSense | Trade Secret | 2019 | 2019
20264-229917-02 | Minnesota Power | 68 | 12647 | IOU | S-351 | 2.95 | Solar |  |  | Interconnected | Duluth | 55805 | FIF | 230 | Residential | SolarSense | Trade Secret | 2018 | 2019
20264-229917-02 | Minnesota Power | 68 | 12647 | IOU | S-352 | 13.87 | Solar |  |  | Interconnected | Duluth | 55811 | HNS | 236 | Residential | SolarSense | Trade Secret | 2018 | 2019
20264-229917-02 | Minnesota Power | 68 | 12647 | IOU | S-353 | 7.6 | Solar |  |  | Interconnected | Cloquet | 55720 | CLQ | 410 | Residential | SolarSense | Trade Secret | 2019 | 2019
20264-229917-02 | Minnesota Power | 68 | 12647 | IOU | S-354 | 7.6 | Solar |  |  | Interconnected | Duluth | 55804 | FRR | 275 | Residential | SolarSense | Trade Secret | 2019 | 2019
20264-229917-02 | Minnesota Power | 68 | 12647 | IOU | S-355 | 30 | Solar |  |  | Interconnected | Pierz | 56364 | PZG | 2 | Commercial | SolarSense | Trade Secret | 2019 | 2019
20264-229917-02 | Minnesota Power | 68 | 12647 | IOU | S-356 | 15 | Solar |  |  | Interconnected | Pierz | 56364 | PZG | 2 | Commercial |  | Trade Secret | 2019 | 2019
20264-229917-02 | Minnesota Power | 68 | 12647 | IOU | S-357 | 12 | Solar |  |  | Interconnected | Esko | 55733 | CNA | 405 | Residential | SolarSense | Trade Secret | 2018 | 2019
20264-229917-02 | Minnesota Power | 68 | 12647 | IOU | S-358 | 7.6 | Solar |  |  | Interconnected | Duluth | 55811 | SLA | 250 | Residential | SolarSense | Trade Secret | 2018 | 2019
20264-229917-02 | Minnesota Power | 68 | 12647 | IOU | S-359 | 10 | Solar |  |  | Interconnected | Little Falls | 56345 | LFL | 529 | Residential | SolarSense | Trade Secret | 2018 | 2019
20264-229917-02 | Minnesota Power | 68 | 12647 | IOU | S-360 | 7.6 | Solar |  |  | Interconnected | Duluth | 55804 | COL | 245 | Residential | SolarSense | Trade Secret | 2019 | 2019
20264-229917-02 | Minnesota Power | 68 | 12647 | IOU | S-361 | 5 | Solar |  |  | Interconnected | Duluth | 55807 | LSP | 282 | Residential | SolarSense | Trade Secret | 2019 | 2019
20264-229917-02 | Minnesota Power | 68 | 12647 | IOU | S-362 | 4.03 | Solar |  |  | Interconnected | Duluth | 55803 | COL | 242 | Residential | SolarSense | Trade Secret | 2019 | 2019
20264-229917-02 | Minnesota Power | 68 | 12647 | IOU | S-363 | 3.75 | Solar |  |  | Interconnected | Duluth | 55804 | FRR | 275 | Residential | SolarSense | Trade Secret | 2019 | 2019
20264-229917-02 | Minnesota Power | 68 | 12647 | IOU | S-364 | 8.26 | Solar |  |  | Interconnected | Duluth | 55803 | COL | 240 | Residential | SolarSense | Trade Secret | 2018 | 2019
20264-229917-02 | Minnesota Power | 68 | 12647 | IOU | S-365 | 7.6 | Solar |  |  | Interconnected | Esko | 55733 | CNA | 405 | Residential | SolarSense | Trade Secret | 2019 | 2019
20264-229917-02 | Minnesota Power | 68 | 12647 | IOU | S-366 | 5 | Solar |  |  | Interconnected | Carlton | 55718 | WRN | 411 | Residential | SolarSense | Trade Secret | 2019 | 2019
20264-229917-02 | Minnesota Power | 68 | 12647 | IOU | S-367 | 6 | Solar |  |  | Interconnected | Duluth | 55806 | HNS | 236 | Residential | SolarSense | Trade Secret | 2019 | 2019
20264-229917-02 | Minnesota Power | 68 | 12647 | IOU | S-368 | 2.36 | Solar |  |  | Interconnected | Duluth | 55812 |  |  | Residential | SolarSense | Trade Secret | 2019 | 2019
20264-229917-02 | Minnesota Power | 68 | 12647 | IOU | S-369 | 8.12 | Solar |  |  | Interconnected | Duluth | 55804 | COL | 244 | Residential | SolarSense | Trade Secret | 2018 | 2019
20264-229917-02 | Minnesota Power | 68 | 12647 | IOU | S-370 | 7.6 | Solar |  |  | Interconnected | Little Falls | 56435 | LFW | 2 | Residential | SolarSense | Trade Secret | 2019 | 2019
20264-229917-02 | Minnesota Power | 68 | 12647 | IOU | S-371 | 3.54 | Solar |  |  | Interconnected | Duluth | 55803 | COL | 240 | Residential | SolarSense | Trade Secret | 2018 | 2019
20264-229917-02 | Minnesota Power | 68 | 12647 | IOU | S-372 | 39.99 | Solar |  |  | Interconnected | Deerwood | 56444 | DER | 1 | Residential | SolarSense | Trade Secret | 2019 | 2019
20264-229917-02 | Minnesota Power | 68 | 12647 | IOU | S-373 | 5 | Solar |  |  | Interconnected | Duluth | 55805 | RGV | 254 | Residential | SolarSense | Trade Secret | 2018 | 2019
20264-229917-02 | Minnesota Power | 68 | 12647 | IOU | S-374 | 22.8 | Solar |  |  | Interconnected | Esko | 55733 | CNA | 405 | Residential | SolarSense | Trade Secret | 2018 | 2019
20264-229917-02 | Minnesota Power | 68 | 12647 | IOU | S-375 | 3.8 | Solar |  |  | Interconnected | Duluth | 55806 | FIF | 230 | Residential | SolarSense | Trade Secret | 2019 | 2019
20264-229917-02 | Minnesota Power | 68 | 12647 | IOU | S-376 | 3.4 | Solar |  |  | Interconnected | Duluth | 55805 | SLA | 250 | Residential | SolarSense | Trade Secret | 2019 | 2019
20264-229917-02 | Minnesota Power | 68 | 12647 | IOU | S-377 | 3.8 | Solar |  |  | Interconnected | Duluth | 55803 | COL | 242 | Residential | SolarSense | Trade Secret | 2019 | 2019
20264-229917-02 | Minnesota Power | 68 | 12647 | IOU | S-378 | 7.6 | Solar |  |  | Interconnected | Duluth | 55806 | FIF | 230 | Residential |  | Trade Secret | 2019 | 2019
20264-229917-02 | Minnesota Power | 68 | 12647 | IOU | S-379 | 3.8 | Solar |  |  | Interconnected | Duluth | 55806 | HNS | 236 | Residential | SolarSense | Trade Secret | 2018 | 2019
20264-229917-02 | Minnesota Power | 68 | 12647 | IOU | S-380 | 8.59 | Solar |  |  | Interconnected | Duluth | 55810 | FCS | 215 | Residential | SolarSense | Trade Secret | 2018 | 2019
20264-229917-02 | Minnesota Power | 68 | 12647 | IOU | S-381 | 7.67 | Solar |  |  | Interconnected | Duluth | 55804 | COL | 241 | Residential | SolarSense | Trade Secret | 2019 | 2019
20264-229917-02 | Minnesota Power | 68 | 12647 | IOU | S-382 | 3.8 | Solar |  |  | Interconnected | Sandstone | 55037 | SAN | 452 | Residential | SolarSense | Trade Secret | 2019 | 2019
20264-229917-02 | Minnesota Power | 68 | 12647 | IOU | S-383 | 300 | Solar |  |  | Interconnected | Pequot Lakes | 56472 | PQL | 1 | Commercial |  | Trade Secret | 2019 | 2019
20264-229917-02 | Minnesota Power | 68 | 12647 | IOU | S-384 | 14.4 | Solar |  |  | Interconnected | Duluth | 55802 | FIF | 260 | Commercial | SolarSense | Trade Secret | 2019 | 2019
20264-229917-02 | Minnesota Power | 68 | 12647 | IOU | S-385 | 986 | Solar |  |  | Interconnected | Rice | 56367 | PLA | 546 | Commercial |  | Trade Secret | 2018 | 2019
20264-229917-02 | Minnesota Power | 68 | 12647 | IOU | S-386 | 20 | Solar |  |  | Interconnected | Hinckley | 55037 | HKY | 461 | Commercial | SolarSense | Trade Secret | 2018 | 2019
20264-229917-02 | Minnesota Power | 68 | 12647 | IOU | S-387 | 6 | Solar |  |  | Interconnected | Duluth | 55804 | COL | 242 | Commercial |  | Trade Secret | 2019 | 2019
20264-229917-02 | Minnesota Power | 68 | 12647 | IOU | S-388 | 33 | Solar |  |  | Interconnected | Rice | 56367 | RIC | 1 | Commercial | SolarSense | Trade Secret | 2018 | 2019
20264-229917-02 | Minnesota Power | 68 | 12647 | IOU | S-389 | 3.8 | Solar |  |  | Interconnected | Motley | 56466 | MOT | 1 | Commercial |  | Trade Secret | 2019 | 2019
20264-229917-02 | Minnesota Power | 68 | 12647 | IOU | S-390 | 33.3 | Solar |  |  | Interconnected | Duluth | 55807 | LSP | 280 | Commercial | SolarSense | Trade Secret | 2019 | 2019
20264-229917-02 | Minnesota Power | 68 | 12647 | IOU | S-391 | 20 | Solar |  |  | Interconnected | Duluth | 55807 | LSP | 280 | Commercial | SolarSense | Trade Secret | 2019 | 2019
20264-229917-02 | Minnesota Power | 68 | 12647 | IOU | S-392 | 20 | Solar |  |  | Interconnected | Duluth | 55807 | LSP | 280 | Commercial |  | Trade Secret | 2019 | 2019
20264-229917-02 | Minnesota Power | 68 | 12647 | IOU | S-393 | 28.8 | Solar |  |  | Interconnected | Pierz | 56364 | BLD | 511 | Commercial | SolarSense | Trade Secret | 2019 | 2019
20264-229917-02 | Minnesota Power | 68 | 12647 | IOU | S-394 | 17.28 | Solar |  |  | Interconnected | Biwabik | 55705 | BIW | 1 | Commercial |  | Trade Secret | 2018 | 2019
20264-229917-02 | Minnesota Power | 68 | 12647 | IOU | S-395 | 20 | Solar |  |  | Interconnected | Little Falls | 56345 | LFL | 529 | Commercial | SolarSense | Trade Secret | 2019 | 2019
20264-229917-02 | Minnesota Power | 68 | 12647 | IOU | S-396 | 28.8 | Solar |  |  | Interconnected | Pierz | 56364 | BLD | 511 | Commercial |  | Trade Secret | 2019 | 2019
20264-229917-02 | Minnesota Power | 68 | 12647 | IOU | S-397 | 254 | Solar |  |  | Interconnected | Rice | 56367 | RIC | 1 | Commercial |  | Trade Secret | 2018 | 2019
20264-229917-02 | Minnesota Power | 68 | 12647 | IOU | S-398 | 17.6 | Solar |  |  | Interconnected | Duluth | 55803 | RGV | 253 | Residential |  | Trade Secret | 2019 | 2020
20264-229917-02 | Minnesota Power | 68 | 12647 | IOU | S-399 | 17.6 | Solar |  |  | Interconnected | Duluth | 55803 | RGV | 253 | Residential |  | Trade Secret | 2019 | 2020
20264-229917-02 | Minnesota Power | 68 | 12647 | IOU | S-400 | 5.8 | Solar |  |  | Interconnected | Hermantown | 55810 | MDY | 278 | Residential | SolarSense | Trade Secret | 2019 | 2020
20264-229917-02 | Minnesota Power | 68 | 12647 | IOU | S-401 | 4.4 | Solar |  |  | Interconnected | Duluth | 55812 | RGV | 252 | Residential | SolarSense | Trade Secret | 2019 | 2020
20264-229917-02 | Minnesota Power | 68 | 12647 | IOU | S-402 | 30 | Solar |  |  | Interconnected | Pierz | 56364 | BLD | 511 | Commercial | SolarSense | Trade Secret | 2019 | 2020
20264-229917-02 | Minnesota Power | 68 | 12647 | IOU | S-403 | 21.4 | Solar |  |  | Interconnected | Pierz | 56364 | BLD | 511 | Commercial |  | Trade Secret | 2019 | 2020
20264-229917-02 | Minnesota Power | 68 | 12647 | IOU | S-404 | 6 | Solar |  |  | Interconnected | Duluth | 55811 | HNS | 247 | Residential | SolarSense | Trade Secret | 2020 | 2020
20264-229917-02 | Minnesota Power | 68 | 12647 | IOU | S-405 | 5 | Solar |  |  | Interconnected | Duluth | 55811 | RGV | 254 | Residential | SolarSense | Trade Secret | 2020 | 2020
20264-229917-02 | Minnesota Power | 68 | 12647 | IOU | S-406 | 7.6 | Solar |  |  | Interconnected | Duluth | 55804 | COL | 241 | Residential | SolarSense | Trade Secret | 2019 | 2020
20264-229917-02 | Minnesota Power | 68 | 12647 | IOU | S-407 | 7.6 | Solar |  |  | Interconnected | Duluth | 55720 | SVR | 215 | Residential | SolarSense | Trade Secret | 2020 | 2020
20264-229917-02 | Minnesota Power | 68 | 12647 | IOU | S-408 | 2.4 | Solar |  |  | Interconnected | Silver Bay | 55614 | SBH | 271 | Commercial |  | Trade Secret | 2020 | 2020
20264-229917-02 | Minnesota Power | 68 | 12647 | IOU | S-409 | 7.6 | Solar |  |  | Interconnected | Duluth | 55804 | COL | 244 | Residential | SolarSense | Trade Secret | 2020 | 2020
20264-229917-02 | Minnesota Power | 68 | 12647 | IOU | S-410 | 22.8 | Solar |  |  | Interconnected | Duluth | 55811 | RGV | 255 | Residential | SolarSense | Trade Secret | 2020 | 2020
20264-229917-02 | Minnesota Power | 68 | 12647 | IOU | S-411 | 12.5 | Solar |  |  | Interconnected | Pierz | 56364 | BLD | 511 | Residential | SolarSense | Trade Secret | 2020 | 2020
20264-229917-02 | Minnesota Power | 68 | 12647 | IOU | S-412 | 10 | Solar |  |  | Interconnected | Cloquet | 55720 | CLQ | 409 | Residential | SolarSense | Trade Secret | 2020 | 2020
20264-229917-02 | Minnesota Power | 68 | 12647 | IOU | S-413 | 17.6 | Solar |  |  | Interconnected | Duluth | 55804 | COL | 245 | Residential | SolarSense | Trade Secret | 2020 | 2020
20264-229917-02 | Minnesota Power | 68 | 12647 | IOU | S-414 | 5 | Solar |  |  | Interconnected | Duluth | 55804 | COL | 244 | Residential | SolarSense | Trade Secret | 2020 | 2020
20264-229917-02 | Minnesota Power | 68 | 12647 | IOU | S-415 | 10 | Solar |  |  | Interconnected | Duluth | 55808 | RGV | 253 | Residential | SolarSense | Trade Secret | 2020 | 2020
20264-229917-02 | Minnesota Power | 68 | 12647 | IOU | S-416 | 10 | Solar |  |  | Interconnected | Duluth | 55811 | RGV | 254 | Residential | SolarSense | Trade Secret | 2020 | 2020
20264-229917-02 | Minnesota Power | 68 | 12647 | IOU | S-417 | 3 | Solar |  |  | Interconnected | Duluth | 55807 | LSP | 281 | Residential | SolarSense | Trade Secret | 2020 | 2020
20264-229917-02 | Minnesota Power | 68 | 12647 | IOU | S-418 | 15.2 | Solar |  |  | Interconnected | Duluth | 55811 | SVR | 215 | Residential | SolarSense | Trade Secret | 2020 | 2020
20264-229917-02 | Minnesota Power | 68 | 12647 | IOU | S-419 | 20 | Solar |  |  | Interconnected | Cloquet | 55720 | CLQ | 410 | Commercial | SolarSense | Trade Secret | 2020 | 2020
20264-229917-02 | Minnesota Power | 68 | 12647 | IOU | S-420 | 19 | Solar |  |  | Interconnected | Duluth | 55806 | TFW | 243 | Residential | SolarSense | Trade Secret | 2020 | 2020
20264-229917-02 | Minnesota Power | 68 | 12647 | IOU | S-421 | 10 | Solar |  |  | Interconnected | Meadowlands | 55765 | MDL | 401 | Residential | SolarSense | Trade Secret | 2020 | 2020
20264-229917-02 | Minnesota Power | 68 | 12647 | IOU | S-422 | 10 | Solar |  |  | Interconnected | Duluth | 55806 | LSP | 280 | Residential | SolarSense | Trade Secret | 2020 | 2020
20264-229917-02 | Minnesota Power | 68 | 12647 | IOU | S-423 | 7 | Solar |  |  | Interconnected | Duluth | 55806 | LSP | 281 | Residential | SolarSense | Trade Secret | 2020 | 2020
20264-229917-02 | Minnesota Power | 68 | 12647 | IOU | S-424 | 7.6 | Solar |  |  | Interconnected | Duluth | 55804 | COL | 241 | Residential | SolarSense | Trade Secret | 2020 | 2020
20264-229917-02 | Minnesota Power | 68 | 12647 | IOU | S-425 | 7.6 | Storage |  |  | Interconnected | Duluth | 55804 | COL | 241 | Residential |  | Trade Secret | 2020 | 2020
20264-229917-02 | Minnesota Power | 68 | 12647 | IOU | S-426 | 15.2 | Solar |  |  | Interconnected | Duluth | 55811 | COL | 244 | Residential |  | Trade Secret | 2020 | 2020
20264-229917-02 | Minnesota Power | 68 | 12647 | IOU | S-427 | 3.8 | Solar |  |  | Interconnected | Duluth | 55806 | FIF | 233 | Residential | SolarSense | Trade Secret | 2020 | 2020
20264-229917-02 | Minnesota Power | 68 | 12647 | IOU | S-428 | 3.8 | Solar |  |  | Interconnected | Duluth | 55806 | FIF | 233 | Residential | SolarSense | Trade Secret | 2020 | 2020
20264-229917-02 | Minnesota Power | 68 | 12647 | IOU | S-429 | 11.4 | Solar |  |  | Interconnected | Duluth | 55804 | FRR | 275 | Residential | SolarSense | Trade Secret | 2020 | 2020
20264-229917-02 | Minnesota Power | 68 | 12647 | IOU | S-430 | 11.4 | Solar |  |  | Interconnected | Duluth | 55804 | FBG | 269 | Residential | SolarSense | Trade Secret | 2020 | 2020
20264-229917-02 | Minnesota Power | 68 | 12647 | IOU | S-431 | 11.4 | Solar |  |  | Interconnected | Duluth | 55803 | COL | 240 | Residential | SolarSense | Trade Secret | 2020 | 2020
20264-229917-02 | Minnesota Power | 68 | 12647 | IOU | S-432 | 15 | Solar |  |  | Interconnected | Aurora | 55708 | BIW | 1 | Commercial | SolarSense | Trade Secret | 2020 | 2020
20264-229917-02 | Minnesota Power | 68 | 12647 | IOU | S-433 | 5 | Solar |  |  | Interconnected | Duluth | 55805 | RGV | 254 | Residential | SolarSense | Trade Secret | 2020 | 2020
20264-229917-02 | Minnesota Power | 68 | 12647 | IOU | S-434 | 7.6 | Solar |  |  | Interconnected | Duluth | 55806 | SLA | 250 | Residential | SolarSense | Trade Secret | 2020 | 2020
20264-229917-02 | Minnesota Power | 68 | 12647 | IOU | S-435 | 3.6 | Solar |  |  | Interconnected | Crosby | 56441 | CSB | 2 | Residential |  | Trade Secret | 2020 | 2020
20264-229917-02 | Minnesota Power | 68 | 12647 | IOU | S-436 | 15.2 | Solar |  |  | Interconnected | Carlton | 55718 | WRN | 411 | Residential | SolarSense | Trade Secret | 2020 | 2020
20264-229917-02 | Minnesota Power | 68 | 12647 | IOU | S-437 | 15 | Solar |  |  | Interconnected | Esko | 55733 | CLQ | 410 | Residential | SolarSense | Trade Secret | 2020 | 2020
20264-229917-02 | Minnesota Power | 68 | 12647 | IOU | S-438 | 20 | Solar |  |  | Decommissioned | Floodwood | 55736 | FLF | 402 | Commercial | SolarSense | Trade Secret | 2020 | 2020 | 2025
20264-229917-02 | Minnesota Power | 68 | 12647 | IOU | S-439 | 7.6 | Solar |  |  | Interconnected | Hinckley | 55037 | HKY | 461 | Residential |  | Trade Secret | 2020 | 2020
20264-229917-02 | Minnesota Power | 68 | 12647 | IOU | S-440 | 4.35 | Solar |  |  | Interconnected | Duluth | 55804 | COL | 241 | Residential | SolarSense | Trade Secret | 2020 | 2020
20264-229917-02 | Minnesota Power | 68 | 12647 | IOU | S-441 | 5.8 | Solar |  |  | Interconnected | Duluth | 55804 | COL | 242 | Residential | SolarSense | Trade Secret | 2020 | 2020
20264-229917-02 | Minnesota Power | 68 | 12647 | IOU | S-442 | 11.8 | Solar |  |  | Interconnected | Cloquet | 55720 | CLQ | 409 | Residential | SolarSense | Trade Secret | 2020 | 2020
20264-229917-02 | Minnesota Power | 68 | 12647 | IOU | S-443 | 4.06 | Solar |  |  | Interconnected | Duluth | 55804 | COL | 241 | Residential | SolarSense | Trade Secret | 2019 | 2020
20264-229917-02 | Minnesota Power | 68 | 12647 | IOU | S-444 | 22.5 | Solar |  |  | Interconnected | Rice | 56367 | RIC | 1 | Commercial |  | Trade Secret | 2020 | 2020
20264-229917-02 | Minnesota Power | 68 | 12647 | IOU | S-445 | 10 | Solar |  |  | Interconnected | Duluth | 55803 | COL | 240 | Residential | SolarSense | Trade Secret | 2019 | 2020
20264-229917-02 | Minnesota Power | 68 | 12647 | IOU | S-446 | 8.12 | Solar |  |  | Interconnected | Hackensack | 56452 | HCS | 1 | Residential | SolarSense | Trade Secret | 2020 | 2020
20264-229917-02 | Minnesota Power | 68 | 12647 | IOU | S-447 | 11.4 | Solar |  |  | Interconnected | Duluth | 55803 | RGV | 253 | Residential |  | Trade Secret | 2020 | 2020
20264-229917-02 | Minnesota Power | 68 | 12647 | IOU | S-448 | 11.6 | Solar |  |  | Interconnected | Duluth | 55804 | COL | 244 | Residential | SolarSense | Trade Secret | 2020 | 2020
20264-229917-02 | Minnesota Power | 68 | 12647 | IOU | S-449 | 5.22 | Solar |  |  | Interconnected | Proctor | 55810 | LSP | 223 | Residential | SolarSense | Trade Secret | 2020 | 2020
20264-229917-02 | Minnesota Power | 68 | 12647 | IOU | S-450 | 2.9 | Solar |  |  | Interconnected | Duluth | 55804 | COL | 241 | Residential | SolarSense | Trade Secret | 2020 | 2020
20264-229917-02 | Minnesota Power | 68 | 12647 | IOU | S-451 | 10.98 | Solar |  |  | Interconnected | Duluth | 55803 | COL | 242 | Residential | SolarSense | Trade Secret | 2020 | 2020
20264-229917-02 | Minnesota Power | 68 | 12647 | IOU | S-452 | 5.8 | Solar |  |  | Interconnected | Duluth | 55811 | RGV | 255 | Residential | SolarSense | Trade Secret | 2020 | 2020
20264-229917-02 | Minnesota Power | 68 | 12647 | IOU | S-453 | 6.38 | Solar |  |  | Interconnected | Duluth | 55804 | COL | 241 | Residential | SolarSense | Trade Secret | 2020 | 2020
20264-229917-02 | Minnesota Power | 68 | 12647 | IOU | S-454 | 4.35 | Solar |  |  | Interconnected | Duluth | 55807 | LSP | 225 | Residential | SolarSense | Trade Secret | 2020 | 2020
20264-229917-02 | Minnesota Power | 68 | 12647 | IOU | S-455 | 7.6 | Solar |  |  | Interconnected | Grey Eagle | 56336 | GES | 1 | Commercial | SolarSense | Trade Secret | 2020 | 2020
20264-229917-02 | Minnesota Power | 68 | 12647 | IOU | S-456 | 15.2 | Solar |  |  | Decommissioned | Duluth | 55803 | COL | 240 | Residential | SolarSense | Trade Secret | 2020 | 2020 | 2025
20264-229917-02 | Minnesota Power | 68 | 12647 | IOU | S-457 | 6 | Solar |  |  | Interconnected | Duluth | 55804 | FRR | 275 | Residential | SolarSense | Trade Secret | 2020 | 2020
20264-229917-02 | Minnesota Power | 68 | 12647 | IOU | S-458 | 6 | Solar |  |  | Interconnected | Duluth | 55804 | COL | 241 | Residential | SolarSense | Trade Secret | 2020 | 2020
20264-229917-02 | Minnesota Power | 68 | 12647 | IOU | S-459 | 20 | Solar |  |  | Interconnected | Duluth | 55804 | COL | 245 | Residential | SolarSense | Trade Secret | 2020 | 2020
20264-229917-02 | Minnesota Power | 68 | 12647 | IOU | S-460 | 6 | Solar |  |  | Interconnected | Wrenshall | 55797 | WRN | 411 | Residential | SolarSense | Trade Secret | 2020 | 2020
20264-229917-02 | Minnesota Power | 68 | 12647 | IOU | S-461 | 10.56 | Solar |  |  | Interconnected | Wrenshall | 55797 | WRN | 411 | Residential | SolarSense | Trade Secret | 2020 | 2020
20264-229917-02 | Minnesota Power | 68 | 12647 | IOU | S-462 | 12.56 | Solar |  |  | Interconnected | Duluth | 55811 | SLA | 250 | Residential |  | Trade Secret | 2020 | 2020
20264-229917-02 | Minnesota Power | 68 | 12647 | IOU | S-463 | 7.6 | Solar |  |  | Interconnected | Duluth | 55805 | RGV | 254 | Residential | SolarSense | Trade Secret | 2020 | 2020
20264-229917-02 | Minnesota Power | 68 | 12647 | IOU | S-464 | 12.56 | Solar |  |  | Interconnected | Duluth | 55803 | COL | 240 | Residential | SolarSense | Trade Secret | 2020 | 2020
20264-229917-02 | Minnesota Power | 68 | 12647 | IOU | S-465 | 20 | Solar |  |  | Interconnected | Hinckley | 55037 | HKY | 462 | Commercial | SolarSense | Trade Secret | 2020 | 2020
20264-229917-02 | Minnesota Power | 68 | 12647 | IOU | S-466 | 20 | Solar |  |  | Interconnected | Hinckley | 55037 | HKY | 461 | Commercial | SolarSense | Trade Secret | 2020 | 2020
20264-229917-02 | Minnesota Power | 68 | 12647 | IOU | S-467 | 6.96 | Solar |  |  | Interconnected | Duluth | 55811 | SLA | 250 | Residential | SolarSense | Trade Secret | 2020 | 2020
20264-229917-02 | Minnesota Power | 68 | 12647 | IOU | S-468 | 20 | Solar |  |  | Interconnected | Floodwood | 55736 | FLF | 402 | Commercial | SolarSense | Trade Secret | 2020 | 2020
20264-229917-02 | Minnesota Power | 68 | 12647 | IOU | S-469 | 11.02 | Solar |  |  | Interconnected | Duluth | 55804 | COL | 244 | Residential | SolarSense | Trade Secret | 2020 | 2020
20264-229917-02 | Minnesota Power | 68 | 12647 | IOU | S-470 | 6 | Solar |  |  | Interconnected | Duluth | 55803 | COL | 240 | Residential |  | Trade Secret | 2020 | 2020
20264-229917-02 | Minnesota Power | 68 | 12647 | IOU | S-471 | 7.6 | Solar |  |  | Interconnected | Duluth | 55804 | COL | 241 | Residential |  | Trade Secret | 2020 | 2020
20264-229917-02 | Minnesota Power | 68 | 12647 | IOU | S-472 | 6.98 | Solar |  |  | Interconnected | Duluth | 55804 | COL | 244 | Residential | SolarSense | Trade Secret | 2020 | 2020
20264-229917-02 | Minnesota Power | 68 | 12647 | IOU | S-473 | 38 | Solar |  |  | Interconnected | Duluth | 55806 | FIF | 233 | Commercial |  | Trade Secret | 2020 | 2020
20264-229917-02 | Minnesota Power | 68 | 12647 | IOU | S-474 | 7.6 | Solar |  |  | Interconnected | Bowlus | 56314 | UPS | 1 | Residential | SolarSense | Trade Secret | 2020 | 2020
20264-229917-02 | Minnesota Power | 68 | 12647 | IOU | S-475 | 3.8 | Solar |  |  | Interconnected | Duluth | 55804 |  |  | Residential | SolarSense | Trade Secret | 2020 | 2020
20264-229917-02 | Minnesota Power | 68 | 12647 | IOU | S-476 | 12.5 | Solar |  |  | Interconnected | Duluth | 55811 | FCS | 214 | Residential | SolarSense | Trade Secret | 2020 | 2020
20264-229917-02 | Minnesota Power | 68 | 12647 | IOU | S-477 | 14.4 | Solar |  |  | Interconnected | Little Falls | 56345 | LFL | 529 | Commercial |  | Trade Secret | 2020 | 2020
20264-229917-02 | Minnesota Power | 68 | 12647 | IOU | S-478 | 7.6 | Solar |  |  | Interconnected | Duluth | 55811 | FBG | 269 | Residential | SolarSense | Trade Secret | 2020 | 2020
20264-229917-02 | Minnesota Power | 68 | 12647 | IOU | S-479 | 4.64 | Solar |  |  | Interconnected | Duluth | 55812 | RGV | 252 | Residential | SolarSense | Trade Secret | 2020 | 2020
20264-229917-02 | Minnesota Power | 68 | 12647 | IOU | S-480 | 6.28 | Solar |  |  | Interconnected | Duluth | 55808 |  |  | Residential | SolarSense | Trade Secret | 2020 | 2020
20264-229917-02 | Minnesota Power | 68 | 12647 | IOU | S-481 | 6.09 | Solar |  |  | Interconnected | Duluth | 55805 | RGV | 254 | Residential | SolarSense | Trade Secret | 2020 | 2020
20264-229917-02 | Minnesota Power | 68 | 12647 | IOU | S-482 | 11.4 | Solar |  |  | Decommissioned | Esko | 55733 | CNA | 405 | Residential | SolarSense | Trade Secret | 2020 | 2020 | 2023
20264-229917-02 | Minnesota Power | 68 | 12647 | IOU | S-483 | 12.25 | Solar |  |  | Interconnected | Cloquet | 55720 | CLQ | 409 | Commercial |  | Trade Secret | 2020 | 2020
20264-229917-02 | Minnesota Power | 68 | 12647 | IOU | S-484 | 10 | Solar |  |  | Interconnected | Duluth | 55803 | RGV | 253 | Residential |  | Trade Secret | 2020 | 2020
20264-229917-02 | Minnesota Power | 68 | 12647 | IOU | S-485 | 4.64 | Solar |  |  | Interconnected | Duluth | 55811 | HNS | 247 | Residential | SolarSense | Trade Secret | 2020 | 2020
20264-229917-02 | Minnesota Power | 68 | 12647 | IOU | S-486 | 9.77 | Solar |  |  | Interconnected | Duluth | 55804 | COL | 241 | Residential | SolarSense | Trade Secret | 2020 | 2020
20264-229917-02 | Minnesota Power | 68 | 12647 | IOU | S-487 | 14.4 | Solar |  |  | Interconnected | Royalton | 56373 | BLD | 511 | Residential |  | Trade Secret | 2020 | 2020
20264-229917-02 | Minnesota Power | 68 | 12647 | IOU | S-488 | 24 | Solar |  |  | Interconnected | Royalton | 56373 | BLD | 511 | Residential |  | Trade Secret | 2020 | 2020
20264-229917-02 | Minnesota Power | 68 | 12647 | IOU | S-489 | 7.6 | Solar |  |  | Interconnected | Duluth | 55811 | RGV | 251 | Residential | SolarSense | Trade Secret | 2020 | 2021
20264-229917-02 | Minnesota Power | 68 | 12647 | IOU | S-490 | 40 | Solar |  |  | Interconnected | Pierz | 56364 | RPR | 1 | Residential | SolarSense | Trade Secret | 2020 | 2021
20264-229917-02 | Minnesota Power | 68 | 12647 | IOU | S-491 | 20 | Solar |  |  | Interconnected | Pierz | 56364 | RPR | 1 | Residential |  | Trade Secret | 2020 | 2021
20264-229917-02 | Minnesota Power | 68 | 12647 | IOU | S-492 | 6.98 | Solar |  |  | Interconnected | Duluth | 55804 | FRR | 275 | Residential | SolarSense | Trade Secret | 2020 | 2021
20264-229917-02 | Minnesota Power | 68 | 12647 | IOU | S-493 | 7.6 | Solar |  |  | Interconnected | Hewitt | 56453 | HEW | 1 | Residential |  | Trade Secret | 2020 | 2021
20264-229917-02 | Minnesota Power | 68 | 12647 | IOU | S-494 | 30 | Solar |  |  | Interconnected | Carlton | 55718 | TMS | 412 | Residential |  | Trade Secret | 2020 | 2021
20264-229917-02 | Minnesota Power | 68 | 12647 | IOU | S-495 | 18.96 | Solar |  |  | Interconnected | Duluth | 55803 | COL | 240 | Residential | SolarSense | Trade Secret | 2020 | 2021
20264-229917-02 | Minnesota Power | 68 | 12647 | IOU | S-496 | 7.6 | Solar |  |  | Interconnected | Askov | 55704 | ASK | 6521 | Residential |  | Trade Secret | 2020 | 2021
20264-229917-02 | Minnesota Power | 68 | 12647 | IOU | S-497 | 5.22 | Solar |  |  | Interconnected | Duluth | 55810 | HNS | 236 | Residential | SolarSense | Trade Secret | 2020 | 2021
20264-229917-02 | Minnesota Power | 68 | 12647 | IOU | S-498 | 3.8 | Solar |  |  | Interconnected | Duluth | 55803 | FBG | 269 | Residential |  | Trade Secret | 2020 | 2021
20264-229917-02 | Minnesota Power | 68 | 12647 | IOU | S-499 | 7.6 | Solar |  |  | Interconnected | Sandstone | 55072 | SAN | 452 | Residential |  | Trade Secret | 2021 | 2021
20264-229917-02 | Minnesota Power | 68 | 12647 | IOU | S-500 | 18 | Solar |  |  | Interconnected | Swanville | 56382 | HNS | 237 | Residential |  | Trade Secret | 2021 | 2021
20264-229917-02 | Minnesota Power | 68 | 12647 | IOU | S-501 | 4.89 | Solar |  |  | Interconnected | Duluth | 55804 | Col | 244 | Residential | SolarSense | Trade Secret | 2021 | 2021
20264-229917-02 | Minnesota Power | 68 | 12647 | IOU | S-502 | 4.89 | Solar |  |  | Interconnected | Bovey | 55709 | NAS | 319 | Residential | SolarSense | Trade Secret | 2021 | 2021
20264-229917-02 | Minnesota Power | 68 | 12647 | IOU | S-503 | 5.58 | Solar |  |  | Interconnected | Duluth | 55805 | RGV | 254 | Residential | SolarSense | Trade Secret | 2021 | 2021
20264-229917-02 | Minnesota Power | 68 | 12647 | IOU | S-504 | 8.26 | Solar |  |  | Interconnected | Duluth | 55804 | COL | 244 | Residential | SolarSense | Trade Secret | 2021 | 2021
20264-229917-02 | Minnesota Power | 68 | 12647 | IOU | S-505 | 28.8 | Solar |  |  | Interconnected | Duluth | 55806 | FIF | 266 | Residential |  | Trade Secret | 2021 | 2021
20264-229917-02 | Minnesota Power | 68 | 12647 | IOU | S-506 | 5.31 | Solar |  |  | Interconnected | Duluth | 55804 | COL | 244 | Residential | SolarSense | Trade Secret | 2021 | 2021
20264-229917-02 | Minnesota Power | 68 | 12647 | IOU | S-507 | 19.54 | Solar |  | X | Interconnected | Crosby | 56441 | RVT | 506 | Residential |  | Trade Secret | 2021 | 2021
20264-229917-02 | Minnesota Power | 68 | 12647 | IOU | S-508 | 7.96 | Solar |  |  | Interconnected | Duluth | 55804 | FRR | 276 | Residential | SolarSense | Trade Secret | 2021 | 2021
20264-229917-02 | Minnesota Power | 68 | 12647 | IOU | S-509 | 13.6 | Solar |  |  | Interconnected | Pengilly | 55775 | NAS | 319 | Residential | SolarSense | Trade Secret | 2021 | 2021
20264-229917-02 | Minnesota Power | 68 | 12647 | IOU | S-510 | 25 | Solar |  |  | Interconnected | Duluth | 55803 | COL | 240 | Commercial |  | Trade Secret | 2021 | 2021
20264-229917-02 | Minnesota Power | 68 | 12647 | IOU | S-511 | 11.17 | Solar |  |  | Interconnected | Carlton | 55718 | WRN | 411 | Residential | SolarSense | Trade Secret | 2021 | 2021
20264-229917-02 | Minnesota Power | 68 | 12647 | IOU | S-512 | 23.4 | Solar |  |  | Interconnected | Little Falls | 56345 | LFW | 2 | Commercial |  | Trade Secret | 2021 | 2021
20264-229917-02 | Minnesota Power | 68 | 12647 | IOU | S-513 | 2.32 | Solar |  |  | Interconnected | Duluth | 55804 | COL | 244 | Residential | SolarSense | Trade Secret | 2021 | 2021
20264-229917-02 | Minnesota Power | 68 | 12647 | IOU | S-514 | 43.2 | Solar |  |  | Interconnected | Duluth | 55811 | SLA | 258 | Commercial |  | Trade Secret | 2021 | 2021
20264-229917-02 | Minnesota Power | 68 | 12647 | IOU | S-515 | 28.8 | Solar |  |  | Interconnected | Duluth | 55811 | SLA | 258 | Commercial | SolarSense | Trade Secret | 2021 | 2021
20264-229917-02 | Minnesota Power | 68 | 12647 | IOU | S-516 | 6 | Solar |  |  | Interconnected | Duluth | 55811 | SLA | 250 | Residential |  | Trade Secret | 2021 | 2021
20264-229917-02 | Minnesota Power | 68 | 12647 | IOU | S-517 | 11.4 | Solar |  |  | Interconnected | Duluth | 55811 | MDY | 278 | Residential | SolarSense | Trade Secret | 2021 | 2021
20264-229917-02 | Minnesota Power | 68 | 12647 | IOU | S-518 | 6.49 | Solar |  |  | Interconnected | Hermantown | 55811 | HNS | 236 | Residential | SolarSense | Trade Secret | 2021 | 2021
20264-229917-02 | Minnesota Power | 68 | 12647 | IOU | S-519 | 7.37 | Solar |  |  | Interconnected | Duluth | 55812 | RGV | 252 | Residential | SolarSense | Trade Secret | 2021 | 2021
20264-229917-02 | Minnesota Power | 68 | 12647 | IOU | S-520 | 7.08 | Solar |  |  | Interconnected | Duluth | 55811 | HNS | 236 | Residential | SolarSense | Trade Secret | 2021 | 2021
20264-229917-02 | Minnesota Power | 68 | 12647 | IOU | S-521 | 2.65 | Solar |  |  | Interconnected | Duluth | 55803 | COL | 240 | Residential | SolarSense | Trade Secret | 2021 | 2021
20264-229917-02 | Minnesota Power | 68 | 12647 | IOU | S-522 | 7.08 | Solar |  |  | Interconnected | Duluth | 55811 | SLA | 250 | Residential |  | Trade Secret | 2021 | 2021
20264-229917-02 | Minnesota Power | 68 | 12647 | IOU | S-523 | 1.77 | Solar |  |  | Interconnected | Cloquet | 55720 | CLQ | 409 | Residential | SolarSense | Trade Secret | 2021 | 2021
20264-229917-02 | Minnesota Power | 68 | 12647 | IOU | S-524 | 3.25 | Solar |  |  | Interconnected | Cloquet | 55720 | CLQ | 409 | Residential |  | Trade Secret | 2021 | 2021
20264-229917-02 | Minnesota Power | 68 | 12647 | IOU | S-525 | 5.31 | Solar |  |  | Interconnected | Duluth | 55808 | GRY | 201 | Residential | SolarSense | Trade Secret | 2021 | 2021
20264-229917-02 | Minnesota Power | 68 | 12647 | IOU | S-526 | 15 | Solar |  |  | Interconnected | Sturgeon Lake | 55783 | DEN | 6431 | Commercial | SolarSense | Trade Secret | 2021 | 2021
20264-229917-02 | Minnesota Power | 68 | 12647 | IOU | S-527 | 5.31 | Solar |  |  | Interconnected | Duluth | 55812 | RGV | 252 | Residential | SolarSense | Trade Secret | 2021 | 2021
20264-229917-02 | Minnesota Power | 68 | 12647 | IOU | S-528 | 4.72 | Solar |  |  | Interconnected | Duluth | 55805 | FIF | 220 | Residential | SolarSense | Trade Secret | 2021 | 2021
20264-229917-02 | Minnesota Power | 68 | 12647 | IOU | S-529 | 4.72 | Solar |  |  | Interconnected | Duluth | 55812 | RGV | 252 | Residential | SolarSense | Trade Secret | 2021 | 2021
20264-229917-02 | Minnesota Power | 68 | 12647 | IOU | S-530 | 10.62 | Solar |  |  | Interconnected | Duluth | 55810 | MDY | 277 | Residential | SolarSense | Trade Secret | 2021 | 2021
20264-229917-02 | Minnesota Power | 68 | 12647 | IOU | S-531 | 7.35 | Solar |  |  | Interconnected | Duluth | 55807 | LSP | 280 | Residential | SolarSense | Trade Secret | 2021 | 2021
20264-229917-02 | Minnesota Power | 68 | 12647 | IOU | S-532 | 11.8 | Solar |  |  | Interconnected | Duluth | 55804 | COL | 241 | Residential | SolarSense | Trade Secret | 2021 | 2021
20264-229917-02 | Minnesota Power | 68 | 12647 | IOU | S-533 | 5.31 | Solar |  |  | Interconnected | Duluth | 55806 | FIF | 220 | Residential | SolarSense | Trade Secret | 2021 | 2021
20264-229917-02 | Minnesota Power | 68 | 12647 | IOU | S-534 | 4.72 | Solar |  |  | Interconnected | Hermantown | 55811 | MDY | 278 | Residential | SolarSense | Trade Secret | 2021 | 2021
20264-229917-02 | Minnesota Power | 68 | 12647 | IOU | S-535 | 7.6 | Solar |  |  | Interconnected | Duluth | 55802 | FIF | 260 | Residential | SolarSense | Trade Secret | 2021 | 2021
20264-229917-02 | Minnesota Power | 68 | 12647 | IOU | S-536 | 4.69 | Solar |  |  | Interconnected | Duluth | 55811 | SLA | 250 | Residential | SolarSense | Trade Secret | 2021 | 2021
20264-229917-02 | Minnesota Power | 68 | 12647 | IOU | S-537 | 6.43 | Solar |  |  | Interconnected | Duluth | 55803 | COL | 240 | Residential | SolarSense | Trade Secret | 2021 | 2021
20264-229917-02 | Minnesota Power | 68 | 12647 | IOU | S-538 | 8 | Solar |  |  | Interconnected | Hermantown | 55811 | MDY | 278 | Residential | SolarSense | Trade Secret | 2021 | 2021
20264-229917-02 | Minnesota Power | 68 | 12647 | IOU | S-539 | 8 | Solar |  |  | Interconnected | Hermantown | 55811 | MDY | 278 | Residential |  | Trade Secret | 2021 | 2021
20264-229917-02 | Minnesota Power | 68 | 12647 | IOU | S-540 | 6 | Solar |  |  | Interconnected | Hermantown | 55811 | HNS | 237 | Residential | SolarSense | Trade Secret | 2021 | 2021
20264-229917-02 | Minnesota Power | 68 | 12647 | IOU | S-541 | 17.6 | Solar |  |  | Interconnected | Esko | 55733 | CAN | 405 | Residential | SolarSense | Trade Secret | 2021 | 2021
20264-229917-02 | Minnesota Power | 68 | 12647 | IOU | S-542 | 7.6 | Solar |  |  | Interconnected | Duluth | 55803 | COL | 240 | Residential | SolarSense | Trade Secret | 2021 | 2021
20264-229917-02 | Minnesota Power | 68 | 12647 | IOU | S-543 | 11.05 | Solar |  |  | Interconnected | Hermantown | 55811 | HNS | 236 | Residential | SolarSense | Trade Secret | 2021 | 2021
20264-229917-02 | Minnesota Power | 68 | 12647 | IOU | S-544 | 9.84 | Solar |  |  | Interconnected | Esko | 55733 | MDY | 277 | Residential | SolarSense | Trade Secret | 2021 | 2021
20264-229917-02 | Minnesota Power | 68 | 12647 | IOU | S-545 | 15.2 | Solar |  |  | Interconnected | Duluth | 55811 | FCS | 214 | Commercial | SolarSense | Trade Secret | 2021 | 2021
20264-229917-02 | Minnesota Power | 68 | 12647 | IOU | S-546 | 4.06 | Solar |  |  | Interconnected | East Gull Lake | 56401 | GLL | 2 | Residential | SolarSense | Trade Secret | 2021 | 2021
20264-229917-02 | Minnesota Power | 68 | 12647 | IOU | S-547 | 10.9 | Solar |  |  | Interconnected | Esko | 55733 | CAN | 405 | Residential | SolarSense | Trade Secret | 2021 | 2021
20264-229917-02 | Minnesota Power | 68 | 12647 | IOU | S-548 | 16 | Solar |  |  | Interconnected | Duluth | 55803 | COL | 240 | Residential | SolarSense | Trade Secret | 2021 | 2021
20264-229917-02 | Minnesota Power | 68 | 12647 | IOU | S-549 | 6 | Solar |  |  | Interconnected | Esko | 55733 | CAN | 403 | Residential | SolarSense | Trade Secret | 2021 | 2021
20264-229917-02 | Minnesota Power | 68 | 12647 | IOU | S-550 | 8.92 | Solar |  |  | Interconnected | Duluth | 55802 | FIF | 260 | Residential | SolarSense | Trade Secret | 2021 | 2021
20264-229917-02 | Minnesota Power | 68 | 12647 | IOU | S-551 | 13.92 | Solar |  |  | Interconnected | Floodwood | 55736 | FLF | 402 | Residential | SolarSense | Trade Secret | 2021 | 2021
20264-229917-02 | Minnesota Power | 68 | 12647 | IOU | S-552 | 7.6 | Solar |  |  | Interconnected | Duluth | 55808 | GRY | 200 | Residential | SolarSense | Trade Secret | 2021 | 2021
20264-229917-02 | Minnesota Power | 68 | 12647 | IOU | S-553 | 7.6 | Solar |  |  | Interconnected | Duluth | 55810 | FCS | 215 | Residential | SolarSense | Trade Secret | 2021 | 2021
20264-229917-02 | Minnesota Power | 68 | 12647 | IOU | S-554 | 15 | Solar |  |  | Interconnected | Eveleth | 55734 | HAT | 321 | Residential | SolarSense | Trade Secret | 2021 | 2021
20264-229917-02 | Minnesota Power | 68 | 12647 | IOU | S-555 | 12.39 | Solar |  |  | Interconnected | Duluth | 55811 | HNS | 229 | Residential | SolarSense | Trade Secret | 2021 | 2021
20264-229917-02 | Minnesota Power | 68 | 12647 | IOU | S-556 | 6.56 | Solar |  |  | Interconnected | Hermantown | 55811 | HNS | 236 | Residential | SolarSense | Trade Secret | 2021 | 2021
20264-229917-02 | Minnesota Power | 68 | 12647 | IOU | S-557 | 9.04 | Solar |  |  | Interconnected | Carlton | 55718 | WRN | 411 | Residential | SolarSense | Trade Secret | 2021 | 2021
20264-229917-02 | Minnesota Power | 68 | 12647 | IOU | S-558 | 9.28 | Solar |  |  | Interconnected | Duluth | 55804 | FRR | 276 | Residential | SolarSense | Trade Secret | 2021 | 2021
20264-229917-02 | Minnesota Power | 68 | 12647 | IOU | S-559 | 6 | Solar |  |  | Interconnected | Duluth | 55811 | RGV | 255 | Residential | SolarSense | Trade Secret | 2021 | 2021
20264-229917-02 | Minnesota Power | 68 | 12647 | IOU | S-560 | 11.39 | Solar |  |  | Interconnected | Duluth | 55806 | FIF | 220 | Residential | SolarSense | Trade Secret | 2021 | 2021
20264-229917-02 | Minnesota Power | 68 | 12647 | IOU | S-561 | 10.38 | Solar |  |  | Interconnected | Esko | 55733 | CAN | 405 | Residential | SolarSense | Trade Secret | 2021 | 2021
20264-229917-02 | Minnesota Power | 68 | 12647 | IOU | S-562 | 10.8 | Solar |  |  | Interconnected | Kerrick | 55756 | KER | 6501 | Residential |  | Trade Secret | 2021 | 2021
20264-229917-02 | Minnesota Power | 68 | 12647 | IOU | S-563 | 3.25 | Solar |  |  | Interconnected | Duluth | 55805 | RGV | 254 | Residential |  | Trade Secret | 2021 | 2021
20264-229917-02 | Minnesota Power | 68 | 12647 | IOU | S-564 | 11.8 | Solar |  |  | Interconnected | Pine River | 56474 | SPR | 1 | Residential |  | Trade Secret | 2021 | 2021
20264-229917-02 | Minnesota Power | 68 | 12647 | IOU | S-565 | 3.54 | Solar |  |  | Interconnected | Duluth | 55805 | RGV | 254 | Residential |  | Trade Secret | 2021 | 2021
20264-229917-02 | Minnesota Power | 68 | 12647 | IOU | S-566 | 5.6 | Solar |  |  | Interconnected | Duluth | 55804 | COL | 244 | Residential | SolarSense | Trade Secret | 2021 | 2021
20264-229917-02 | Minnesota Power | 68 | 12647 | IOU | S-567 | 5.6 | Solar |  |  | Interconnected | Duluth | 55812 | RGV | 252 | Residential |  | Trade Secret | 2021 | 2021
20264-229917-02 | Minnesota Power | 68 | 12647 | IOU | S-568 | 35.2 | Solar |  |  | Interconnected | Carlton | 55718 | WRN | 411 | Commercial |  | Trade Secret | 2021 | 2021
20264-229917-02 | Minnesota Power | 68 | 12647 | IOU | S-569 | 37.5 | Solar |  |  | Interconnected | Duluth | 55803 | COL | 240 | Residential |  | Trade Secret | 2021 | 2021
20264-229917-02 | Minnesota Power | 68 | 12647 | IOU | S-570 | 14 | Solar |  |  | Interconnected | Swanville | 56382 | SWN | 1 | Residential |  | Trade Secret | 2021 | 2021
20264-229917-02 | Minnesota Power | 68 | 12647 | IOU | S-571 | 4.93 | Solar |  |  | Interconnected | Duluth | 55804 | COL | 244 | Residential |  | Trade Secret | 2021 | 2021
20264-229917-02 | Minnesota Power | 68 | 12647 | IOU | S-572 | 3.54 | Solar |  |  | Interconnected | Duluth | 55806 | FIF | 233 | Commercial |  | Trade Secret | 2021 | 2021
20264-229917-02 | Minnesota Power | 68 | 12647 | IOU | S-573 | 11.4 | Solar |  |  | Interconnected | Duluth | 55810 | MDY | 277 | Residential |  | Trade Secret | 2021 | 2021
20264-229917-02 | Minnesota Power | 68 | 12647 | IOU | S-574 | 15.36 | Solar |  |  | Interconnected | Duluth | 55804 | COL | 241 | Residential |  | Trade Secret | 2021 | 2021
20264-229917-02 | Minnesota Power | 68 | 12647 | IOU | S-575 | 3.48 | Solar |  |  | Interconnected | Duluth | 55804 | COL | 244 | Residential |  | Trade Secret | 2021 | 2021
20264-229917-02 | Minnesota Power | 68 | 12647 | IOU | S-576 | 4.13 | Solar |  |  | Interconnected | Duluth | 55812 | RGV | 252 | Residential |  | Trade Secret | 2021 | 2021
20264-229917-02 | Minnesota Power | 68 | 12647 | IOU | S-577 | 18 | Solar |  |  | Interconnected | Freeport | 56311 | UPS | 1 | Residential |  | Trade Secret | 2021 | 2021
20264-229917-02 | Minnesota Power | 68 | 12647 | IOU | S-578 | 5.35 | Solar |  |  | Interconnected | Duluth | 55803 | COL | 242 | Residential |  | Trade Secret | 2021 | 2021
20264-229917-02 | Minnesota Power | 68 | 12647 | IOU | S-579 | 9.07 | Solar |  |  | Interconnected | Duluth | 55803 | FRR | 275 | Residential |  | Trade Secret | 2021 | 2021
20264-229917-02 | Minnesota Power | 68 | 12647 | IOU | S-580 | 14 | Solar |  |  | Interconnected | Duluth | 55803 | COL | 240 | Residential |  | Trade Secret | 2021 | 2021
20264-229917-02 | Minnesota Power | 68 | 12647 | IOU | S-581 | 8.38 | Solar |  |  | Interconnected | Duluth | 55802 | SND | 218 | Commercial |  | Trade Secret | 2021 | 2021
20264-229917-02 | Minnesota Power | 68 | 12647 | IOU | S-582 | 3.49 | Solar |  |  | Interconnected | Duluth | 55804 | COL | 244 | Residential |  | Trade Secret | 2021 | 2021
20264-229917-02 | Minnesota Power | 68 | 12647 | IOU | S-583 | 9.57 | Solar |  |  | Interconnected | Saginaw | 55779 | SVR | 215 | Residential |  | Trade Secret | 2021 | 2021
20264-229917-02 | Minnesota Power | 68 | 12647 | IOU | S-584 | 6.96 | Solar |  |  | Interconnected | Duluth | 55803 | COL | 240 | Residential |  | Trade Secret | 2021 | 2021
20264-229917-02 | Minnesota Power | 68 | 12647 | IOU | S-585 | 9 | Solar |  |  | Interconnected | Hermantown | 55811 | HNS | 229 | Commercial |  | Trade Secret | 2021 | 2021
20264-229917-02 | Minnesota Power | 68 | 12647 | IOU | S-586 | 7.51 | Solar |  |  | Interconnected | Rice | 56367 | RIC | 1 | Residential |  | Trade Secret | 2021 | 2021
20264-229917-02 | Minnesota Power | 68 | 12647 | IOU | S-587 | 5.51 | Solar |  |  | Interconnected | Duluth | 55804 | COL | 241 | Residential |  | Trade Secret | 2021 | 2021
20264-229917-02 | Minnesota Power | 68 | 12647 | IOU | S-588 | 4.35 | Solar |  |  | Interconnected | Duluth | 55804 | COL | 241 | Residential |  | Trade Secret | 2021 | 2021
20264-229917-02 | Minnesota Power | 68 | 12647 | IOU | S-589 | 5.31 | Solar |  |  | Interconnected | Cloquet | 55720 | CAN | 403 | Residential |  | Trade Secret | 2021 | 2021
20264-229917-02 | Minnesota Power | 68 | 12647 | IOU | S-590 | 7.5 | Solar |  |  | Interconnected | Duluth | 55804 | COL | 244 | Residential |  | Trade Secret | 2021 | 2021
20264-229917-02 | Minnesota Power | 68 | 12647 | IOU | S-591 | 8.7 | Solar |  |  | Interconnected | Duluth | 55804 | COL | 244 | Residential |  | Trade Secret | 2021 | 2021
20264-229917-02 | Minnesota Power | 68 | 12647 | IOU | S-592 | 5.74 | Solar |  |  | Interconnected | Duluth | 55811 | RGV | 252 | Residential |  | Trade Secret | 2021 | 2021
20264-229917-02 | Minnesota Power | 68 | 12647 | IOU | S-593 | 7.5 | Solar |  |  | Interconnected | Duluth | 55803 | COL | 240 | Residential |  | Trade Secret | 2021 | 2021
20264-229917-02 | Minnesota Power | 68 | 12647 | IOU | S-594 | 7.6 | Solar |  |  | Interconnected | Hackensack | 56452 | HCS | 1 | Residential |  | Trade Secret | 2021 | 2021
20264-229917-02 | Minnesota Power | 68 | 12647 | IOU | S-595 | 13.6 | Solar |  | X | Interconnected | Duluth | 55804 | COL | 245 | Residential |  | Trade Secret | 2021 | 2021
20264-229917-02 | Minnesota Power | 68 | 12647 | IOU | S-596 | 10 | Solar |  |  | Interconnected | Duluth | 55804 | COL | 245 | Residential |  | Trade Secret | 2021 | 2021
20264-229917-02 | Minnesota Power | 68 | 12647 | IOU | S-597 | 5.22 | Solar |  |  | Interconnected | Crosby | 56441 | CSB | 1 | Residential | SolarSense | Trade Secret | 2021 | 2021
20264-229917-02 | Minnesota Power | 68 | 12647 | IOU | S-598 | 8.99 | Solar |  |  | Interconnected | Duluth | 55804 | FRR | 275 | Residential |  | Trade Secret | 2021 | 2021
20264-229917-02 | Minnesota Power | 68 | 12647 | IOU | S-599 | 6.09 | Solar |  |  | Interconnected | Duluth | 55804 | COL | 241 | Residential |  | Trade Secret | 2021 | 2021
20264-229917-02 | Minnesota Power | 68 | 12647 | IOU | S-600 | 5.58 | Solar |  |  | Interconnected | Nisswa | 56468 | GLL | 1 | Residential |  | Trade Secret | 2021 | 2021
20264-229917-02 | Minnesota Power | 68 | 12647 | IOU | S-601 | 4.64 | Solar |  |  | Interconnected | Crosby | 56441 | CSB | 2 | Residential |  | Trade Secret | 2021 | 2021
20264-229917-02 | Minnesota Power | 68 | 12647 | IOU | S-602 | 13.33 | Solar |  |  | Interconnected | Duluth | 55804 | FRR | 276 | Residential |  | Trade Secret | 2021 | 2021
20264-229917-02 | Minnesota Power | 68 | 12647 | IOU | S-603 | 11.31 | Solar |  |  | Interconnected | Duluth | 55802 | FIF | 260 | Residential |  | Trade Secret | 2021 | 2021
20264-229917-02 | Minnesota Power | 68 | 12647 | IOU | S-604 | 3.48 | Solar |  |  | Interconnected | Duluth | 55812 | RGV | 252 | Residential |  | Trade Secret | 2021 | 2021
20264-229917-02 | Minnesota Power | 68 | 12647 | IOU | S-605 | 5.8 | Solar |  |  | Interconnected | Eveleth | 55734 | VRG | 311 | Residential |  | Trade Secret | 2021 | 2021
20264-229917-02 | Minnesota Power | 68 | 12647 | IOU | S-606 | 4.06 | Solar |  |  | Interconnected | Duluth | 55803 | COL | 240 | Residential |  | Trade Secret | 2021 | 2021
20264-229917-02 | Minnesota Power | 68 | 12647 | IOU | S-607 | 6.96 | Solar |  |  | Interconnected | Duluth | 55804 | FRR | 276 | Residential |  | Trade Secret | 2021 | 2021
20264-229917-02 | Minnesota Power | 68 | 12647 | IOU | S-608 | 11.6 | Solar |  |  | Interconnected | Rice Lake | 55803 | COL | 240 | Residential |  | Trade Secret | 2021 | 2021
20264-229917-02 | Minnesota Power | 68 | 12647 | IOU | S-609 | 3.77 | Solar |  |  | Interconnected | Duluth | 55804 | COL | 244 | Residential |  | Trade Secret | 2021 | 2021
20264-229917-02 | Minnesota Power | 68 | 12647 | IOU | S-610 | 8.75 | Solar |  |  | Interconnected | Duluth | 55804 | FRR | 276 | Residential |  | Trade Secret | 2021 | 2021
20264-229917-02 | Minnesota Power | 68 | 12647 | IOU | S-611 | 7.25 | Solar |  |  | Interconnected | Wrenshall | 55797 | WRN | 411 | Residential |  | Trade Secret | 2021 | 2021
20264-229917-02 | Minnesota Power | 68 | 12647 | IOU | S-612 | 36 | Solar |  |  | Interconnected | Hackensack | 56452 | HCS | 1 | Commercial |  | Trade Secret | 2016 | 2016
20264-229917-02 | Minnesota Power | 68 | 12647 | IOU | S-613 | 5 | Solar |  |  | Interconnected | Cloquet | 55720 | SAW | 6311 | Commercial |  | Trade Secret | 2020 | 2020
20264-229917-02 | Minnesota Power | 68 | 12647 | IOU | S-614 | 7.6 | Solar |  |  | Interconnected | Esko | 55733 | MDY | 277 | Residential |  | Trade Secret | 2022 | 2022
20264-229917-02 | Minnesota Power | 68 | 12647 | IOU | S-615 | 8.12 | Solar |  |  | Interconnected | Esko | 55733 | CNA | 405 | Residential |  | Trade Secret | 2022 | 2022
20264-229917-02 | Minnesota Power | 68 | 12647 | IOU | S-616 | 8.12 | Solar |  |  | Interconnected | Moose Lake | 55767 | DEN | 6431 | Residential |  | Trade Secret | 2022 | 2022
20264-229917-02 | Minnesota Power | 68 | 12647 | IOU | S-617 | 12.6 | Solar |  |  | Interconnected | Duluth | 55803 | COL | 240 | Residential |  | Trade Secret | 2022 | 2022
20264-229917-02 | Minnesota Power | 68 | 12647 | IOU | S-618 | 11.35 | Solar |  |  | Interconnected | Duluth | 55811 | SLA | 250 | Residential |  | Trade Secret | 2022 | 2022
20264-229917-02 | Minnesota Power | 68 | 12647 | IOU | S-619 | 6.68 | Solar |  |  | Interconnected | Hibbing | 55746 | SVE | 1 | Commercial |  | Trade Secret | 2022 | 2022
20264-229917-02 | Minnesota Power | 68 | 12647 | IOU | S-620 | 2.61 | Solar |  |  | Interconnected | Duluth | 55804 | COL | 241 | Residential |  | Trade Secret | 2022 | 2022
20264-229917-02 | Minnesota Power | 68 | 12647 | IOU | S-621 | 11.4 | Solar |  |  | Interconnected | Hackensack | 56452 |  |  | Commercial |  | Trade Secret | 2022 | 2022
20264-229917-02 | Minnesota Power | 68 | 12647 | IOU | S-622 | 6 | Solar |  |  | Interconnected | Duluth | 55808 | GRY | 201 | Residential | SolarSense | Trade Secret | 2021 | 2022
20264-229917-02 | Minnesota Power | 68 | 12647 | IOU | S-623 | 6.67 | Solar |  |  | Interconnected | Duluth | 55812 | RGV | 252 | Residential |  | Trade Secret | 2022 | 2022
20264-229917-02 | Minnesota Power | 68 | 12647 | IOU | S-624 | 8.38 | Solar |  |  | Interconnected | Duluth | 55803 | COL | 240 | Residential | SolarSense | Trade Secret | 2022 | 2022
20264-229917-02 | Minnesota Power | 68 | 12647 | IOU | S-625 | 4.13 | Solar |  |  | Interconnected | Duluth | 55812 |  |  | Residential |  | Trade Secret | 2022 | 2022
20264-229917-02 | Minnesota Power | 68 | 12647 | IOU | S-626 | 8.56 | Solar |  |  | Interconnected | Duluth | 55811 | FCS | 214 | Residential |  | Trade Secret | 2022 | 2022
20264-229917-02 | Minnesota Power | 68 | 12647 | IOU | S-627 | 10 | Solar |  |  | Interconnected | Esko | 55733 | CNA | 405 | Residential |  | Trade Secret | 2022 | 2022
20264-229917-02 | Minnesota Power | 68 | 12647 | IOU | S-628 | 3.66 | Solar |  |  | Interconnected | Duluth | 55803 | COL | 242 | Residential |  | Trade Secret | 2022 | 2022
20264-229917-02 | Minnesota Power | 68 | 12647 | IOU | S-629 | 9.51 | Solar |  |  | Interconnected | Duluth | 55804 | FRR | 275 | Residential |  | Trade Secret | 2022 | 2022
20264-229917-02 | Minnesota Power | 68 | 12647 | IOU | S-630 | 37.7 | Solar |  |  | Interconnected | Duluth | 55803 | COL | 240 | Residential |  | Trade Secret | 2021 | 2022
20264-229917-02 | Minnesota Power | 68 | 12647 | IOU | S-631 | 22.3 | Solar |  |  | Interconnected | Duluth | 55803 | COL | 240 | Residential |  | Trade Secret | 2022 | 2022
20264-229917-02 | Minnesota Power | 68 | 12647 | IOU | S-632 | 12.6 | Solar |  |  | Interconnected | Duluth | 55803 | COL | 240 | Residential | SolarSense | Trade Secret | 2021 | 2022
20264-229917-02 | Minnesota Power | 68 | 12647 | IOU | S-633 | 15.2 | Solar |  |  | Interconnected | Esko | 55733 | CNA | 405 | Residential |  | Trade Secret | 2022 | 2022
20264-229917-02 | Minnesota Power | 68 | 12647 | IOU | S-634 | 10.47 | Solar |  |  | Interconnected | Duluth | 55803 | FBG | 269 | Residential |  | Trade Secret | 2021 | 2022
20264-229917-02 | Minnesota Power | 68 | 12647 | IOU | S-635 | 3.84 | Solar |  |  | Interconnected | Duluth | 55811 | HNS | 236 | Residential |  | Trade Secret | 2022 | 2022
20264-229917-02 | Minnesota Power | 68 | 12647 | IOU | S-636 | 3.36 | Solar |  |  | Interconnected | Duluth | 55804 | COL | 240 | Residential |  | Trade Secret | 2021 | 2022
20264-229917-02 | Minnesota Power | 68 | 12647 | IOU | S-637 | 5 | Solar |  |  | Interconnected | Hermantown | 55811 | FCS | 214 | Residential |  | Trade Secret | 2021 | 2022
20264-229917-02 | Minnesota Power | 68 | 12647 | IOU | S-638 | 15.36 | Solar |  |  | Interconnected | Duluth | 55810 | FCS | 215 | Residential |  | Trade Secret | 2022 | 2022
20264-229917-02 | Minnesota Power | 68 | 12647 | IOU | S-639 | 11.71 | Solar |  |  | Interconnected | Willow River | 55795 | DEN | 6431 | Residential |  | Trade Secret | 2022 | 2022
20264-229917-02 | Minnesota Power | 68 | 12647 | IOU | S-640 | 9.15 | Solar |  |  | Interconnected | Duluth | 55804 | FRR | 275 | Residential |  | Trade Secret | 2022 | 2022
20264-229917-02 | Minnesota Power | 68 | 12647 | IOU | S-641 | 13.7 | Solar |  |  | Interconnected | Carlton | 55718 | WRN | 411 | Residential |  | Trade Secret | 2022 | 2022
20264-229917-02 | Minnesota Power | 68 | 12647 | IOU | S-642 | 10 | Solar |  |  | Interconnected | Swanville | 56382 | SWN | 1 | Residential |  | Trade Secret | 2022 | 2022
20264-229917-02 | Minnesota Power | 68 | 12647 | IOU | S-643 | 4.9 | Solar |  |  | Interconnected | Duluth | 55806 | FIF | 230 | Residential |  | Trade Secret | 2022 | 2022
20264-229917-02 | Minnesota Power | 68 | 12647 | IOU | S-644 | 3.29 | Solar |  |  | Interconnected | Duluth | 55802 | FIF | 260 | Residential |  | Trade Secret | 2022 | 2022
20264-229917-02 | Minnesota Power | 68 | 12647 | IOU | S-645 | 5.31 | Solar |  |  | Interconnected | Pequot Lakes | 56472 | PQL | 1 | Residential | Low Income | Trade Secret | 2022 | 2022
20264-229917-02 | Minnesota Power | 68 | 12647 | IOU | S-646 | 11.4 | Solar |  |  | Interconnected | Duluth | 55804 | FRR | 275 | Residential |  | Trade Secret | 2022 | 2022
20264-229917-02 | Minnesota Power | 68 | 12647 | IOU | S-647 | 6 | Solar |  |  | Interconnected | Duluth | 55804 | COL | 244 | Residential |  | Trade Secret | 2022 | 2022
20264-229917-02 | Minnesota Power | 68 | 12647 | IOU | S-648 | 15.2 | Solar |  |  | Interconnected | Esko | 55733 | CNA | 403 | Residential |  | Trade Secret | 2022 | 2022
20264-229917-02 | Minnesota Power | 68 | 12647 | IOU | S-649 | 6.9 | Solar |  |  | Interconnected | Babbitt | 55706 | BAB | 2 | Residential |  | Trade Secret | 2021 | 2022
20264-229917-02 | Minnesota Power | 68 | 12647 | IOU | S-650 | 7.67 | Solar |  |  | Interconnected | Duluth | 55807 | LSP | 281 | Residential |  | Trade Secret | 2022 | 2022
20264-229917-02 | Minnesota Power | 68 | 12647 | IOU | S-651 | 6.96 | Solar |  |  | Interconnected | Duluth | 55804 | COL | 240 | Residential | SolarSense | Trade Secret | 2022 | 2022
20264-229917-02 | Minnesota Power | 68 | 12647 | IOU | S-652 | 6.28 | Solar |  |  | Interconnected | Duluth | 55804 | RGV | 252 | Residential | SolarSense | Trade Secret | 2022 | 2022
20264-229917-02 | Minnesota Power | 68 | 12647 | IOU | S-653 | 6.09 | Solar |  |  | Interconnected | Saginaw | 55779 | SVR | 215 | Residential |  | Trade Secret | 2022 | 2022
20264-229917-02 | Minnesota Power | 68 | 12647 | IOU | S-654 | 4.35 | Solar |  |  | Interconnected | Babbitt | 55706 | BAB | 1 | Residential |  | Trade Secret | 2022 | 2022
20264-229917-02 | Minnesota Power | 68 | 12647 | IOU | S-655 | 4.64 | Solar |  |  | Interconnected | Duluth | 55803 | COL | 242 | Residential | SolarSense | Trade Secret | 2022 | 2022
20264-229917-02 | Minnesota Power | 68 | 12647 | IOU | S-656 | 15.2 | Solar |  |  | Interconnected | Long Prairie | 56347 | LGP | 1 | Residential |  | Trade Secret | 2021 | 2022
20264-229917-02 | Minnesota Power | 68 | 12647 | IOU | S-657 | 14.4 | Solar |  |  | Interconnected | Duluth | 55803 | FBG | 269 | Residential |  | Trade Secret | 2021 | 2022
20264-229917-02 | Minnesota Power | 68 | 12647 | IOU | S-658 | 8.4 | Solar |  |  | Interconnected | Wrenshall | 55797 | WRN | 411 | Residential |  | Trade Secret | 2021 | 2022
20264-229917-02 | Minnesota Power | 68 | 12647 | IOU | S-659 | 5.25 | Solar |  |  | Interconnected | Duluth | 55803 | COL | 240 | Residential |  | Trade Secret | 2022 | 2022
20264-229917-02 | Minnesota Power | 68 | 12647 | IOU | S-660 | 30 | Solar |  |  | Interconnected | Duluth | 55803 | COL | 240 | Residential |  | Trade Secret | 2022 | 2022
20264-229917-02 | Minnesota Power | 68 | 12647 | IOU | S-661 | 18 | Solar |  |  | Interconnected | Duluth | 55806 | TFW | 243 | Commercial |  | Trade Secret | 2022 | 2022
20264-229917-02 | Minnesota Power | 68 | 12647 | IOU | S-662 | 24 | Solar |  |  | Interconnected | Barnum | 55707 | BAR | 6421 | Residential |  | Trade Secret | 2021 | 2022
20264-229917-02 | Minnesota Power | 68 | 12647 | IOU | S-663 | 4.39 | Solar |  |  | Interconnected | Duluth | 55804 | FRR | 275 | Residential |  | Trade Secret | 2022 | 2022
20264-229917-02 | Minnesota Power | 68 | 12647 | IOU | S-664 | 13 | Storage |  |  | Interconnected | Duluth | 55804 | COL | 241 | Residential |  | Trade Secret | 2021 | 2022
20264-229917-02 | Minnesota Power | 68 | 12647 | IOU | S-665 | 14.7 | Solar |  |  | Interconnected | Nisswa | 56468 | RDL | 1 | Residential |  | Trade Secret | 2021 | 2022
20264-229917-02 | Minnesota Power | 68 | 12647 | IOU | S-666 | 7.6 | Solar |  |  | Interconnected | Browerville | 56438 | BRW | 2 | Residential |  | Trade Secret | 2022 | 2022
20264-229917-02 | Minnesota Power | 68 | 12647 | IOU | S-667 | 4.9 | Solar |  |  | Interconnected | Duluth | 55807 | LSP | 280 | Residential |  | Trade Secret | 2022 | 2022
20264-229917-02 | Minnesota Power | 68 | 12647 | IOU | S-668 | 8.78 | Solar |  |  | Interconnected | Cloquet | 55720 | SAW | 6311 | Residential |  | Trade Secret | 2022 | 2022
20264-229917-02 | Minnesota Power | 68 | 12647 | IOU | S-669 | 3.48 | Solar |  |  | Interconnected | Duluth | 55811 | HNS | 247 | Residential | SolarSense | Trade Secret | 2022 | 2022
20264-229917-02 | Minnesota Power | 68 | 12647 | IOU | S-670 | 4.64 | Solar |  |  | Interconnected | Duluth | 55805 | SLA | 250 | Residential |  | Trade Secret | 2022 | 2022
20264-229917-02 | Minnesota Power | 68 | 12647 | IOU | S-671 | 10.15 | Solar |  |  | Interconnected | Duluth | 55811 | SLA | 250 | Residential | SolarSense | Trade Secret | 2021 | 2022
20264-229917-02 | Minnesota Power | 68 | 12647 | IOU | S-672 | 7.32 | Solar |  |  | Interconnected | Duluth | 55802 | FIF | 260 | Residential |  | Trade Secret | 2022 | 2022
20264-229917-02 | Minnesota Power | 68 | 12647 | IOU | S-673 | 7.04 | Solar |  |  | Interconnected | Duluth | 55804 | COL | 241 | Residential |  | Trade Secret | 2022 | 2022
20264-229917-02 | Minnesota Power | 68 | 12647 | IOU | S-674 | 7.32 | Solar |  |  | Interconnected | Duluth | 55806 | FIF | 230 | Residential |  | Trade Secret | 2022 | 2022
20264-229917-02 | Minnesota Power | 68 | 12647 | IOU | S-675 | 2.6 | Solar |  |  | Interconnected | Duluth | 55805 | RGV | 254 | Residential |  | Trade Secret | 2022 | 2022
20264-229917-02 | Minnesota Power | 68 | 12647 | IOU | S-676 | 6.1 | Solar |  |  | Interconnected | Duluth | 55804 | FRR | 276 | Residential |  | Trade Secret | 2022 | 2022
20264-229917-02 | Minnesota Power | 68 | 12647 | IOU | S-677 | 10.15 | Solar |  |  | Interconnected | Duluth | 55803 | COL | 240 | Residential |  | Trade Secret | 2022 | 2022
20264-229917-02 | Minnesota Power | 68 | 12647 | IOU | S-678 | 6.58 | Solar |  |  | Interconnected | Duluth | 55803 | COL | 240 | Residential |  | Trade Secret | 2022 | 2022
20264-229917-02 | Minnesota Power | 68 | 12647 | IOU | S-679 | 5.58 | Solar |  |  | Interconnected | Duluth | 55804 | COL | 244 | Residential | SolarSense | Trade Secret | 2022 | 2022
20264-229917-02 | Minnesota Power | 68 | 12647 | IOU | S-680 | 24 | Solar |  |  | Interconnected | Browerville | 56438 | BRW | 2 | Residential |  | Trade Secret | 2022 | 2022
20264-229917-02 | Minnesota Power | 68 | 12647 | IOU | S-681 | 27 | Storage |  |  | Interconnected | Browerville | 56438 | BRW | 2 | Residential |  | Trade Secret | 2022 | 2022
20264-229917-02 | Minnesota Power | 68 | 12647 | IOU | S-682 | 18 | Solar |  |  | Interconnected | Barnum | 55707 | MAH | 6411 | Residential |  | Trade Secret | 2022 | 2022
20264-229917-02 | Minnesota Power | 68 | 12647 | IOU | S-683 | 11.6 | Solar |  |  | Interconnected | Duluth | 55803 | RGV | 253 | Residential |  | Trade Secret | 2022 | 2022
20264-229917-02 | Minnesota Power | 68 | 12647 | IOU | S-684 | 5 | Solar |  |  | Interconnected | Wrenshall | 55797 | WRN | 411 | Residential | SolarSense | Trade Secret | 2022 | 2022
20264-229917-02 | Minnesota Power | 68 | 12647 | IOU | S-685 | 3.48 | Solar |  |  | Interconnected | Duluth | 55803 | FBG | 269 | Residential |  | Trade Secret | 2022 | 2022
20264-229917-02 | Minnesota Power | 68 | 12647 | IOU | S-686 | 10.4 | Solar |  |  | Interconnected | Wrenshall | 55797 | WRN | 411 | Commercial |  | Trade Secret | 2021 | 2022
20264-229917-02 | Minnesota Power | 68 | 12647 | IOU | S-687 | 11.4 | Solar |  |  | Interconnected | Hermantown | 55810 | FCS | 215 | Residential |  | Trade Secret | 2022 | 2022
20264-229917-02 | Minnesota Power | 68 | 12647 | IOU | S-688 | 7.97 | Solar |  |  | Interconnected | Esko | 55733 | CNA | 403 | Residential |  | Trade Secret | 2022 | 2022
20264-229917-02 | Minnesota Power | 68 | 12647 | IOU | S-689 | 5.22 | Solar |  |  | Interconnected | Duluth | 55811 | HNS | 236 | Residential |  | Trade Secret | 2022 | 2022
20264-229917-02 | Minnesota Power | 68 | 12647 | IOU | S-690 | 7.25 | Solar |  |  | Interconnected | Hackensack | 56452 | HCS | 1 | Residential |  | Trade Secret | 2022 | 2022
20264-229917-02 | Minnesota Power | 68 | 12647 | IOU | S-691 | 4.02 | Solar |  |  | Interconnected | Duluth | 55804 | COL | 241 | Residential |  | Trade Secret | 2022 | 2022
20264-229917-02 | Minnesota Power | 68 | 12647 | IOU | S-692 | 4.64 | Solar |  |  | Interconnected | Duluth | 55806 | FIF | 230 | Residential |  | Trade Secret | 2022 | 2022
20264-229917-02 | Minnesota Power | 68 | 12647 | IOU | S-693 | 6.58 | Solar |  |  | Interconnected | Duluth | 55807 | LSP | 281 | Residential |  | Trade Secret | 2022 | 2022
20264-229917-02 | Minnesota Power | 68 | 12647 | IOU | S-694 | 3.84 | Solar |  |  | Interconnected | Duluth | 55804 | COL | 244 | Residential | SolarSense | Trade Secret | 2022 | 2022
20264-229917-02 | Minnesota Power | 68 | 12647 | IOU | S-695 | 4.38 | Solar |  |  | Interconnected | Duluth | 55810 | LSP | 223 | Residential |  | Trade Secret | 2022 | 2022
20264-229917-02 | Minnesota Power | 68 | 12647 | IOU | S-696 | 5.8 | Solar |  |  | Interconnected | Duluth | 55807 | LSP | 281 | Residential |  | Trade Secret | 2022 | 2022
20264-229917-02 | Minnesota Power | 68 | 12647 | IOU | S-697 | 9.57 | Solar |  |  | Interconnected | Duluth | 55803 |  |  | Commercial | SolarSense | Trade Secret | 2022 | 2022
20264-229917-02 | Minnesota Power | 68 | 12647 | IOU | S-698 | 9.86 | Solar |  |  | Interconnected | Sandstone | 55072 | SAN | 452 | Residential |  | Trade Secret | 2022 | 2022
20264-229917-02 | Minnesota Power | 68 | 12647 | IOU | S-699 | 15.4 | Solar |  |  | Interconnected | Backus | 56435 | PNR | 2 | Residential |  | Trade Secret | 2022 | 2022
20264-229917-02 | Minnesota Power | 68 | 12647 | IOU | S-700 | 5.4 | Solar |  |  | Interconnected | Crosby | 56441 | CTD | 1 | Residential |  | Trade Secret | 2021 | 2022
20264-229917-02 | Minnesota Power | 68 | 12647 | IOU | S-701 | 14 | Solar |  |  | Interconnected | Royalton | 56373 | ROY | 1 | Residential |  | Trade Secret | 2022 | 2022
20264-229917-02 | Minnesota Power | 68 | 12647 | IOU | S-702 | 6.28 | Solar |  |  | Interconnected | Duluth | 55811 | RGV | 255 | Residential |  | Trade Secret | 2022 | 2022
20264-229917-02 | Minnesota Power | 68 | 12647 | IOU | S-703 | 6.58 | Solar |  |  | Interconnected | Askov | 55704 | ASK | 6521 | Residential |  | Trade Secret | 2022 | 2022
20264-229917-02 | Minnesota Power | 68 | 12647 | IOU | S-704 | 13.34 | Solar |  |  | Interconnected | Duluth | 55804 | FRR | 276 | Residential | SolarSense | Trade Secret | 2022 | 2022
20264-229917-02 | Minnesota Power | 68 | 12647 | IOU | S-705 | 10.15 | Solar |  |  | Interconnected | Cloquet | 55720 | MHR | 451 | Residential |  | Trade Secret | 2022 | 2022
20264-229917-02 | Minnesota Power | 68 | 12647 | IOU | S-706 | 12 | Solar |  |  | Interconnected | Sturgeon Lake | 55783 | DEN | 6431 | Residential |  | Trade Secret | 2022 | 2022
20264-229917-02 | Minnesota Power | 68 | 12647 | IOU | S-707 | 4.06 | Solar |  |  | Interconnected | Eveleth | 55734 | ESS | 1 | Residential |  | Trade Secret | 2022 | 2022
20264-229917-02 | Minnesota Power | 68 | 12647 | IOU | S-708 | 11.2 | Solar |  |  | Interconnected | Duluth | 55811 | CBL | 214 | Residential |  | Trade Secret | 2022 | 2022
20264-229917-02 | Minnesota Power | 68 | 12647 | IOU | S-709 | 16.4 | Solar |  |  | Interconnected | Duluth | 55803 | RGV | 253 | Commercial | SolarSense | Trade Secret | 2022 | 2022
20264-229917-02 | Minnesota Power | 68 | 12647 | IOU | S-710 | 6.58 | Solar |  |  | Interconnected | Duluth | 55802 | FIF | 260 | Residential |  | Trade Secret | 2022 | 2022
20264-229917-02 | Minnesota Power | 68 | 12647 | IOU | S-711 | 8.05 | Solar |  |  | Interconnected | Duluth | 55803 | COL | 240 | Residential |  | Trade Secret | 2022 | 2022
20264-229917-02 | Minnesota Power | 68 | 12647 | IOU | S-712 | 5.24 | Solar |  |  | Interconnected | Cloquet | 55720 | CLQ | 409 | Residential | SolarSense | Trade Secret | 2021 | 2022
20264-229917-02 | Minnesota Power | 68 | 12647 | IOU | S-713 | 114.8 | Solar |  |  | Interconnected | Duluth | 55803 | SLA | 258 | Commercial |  | Trade Secret | 2022 | 2022
20264-229917-02 | Minnesota Power | 68 | 12647 | IOU | S-714 | 3.2 | Solar |  |  | Interconnected | Duluth | 55803 | COL | 242 | Residential |  | Trade Secret | 2022 | 2022
20264-229917-02 | Minnesota Power | 68 | 12647 | IOU | S-715 | 27.45 | Solar |  |  | Interconnected | Duluth | 55804 | COL | 245 | Residential |  | Trade Secret | 2022 | 2022
20264-229917-02 | Minnesota Power | 68 | 12647 | IOU | S-716 | 3.83 | Solar |  |  | Interconnected | Calumet | 55716 | NAS | 319 | Residential | Low Income | Trade Secret | 2022 | 2022
20264-229917-02 | Minnesota Power | 68 | 12647 | IOU | S-717 | 9.77 | Solar |  |  | Interconnected | Deerwood | 56444 | DHY | 1 | Residential | SolarSense | Trade Secret | 2021 | 2022
20264-229917-02 | Minnesota Power | 68 | 12647 | IOU | S-718 | 19.14 | Solar |  |  | Interconnected | Cloquet | 55720 | MHR | 451 | Residential |  | Trade Secret | 2022 | 2022
20264-229917-02 | Minnesota Power | 68 | 12647 | IOU | S-719 | 2.9 | Solar |  |  | Interconnected | Duluth | 55802 | FIF | 260 | Residential | SolarSense | Trade Secret | 2022 | 2022
20264-229917-02 | Minnesota Power | 68 | 12647 | IOU | S-720 | 5.58 | Solar |  |  | Interconnected | Duluth | 55803 | COL | 242 | Residential |  | Trade Secret | 2022 | 2022
20264-229917-02 | Minnesota Power | 68 | 12647 | IOU | S-721 | 7.6 | Solar |  |  | Interconnected | Duluth | 55804 | COL | 241 | Residential |  | Trade Secret | 2022 | 2022
20264-229917-02 | Minnesota Power | 68 | 12647 | IOU | S-722 | 9.57 | Solar |  |  | Interconnected | Duluth | 55804 | FRR | 275 | Residential | SolarSense | Trade Secret | 2022 | 2022
20264-229917-02 | Minnesota Power | 68 | 12647 | IOU | S-723 | 3.29 | Solar |  |  | Interconnected | Duluth | 55811 | SLA | 250 | Residential |  | Trade Secret | 2022 | 2022
20264-229917-02 | Minnesota Power | 68 | 12647 | IOU | S-724 | 8.2 | Solar |  |  | Interconnected | Motley | 56466 | MOT | 1 | Residential |  | Trade Secret | 2022 | 2022
20264-229917-02 | Minnesota Power | 68 | 12647 | IOU | S-725 | 4.64 | Solar |  |  | Interconnected | Hermantown | 55811 | HNS | 236 | Residential |  | Trade Secret | 2022 | 2022
20264-229917-02 | Minnesota Power | 68 | 12647 | IOU | S-726 | 9.57 | Solar |  |  | Interconnected | Hermantown | 55811 | HNS | 237 | Residential |  | Trade Secret | 2022 | 2022
20264-229917-02 | Minnesota Power | 68 | 12647 | IOU | S-727 | 5.8 | Solar |  |  | Interconnected | Duluth | 55808 | GRY | 201 | Residential |  | Trade Secret | 2022 | 2022
20264-229917-02 | Minnesota Power | 68 | 12647 | IOU | S-728 | 5.8 | Solar |  |  | Interconnected | Hibbing | 55746 | KLY | 1 | Residential |  | Trade Secret | 2022 | 2022
20264-229917-02 | Minnesota Power | 68 | 12647 | IOU | S-729 | 11.52 | Solar |  |  | Interconnected | Cloquet | 55720 | MHR | 451 | Residential |  | Trade Secret | 2022 | 2022
20264-229917-02 | Minnesota Power | 68 | 12647 | IOU | S-730 | 9.86 | Solar |  |  | Interconnected | Duluth | 55804 | COL | 241 | Residential |  | Trade Secret | 2022 | 2022
20264-229917-02 | Minnesota Power | 68 | 12647 | IOU | S-731 | 10.44 | Solar |  |  | Interconnected | Cloquet | 55720 | CLQ | 409 | Residential |  | Trade Secret | 2022 | 2022
20264-229917-02 | Minnesota Power | 68 | 12647 | IOU | S-732 | 4.06 | Solar |  |  | Interconnected | Duluth | 55807 | LSP | 225 | Residential |  | Trade Secret | 2022 | 2022
20264-229917-02 | Minnesota Power | 68 | 12647 | IOU | S-733 | 6.58 | Solar |  |  | Interconnected | Duluth | 55804 | COL | 241 | Residential |  | Trade Secret | 2022 | 2022
20264-229917-02 | Minnesota Power | 68 | 12647 | IOU | S-734 | 8.7 | Solar |  |  | Interconnected | Moose Lake | 55767 | DEN | 6431 | Residential |  | Trade Secret | 2022 | 2022
20264-229917-02 | Minnesota Power | 68 | 12647 | IOU | S-735 | 3.8 | Solar |  |  | Interconnected | Wrenshall | 55797 | WRN | 411 | Residential |  | Trade Secret | 2022 | 2022
20264-229917-02 | Minnesota Power | 68 | 12647 | IOU | S-736 | 15.08 | Solar |  |  | Interconnected | Duluth | 55804 | FRR | 275 | Residential |  | Trade Secret | 2022 | 2022
20264-229917-02 | Minnesota Power | 68 | 12647 | IOU | S-737 | 1.6 | Solar |  |  | Interconnected | Duluth | 55804 | COL | 244 | Residential |  | Trade Secret | 2021 | 2022
20264-229917-02 | Minnesota Power | 68 | 12647 | IOU | S-738 | 0.87 | Solar |  |  | Interconnected | Duluth | 55811 | HNS | 247 | Residential |  | Trade Secret | 2022 | 2022
20264-229917-02 | Minnesota Power | 68 | 12647 | IOU | S-739 | 38.8 | Solar |  |  | Interconnected | Pierz | 56364 |  |  | Residential |  | Trade Secret | 2022 | 2022
20264-229917-02 | Minnesota Power | 68 | 12647 | IOU | S-740 | 17 | Solar |  |  | Interconnected | Freeport | 56331 | UPS | 1 | Residential |  | Trade Secret | 2022 | 2022
20264-229917-02 | Minnesota Power | 68 | 12647 | IOU | S-741 | 9.42 | Solar |  |  | Interconnected | Aurora | 55705 | AUN | 1 | Commercial | SolarSense | Trade Secret | 2022 | 2022
20264-229917-02 | Minnesota Power | 68 | 12647 | IOU | S-742 | 3.2 | Solar |  |  | Interconnected | Duluth | 55804 | COL | 244 | Commercial |  | Trade Secret | 2022 | 2022
20264-229917-02 | Minnesota Power | 68 | 12647 | IOU | S-743 | 9.32 | Solar |  |  | Interconnected | Duluth | 55803 | COL | 240 | Residential |  | Trade Secret | 2022 | 2022
20264-229917-02 | Minnesota Power | 68 | 12647 | IOU | S-744 | 3.48 | Solar |  |  | Interconnected | Duluth | 55812 | RGV | 252 | Residential |  | Trade Secret | 2022 | 2022
20264-229917-02 | Minnesota Power | 68 | 12647 | IOU | S-745 | 3.48 | Solar |  |  | Interconnected | Duluth | 55804 | COL | 244 | Residential | SolarSense | Trade Secret | 2022 | 2022
20264-229917-02 | Minnesota Power | 68 | 12647 | IOU | S-746 | 6.49 | Solar |  |  | Interconnected | Duluth | 55811 | CBL | 214 | Residential | SolarSense | Trade Secret | 2022 | 2022
20264-229917-02 | Minnesota Power | 68 | 12647 | IOU | S-747 | 5.02 | Solar |  |  | Interconnected | Brainerd | 56401 | PNB | 1 | Residential |  | Trade Secret | 2022 | 2022
20264-229917-02 | Minnesota Power | 68 | 12647 | IOU | S-748 | 9.6 | Solar |  |  | Interconnected | Duluth | 55802 | FIF | 260 | Residential |  | Trade Secret | 2022 | 2022
20264-229917-02 | Minnesota Power | 68 | 12647 | IOU | S-749 | 8.64 | Solar |  |  | Interconnected | Cloquet | 55720 | MHR | 451 | Residential |  | Trade Secret | 2022 | 2022
20264-229917-02 | Minnesota Power | 68 | 12647 | IOU | S-750 | 8.77 | Solar |  |  | Interconnected | Duluth | 55810 | LSP | 223 | Residential |  | Trade Secret | 2022 | 2022
20264-229917-02 | Minnesota Power | 68 | 12647 | IOU | S-751 | 4.38 | Solar |  |  | Interconnected | Duluth | 55805 | SLA | 250 | Residential |  | Trade Secret | 2022 | 2022
20264-229917-02 | Minnesota Power | 68 | 12647 | IOU | S-752 | 10.73 | Solar |  |  | Interconnected | Hermantown | 55811 | HNS | 237 | Residential |  | Trade Secret | 2022 | 2022
20264-229917-02 | Minnesota Power | 68 | 12647 | IOU | S-753 | 5.85 | Solar |  |  | Interconnected | Duluth | 55803 | COL | 242 | Residential |  | Trade Secret | 2022 | 2022
20264-229917-02 | Minnesota Power | 68 | 12647 | IOU | S-754 | 19.03 | Solar |  |  | Interconnected | Esko | 55733 | CNA | 405 | Residential |  | Trade Secret | 2022 | 2022
20264-229917-02 | Minnesota Power | 68 | 12647 | IOU | S-755 | 11.5 | Solar |  |  | Interconnected | Hermantown | 55811 | HNS | 237 | Residential |  | Trade Secret | 2022 | 2022
20264-229917-02 | Minnesota Power | 68 | 12647 | IOU | S-756 | 7.33 | Solar |  |  | Interconnected | Proctor | 55810 | LSP | 223 | Residential | SolarSense | Trade Secret | 2021 | 2022
20264-229917-02 | Minnesota Power | 68 | 12647 | IOU | S-757 | 20 | Solar |  |  | Interconnected | Royalton | 56373 | ROY | 2 | Residential |  | Trade Secret | 2022 | 2022
20264-229917-02 | Minnesota Power | 68 | 12647 | IOU | S-758 | 6 | Solar |  |  | Interconnected | East Gull Lake | 56401 | GLL | 2 | Residential |  | Trade Secret | 2021 | 2022
20264-229917-02 | Minnesota Power | 68 | 12647 | IOU | S-759 | 2.79 | Solar |  |  | Interconnected | Duluth | 55803 | COL | 242 | Residential |  | Trade Secret | 2022 | 2022
20264-229917-02 | Minnesota Power | 68 | 12647 | IOU | S-760 | 4.38 | Solar |  |  | Interconnected | Duluth | 55805 | RGV | 254 | Residential |  | Trade Secret | 2022 | 2022
20264-229917-02 | Minnesota Power | 68 | 12647 | IOU | S-761 | 4.93 | Solar |  |  | Interconnected | Duluth | 55804 | COL | 241 | Residential |  | Trade Secret | 2022 | 2022
20264-229917-02 | Minnesota Power | 68 | 12647 | IOU | S-762 | 15.04 | Solar |  |  | Interconnected | Duluth | 55805 | SLA | 250 | Residential | SolarSense | Trade Secret | 2022 | 2022
20264-229917-02 | Minnesota Power | 68 | 12647 | IOU | S-763 | 4.06 | Solar |  |  | Interconnected | Duluth | 55812 | RGV | 252 | Residential | Low Income | Trade Secret | 2022 | 2022
20264-229917-02 | Minnesota Power | 68 | 12647 | IOU | S-764 | 6.67 | Solar |  |  | Interconnected | Duluth | 55802 | FIF | 260 | Residential |  | Trade Secret | 2022 | 2022
20264-229917-02 | Minnesota Power | 68 | 12647 | IOU | S-765 | 4.35 | Solar |  |  | Interconnected | Royalton | 56373 | ROY | 1 | Residential |  | Trade Secret | 2021 | 2022
20264-229917-02 | Minnesota Power | 68 | 12647 | IOU | S-766 | 2.32 | Solar |  |  | Interconnected | Cohasset | 55721 | ZMP | 335 | Residential |  | Trade Secret | 2022 | 2022
20264-229917-02 | Minnesota Power | 68 | 12647 | IOU | S-767 | 6.98 | Solar |  |  | Interconnected | Duluth | 55811 | HNS | 229 | Residential |  | Trade Secret | 2022 | 2022
20264-229917-02 | Minnesota Power | 68 | 12647 | IOU | S-768 | 11.8 | Solar |  |  | Interconnected | Backus | 56435 | BAC | 1 | Residential |  | Trade Secret | 2022 | 2022
20264-229917-02 | Minnesota Power | 68 | 12647 | IOU | S-769 | 8.12 | Solar |  |  | Interconnected | Rice | 56367 | RIC | 1 | Residential |  | Trade Secret | 2022 | 2022
20264-229917-02 | Minnesota Power | 68 | 12647 | IOU | S-770 | 10 | Solar |  |  | Interconnected | Duluth | 55803 | RGV | 253 | Residential |  | Trade Secret | 2022 | 2022
20264-229917-02 | Minnesota Power | 68 | 12647 | IOU | S-771 | 4.19 | Solar |  |  | Interconnected | Duluth | 55804 | FRR | 276 | Residential |  | Trade Secret | 2022 | 2022
20264-229917-02 | Minnesota Power | 68 | 12647 | IOU | S-772 | 4.49 | Solar |  |  | Interconnected | Duluth | 55805 | RGV | 254 | Residential |  | Trade Secret | 2022 | 2022
20264-229917-02 | Minnesota Power | 68 | 12647 | IOU | S-773 | 9.86 | Solar |  |  | Interconnected | Chisholm | 55719 | BAL | 1 | Residential |  | Trade Secret | 2022 | 2022
20264-229917-02 | Minnesota Power | 68 | 12647 | IOU | S-774 | 9.28 | Solar |  |  | Interconnected | Mountain Iron | 55768 | VRG | 304 | Residential | SolarSense | Trade Secret | 2022 | 2022
20264-229917-02 | Minnesota Power | 68 | 12647 | IOU | S-775 | 12.5 | Solar |  |  | Interconnected | Eveleth | 55734 | HAT | 321 | Residential |  | Trade Secret | 2022 | 2022
20264-229917-02 | Minnesota Power | 68 | 12647 | IOU | S-776 | 7.54 | Solar |  |  | Interconnected | Cloquet | 55720 | CNA | 403 | Residential |  | Trade Secret | 2022 | 2022
20264-229917-02 | Minnesota Power | 68 | 12647 | IOU | S-777 | 14.38 | Solar |  |  | Interconnected | Esko | 55733 | CNA | 405 | Residential |  | Trade Secret | 2022 | 2022
20264-229917-02 | Minnesota Power | 68 | 12647 | IOU | S-778 | 4.02 | Solar |  |  | Interconnected | Duluth | 55804 | COL | 241 | Residential |  | Trade Secret | 2022 | 2022
20264-229917-02 | Minnesota Power | 68 | 12647 | IOU | S-779 | 7.6 | Solar |  |  | Interconnected | Browerville | 56438 | BRW | 1 | Residential |  | Trade Secret | 2021 | 2022
20264-229917-02 | Minnesota Power | 68 | 12647 | IOU | S-780 | 6.03 | Solar |  |  | Interconnected | Duluth | 55803 | COL | 240 | Residential |  | Trade Secret | 2022 | 2022
20264-229917-02 | Minnesota Power | 68 | 12647 | IOU | S-781 | 4.06 | Solar |  |  | Interconnected | Duluth | 55810 | MDY | 277 | Residential |  | Trade Secret | 2022 | 2022
20264-229917-02 | Minnesota Power | 68 | 12647 | IOU | S-782 | 4.54 | Solar |  |  | Interconnected | Duluth | 55805 | RGV | 254 | Residential | SolarSense | Trade Secret | 2022 | 2022
20264-229917-02 | Minnesota Power | 68 | 12647 | IOU | S-783 | 8.05 | Solar |  |  | Interconnected | Duluth | 55803 | COL | 242 | Residential |  | Trade Secret | 2022 | 2022
20264-229917-02 | Minnesota Power | 68 | 12647 | IOU | S-784 | 5.38 | Solar |  |  | Interconnected | Duluth | 55803 | COL | 242 | Residential |  | Trade Secret | 2022 | 2022
20264-229917-02 | Minnesota Power | 68 | 12647 | IOU | S-785 | 2.74 | Solar |  |  | Interconnected | Duluth | 55803 | COL | 240 | Residential |  | Trade Secret | 2022 | 2022
20264-229917-02 | Minnesota Power | 68 | 12647 | IOU | S-786 | 15.37 | Solar |  |  | Interconnected | Duluth | 55804 | FRR | 275 | Residential | Low Income | Trade Secret | 2022 | 2022
20264-229917-02 | Minnesota Power | 68 | 12647 | IOU | S-787 | 9.21 | Solar |  |  | Interconnected | Duluth | 55803 | COL | 240 | Residential |  | Trade Secret | 2022 | 2022
20264-229917-02 | Minnesota Power | 68 | 12647 | IOU | S-788 | 8.05 | Solar |  |  | Interconnected | Duluth | 55804 | FRR | 276 | Residential |  | Trade Secret | 2022 | 2022
20264-229917-02 | Minnesota Power | 68 | 12647 | IOU | S-789 | 30.74 | Solar |  |  | Interconnected | Burtrum | 56318 | PPL | 539 | Residential |  | Trade Secret | 2021 | 2022
20264-229917-02 | Minnesota Power | 68 | 12647 | IOU | S-790 | 9.07 | Solar |  |  | Interconnected | Duluth | 55811 | SLA | 250 | Residential | SolarSense | Trade Secret | 2022 | 2022
20264-229917-02 | Minnesota Power | 68 | 12647 | IOU | S-791 | 3.48 | Solar |  |  | Interconnected | Duluth | 55803 | COL | 242 | Residential | SolarSense | Trade Secret | 2021 | 2022
20264-229917-02 | Minnesota Power | 68 | 12647 | IOU | S-792 | 13 | Solar |  |  | Interconnected | Finlayson | 55735 | FIN | 6511 | Residential |  | Trade Secret | 2022 | 2022
20264-229917-02 | Minnesota Power | 68 | 12647 | IOU | S-793 | 5.04 | Solar |  |  | Interconnected | Alborn | 55702 | BUR | 408 | Residential |  | Trade Secret | 2022 | 2022
20264-229917-02 | Minnesota Power | 68 | 12647 | IOU | S-794 | 5.12 | Solar |  |  | Interconnected | Duluth | 55803 | COL | 242 | Residential | SolarSense | Trade Secret | 2022 | 2022
20264-229917-02 | Minnesota Power | 68 | 12647 | IOU | S-795 | 5.51 | Solar |  |  | Interconnected | Duluth | 55811 | HNS | 229 | Residential | SolarSense | Trade Secret | 2022 | 2022
20264-229917-02 | Minnesota Power | 68 | 12647 | IOU | S-796 | 7.6 | Solar |  |  | Interconnected | Duluth | 55804 | FRR | 276 | Residential |  | Trade Secret | 2022 | 2022
20264-229917-02 | Minnesota Power | 68 | 12647 | IOU | S-797 | 10 | Storage |  |  | Interconnected | Duluth | 55811 | TFW | 243 | Residential |  | Trade Secret | 2021 | 2022
20264-229917-02 | Minnesota Power | 68 | 12647 | IOU | S-798 | 5600 | Solar |  |  | Interconnected | Hoyt Lakes | 55705 |  |  | Utility |  | Trade Secret | 2021 | 2022
20264-229917-02 | Minnesota Power | 68 | 12647 | IOU | S-799 | 1600 | Solar |  |  | Interconnected | Duluth | 55803 |  |  | Utility |  | Trade Secret | 2021 | 2022
20264-229917-02 | Minnesota Power | 68 | 12647 | IOU | S-1000 | 7.8 | Solar |  |  | Interconnected | Park Rapids | 56470 | LNG | 540 | Residential |  | Trade Secret | 2023 | 2023
20264-229917-02 | Minnesota Power | 68 | 12647 | IOU | S-1001 | 5.8 | Solar |  |  | Interconnected | Duluth | 55806 | TFW | 243 | Residential | SolarSense Low Income | Trade Secret | 2023 | 2023
20264-229917-02 | Minnesota Power | 68 | 12647 | IOU | S-1002 | 11.6 | Solar |  |  | Interconnected | Grey Eagle | 56336 | GES | 1 | Residential |  | Trade Secret | 2023 | 2023
20264-229917-02 | Minnesota Power | 68 | 12647 | IOU | S-1003 | 13.5 | Storage |  |  | Interconnected | Grey Eagle | 56336 | GES | 1 | Residential |  | Trade Secret | 2023 | 2023
20264-229917-02 | Minnesota Power | 68 | 12647 | IOU | S-1004 | 7.6 | Solar |  |  | Interconnected | Chisholm | 55719 | BAL | 1 | Residential | SolarSense | Trade Secret | 2023 | 2023
20264-229917-02 | Minnesota Power | 68 | 12647 | IOU | S-1005 | 36 | Solar |  |  | Interconnected | Duluth | 55802 |  |  | Residential |  | Trade Secret | 2023 | 2023
20264-229917-02 | Minnesota Power | 68 | 12647 | IOU | S-1006 | 10 | Solar |  |  | Interconnected | Akeley | 56433 | AKE | 1 | Residential |  | Trade Secret | 2023 | 2023
20264-229917-02 | Minnesota Power | 68 | 12647 | IOU | S-1007 | 38.4 | Solar |  |  | Interconnected | Saginaw | 55779 | SVR | 215 | Residential |  | Trade Secret | 2023 | 2023
20264-229917-02 | Minnesota Power | 68 | 12647 | IOU | S-1008 | 8.38 | Solar |  |  | Interconnected | Rice | 56367 | RIC | 1 | Residential |  | Trade Secret | 2022 | 2023
20264-229917-02 | Minnesota Power | 68 | 12647 | IOU | S-1009 | 25 | Solar |  |  | Interconnected | Duluth | 55811 | RGV | 254 | Commercial |  | Trade Secret | 2022 | 2023
20264-229917-02 | Minnesota Power | 68 | 12647 | IOU | S-1010 | 30 | Solar |  |  | Interconnected | Carlton | 55718 | WRN | 411 | Residential |  | Trade Secret | 2023 | 2023
20264-229917-02 | Minnesota Power | 68 | 12647 | IOU | S-1011 | 11.6 | Solar |  |  | Interconnected | Duluth | 55803 | COL | 240 | Residential |  | Trade Secret | 2022 | 2023
20264-229917-02 | Minnesota Power | 68 | 12647 | IOU | S-1012 | 25.6 | Solar |  |  | Interconnected | Bowlus | 56314 | UPS | 1 | Residential |  | Trade Secret | 2023 | 2023
20264-229917-02 | Minnesota Power | 68 | 12647 | IOU | S-1013 | 6.56 | Solar |  |  | Interconnected | Esko | 55733 | CLQ | 410 | Residential | SolarSense | Trade Secret | 2023 | 2023
20264-229917-02 | Minnesota Power | 68 | 12647 | IOU | S-1014 | 6.96 | Solar |  |  | Interconnected | Hibbing | 55746 | MTU | 330 | Residential | SolarSense | Trade Secret | 2023 | 2023
20264-229917-02 | Minnesota Power | 68 | 12647 | IOU | S-1015 | 7.83 | Solar |  |  | Interconnected | Duluth | 55802 | FIF | 260 | Residential |  | Trade Secret | 2023 | 2023
20264-229917-02 | Minnesota Power | 68 | 12647 | IOU | S-1016 | 6.98 | Solar |  |  | Interconnected | Wrenshall | 55797 | WRN | 411 | Residential |  | Trade Secret | 2023 | 2023
20264-229917-02 | Minnesota Power | 68 | 12647 | IOU | S-1017 | 15200 | Solar |  |  | Interconnected | Pillager | 56473 | BAX | 534 | Utility |  | Trade Secret | 2021 | 2023
20264-229917-02 | Minnesota Power | 68 | 12647 | IOU | S-800 | 7.56 | Solar |  |  | Interconnected | Duluth | 55804 | COL | 241 | Residential |  | Trade Secret | 2023 | 2023
20264-229917-02 | Minnesota Power | 68 | 12647 | IOU | S-801 | 6.96 | Solar |  |  | Interconnected | Duluth | 55807 | LSP | 280 | Residential |  | Trade Secret | 2022 | 2023
20264-229917-02 | Minnesota Power | 68 | 12647 | IOU | S-802 | 5.8 | Solar |  |  | Interconnected | Duluth | 55804 | FRR | 276 | Residential |  | Trade Secret | 2023 | 2023
20264-229917-02 | Minnesota Power | 68 | 12647 | IOU | S-803 | 4.67 | Solar |  |  | Interconnected | Duluth | 55805 | RGV | 254 | Residential | SolarSense | Trade Secret | 2023 | 2023
20264-229917-02 | Minnesota Power | 68 | 12647 | IOU | S-804 | 7.75 | Solar |  |  | Interconnected | Duluth | 55812 | RGV | 251 | Residential |  | Trade Secret | 2023 | 2023
20264-229917-02 | Minnesota Power | 68 | 12647 | IOU | S-805 | 9.52 | Solar |  |  | Interconnected | Holdingford | 56340 | UPS | 2 | Residential |  | Trade Secret | 2023 | 2023
20264-229917-02 | Minnesota Power | 68 | 12647 | IOU | S-806 | 38.4 | Solar |  |  | Interconnected | Carlton | 55718 | WRN | 411 | Commercial |  | Trade Secret | 2023 | 2023
20264-229917-02 | Minnesota Power | 68 | 12647 | IOU | S-807 | 32 | Solar |  |  | Interconnected | Pierz | 56364 | LFL | 526 | Residential |  | Trade Secret | 2023 | 2023
20264-229917-02 | Minnesota Power | 68 | 12647 | IOU | S-808 | 12.6 | Solar |  |  | Interconnected | Hermantown | 55811 | HNS | 236 | Residential |  | Trade Secret | 2023 | 2023
20264-229917-02 | Minnesota Power | 68 | 12647 | IOU | S-809 | 66.6 | Solar |  |  | Interconnected | Duluth | 55808 | LSP | 243 | Commercial |  | Trade Secret | 2023 | 2023
20264-229917-02 | Minnesota Power | 68 | 12647 | IOU | S-810 | 5 | Solar |  |  | Interconnected | Duluth | 55804 | FRR | 275 | Residential |  | Trade Secret | 2023 | 2023
20264-229917-02 | Minnesota Power | 68 | 12647 | IOU | S-811 | 5.86 | Solar |  |  | Interconnected | Duluth | 55803 | PIO | 270 | Residential |  | Trade Secret | 2023 | 2023
20264-229917-02 | Minnesota Power | 68 | 12647 | IOU | S-812 | 8.2 | Solar |  |  | Interconnected | Brainerd | 56401 | SYN | 1 | Residential |  | Trade Secret | 2022 | 2023
20264-229917-02 | Minnesota Power | 68 | 12647 | IOU | S-813 | 24 | Solar |  |  | Interconnected | Nisswa | 56468 | RDL | 1 | Residential |  | Trade Secret | 2022 | 2023
20264-229917-02 | Minnesota Power | 68 | 12647 | IOU | S-814 | 875 | Solar |  |  | Interconnected | Swanville | 56382 | PPL | 514 | Commercial |  | Trade Secret | 2022 | 2023
20264-229917-02 | Minnesota Power | 68 | 12647 | IOU | S-815 | 10.2 | Solar |  |  | Interconnected | Duluth | 55803 | FBG | 269 | Residential |  | Trade Secret | 2023 | 2023
20264-229917-02 | Minnesota Power | 68 | 12647 | IOU | S-816 | 28.8 | Solar |  |  | Interconnected | Duluth | 55811 | RGV | 252 | Commercial |  | Trade Secret | 2022 | 2023
20264-229917-02 | Minnesota Power | 68 | 12647 | IOU | S-817 | 15.36 | Solar |  |  | Interconnected | Hinckley | 55037 | HKZ | 463 | Commercial |  | Trade Secret | 2023 | 2023
20264-229917-02 | Minnesota Power | 68 | 12647 | IOU | S-818 | 38.5 | Solar |  |  | Interconnected | Royalton | 56373 | ROY | 2 | Commercial |  | Trade Secret | 2023 | 2023
20264-229917-02 | Minnesota Power | 68 | 12647 | IOU | S-819 | 20.88 | Solar |  |  | Interconnected | Deer River | 56636 | ZMP | 337 | Residential |  | Trade Secret | 2023 | 2023
20264-229917-02 | Minnesota Power | 68 | 12647 | IOU | S-820 | 11.35 | Solar |  |  | Interconnected | Duluth | 55803 | COL | 240 | Residential |  | Trade Secret | 2022 | 2023
20264-229917-02 | Minnesota Power | 68 | 12647 | IOU | S-821 | 13.05 | Solar |  |  | Interconnected | Ironton | 56455 | DHY | 1 | Residential |  | Trade Secret | 2022 | 2023
20264-229917-02 | Minnesota Power | 68 | 12647 | IOU | S-822 | 5.45 | Solar |  |  | Interconnected | Duluth | 55804 | COL | 244 | Residential | SolarSense | Trade Secret | 2023 | 2023
20264-229917-02 | Minnesota Power | 68 | 12647 | IOU | S-823 | 11.67 | Solar |  |  | Interconnected | Duluth | 55804 | COL | 242 | Residential | SolarSense | Trade Secret | 2023 | 2023
20264-229917-02 | Minnesota Power | 68 | 12647 | IOU | S-824 | 11 | Solar |  |  | Interconnected | Duluth | 55806 | FIF | 266 | Commercial |  | Trade Secret | 2023 | 2023
20264-229917-02 | Minnesota Power | 68 | 12647 | IOU | S-825 | 3.48 | Solar |  |  | Interconnected | Duluth | 55808 | GRY | 200 | Residential |  | Trade Secret | 2023 | 2023
20264-229917-02 | Minnesota Power | 68 | 12647 | IOU | S-826 | 3.48 | Solar |  |  | Interconnected | Duluth | 55808 | GRY | 200 | Residential |  | Trade Secret | 2023 | 2023
20264-229917-02 | Minnesota Power | 68 | 12647 | IOU | S-827 | 5.04 | Solar |  |  | Interconnected | Duluth | 55804 | COL | 244 | Residential |  | Trade Secret | 2023 | 2023
20264-229917-02 | Minnesota Power | 68 | 12647 | IOU | S-828 | 28.03 | Solar |  |  | Interconnected | Bowlus | 56314 | UPS | 1 | Residential |  | Trade Secret | 2023 | 2023
20264-229917-02 | Minnesota Power | 68 | 12647 | IOU | S-829 | 9.28 | Solar |  |  | Interconnected | Duluth | 55812 | RGV | 252 | Residential |  | Trade Secret | 2023 | 2023
20264-229917-02 | Minnesota Power | 68 | 12647 | IOU | S-830 | 2.45 | Solar |  |  | Interconnected | Duluth | 55804 | FRR | 276 | Residential |  | Trade Secret | 2023 | 2023
20264-229917-02 | Minnesota Power | 68 | 12647 | IOU | S-831 | 13 | Storage |  |  | Interconnected | Duluth | 55804 | FRR | 276 | Residential |  | Trade Secret | 2023 | 2023
20264-229917-02 | Minnesota Power | 68 | 12647 | IOU | S-832 | 16.4 | Solar |  |  | Interconnected | Nisswa | 56468 | RDL | 1 | Residential |  | Trade Secret | 2023 | 2023
20264-229917-02 | Minnesota Power | 68 | 12647 | IOU | S-833 | 9.22 | Solar |  |  | Interconnected | Duluth | 55805 | RGV | 254 | Residential |  | Trade Secret | 2023 | 2023
20264-229917-02 | Minnesota Power | 68 | 12647 | IOU | S-834 | 20.88 | Solar |  |  | Interconnected | Duluth | 55811 | FCS | 214 | Residential |  | Trade Secret | 2022 | 2023
20264-229917-02 | Minnesota Power | 68 | 12647 | IOU | S-835 | 21.46 | Solar |  |  | Interconnected | Carlton | 55718 | WRN | 411 | Residential |  | Trade Secret | 2022 | 2023
20264-229917-02 | Minnesota Power | 68 | 12647 | IOU | S-836 | 6.67 | Solar |  |  | Interconnected | Duluth | 55806 | LSP | 208 | Residential |  | Trade Secret | 2022 | 2023
20264-229917-02 | Minnesota Power | 68 | 12647 | IOU | S-837 | 12.16 | Solar |  |  | Interconnected | Duluth | 55804 | FRR | 276 | Residential |  | Trade Secret | 2023 | 2023
20264-229917-02 | Minnesota Power | 68 | 12647 | IOU | S-838 | 5 | Solar |  |  | Interconnected | Duluth | 55805 | RGV | 254 | Residential |  | Trade Secret | 2023 | 2023
20264-229917-02 | Minnesota Power | 68 | 12647 | IOU | S-839 | 15.5 | Solar |  |  | Interconnected | Long Prairie | 56347 | LGP | 1 | Residential |  | Trade Secret | 2023 | 2023
20264-229917-02 | Minnesota Power | 68 | 12647 | IOU | S-840 | 10 | Solar |  |  | Interconnected | Pierz | 56364 | PZG | 2 | Residential |  | Trade Secret | 2023 | 2023
20264-229917-02 | Minnesota Power | 68 | 12647 | IOU | S-841 | 19.53 | Solar |  |  | Interconnected | Hermantown | 55811 | HNS | 237 | Residential |  | Trade Secret | 2023 | 2023
20264-229917-02 | Minnesota Power | 68 | 12647 | IOU | S-842 | 12 | Solar |  |  | Interconnected | Esko | 55733 | CNA | 405 | Residential |  | Trade Secret | 2023 | 2023
20264-229917-02 | Minnesota Power | 68 | 12647 | IOU | S-843 | 5.12 | Solar |  |  | Interconnected | Duluth | 55804 | COL | 244 | Residential | SolarSense Low Income | Trade Secret | 2023 | 2023
20264-229917-02 | Minnesota Power | 68 | 12647 | IOU | S-844 | 16.53 | Solar |  |  | Interconnected | Alborn | 55702 | MDL | 401 | Commercial |  | Trade Secret | 2022 | 2023
20264-229917-02 | Minnesota Power | 68 | 12647 | IOU | S-845 | 6.96 | Solar |  |  | Interconnected | Duluth | 55805 | SLA | 250 | Residential | SolarSense Low Income | Trade Secret | 2022 | 2023
20264-229917-02 | Minnesota Power | 68 | 12647 | IOU | S-846 | 54 | Storage |  |  | Interconnected | Cloquet | 55718 | CNA | 403 | Residential |  | Trade Secret | 2023 | 2023
20264-229917-02 | Minnesota Power | 68 | 12647 | IOU | S-847 | 24 | Solar |  |  | Interconnected | Cloquet | 55718 | CNA | 403 | Residential |  | Trade Secret | 2023 | 2023
20264-229917-02 | Minnesota Power | 68 | 12647 | IOU | S-848 | 11.4 | Solar |  |  | Interconnected | Hinckley | 55037 | SAN | 452 | Residential |  | Trade Secret | 2022 | 2023
20264-229917-02 | Minnesota Power | 68 | 12647 | IOU | S-849 | 38.4 | Solar |  |  | Interconnected | Cloquet | 55718 | CNA | 403 | Residential |  | Trade Secret | 2023 | 2023
20264-229917-02 | Minnesota Power | 68 | 12647 | IOU | S-850 | 7.6 | Solar |  |  | Interconnected | Duluth | 55803 | COL | 242 | Residential |  | Trade Secret | 2023 | 2023
20264-229917-02 | Minnesota Power | 68 | 12647 | IOU | S-851 | 16.34 | Solar |  |  | Interconnected | Barnum | 55707 | BAR | 6421 | Residential |  | Trade Secret | 2023 | 2023
20264-229917-02 | Minnesota Power | 68 | 12647 | IOU | S-852 | 16.1 | Solar |  |  | Interconnected | Esko | 55733 | CNA | 405 | Residential | SolarSense | Trade Secret | 2023 | 2023
20264-229917-02 | Minnesota Power | 68 | 12647 | IOU | S-853 | 15.37 | Solar |  |  | Interconnected | Sandstone | 55072 | SAN | 452 | Residential |  | Trade Secret | 2023 | 2023
20264-229917-02 | Minnesota Power | 68 | 12647 | IOU | S-854 | 5.93 | Solar |  |  | Interconnected | Duluth | 55804 | COL | 241 | Residential |  | Trade Secret | 2022 | 2023
20264-229917-02 | Minnesota Power | 68 | 12647 | IOU | S-855 | 5.12 | Solar |  |  | Interconnected | Duluth | 55811 | HNS | 236 | Residential |  | Trade Secret | 2023 | 2023
20264-229917-02 | Minnesota Power | 68 | 12647 | IOU | S-856 | 27 | Storage |  |  | Interconnected | Saginaw | 55779 | SVR | 215 | Residential |  | Trade Secret | 2023 | 2023
20264-229917-02 | Minnesota Power | 68 | 12647 | IOU | S-857 | 16 | Solar |  |  | Interconnected | Saginaw | 55779 | SVR | 215 | Residential |  | Trade Secret | 2023 | 2023
20264-229917-02 | Minnesota Power | 68 | 12647 | IOU | S-858 | 6.14 | Solar |  |  | Interconnected | Duluth | 55804 | COL | 240 | Residential |  | Trade Secret | 2023 | 2023
20264-229917-02 | Minnesota Power | 68 | 12647 | IOU | S-859 | 38.4 | Solar |  |  | Interconnected | Esko | 55733 | CNA | 403 | Residential |  | Trade Secret | 2023 | 2023
20264-229917-02 | Minnesota Power | 68 | 12647 | IOU | S-860 | 23.1 | Solar |  |  | Interconnected | Browerville | 56438 | BRW | 2 | Residential |  | Trade Secret | 2023 | 2023
20264-229917-02 | Minnesota Power | 68 | 12647 | IOU | S-861 | 10.61 | Solar |  |  | Interconnected | Menahga | 56464 | SLS | 1 | Residential |  | Trade Secret | 2023 | 2023
20264-229917-02 | Minnesota Power | 68 | 12647 | IOU | S-862 | 7.25 | Solar |  |  | Interconnected | Hermantown | 55811 | HNS | 236 | Residential | SolarSense | Trade Secret | 2023 | 2023
20264-229917-02 | Minnesota Power | 68 | 12647 | IOU | S-863 | 4.6 | Solar |  |  | Interconnected | Duluth | 55807 | LSP | 281 | Residential |  | Trade Secret | 2023 | 2023
20264-229917-02 | Minnesota Power | 68 | 12647 | IOU | S-864 | 7.68 | Solar |  |  | Interconnected | Deerwood | 56444 | DER | 2 | Residential |  | Trade Secret | 2023 | 2023
20264-229917-02 | Minnesota Power | 68 | 12647 | IOU | S-865 | 10.5 | Storage |  |  | Interconnected | Deerwood | 56444 | DER | 2 | Residential |  | Trade Secret | 2023 | 2023
20264-229917-02 | Minnesota Power | 68 | 12647 | IOU | S-866 | 7.33 | Solar |  |  | Interconnected | Duluth | 55802 | FIF | 260 | Residential | SolarSense | Trade Secret | 2022 | 2023
20264-229917-02 | Minnesota Power | 68 | 12647 | IOU | S-867 | 17.4 | Solar |  |  | Interconnected | Esko | 55733 | CNA | 413 | Residential |  | Trade Secret | 2023 | 2023
20264-229917-02 | Minnesota Power | 68 | 12647 | IOU | S-868 | 7.68 | Solar |  |  | Interconnected | Duluth | 55804 | FRR | 275 | Residential | SolarSense | Trade Secret | 2023 | 2023
20264-229917-02 | Minnesota Power | 68 | 12647 | IOU | S-869 | 18.3 | Solar |  |  | Interconnected | Pine River | 56474 | SPR | 1 | Residential | SolarSense | Trade Secret | 2023 | 2023
20264-229917-02 | Minnesota Power | 68 | 12647 | IOU | S-870 | 5.04 | Solar |  |  | Interconnected | Duluth | 55804 | COL | 244 | Residential |  | Trade Secret | 2023 | 2023
20264-229917-02 | Minnesota Power | 68 | 12647 | IOU | S-871 | 4.48 | Solar |  |  | Interconnected | Cloquet | 55718 | CLQ | 409 | Residential |  | Trade Secret | 2023 | 2023
20264-229917-02 | Minnesota Power | 68 | 12647 | IOU | S-872 | 9.22 | Solar |  |  | Interconnected | Barnum | 55707 | BAR | 6421 | Residential |  | Trade Secret | 2023 | 2023
20264-229917-02 | Minnesota Power | 68 | 12647 | IOU | S-873 | 5.22 | Solar |  |  | Interconnected | Duluth | 55803 | RGV | 253 | Commercial |  | Trade Secret | 2023 | 2023
20264-229917-02 | Minnesota Power | 68 | 12647 | IOU | S-874 | 3.48 | Solar |  |  | Interconnected | Duluth | 55806 | FIF | 230 | Residential |  | Trade Secret | 2023 | 2023
20264-229917-02 | Minnesota Power | 68 | 12647 | IOU | S-875 | 9.28 | Solar |  |  | Interconnected | Cloquet | 55718 | CLQ | 409 | Residential |  | Trade Secret | 2023 | 2023
20264-229917-02 | Minnesota Power | 68 | 12647 | IOU | S-876 | 6 | Solar |  |  | Interconnected | Duluth | 55802 | CBL | 214 | Residential |  | Trade Secret | 2023 | 2023
20264-229917-02 | Minnesota Power | 68 | 12647 | IOU | S-877 | 22.8 | Solar |  |  | Interconnected | Silver Bay | 55614 | SBT | 4302 | Commercial | SolarSense Low Income | Trade Secret | 2023 | 2023
20264-229917-02 | Minnesota Power | 68 | 12647 | IOU | S-878 | 16 | Solar |  |  | Interconnected | Pine River | 56474 | PNR | 2 | Residential |  | Trade Secret | 2022 | 2023
20264-229917-02 | Minnesota Power | 68 | 12647 | IOU | S-879 | 11.02 | Solar |  |  | Interconnected | Lake Shore | 56468 | NWG | 2 | Residential |  | Trade Secret | 2023 | 2023
20264-229917-02 | Minnesota Power | 68 | 12647 | IOU | S-880 | 39 | Solar |  |  | Interconnected | Duluth | 55804 | FRR | 275 | Residential |  | Trade Secret | 2023 | 2023
20264-229917-02 | Minnesota Power | 68 | 12647 | IOU | S-881 | 38.4 | Solar |  |  | Interconnected | Duluth | 55803 | COL | 240 | Residential |  | Trade Secret | 2023 | 2023
20264-229917-02 | Minnesota Power | 68 | 12647 | IOU | S-882 | 4.35 | Solar |  |  | Interconnected | Duluth | 55812 | RGV | 252 | Residential |  | Trade Secret | 2023 | 2023
20264-229917-02 | Minnesota Power | 68 | 12647 | IOU | S-883 | 3.5 | Storage |  |  | Interconnected | Duluth | 55802 | SND | 218 | Residential |  | Trade Secret | 2023 | 2023
20264-229917-02 | Minnesota Power | 68 | 12647 | IOU | S-884 | 15.56 | Solar |  |  | Interconnected | Hermantown | 55811 | MDY | 278 | Residential |  | Trade Secret | 2022 | 2023
20264-229917-02 | Minnesota Power | 68 | 12647 | IOU | S-885 | 10.5 | Solar |  |  | Interconnected | Akeley | 56433 | AKE | 1 | Residential |  | Trade Secret | 2023 | 2023
20264-229917-02 | Minnesota Power | 68 | 12647 | IOU | S-886 | 10.89 | Solar |  |  | Interconnected | Duluth | 55804 | COL | 240 | Residential | SolarSense | Trade Secret | 2023 | 2023
20264-229917-02 | Minnesota Power | 68 | 12647 | IOU | S-887 | 8.56 | Solar |  |  | Interconnected | Hermantown | 55811 | HNS | 236 | Residential |  | Trade Secret | 2022 | 2023
20264-229917-02 | Minnesota Power | 68 | 12647 | IOU | S-888 | 7.68 | Solar |  |  | Interconnected | Duluth | 55804 | COL | 241 | Residential |  | Trade Secret | 2022 | 2023
20264-229917-02 | Minnesota Power | 68 | 12647 | IOU | S-889 | 29.7 | Solar |  |  | Interconnected | Gilbert | 55741 | OHV | 1 | Commercial |  | Trade Secret | 2023 | 2023
20264-229917-02 | Minnesota Power | 68 | 12647 | IOU | S-890 | 10.98 | Solar |  |  | Interconnected | Duluth | 55803 | COL | 240 | Residential | SolarSense | Trade Secret | 2023 | 2023
20264-229917-02 | Minnesota Power | 68 | 12647 | IOU | S-891 | 16.25 | Solar |  |  | Interconnected | Carlton | 55718 | MAH | 6411 | Residential |  | Trade Secret | 2023 | 2023
20264-229917-02 | Minnesota Power | 68 | 12647 | IOU | S-892 | 38.4 | Solar |  |  | Interconnected | Duluth | 55803 | RGV | 253 | Residential |  | Trade Secret | 2023 | 2023
20264-229917-02 | Minnesota Power | 68 | 12647 | IOU | S-893 | 15.44 | Solar |  |  | Interconnected | Esko | 55733 | CNA | 405 | Residential |  | Trade Secret | 2023 | 2023
20264-229917-02 | Minnesota Power | 68 | 12647 | IOU | S-894 | 4.67 | Solar |  |  | Interconnected | Duluth | 55803 | COL | 240 | Residential |  | Trade Secret | 2023 | 2023
20264-229917-02 | Minnesota Power | 68 | 12647 | IOU | S-895 | 4.64 | Solar |  |  | Interconnected | Duluth | 55811 | HNS | 247 | Residential | SolarSense | Trade Secret | 2023 | 2023
20264-229917-02 | Minnesota Power | 68 | 12647 | IOU | S-896 | 5.45 | Solar |  |  | Interconnected | Cloquet | 55718 | MHR | 451 | Residential |  | Trade Secret | 2023 | 2023
20264-229917-02 | Minnesota Power | 68 | 12647 | IOU | S-897 | 6.19 | Solar |  |  | Interconnected | Duluth | 55808 | GRY | 201 | Residential |  | Trade Secret | 2023 | 2023
20264-229917-02 | Minnesota Power | 68 | 12647 | IOU | S-898 | 16.4 | Solar |  |  | Interconnected | Freeport | 56331 | UPS | 1 | Residential |  | Trade Secret | 2022 | 2023
20264-229917-02 | Minnesota Power | 68 | 12647 | IOU | S-899 | 14.5 | Solar |  |  | Interconnected | Duluth | 55804 | FRR | 275 | Residential | SolarSense | Trade Secret | 2023 | 2023
20264-229917-02 | Minnesota Power | 68 | 12647 | IOU | S-900 | 8.34 | Solar |  |  | Interconnected | Duluth | 55812 | RGV | 252 | Residential |  | Trade Secret | 2023 | 2023
20264-229917-02 | Minnesota Power | 68 | 12647 | IOU | S-901 | 12.6 | Solar |  |  | Interconnected | Saginaw | 55779 | SVR | 215 | Residential |  | Trade Secret | 2022 | 2023
20264-229917-02 | Minnesota Power | 68 | 12647 | IOU | S-902 | 12.47 | Solar |  |  | Interconnected | Deerwood | 56444 | DER | 2 | Residential |  | Trade Secret | 2022 | 2023
20264-229917-02 | Minnesota Power | 68 | 12647 | IOU | S-903 | 15.08 | Solar |  |  | Interconnected | Sandstone | 55072 | SAN | 452 | Residential |  | Trade Secret | 2023 | 2023
20264-229917-02 | Minnesota Power | 68 | 12647 | IOU | S-904 | 6.58 | Solar |  |  | Interconnected | Cloquet | 55718 | CLQ | 410 | Residential |  | Trade Secret | 2022 | 2023
20264-229917-02 | Minnesota Power | 68 | 12647 | IOU | S-905 | 9.28 | Solar |  |  | Interconnected | Barnum | 55707 | BAR | 6421 | Commercial |  | Trade Secret | 2022 | 2023
20264-229917-02 | Minnesota Power | 68 | 12647 | IOU | S-906 | 15.36 | Solar |  |  | Interconnected | Duluth | 55808 | GRY | 200 | Residential |  | Trade Secret | 2023 | 2023
20264-229917-02 | Minnesota Power | 68 | 12647 | IOU | S-907 | 14.21 | Solar |  |  | Interconnected | Duluth | 55810 | MDY | 277 | Residential |  | Trade Secret | 2023 | 2023
20264-229917-02 | Minnesota Power | 68 | 12647 | IOU | S-908 | 1.74 | Solar |  |  | Interconnected | Duluth | 55807 | LSP | 280 | Residential | SolarSense | Trade Secret | 2023 | 2023
20264-229917-02 | Minnesota Power | 68 | 12647 | IOU | S-909 | 9.57 | Solar |  |  | Interconnected | Royalton | 56373 | BLD | 511 | Residential |  | Trade Secret | 2022 | 2023
20264-229917-02 | Minnesota Power | 68 | 12647 | IOU | S-910 | 10.15 | Solar |  |  | Interconnected | Royalton | 56373 | ROY | 1 | Residential |  | Trade Secret | 2022 | 2023
20264-229917-02 | Minnesota Power | 68 | 12647 | IOU | S-911 | 10.5 | Solar |  |  | Interconnected | Duluth | 55810 | MDY | 277 | Residential | SolarSense | Trade Secret | 2023 | 2023
20264-229917-02 | Minnesota Power | 68 | 12647 | IOU | S-912 | 2.61 | Solar |  |  | Interconnected | Duluth | 55804 | COL | 244 | Residential | SolarSense | Trade Secret | 2023 | 2023
20264-229917-02 | Minnesota Power | 68 | 12647 | IOU | S-913 | 6.96 | Solar |  |  | Interconnected | Duluth | 55805 | RGV | 254 | Residential |  | Trade Secret | 2023 | 2023
20264-229917-02 | Minnesota Power | 68 | 12647 | IOU | S-914 | 10.5 | Storage |  |  | Interconnected | Duluth | 55803 | COL | 242 | Residential |  | Trade Secret | 2023 | 2023
20264-229917-02 | Minnesota Power | 68 | 12647 | IOU | S-915 | 12.8 | Solar |  |  | Interconnected | Coleraine |  | COF | 1 | Residential |  | Trade Secret | 2022 | 2023
20264-229917-02 | Minnesota Power | 68 | 12647 | IOU | S-916 | 6.96 | Solar |  |  | Interconnected | Moose Lake | 55767 | DEN | 6431 | Residential |  | Trade Secret | 2022 | 2023
20264-229917-02 | Minnesota Power | 68 | 12647 | IOU | S-917 | 13.05 | Solar |  |  | Interconnected | Pierz | 56364 | BLD | 511 | Residential |  | Trade Secret | 2022 | 2023
20264-229917-02 | Minnesota Power | 68 | 12647 | IOU | S-918 | 6.98 | Solar |  |  | Interconnected | Hermantown | 55811 | HNS | 237 | Residential |  | Trade Secret | 2022 | 2023
20264-229917-02 | Minnesota Power | 68 | 12647 | IOU | S-919 | 6.96 | Solar |  |  | Interconnected | Motley | 56466 | MOT | 1 | Residential | SolarSense | Trade Secret | 2022 | 2023
20264-229917-02 | Minnesota Power | 68 | 12647 | IOU | S-920 | 8.78 | Solar |  |  | Interconnected | Duluth | 55804 | FRR | 275 | Residential |  | Trade Secret | 2022 | 2023
20264-229917-02 | Minnesota Power | 68 | 12647 | IOU | S-921 | 5.24 | Solar |  |  | Interconnected | Duluth | 55812 | RGV | 252 | Residential |  | Trade Secret | 2023 | 2023
20264-229917-02 | Minnesota Power | 68 | 12647 | IOU | S-922 | 38.4 | Solar |  |  | Interconnected | Duluth | 55811 | FCS | 214 | Residential | SolarSense | Trade Secret | 2023 | 2023
20264-229917-02 | Minnesota Power | 68 | 12647 | IOU | S-923 | 39 | Solar |  |  | Interconnected | Bowlus | 56314 | UPS | 1 | Commercial |  | Trade Secret | 2022 | 2023
20264-229917-02 | Minnesota Power | 68 | 12647 | IOU | S-924 | 8.7 | Solar |  |  | Interconnected | Little Falls | 56345 | LFL | 529 | Residential |  | Trade Secret | 2023 | 2023
20264-229917-02 | Minnesota Power | 68 | 12647 | IOU | S-925 | 38.5 | Solar |  |  | Interconnected | Pierz | 56364 | BLD | 511 | Residential |  | Trade Secret | 2023 | 2023
20264-229917-02 | Minnesota Power | 68 | 12647 | IOU | S-926 | 14.79 | Solar |  |  | Interconnected | Duluth | 55803 | COL | 240 | Commercial |  | Trade Secret | 2023 | 2023
20264-229917-02 | Minnesota Power | 68 | 12647 | IOU | S-927 | 5.8 | Solar |  |  | Interconnected | Little Falls | 56345 | LFL | 529 | Residential | SolarSense | Trade Secret | 2023 | 2023
20264-229917-02 | Minnesota Power | 68 | 12647 | IOU | S-928 | 7.48 | Solar |  |  | Interconnected | Esko | 55733 | CNA | 403 | Residential |  | Trade Secret | 2023 | 2023
20264-229917-02 | Minnesota Power | 68 | 12647 | IOU | S-929 | 6.91 | Solar |  |  | Interconnected | Bruno | 55712 | KER | 6501 | Residential |  | Trade Secret | 2022 | 2023
20264-229917-02 | Minnesota Power | 68 | 12647 | IOU | S-930 | 11.4 | Solar |  |  | Interconnected | Brainerd | 56401 | GLL | 1 | Residential |  | Trade Secret | 2022 | 2023
20264-229917-02 | Minnesota Power | 68 | 12647 | IOU | S-931 | 9.7 | Storage |  |  | Interconnected | Brainerd | 56401 | GLL | 1 | Residential |  | Trade Secret | 2023 | 2023
20264-229917-02 | Minnesota Power | 68 | 12647 | IOU | S-932 | 30 | Solar |  |  | Interconnected | Esko | 55733 | CNA | 405 | Commercial |  | Trade Secret | 2023 | 2023
20264-229917-02 | Minnesota Power | 68 | 12647 | IOU | S-933 | 40 | Solar |  |  | Interconnected | Verndale | 56481 | VND | 1 | Commercial |  | Trade Secret | 2022 | 2023
20264-229917-02 | Minnesota Power | 68 | 12647 | IOU | S-934 | 39.9 | Solar |  |  | Interconnected | Duluth | 55808 | LSP | 233 | Commercial |  | Trade Secret | 2022 | 2023
20264-229917-02 | Minnesota Power | 68 | 12647 | IOU | S-935 | 39.9 | Solar |  |  | Interconnected | Duluth | 55802 | CNA | 413 | Commercial |  | Trade Secret | 2022 | 2023
20264-229917-02 | Minnesota Power | 68 | 12647 | IOU | S-936 | 39.9 | Solar |  |  | Interconnected | Hermantown | 55811 | HNS | 237 | Commercial |  | Trade Secret | 2022 | 2023
20264-229917-02 | Minnesota Power | 68 | 12647 | IOU | S-937 | 39.9 | Solar |  |  | Interconnected | Hermantown | 55811 | HNS | 237 | Commercial |  | Trade Secret | 2022 | 2023
20264-229917-02 | Minnesota Power | 68 | 12647 | IOU | S-938 | 40 | Solar |  |  | Interconnected | Hinckley | 55037 | HKY | 462 | Commercial |  | Trade Secret | 2023 | 2023
20264-229917-02 | Minnesota Power | 68 | 12647 | IOU | S-939 | 40 | Solar |  |  | Interconnected | Hinckley | 55037 | HKY | 462 | Commercial |  | Trade Secret | 2022 | 2023
20264-229917-02 | Minnesota Power | 68 | 12647 | IOU | S-940 | 8 | Solar |  |  | Interconnected | Duluth | 55803 | COL | 240 | Residential |  | Trade Secret | 2023 | 2023
20264-229917-02 | Minnesota Power | 68 | 12647 | IOU | S-941 | 12.29 | Solar |  |  | Interconnected | Duluth | 55803 | COL | 240 | Residential |  | Trade Secret | 2023 | 2023
20264-229917-02 | Minnesota Power | 68 | 12647 | IOU | S-942 | 8.83 | Solar |  |  | Interconnected | Grey Eagle | 56336 | GES | 1 | Residential |  | Trade Secret | 2023 | 2023
20264-229917-02 | Minnesota Power | 68 | 12647 | IOU | S-943 | 15.2 | Solar |  |  | Interconnected | Hermantown | 55811 | HNS | 237 | Residential |  | Trade Secret | 2023 | 2023
20264-229917-02 | Minnesota Power | 68 | 12647 | IOU | S-944 | 27 | Storage |  |  | Interconnected | Hermantown | 55811 | HNS | 237 | Residential |  | Trade Secret | 2023 | 2023
20264-229917-02 | Minnesota Power | 68 | 12647 | IOU | S-945 | 10 | Solar |  |  | Interconnected | Pierz | 56364 | BLD | 511 | Residential |  | Trade Secret | 2023 | 2023
20264-229917-02 | Minnesota Power | 68 | 12647 | IOU | S-946 | 3.47 | Solar |  |  | Interconnected | Duluth | 55812 | RGV | 252 | Residential |  | Trade Secret | 2023 | 2023
20264-229917-02 | Minnesota Power | 68 | 12647 | IOU | S-947 | 15.36 | Solar |  |  | Interconnected | Esko | 55733 | CNA | 403 | Residential |  | Trade Secret | 2023 | 2023
20264-229917-02 | Minnesota Power | 68 | 12647 | IOU | S-948 | 39 | Solar |  |  | Interconnected | Sturgeon Lake | 55783 | DEN | 6431 | Residential |  | Trade Secret | 2023 | 2023
20264-229917-02 | Minnesota Power | 68 | 12647 | IOU | S-949 | 11.67 | Solar |  |  | Interconnected | Duluth | 55803 | COL | 242 | Residential | SolarSense | Trade Secret | 2023 | 2023
20264-229917-02 | Minnesota Power | 68 | 12647 | IOU | S-950 | 10.75 | Solar |  |  | Interconnected | International Falls | 56649 | INF | 1 | Residential |  | Trade Secret | 2023 | 2023
20264-229917-02 | Minnesota Power | 68 | 12647 | IOU | S-951 | 6.6 | Solar |  |  | Interconnected | Duluth | 55807 | LSP | 281 | Residential |  | Trade Secret | 2023 | 2023
20264-229917-02 | Minnesota Power | 68 | 12647 | IOU | S-952 | 3.8 | Solar |  |  | Interconnected | Clarissa | 56440 | CLR | 1 | Residential |  | Trade Secret | 2022 | 2023
20264-229917-02 | Minnesota Power | 68 | 12647 | IOU | S-953 | 7.6 | Solar |  |  | Interconnected | Duluth | 55803 | COL | 244 | Residential |  | Trade Secret | 2023 | 2023
20264-229917-02 | Minnesota Power | 68 | 12647 | IOU | S-954 | 8.2 | Solar |  |  | Interconnected | Pine River | 56474 | SPR | 1 | Residential |  | Trade Secret | 2023 | 2023
20264-229917-02 | Minnesota Power | 68 | 12647 | IOU | S-955 | 6.53 | Solar |  |  | Interconnected | Duluth | 55805 | RGV | 254 | Residential |  | Trade Secret | 2023 | 2023
20264-229917-02 | Minnesota Power | 68 | 12647 | IOU | S-956 | 12.6 | Solar |  |  | Interconnected | Grand Rapids | 55744 | ZMP | 335 | Residential | SolarSense | Trade Secret | 2023 | 2023
20264-229917-02 | Minnesota Power | 68 | 12647 | IOU | S-957 | 18.67 | Solar |  |  | Interconnected | Duluth | 55803 | RGV | 253 | Residential |  | Trade Secret | 2023 | 2023
20264-229917-02 | Minnesota Power | 68 | 12647 | IOU | S-958 | 12.92 | Solar |  |  | Interconnected | Duluth | 55803 | RGV | 253 | Residential | SolarSense | Trade Secret | 2023 | 2023
20264-229917-02 | Minnesota Power | 68 | 12647 | IOU | S-959 | 7.6 | Solar |  |  | Interconnected | Duluth | 55802 | FIF | 228 | Commercial |  | Trade Secret | 2022 | 2023
20264-229917-02 | Minnesota Power | 68 | 12647 | IOU | S-960 | 12 | Solar |  |  | Interconnected | Duluth | 55803 | COL | 240 | Residential |  | Trade Secret | 2023 | 2023
20264-229917-02 | Minnesota Power | 68 | 12647 | IOU | S-961 | 10.3 | Solar |  |  | Interconnected | Duluth | 55804 | COL | 244 | Residential |  | Trade Secret | 2022 | 2023
20264-229917-02 | Minnesota Power | 68 | 12647 | IOU | S-962 | 15 | Solar |  |  | Interconnected | Backus | 56435 | PNR | 2 | Residential |  | Trade Secret | 2022 | 2023
20264-229917-02 | Minnesota Power | 68 | 12647 | IOU | S-963 | 9.3 | Solar |  |  | Interconnected | Mountain Iron | 55768 | VRG | 304 | Residential |  | Trade Secret | 2023 | 2023
20264-229917-02 | Minnesota Power | 68 | 12647 | IOU | S-964 | 8.4 | Solar |  |  | Interconnected | Duluth | 55803 | COL | 242 | Residential |  | Trade Secret | 2023 | 2023
20264-229917-02 | Minnesota Power | 68 | 12647 | IOU | S-965 | 14.59 | Solar |  |  | Interconnected | Royalton | 56373 | BSD | 1 | Residential |  | Trade Secret | 2023 | 2023
20264-229917-02 | Minnesota Power | 68 | 12647 | IOU | S-966 | 23.1 | Solar |  |  | Interconnected | Royalton | 56373 | ROY | 1 | Residential |  | Trade Secret | 2023 | 2023
20264-229917-02 | Minnesota Power | 68 | 12647 | IOU | S-967 | 7.68 | Solar |  |  | Interconnected | Deerwood | 56444 | DER | 1 | Residential |  | Trade Secret | 2023 | 2023
20264-229917-02 | Minnesota Power | 68 | 12647 | IOU | S-968 | 11.31 | Solar |  |  | Interconnected | Ironton | 56455 | DHY | 1 | Residential |  | Trade Secret | 2023 | 2023
20264-229917-02 | Minnesota Power | 68 | 12647 | IOU | S-969 | 6.9 | Solar |  |  | Interconnected | Duluth | 55805 | SLA | 250 | Commercial |  | Trade Secret | 2023 | 2023
20264-229917-02 | Minnesota Power | 68 | 12647 | IOU | S-970 | 2.9 | Solar |  |  | Interconnected | Duluth | 55808 | GRY | 200 | Residential | SolarSense Low Income | Trade Secret | 2023 | 2023
20264-229917-02 | Minnesota Power | 68 | 12647 | IOU | S-971 | 84.67 | Solar |  |  | Interconnected | Duluth | 55811 | SLA | 250 | Commercial |  | Trade Secret | 2022 | 2023
20264-229917-02 | Minnesota Power | 68 | 12647 | IOU | S-972 | 3.94 | Solar |  |  | Interconnected | Duluth | 55804 | COL | 244 | Residential | SolarSense | Trade Secret | 2023 | 2023
20264-229917-02 | Minnesota Power | 68 | 12647 | IOU | S-973 | 18.27 | Solar |  |  | Interconnected | Deerwood | 56444 | DHY | 1 | Residential |  | Trade Secret | 2022 | 2023
20264-229917-02 | Minnesota Power | 68 | 12647 | IOU | S-974 | 24 | Solar |  |  | Interconnected | Hermantown | 55811 | FCS | 215 | Residential |  | Trade Secret | 2021 | 2023
20264-229917-02 | Minnesota Power | 68 | 12647 | IOU | S-975 | 2.8 | Solar |  |  | Interconnected | Brookston | 55711 | BUR | 408 | Residential |  | Trade Secret | 2022 | 2023
20264-229917-02 | Minnesota Power | 68 | 12647 | IOU | S-976 | 8.12 | Solar |  |  | Interconnected | Long Prairie | 56347 | GGR | 1 | Residential |  | Trade Secret | 2022 | 2023
20264-229917-02 | Minnesota Power | 68 | 12647 | IOU | S-977 | 6.95 | Solar |  |  | Interconnected | Bovey | 55709 | LGW | 334 | Residential |  | Trade Secret | 2022 | 2023
20264-229917-02 | Minnesota Power | 68 | 12647 | IOU | S-978 | 8.2 | Solar |  |  | Interconnected | Duluth | 55810 | SVR | 215 | Residential |  | Trade Secret | 2023 | 2023
20264-229917-02 | Minnesota Power | 68 | 12647 | IOU | S-979 | 4.41 | Solar |  |  | Interconnected | Duluth | 55806 | FIF | 233 | Residential |  | Trade Secret | 2023 | 2023
20264-229917-02 | Minnesota Power | 68 | 12647 | IOU | S-980 | 35.14 | Solar |  |  | Interconnected | Deerwood | 56444 | DER | 1 | Commercial |  | Trade Secret | 2023 | 2023
20264-229917-02 | Minnesota Power | 68 | 12647 | IOU | S-981 | 15 | Solar |  |  | Interconnected | Wrenshall | 55797 | WRN | 411 | Residential | SolarSense | Trade Secret | 2022 | 2023
20264-229917-02 | Minnesota Power | 68 | 12647 | IOU | S-982 | 5.8 | Solar |  |  | Interconnected | Silver Bay | 55614 | SBT | 4301 | Residential |  | Trade Secret | 2022 | 2023
20264-229917-02 | Minnesota Power | 68 | 12647 | IOU | S-983 | 8.1 | Solar |  |  | Interconnected | Hermantown | 55811 | FCS | 215 | Residential | SolarSense | Trade Secret | 2023 | 2023
20264-229917-02 | Minnesota Power | 68 | 12647 | IOU | S-984 | 3.48 | Solar |  |  | Interconnected | Duluth | 55802 | FIF | 230 | Residential | SolarSense | Trade Secret | 2022 | 2023
20264-229917-02 | Minnesota Power | 68 | 12647 | IOU | S-985 | 22.27 | Solar |  |  | Interconnected | Verndale | 56481 | VND | 1 | Residential |  | Trade Secret | 2023 | 2023
20264-229917-02 | Minnesota Power | 68 | 12647 | IOU | S-986 | 5.38 | Solar |  |  | Interconnected | Duluth | 55804 | FRR | 275 | Residential |  | Trade Secret | 2023 | 2023
20264-229917-02 | Minnesota Power | 68 | 12647 | IOU | S-987 | 7.32 | Solar |  |  | Interconnected | Wrenshall | 55797 | WRN | 411 | Commercial |  | Trade Secret | 2023 | 2023
20264-229917-02 | Minnesota Power | 68 | 12647 | IOU | S-988 | 32.95 | Solar |  |  | Interconnected | Wrenshall | 55797 | WRN | 411 | Residential |  | Trade Secret | 2023 | 2023
20264-229917-02 | Minnesota Power | 68 | 12647 | IOU | S-989 | 6.22 | Solar |  |  | Interconnected | Hackensack | 56452 | TML | 1 | Residential |  | Trade Secret | 2023 | 2023
20264-229917-02 | Minnesota Power | 68 | 12647 | IOU | S-990 | 29.1 | Solar |  |  | Interconnected | Duluth | 55803 | RGV | 254 | Commercial |  | Trade Secret | 2022 | 2023
20264-229917-02 | Minnesota Power | 68 | 12647 | IOU | S-991 | 10.73 | Solar |  |  | Interconnected | Duluth | 55805 | RGV | 254 | Residential |  | Trade Secret | 2022 | 2023
20264-229917-02 | Minnesota Power | 68 | 12647 | IOU | S-992 | 23.2 | Solar |  |  | Interconnected | Deerwood | 56444 | DHY | 1 | Residential |  | Trade Secret | 2022 | 2023
20264-229917-02 | Minnesota Power | 68 | 12647 | IOU | S-993 | 72 | Solar |  |  | Interconnected | Little Falls | 56345 | LFL | 536 | Commercial |  | Trade Secret | 2022 | 2023
20264-229917-02 | Minnesota Power | 68 | 12647 | IOU | S-994 | 18 | Solar |  |  | Interconnected | Duluth | 55811 | HNS | 236 | Residential |  | Trade Secret | 2023 | 2023
20264-229917-02 | Minnesota Power | 68 | 12647 | IOU | S-995 | 69.12 | Solar |  |  | Interconnected | Swanville | 56382 | PPL | 514 | Commercial |  | Trade Secret | 2023 | 2023
20264-229917-02 | Minnesota Power | 68 | 12647 | IOU | S-996 | 57.6 | Solar |  |  | Interconnected | Swanville | 56382 | PPL | 514 | Commercial |  | Trade Secret | 2023 | 2023
20264-229917-02 | Minnesota Power | 68 | 12647 | IOU | S-997 | 33.28 | Solar |  |  | Interconnected | Swanville | 56382 | PPL | 514 | Residential |  | Trade Secret | 2023 | 2023
20264-229917-02 | Minnesota Power | 68 | 12647 | IOU | S-998 | 5.8 | Solar |  |  | Interconnected | Duluth | 55803 | COL | 242 | Residential |  | Trade Secret | 2023 | 2023
20264-229917-02 | Minnesota Power | 68 | 12647 | IOU | S-999 | 3.66 | Solar |  |  | Interconnected | Duluth | 55806 | FIF | 233 | Residential | SolarSense Low Income | Trade Secret | 2023 | 2023
20264-229917-02 | Minnesota Power | 68 | 12647 | IOU | S-1018 | 38.4 | Solar |  |  | Interconnected | Duluth | 55810 | HNS | 236 | Residential |  | Trade Secret | 2024 | 2024
20264-229917-02 | Minnesota Power | 68 | 12647 | IOU | S-1019 | 10.4 | Solar |  |  | Interconnected | Duluth | 55804 | COL | 244 | Residential |  | Trade Secret | 2024 | 2024
20264-229917-02 | Minnesota Power | 68 | 12647 | IOU | S-1020 | 22.8 | Solar |  |  | Interconnected | Duluth | 55811 | RGV | 252 | Residential |  | Trade Secret | 2024 | 2024
20264-229917-02 | Minnesota Power | 68 | 12647 | IOU | S-1021 | 14.49 | Solar |  |  | Interconnected | Duluth | 55803 | RGV | 253 | Residential |  | Trade Secret | 2024 | 2024
20264-229917-02 | Minnesota Power | 68 | 12647 | IOU | S-1022 | 20 | Solar |  |  | Interconnected | Duluth | 55804 | FRR | 275 | Residential |  | Trade Secret | 2023 | 2024
20264-229917-02 | Minnesota Power | 68 | 12647 | IOU | S-1023 | 12.29 | Solar |  |  | Interconnected | Duluth | 55806 | TFW | 243 | Residential |  | Trade Secret | 2023 | 2024
20264-229917-02 | Minnesota Power | 68 | 12647 | IOU | S-1024 | 4.2 | Solar |  |  | Interconnected | Sturgeon Lake | 55783 | DEN | 6431 | Residential | Low Income | Trade Secret | 2024 | 2024
20264-229917-02 | Minnesota Power | 68 | 12647 | IOU | S-1025 | 19.2 | Solar |  |  | Interconnected | International Falls | 56649 | INF | 3 | Residential |  | Trade Secret | 2024 | 2024
20264-229917-02 | Minnesota Power | 68 | 12647 | IOU | S-1026 | 12.35 | Solar |  |  | Interconnected | Duluth | 55803 | RGV | 253 | Residential |  | Trade Secret | 2024 | 2024
20264-229917-02 | Minnesota Power | 68 | 12647 | IOU | S-1027 | 7.56 | Solar |  |  | Interconnected | Duluth | 55811 | RGV | 252 | Residential |  | Trade Secret | 2024 | 2024
20264-229917-02 | Minnesota Power | 68 | 12647 | IOU | S-1028 | 19.5 | Storage |  |  | Interconnected | Duluth | 55803 | COL | 242 | Residential |  | Trade Secret |  | 2024
20264-229917-02 | Minnesota Power | 68 | 12647 | IOU | S-1029 | 38.4 | Solar |  |  | Interconnected | Duluth | 55803 | RGV | 253 | Residential |  | Trade Secret | 2024 | 2024
20264-229917-02 | Minnesota Power | 68 | 12647 | IOU | S-1030 | 10 | Solar |  |  | Interconnected | Duluth | 55802 | FIF | 260 | Residential |  | Trade Secret | 2023 | 2024
20264-229917-02 | Minnesota Power | 68 | 12647 | IOU | S-1031 | 12.29 | Solar |  |  | Interconnected | Duluth | 55812 | RGV | 251 | Residential |  | Trade Secret | 2024 | 2024
20264-229917-02 | Minnesota Power | 68 | 12647 | IOU | S-1032 | 31.5 | Solar |  |  | Interconnected | Duluth | 55804 | FRR | 275 | Residential |  | Trade Secret | 2024 | 2024
20264-229917-02 | Minnesota Power | 68 | 12647 | IOU | S-1033 | 15 | Solar |  |  | Interconnected | Duluth | 55811 | SLA | 250 | Residential |  | Trade Secret | 2024 | 2024
20264-229917-02 | Minnesota Power | 68 | 12647 | IOU | S-1034 | 17.66 | Solar |  |  | Interconnected | Duluth | 55804 | COL | 241 | Residential |  | Trade Secret | 2024 | 2024
20264-229917-02 | Minnesota Power | 68 | 12647 | IOU | S-1035 | 40 | Solar |  |  | Interconnected | Menahga | 56464 | SLS | 1 | Commercial |  | Trade Secret | 2024 | 2024
20264-229917-02 | Minnesota Power | 68 | 12647 | IOU | S-1036 | 40 | Solar |  |  | Interconnected | Menahga | 56464 | SLS | 1 | Commercial |  | Trade Secret | 2024 | 2024
20264-229917-02 | Minnesota Power | 68 | 12647 | IOU | S-1037 | 5.04 | Solar |  |  | Interconnected | Duluth | 55807 | LSP | 281 | Residential |  | Trade Secret | 2024 | 2024
20264-229917-02 | Minnesota Power | 68 | 12647 | IOU | S-1038 | 30 | Solar |  |  | Interconnected | Rice | 56367 | RIC | 2 | Commercial |  | Trade Secret | 2024 | 2024
20264-229917-02 | Minnesota Power | 68 | 12647 | IOU | S-1039 | 5.58 | Solar |  |  | Interconnected | Clarissa | 56440 | CLR | 1 | Residential |  | Trade Secret | 2024 | 2024
20264-229917-02 | Minnesota Power | 68 | 12647 | IOU | S-1040 | 108 | Storage |  |  | Interconnected | Duluth | 55803 | RGV | 253 | Residential |  | Trade Secret |  | 2024
20264-229917-02 | Minnesota Power | 68 | 12647 | IOU | S-1041 | 19.22 | Solar |  |  | Interconnected | Hermantown | 55811 | HNS | 236 | Residential |  | Trade Secret | 2024 | 2024
20264-229917-02 | Minnesota Power | 68 | 12647 | IOU | S-1042 | 14.81 | Solar |  |  | Interconnected | Duluth | 55804 | COL | 241 | Residential |  | Trade Secret | 2024 | 2024
20264-229917-02 | Minnesota Power | 68 | 12647 | IOU | S-1043 | 6.5 | Solar |  |  | Interconnected | Barnum | 55707 | WRR | 6321 | Residential |  | Trade Secret | 2024 | 2024
20264-229917-02 | Minnesota Power | 68 | 12647 | IOU | S-1044 | 7.25 | Solar |  |  | Interconnected | Duluth | 55804 | COL | 244 | Residential |  | Trade Secret | 2024 | 2024
20264-229917-02 | Minnesota Power | 68 | 12647 | IOU | S-1045 | 4.19 | Solar |  |  | Interconnected | Duluth | 55803 | COL | 240 | Residential |  | Trade Secret | 2024 | 2024
20264-229917-02 | Minnesota Power | 68 | 12647 | IOU | S-1046 | 4.56 | Solar |  |  | Interconnected | Duluth | 55811 | FIF | 233 | Residential |  | Trade Secret | 2024 | 2024
20264-229917-02 | Minnesota Power | 68 | 12647 | IOU | S-1047 | 6.96 | Solar |  |  | Interconnected | Mountain Iron | 55768 | VRG | 304 | Residential |  | Trade Secret | 2024 | 2024
20264-229917-02 | Minnesota Power | 68 | 12647 | IOU | S-1048 | 7.88 | Solar |  |  | Interconnected | Duluth | 55804 | COL | 241 | Residential |  | Trade Secret | 2024 | 2024
20264-229917-02 | Minnesota Power | 68 | 12647 | IOU | S-1049 | 10.08 | Solar |  |  | Interconnected | Duluth | 55804 | COL | 241 | Residential |  | Trade Secret | 2024 | 2024
20264-229917-02 | Minnesota Power | 68 | 12647 | IOU | S-1050 | 5.36 | Solar |  |  | Interconnected | Duluth | 55804 | COL | 244 | Residential |  | Trade Secret | 2024 | 2024
20264-229917-02 | Minnesota Power | 68 | 12647 | IOU | S-1051 | 11.97 | Solar |  |  | Interconnected | Hermantown | 55811 | HNS | 237 | Residential |  | Trade Secret | 2024 | 2024
20264-229917-02 | Minnesota Power | 68 | 12647 | IOU | S-1052 | 13.55 | Solar |  |  | Interconnected | Duluth | 55804 | COL | 241 | Residential |  | Trade Secret | 2024 | 2024
20264-229917-02 | Minnesota Power | 68 | 12647 | IOU | S-1053 | 14.8 | Solar |  |  | Interconnected | Duluth | 55804 | COL | 240 | Residential |  | Trade Secret | 2024 | 2024
20264-229917-02 | Minnesota Power | 68 | 12647 | IOU | S-1054 | 34.6 | Solar |  |  | Interconnected | Duluth | 55806 | SLA | 250 | Commercial | Low Income | Trade Secret | 2024 | 2024
20264-229917-02 | Minnesota Power | 68 | 12647 | IOU | S-1055 | 7.56 | Solar |  |  | Interconnected | Duluth | 55804 | COL | 244 | Residential |  | Trade Secret | 2024 | 2024
20264-229917-02 | Minnesota Power | 68 | 12647 | IOU | S-1056 | 5.35 | Solar |  |  | Interconnected | Duluth | 55804 | COL | 244 | Residential |  | Trade Secret | 2024 | 2024
20264-229917-02 | Minnesota Power | 68 | 12647 | IOU | S-1057 | 8.2 | Solar |  |  | Interconnected | Wrenshall | 55797 | WRN | 411 | Residential |  | Trade Secret | 2024 | 2024
20264-229917-02 | Minnesota Power | 68 | 12647 | IOU | S-1058 | 15.6 | Solar |  |  | Interconnected | Burtrum | 56318 | UPS | 1 | Residential |  | Trade Secret | 2024 | 2024
20264-229917-02 | Minnesota Power | 68 | 12647 | IOU | S-1059 | 7.56 | Solar |  |  | Interconnected | Duluth | 55812 | RGV | 252 | Residential |  | Trade Secret | 2024 | 2024
20264-229917-02 | Minnesota Power | 68 | 12647 | IOU | S-1060 | 11.52 | Solar |  |  | Interconnected | Mahtowa | 55707 | MAH | 6411 | Residential |  | Trade Secret | 2024 | 2024
20264-229917-02 | Minnesota Power | 68 | 12647 | IOU | S-1061 | 15.12 | Solar |  |  | Interconnected | Duluth | 55804 | COL | 244 | Residential |  | Trade Secret | 2024 | 2024
20264-229917-02 | Minnesota Power | 68 | 12647 | IOU | S-1062 | 5.99 | Solar |  |  | Interconnected | Duluth | 55812 | RGV | 252 | Residential |  | Trade Secret | 2024 | 2024
20264-229917-02 | Minnesota Power | 68 | 12647 | IOU | S-1063 | 17.64 | Solar |  |  | Interconnected | Duluth | 55803 | RGV | 253 | Residential |  | Trade Secret | 2024 | 2024
20264-229917-02 | Minnesota Power | 68 | 12647 | IOU | S-1064 | 5.61 | Solar |  |  | Interconnected | Duluth | 55804 | FRR | 276 | Residential |  | Trade Secret | 2024 | 2024
20264-229917-02 | Minnesota Power | 68 | 12647 | IOU | S-1065 | 13.44 | Solar |  |  | Interconnected | Duluth | 55811 | HNS | 229 | Residential |  | Trade Secret | 2024 | 2024
20264-229917-02 | Minnesota Power | 68 | 12647 | IOU | S-1066 | 96 | Solar |  |  | Interconnected | Pierz | 56364 | LFL | 526 | Commercial |  | Trade Secret | 2023 | 2024
20264-229917-02 | Minnesota Power | 68 | 12647 | IOU | S-1067 | 8.76 | Solar |  |  | Interconnected | Barnum | 55707 | WRR | 6321 | Residential | SolarSense | Trade Secret | 2024 | 2024
20264-229917-02 | Minnesota Power | 68 | 12647 | IOU | S-1068 | 23.42 | Solar |  |  | Interconnected | Coleraine | 55722 | LGW | 334 | Residential |  | Trade Secret | 2024 | 2024
20264-229917-02 | Minnesota Power | 68 | 12647 | IOU | S-1069 | 5.58 | Solar |  |  | Interconnected | Carlton | 55718 | WRN | 411 | Residential |  | Trade Secret | 2024 | 2024
20264-229917-02 | Minnesota Power | 68 | 12647 | IOU | S-1070 | 3.78 | Solar |  |  | Interconnected | Duluth | 55803 | COL | 242 | Residential |  | Trade Secret | 2024 | 2024
20264-229917-02 | Minnesota Power | 68 | 12647 | IOU | S-1071 | 14.59 | Solar |  |  | Interconnected | Hermantown | 55811 | FCS | 215 | Residential |  | Trade Secret | 2024 | 2024
20264-229917-02 | Minnesota Power | 68 | 12647 | IOU | S-1072 | 14.98 | Solar |  |  | Interconnected | International Falls | 56649 | INF | 3 | Residential |  | Trade Secret | 2024 | 2024
20264-229917-02 | Minnesota Power | 68 | 12647 | IOU | S-1073 | 12.6 | Solar |  |  | Interconnected | Duluth | 55812 | RGV | 252 | Residential |  | Trade Secret | 2024 | 2024
20264-229917-02 | Minnesota Power | 68 | 12647 | IOU | S-1074 | 15.12 | Solar |  |  | Interconnected | Duluth | 55804 | COL | 241 | Residential |  | Trade Secret | 2024 | 2024
20264-229917-02 | Minnesota Power | 68 | 12647 | IOU | S-1075 | 10.64 | Solar |  |  | Interconnected | Duluth | 55803 | RGV | 253 | Residential |  | Trade Secret | 2024 | 2024
20264-229917-02 | Minnesota Power | 68 | 12647 | IOU | S-1076 | 15 | Storage |  |  | Interconnected | Swanville | 56382 | SWN | 1 | Residential |  | Trade Secret |  | 2024
20264-229917-02 | Minnesota Power | 68 | 12647 | IOU | S-1077 | 38 | Solar |  |  | Interconnected | Royalton | 56373 | UPS | 1 | Residential |  | Trade Secret | 2024 | 2024
20264-229917-02 | Minnesota Power | 68 | 12647 | IOU | S-1078 | 5.76 | Solar |  |  | Interconnected | Duluth | 55805 | RGV | 254 | Residential |  | Trade Secret | 2024 | 2024
20264-229917-02 | Minnesota Power | 68 | 12647 | IOU | S-1079 | 5.94 | Solar |  |  | Interconnected | Duluth | 55804 | COL | 241 | Residential |  | Trade Secret | 2024 | 2024
20264-229917-02 | Minnesota Power | 68 | 12647 | IOU | S-1080 | 6.93 | Solar |  |  | Interconnected | Duluth | 55804 | COL | 244 | Residential |  | Trade Secret | 2024 | 2024
20264-229917-02 | Minnesota Power | 68 | 12647 | IOU | S-1081 | 5.04 | Solar |  |  | Interconnected | Duluth | 55804 | COL | 244 | Residential |  | Trade Secret | 2024 | 2024
20264-229917-02 | Minnesota Power | 68 | 12647 | IOU | S-1082 | 8 | Solar |  |  | Interconnected | Duluth | 55804 | FRR | 275 | Residential |  | Trade Secret | 2024 | 2024
20264-229917-02 | Minnesota Power | 68 | 12647 | IOU | S-1083 | 7.92 | Solar |  |  | Interconnected | Duluth | 55804 | COL | 241 | Residential |  | Trade Secret | 2024 | 2024
20264-229917-02 | Minnesota Power | 68 | 12647 | IOU | S-1084 | 5 | Solar |  |  | Interconnected | Duluth | 55811 | SLA | 250 | Residential |  | Trade Secret | 2024 | 2024
20264-229917-02 | Minnesota Power | 68 | 12647 | IOU | S-1085 | 14.18 | Solar |  |  | Interconnected | Duluth | 55805 | RGV | 254 | Residential |  | Trade Secret | 2024 | 2024
20264-229917-02 | Minnesota Power | 68 | 12647 | IOU | S-1086 | 5.67 | Solar |  |  | Interconnected | Duluth | 55804 | COL | 244 | Residential |  | Trade Secret | 2024 | 2024
20264-229917-02 | Minnesota Power | 68 | 12647 | IOU | S-1087 | 5.76 | Solar |  |  | Interconnected | Duluth | 55812 | RGV | 252 | Residential |  | Trade Secret | 2024 | 2024
20264-229917-02 | Minnesota Power | 68 | 12647 | IOU | S-1088 | 8.82 | Solar |  |  | Interconnected | Duluth | 55812 | COL | 242 | Residential |  | Trade Secret | 2024 | 2024
20264-229917-02 | Minnesota Power | 68 | 12647 | IOU | S-1089 | 8.82 | Solar |  |  | Interconnected | Duluth | 55802 | FIF | 260 | Commercial |  | Trade Secret | 2024 | 2024
20264-229917-02 | Minnesota Power | 68 | 12647 | IOU | S-1090 | 38 | Solar |  |  | Interconnected | Bowlus | 56314 | UPS | 1 | Commercial |  | Trade Secret | 2024 | 2024
20264-229917-02 | Minnesota Power | 68 | 12647 | IOU | S-1091 | 6.84 | Solar |  |  | Interconnected | Duluth | 55805 | SLA | 250 | Residential |  | Trade Secret | 2024 | 2024
20264-229917-02 | Minnesota Power | 68 | 12647 | IOU | S-1092 | 85 | Solar |  |  | Interconnected | Pierz | 56364 | RPR | 1 | Commercial |  | Trade Secret | 2023 | 2024
20264-229917-02 | Minnesota Power | 68 | 12647 | IOU | S-1093 | 37.8 | Solar |  |  | Interconnected | Pierz | 56364 | PZG | 2 | Residential |  | Trade Secret | 2023 | 2024
20264-229917-02 | Minnesota Power | 68 | 12647 | IOU | S-1094 | 40 | Solar |  |  | Interconnected | Aurora | 55705 | AUN | 1 | Commercial |  | Trade Secret | 2024 | 2024
20264-229917-02 | Minnesota Power | 68 | 12647 | IOU | S-1095 | 11.97 | Solar |  |  | Interconnected | Duluth | 55803 | COL | 242 | Residential |  | Trade Secret | 2024 | 2024
20264-229917-02 | Minnesota Power | 68 | 12647 | IOU | S-1096 | 14.8 | Solar |  |  | Interconnected | Duluth | 55804 | COL | 244 | Residential |  | Trade Secret | 2024 | 2024
20264-229917-02 | Minnesota Power | 68 | 12647 | IOU | S-1097 | 11.03 | Solar |  |  | Interconnected | Duluth | 55805 | SLA | 250 | Residential |  | Trade Secret | 2024 | 2024
20264-229917-02 | Minnesota Power | 68 | 12647 | IOU | S-1098 | 5.04 | Solar |  |  | Interconnected | Duluth | 55804 | COL | 241 | Residential |  | Trade Secret | 2024 | 2024
20264-229917-02 | Minnesota Power | 68 | 12647 | IOU | S-1099 | 5.36 | Solar |  |  | Interconnected | Duluth | 55804 | COL | 241 | Residential |  | Trade Secret | 2024 | 2024
20264-229917-02 | Minnesota Power | 68 | 12647 | IOU | S-1100 | 18.9 | Solar |  |  | Interconnected | Duluth | 55804 | COL | 241 | Residential |  | Trade Secret | 2024 | 2024
20264-229917-02 | Minnesota Power | 68 | 12647 | IOU | S-1101 | 8.82 | Solar |  |  | Interconnected | Duluth | 55811 | SLA | 250 | Residential |  | Trade Secret | 2024 | 2024
20264-229917-02 | Minnesota Power | 68 | 12647 | IOU | S-1102 | 3.78 | Solar |  |  | Interconnected | Duluth | 55804 | COL | 244 | Residential |  | Trade Secret | 2024 | 2024
20264-229917-02 | Minnesota Power | 68 | 12647 | IOU | S-1103 | 8.19 | Solar |  |  | Interconnected | Duluth | 55804 | COL | 241 | Residential |  | Trade Secret | 2024 | 2024
20264-229917-02 | Minnesota Power | 68 | 12647 | IOU | S-1104 | 6.3 | Solar |  |  | Interconnected | Duluth | 55804 | COL | 241 | Residential |  | Trade Secret | 2024 | 2024
20264-229917-02 | Minnesota Power | 68 | 12647 | IOU | S-1105 | 8.19 | Solar |  |  | Interconnected | Duluth | 55804 | COL | 244 | Residential |  | Trade Secret | 2024 | 2024
20264-229917-02 | Minnesota Power | 68 | 12647 | IOU | S-1106 | 4.1 | Solar |  |  | Interconnected | Duluth | 55804 | COL | 244 | Residential |  | Trade Secret | 2024 | 2024
20264-229917-02 | Minnesota Power | 68 | 12647 | IOU | S-1107 | 15 | Solar |  |  | Interconnected | Swanville | 56382 | SWN | 1 | Residential |  | Trade Secret | 2024 | 2024
20264-229917-02 | Minnesota Power | 68 | 12647 | IOU | S-1108 | 5.67 | Solar |  |  | Interconnected | Duluth | 55804 | COL | 244 | Residential |  | Trade Secret | 2024 | 2024
20264-229917-02 | Minnesota Power | 68 | 12647 | IOU | S-1109 | 33.93 | Solar |  |  | Interconnected | Duluth | 55805 | RGV | 254 | Commercial |  | Trade Secret | 2024 | 2024
20264-229917-02 | Minnesota Power | 68 | 12647 | IOU | S-1110 | 300 | Solar |  |  | Interconnected | Pequot Lakes | 56472 | PQL | 2 | Commercial |  | Trade Secret | 2024 | 2024
20264-229917-02 | Minnesota Power | 68 | 12647 | IOU | S-1111 | 16.13 | Solar |  |  | Interconnected | Duluth | 55803 | COL | 242 | Residential |  | Trade Secret | 2024 | 2024
20264-229917-02 | Minnesota Power | 68 | 12647 | IOU | S-1112 | 5 | Solar |  |  | Interconnected | Duluth | 55806 | TFW | 243 | Residential |  | Trade Secret | 2024 | 2024
20264-229917-02 | Minnesota Power | 68 | 12647 | IOU | S-1113 | 8.19 | Solar |  |  | Interconnected | Duluth | 55804 | COL | 241 | Residential |  | Trade Secret | 2024 | 2024
20264-229917-02 | Minnesota Power | 68 | 12647 | IOU | S-1114 | 16.7 | Solar |  |  | Interconnected | Duluth | 55804 | COL | 241 | Residential |  | Trade Secret | 2024 | 2024
20264-229917-02 | Minnesota Power | 68 | 12647 | IOU | S-1115 | 7.92 | Solar |  |  | Interconnected | Duluth | 55804 | FRR | 275 | Residential |  | Trade Secret | 2024 | 2024
20264-229917-02 | Minnesota Power | 68 | 12647 | IOU | S-1116 | 3.78 | Solar |  |  | Interconnected | Duluth | 55811 | RGV | 256 | Residential |  | Trade Secret | 2024 | 2024
20264-229917-02 | Minnesota Power | 68 | 12647 | IOU | S-1117 | 7.25 | Solar |  |  | Interconnected | Duluth | 55804 | COL | 244 | Residential |  | Trade Secret | 2024 | 2024
20264-229917-02 | Minnesota Power | 68 | 12647 | IOU | S-1118 | 3.84 | Solar |  |  | Interconnected | Duluth | 55805 | FIF | 230 | Residential |  | Trade Secret | 2023 | 2024
20264-229917-02 | Minnesota Power | 68 | 12647 | IOU | S-1119 | 17.96 | Solar |  |  | Interconnected | Duluth | 55804 | COL | 241 | Residential |  | Trade Secret | 2024 | 2024
20264-229917-02 | Minnesota Power | 68 | 12647 | IOU | S-1120 | 6.08 | Solar |  |  | Interconnected | Duluth | 55803 | RGV | 253 | Residential |  | Trade Secret | 2024 | 2024
20264-229917-02 | Minnesota Power | 68 | 12647 | IOU | S-1121 | 10.02 | Solar |  |  | Interconnected | Duluth | 55811 | RGV | 256 | Residential |  | Trade Secret | 2024 | 2024
20264-229917-02 | Minnesota Power | 68 | 12647 | IOU | S-1122 | 10.5 | Solar |  |  | Interconnected | Duluth | 55804 | FRR | 275 | Residential |  | Trade Secret | 2024 | 2024
20264-229917-02 | Minnesota Power | 68 | 12647 | IOU | S-1123 | 14.18 | Solar |  |  | Interconnected | Chisholm | 55719 | CHL | 1 | Residential |  | Trade Secret | 2023 | 2024
20264-229917-02 | Minnesota Power | 68 | 12647 | IOU | S-1124 | 9.22 | Solar |  |  | Interconnected | Bowlus | 56314 | BSD | 2 | Residential |  | Trade Secret | 2024 | 2024
20264-229917-02 | Minnesota Power | 68 | 12647 | IOU | S-1125 | 5.22 | Solar |  |  | Interconnected | Duluth | 55807 | LSP | 281 | Residential | SolarSense | Trade Secret | 2024 | 2024
20264-229917-02 | Minnesota Power | 68 | 12647 | IOU | S-1126 | 12.92 | Solar |  |  | Interconnected | Duluth | 55811 | HNS | 236 | Residential |  | Trade Secret | 2024 | 2024
20264-229917-02 | Minnesota Power | 68 | 12647 | IOU | S-1127 | 7.6 | Solar |  |  | Interconnected | Duluth | 55803 | COL | 240 | Residential |  | Trade Secret | 2024 | 2024
20264-229917-02 | Minnesota Power | 68 | 12647 | IOU | S-1128 | 9.14 | Solar |  |  | Interconnected | Duluth | 55804 | COL | 244 | Residential |  | Trade Secret | 2024 | 2024
20264-229917-02 | Minnesota Power | 68 | 12647 | IOU | S-1129 | 12.6 | Solar |  |  | Interconnected | Duluth | 55804 | COL | 244 | Residential |  | Trade Secret | 2024 | 2024
20264-229917-02 | Minnesota Power | 68 | 12647 | IOU | S-1130 | 9.14 | Solar |  |  | Interconnected | Hermantown | 55811 | HNS | 236 | Residential |  | Trade Secret | 2024 | 2024
20264-229917-02 | Minnesota Power | 68 | 12647 | IOU | S-1131 | 8.09 | Solar |  |  | Interconnected | Ely | 55731 | STC | 2 | Residential |  | Trade Secret | 2024 | 2024
20264-229917-02 | Minnesota Power | 68 | 12647 | IOU | S-1132 | 5.67 | Solar |  |  | Interconnected | Duluth | 55804 | COL | 244 | Residential |  | Trade Secret | 2024 | 2024
20264-229917-02 | Minnesota Power | 68 | 12647 | IOU | S-1133 | 4.56 | Solar |  |  | Interconnected | Esko | 55733 | CNA | 413 | Residential |  | Trade Secret | 2023 | 2024
20264-229917-02 | Minnesota Power | 68 | 12647 | IOU | S-1134 | 11.97 | Solar |  |  | Interconnected | Duluth | 55804 | COL | 244 | Residential |  | Trade Secret | 2024 | 2024
20264-229917-02 | Minnesota Power | 68 | 12647 | IOU | S-1135 | 11.4 | Solar |  |  | Interconnected | Duluth | 55805 | RGV | 254 | Residential | SolarSense | Trade Secret | 2023 | 2024
20264-229917-02 | Minnesota Power | 68 | 12647 | IOU | S-1136 | 4.41 | Solar |  |  | Interconnected | Duluth | 55804 | COL | 244 | Residential |  | Trade Secret | 2024 | 2024
20264-229917-02 | Minnesota Power | 68 | 12647 | IOU | S-1137 | 6.3 | Solar |  |  | Interconnected | Duluth | 55804 | COL | 244 | Residential |  | Trade Secret | 2024 | 2024
20264-229917-02 | Minnesota Power | 68 | 12647 | IOU | S-1138 | 10 | Solar |  |  | Interconnected | Tower | 55790 | TWN | 2 | Residential |  | Trade Secret | 2024 | 2024
20264-229917-02 | Minnesota Power | 68 | 12647 | IOU | S-1139 | 39.98 | Solar |  |  | Interconnected | Royalton | 56373 | BLD | 511 | Residential |  | Trade Secret | 2023 | 2024
20264-229917-02 | Minnesota Power | 68 | 12647 | IOU | S-1140 | 10 | Solar |  |  | Interconnected | Little Falls | 56345 | LFW | 1 | Residential |  | Trade Secret | 2024 | 2024
20264-229917-02 | Minnesota Power | 68 | 12647 | IOU | S-1141 | 8.5 | Solar |  |  | Interconnected | Duluth | 55804 | COL | 244 | Residential |  | Trade Secret | 2024 | 2024
20264-229917-02 | Minnesota Power | 68 | 12647 | IOU | S-1142 | 15.75 | Solar |  |  | Interconnected | Duluth | 55804 | FRR | 276 | Residential |  | Trade Secret | 2024 | 2024
20264-229917-02 | Minnesota Power | 68 | 12647 | IOU | S-1143 | 11.88 | Solar |  |  | Interconnected | Deerwood | 56444 | DER | 2 | Residential |  | Trade Secret | 2024 | 2024
20264-229917-02 | Minnesota Power | 68 | 12647 | IOU | S-1144 | 6.84 | Solar |  |  | Interconnected | Duluth | 55808 | GRY | 200 | Residential |  | Trade Secret | 2024 | 2024
20264-229917-02 | Minnesota Power | 68 | 12647 | IOU | S-1145 | 4.64 | Solar |  |  | Interconnected | Duluth | 55808 | GRY | 201 | Residential | SolarSense | Trade Secret | 2024 | 2024
20264-229917-02 | Minnesota Power | 68 | 12647 | IOU | S-1146 | 11.5 | Storage |  |  | Interconnected | Deerwood | 56444 | DER | 1 | Residential |  | Trade Secret |  | 2024
20264-229917-02 | Minnesota Power | 68 | 12647 | IOU | S-1147 | 6.53 | Solar |  |  | Interconnected | Duluth | 55805 | RGV | 254 | Residential |  | Trade Secret | 2024 | 2024
20264-229917-02 | Minnesota Power | 68 | 12647 | IOU | S-1148 | 7.68 | Solar |  |  | Interconnected | Pierz | 56364 | PZG | 2 | Commercial |  | Trade Secret | 2023 | 2024
20264-229917-02 | Minnesota Power | 68 | 12647 | IOU | S-1149 | 4.08 | Solar |  |  | Interconnected | Duluth | 55804 | COL | 244 | Residential |  | Trade Secret | 2024 | 2024
20264-229917-02 | Minnesota Power | 68 | 12647 | IOU | S-1150 | 24 | Solar |  |  | Interconnected | Duluth | 55803 | RGV | 253 | Residential |  | Trade Secret | 2024 | 2024
20264-229917-02 | Minnesota Power | 68 | 12647 | IOU | S-1151 | 10.39 | Solar |  |  | Interconnected | Esko | 55733 | CNA | 405 | Residential |  | Trade Secret | 2024 | 2024
20264-229917-02 | Minnesota Power | 68 | 12647 | IOU | S-1152 | 7 | Solar |  |  | Interconnected | Duluth | 55806 | FIF | 220 | Residential | SolarSense | Trade Secret | 2023 | 2024
20264-229917-02 | Minnesota Power | 68 | 12647 | IOU | S-1153 | 8.83 | Solar |  |  | Interconnected | Silver Bay | 55614 | SBT | 4301 | Residential |  | Trade Secret | 2024 | 2024
20264-229917-02 | Minnesota Power | 68 | 12647 | IOU | S-1154 | 29.15 | Solar |  |  | Interconnected | Duluth | 55805 | RGV | 254 | Commercial |  | Trade Secret | 2024 | 2024
20264-229917-02 | Minnesota Power | 68 | 12647 | IOU | S-1155 | 9.24 | Solar |  |  | Interconnected | Babbitt | 55706 | BAB | 1 | Residential |  | Trade Secret | 2024 | 2024
20264-229917-02 | Minnesota Power | 68 | 12647 | IOU | S-1156 | 6 | Solar |  |  | Interconnected | Esko | 55733 | CNA | 405 | Residential | SolarSense | Trade Secret | 2024 | 2024
20264-229917-02 | Minnesota Power | 68 | 12647 | IOU | S-1157 | 6.3 | Solar |  |  | Interconnected | Duluth | 55803 | FBG | 269 | Residential |  | Trade Secret | 2024 | 2024
20264-229917-02 | Minnesota Power | 68 | 12647 | IOU | S-1158 | 7.25 | Solar |  |  | Interconnected | Duluth | 55804 | COL | 244 | Residential |  | Trade Secret | 2024 | 2024
20264-229917-02 | Minnesota Power | 68 | 12647 | IOU | S-1159 | 8.06 | Solar |  |  | Interconnected | Duluth | 55806 | FIF | 230 | Residential |  | Trade Secret | 2024 | 2024
20264-229917-02 | Minnesota Power | 68 | 12647 | IOU | S-1160 | 38 | Solar |  |  | Interconnected | Bowlus | 56314 | BSD | 2 | Commercial |  | Trade Secret | 2024 | 2024
20264-229917-02 | Minnesota Power | 68 | 12647 | IOU | S-1161 | 38 | Solar |  |  | Interconnected | Pierz | 56364 | LFL | 526 | Commercial |  | Trade Secret | 2024 | 2024
20264-229917-02 | Minnesota Power | 68 | 12647 | IOU | S-1162 | 38 | Solar |  |  | Interconnected | Bowlus | 56314 | BSD | 2 | Commercial |  | Trade Secret | 2024 | 2024
20264-229917-02 | Minnesota Power | 68 | 12647 | IOU | S-1163 | 12.6 | Solar |  |  | Interconnected | Duluth | 55811 | CBL | 214 | Residential |  | Trade Secret | 2024 | 2024
20264-229917-02 | Minnesota Power | 68 | 12647 | IOU | S-1164 | 8.36 | Solar |  |  | Interconnected | Duluth | 55804 | COL | 244 | Residential |  | Trade Secret | 2024 | 2024
20264-229917-02 | Minnesota Power | 68 | 12647 | IOU | S-1165 | 5.28 | Solar |  |  | Interconnected | Aurora | 55705 | BIW | 1 | Residential | SolarSense | Trade Secret | 2024 | 2024
20264-229917-02 | Minnesota Power | 68 | 12647 | IOU | S-1166 | 1.46 | Solar |  |  | Interconnected | Duluth | 55811 | HNS | 247 | Residential |  | Trade Secret | 2023 | 2024
20264-229917-02 | Minnesota Power | 68 | 12647 | IOU | S-1167 | 9.77 | Solar |  |  | Interconnected | Duluth | 55812 | RGV | 252 | Residential |  | Trade Secret | 2024 | 2024
20264-229917-02 | Minnesota Power | 68 | 12647 | IOU | S-1168 | 12.87 | Solar |  |  | Interconnected | Duluth | 55804 | COL | 245 | Residential |  | Trade Secret | 2024 | 2024
20264-229917-02 | Minnesota Power | 68 | 12647 | IOU | S-1169 | 16.9 | Solar |  |  | Interconnected | Duluth | 55811 | RGV | 254 | Residential |  | Trade Secret | 2024 | 2024
20264-229917-02 | Minnesota Power | 68 | 12647 | IOU | S-1170 | 6.63 | Solar |  |  | Interconnected | Rice | 56367 | RIC | 2 | Residential |  | Trade Secret | 2022 | 2024
20264-229917-02 | Minnesota Power | 68 | 12647 | IOU | S-1171 | 10 | Solar |  |  | Interconnected | Duluth | 55811 | HNS | 236 | Residential | SolarSense | Trade Secret | 2023 | 2024
20264-229917-02 | Minnesota Power | 68 | 12647 | IOU | S-1172 | 34.2 | Solar |  |  | Interconnected | Swanville | 56382 | SWN | 1 | Commercial | SolarSense | Trade Secret | 2024 | 2024
20264-229917-02 | Minnesota Power | 68 | 12647 | IOU | S-1173 | 22.8 | Solar |  |  | Interconnected | Freeport | 56331 | UPS | 1 | Residential |  | Trade Secret | 2024 | 2024
20264-229917-02 | Minnesota Power | 68 | 12647 | IOU | S-1174 | 23.55 | Solar |  |  | Interconnected | Hermantown | 55810 | HNS | 237 | Residential | SolarSense | Trade Secret | 2024 | 2024
20264-229917-02 | Minnesota Power | 68 | 12647 | IOU | S-1175 | 8.82 | Solar |  |  | Interconnected | Albany | 56307 | UPS | 1 | Residential | SolarSense | Trade Secret | 2024 | 2024
20264-229917-02 | Minnesota Power | 68 | 12647 | IOU | S-1176 | 20 | Solar |  |  | Interconnected | Little Falls | 56345 | GIN | 1 | Residential |  | Trade Secret | 2024 | 2024
20264-229917-02 | Minnesota Power | 68 | 12647 | IOU | S-1177 | 4.64 | Solar |  |  | Interconnected | Duluth | 55811 | HNS | 236 | Residential |  | Trade Secret | 2024 | 2024
20264-229917-02 | Minnesota Power | 68 | 12647 | IOU | S-1178 | 7.54 | Solar |  |  | Interconnected | Duluth | 55810 | LSP | 223 | Residential |  | Trade Secret | 2024 | 2024
20264-229917-02 | Minnesota Power | 68 | 12647 | IOU | S-1179 | 5.44 | Solar |  |  | Interconnected | Hermantown | 55811 | HNS | 237 | Residential |  | Trade Secret | 2024 | 2024
20264-229917-02 | Minnesota Power | 68 | 12647 | IOU | S-1180 | 9.45 | Solar |  |  | Interconnected | Hermantown | 55811 | HNS | 236 | Residential | SolarSense | Trade Secret | 2024 | 2024
20264-229917-02 | Minnesota Power | 68 | 12647 | IOU | S-1181 | 38 | Solar |  |  | Interconnected | Royalton | 56373 | BLD | 511 | Commercial |  | Trade Secret | 2024 | 2024
20264-229917-02 | Minnesota Power | 68 | 12647 | IOU | S-1182 | 13.05 | Solar |  |  | Interconnected | Duluth | 55811 | RGV | 256 | Residential | SolarSense | Trade Secret | 2024 | 2024
20264-229917-02 | Minnesota Power | 68 | 12647 | IOU | S-1183 | 5 | Solar |  |  | Interconnected | Duluth | 55803 | COL | 240 | Residential |  | Trade Secret | 2023 | 2024
20264-229917-02 | Minnesota Power | 68 | 12647 | IOU | S-1184 | 22.8 | Solar |  |  | Interconnected | Duluth | 55804 | FRR | 276 | Residential | SolarSense | Trade Secret | 2024 | 2024
20264-229917-02 | Minnesota Power | 68 | 12647 | IOU | S-1185 | 5.67 | Solar |  |  | Interconnected | Duluth | 55802 | FIF | 260 | Residential | SolarSense | Trade Secret | 2024 | 2024
20264-229917-02 | Minnesota Power | 68 | 12647 | IOU | S-1186 | 10 | Storage |  |  | Interconnected | Duluth | 55804 | FRR | 276 | Residential |  | Trade Secret |  | 2024
20264-229917-02 | Minnesota Power | 68 | 12647 | IOU | S-1187 | 13.18 | Solar |  |  | Interconnected | Duluth | 55804 | FRR | 276 | Residential | SolarSense | Trade Secret | 2024 | 2024
20264-229917-02 | Minnesota Power | 68 | 12647 | IOU | S-1188 | 4.61 | Solar |  |  | Interconnected | Duluth | 55803 | COL | 242 | Residential | SolarSense | Trade Secret | 2024 | 2024
20264-229917-02 | Minnesota Power | 68 | 12647 | IOU | S-1189 | 4.41 | Solar |  |  | Interconnected | Pine River | 56474 | SPR | 1 | Residential | SolarSense | Trade Secret | 2023 | 2024
20264-229917-02 | Minnesota Power | 68 | 12647 | IOU | S-1190 | 10 | Solar |  |  | Interconnected | Esko | 55733 | CNA | 405 | Residential |  | Trade Secret | 2023 | 2024
20264-229917-02 | Minnesota Power | 68 | 12647 | IOU | S-1191 | 11.14 | Solar |  |  | Interconnected | Carlton | 55718 | MAH | 6411 | Residential |  | Trade Secret | 2024 | 2024
20264-229917-02 | Minnesota Power | 68 | 12647 | IOU | S-1192 | 13.82 | Solar |  |  | Interconnected | Long Prairie | 56347 | LPD | 2 | Residential |  | Trade Secret | 2024 | 2024
20264-229917-02 | Minnesota Power | 68 | 12647 | IOU | S-1193 | 10.98 | Solar |  |  | Interconnected | Duluth | 55808 | LSP | 280 | Residential | SolarSense | Trade Secret | 2024 | 2024
20264-229917-02 | Minnesota Power | 68 | 12647 | IOU | S-1194 | 4.54 | Solar |  |  | Interconnected | Duluth | 55807 | LSP | 281 | Residential | SolarSense | Trade Secret | 2024 | 2024
20264-229917-02 | Minnesota Power | 68 | 12647 | IOU | S-1195 | 10.73 | Solar |  |  | Interconnected | Duluth | 55811 | SLA | 250 | Residential | SolarSense | Trade Secret | 2024 | 2024
20264-229917-02 | Minnesota Power | 68 | 12647 | IOU | S-1196 | 12.67 | Solar |  |  | Interconnected | Duluth | 55807 | LSP | 281 | Residential |  | Trade Secret | 2024 | 2024
20264-229917-02 | Minnesota Power | 68 | 12647 | IOU | S-1197 | 7.7 | Solar |  |  | Interconnected | Chisholm | 55719 | BAL | 1 | Residential | SolarSense | Trade Secret | 2024 | 2024
20264-229917-02 | Minnesota Power | 68 | 12647 | IOU | S-1198 | 7.9 | Solar |  |  | Interconnected | Duluth | 55804 | COL | 244 | Residential |  | Trade Secret | 2024 | 2024
20264-229917-02 | Minnesota Power | 68 | 12647 | IOU | S-1199 | 5.14 | Solar |  |  | Interconnected | Esko | 55733 | CNA | 403 | Residential |  | Trade Secret | 2024 | 2024
20264-229917-02 | Minnesota Power | 68 | 12647 | IOU | S-1200 | 18 | Solar |  |  | Interconnected | Duluth | 55811 | FCS | 214 | Residential |  | Trade Secret | 2023 | 2024
20264-229917-02 | Minnesota Power | 68 | 12647 | IOU | S-1201 | 6.96 | Solar |  |  | Interconnected | Duluth | 55811 | HNS | 247 | Commercial | Low Income | Trade Secret | 2023 | 2024
20264-229917-02 | Minnesota Power | 68 | 12647 | IOU | S-1202 | 5.38 | Solar |  |  | Interconnected | Duluth | 55805 | SLA | 250 | Residential |  | Trade Secret | 2024 | 2024
20264-229917-02 | Minnesota Power | 68 | 12647 | IOU | S-1203 | 6.96 | Solar |  |  | Interconnected | Duluth | 55811 | HNS | 247 | Commercial | Low Income | Trade Secret | 2023 | 2024
20264-229917-02 | Minnesota Power | 68 | 12647 | IOU | S-1204 | 9.12 | Solar |  |  | Interconnected | Duluth | 55804 | FRR | 275 | Residential | SolarSense | Trade Secret | 2024 | 2024
20264-229917-02 | Minnesota Power | 68 | 12647 | IOU | S-1205 | 10 | Solar |  |  | Interconnected | Wrenshall | 55797 | WRN | 411 | Residential |  | Trade Secret | 2023 | 2024
20264-229917-02 | Minnesota Power | 68 | 12647 | IOU | S-1206 | 54 | Storage |  |  | Interconnected | Duluth | 55811 | FCS | 215 | Residential |  | Trade Secret |  | 2024
20264-229917-02 | Minnesota Power | 68 | 12647 | IOU | S-1207 | 7.6 | Solar |  |  | Interconnected | Cloquet | 55720 | CLQ | 410 | Residential |  | Trade Secret | 2023 | 2024
20264-229917-02 | Minnesota Power | 68 | 12647 | IOU | S-1208 | 8.45 | Solar |  |  | Interconnected | Park Rapids | 56470 | LNG | 541 | Residential |  | Trade Secret | 2024 | 2024
20264-229917-02 | Minnesota Power | 68 | 12647 | IOU | S-1209 | 19.85 | Solar |  |  | Interconnected | Cloquet | 55720 | CLQ | 410 | Residential |  | Trade Secret | 2024 | 2024
20264-229917-02 | Minnesota Power | 68 | 12647 | IOU | S-1210 | 12.29 | Solar |  |  | Interconnected | Chisholm | 55719 | CHL | 1 | Residential |  | Trade Secret | 2024 | 2024
20264-229917-02 | Minnesota Power | 68 | 12647 | IOU | S-1211 | 4.73 | Solar |  |  | Interconnected | Cloquet | 55720 | CLQ | 409 | Residential |  | Trade Secret | 2024 | 2024
20264-229917-02 | Minnesota Power | 68 | 12647 | IOU | S-1212 | 6.28 | Solar |  |  | Interconnected | Duluth | 55803 | RGV | 253 | Residential | Low Income | Trade Secret | 2024 | 2024
20264-229917-02 | Minnesota Power | 68 | 12647 | IOU | S-1213 | 3.78 | Solar |  |  | Interconnected | Upsala | 56384 | UPS | 2 | Residential |  | Trade Secret | 2024 | 2024
20264-229917-02 | Minnesota Power | 68 | 12647 | IOU | S-1214 | 4.61 | Solar |  |  | Interconnected | Grand Rapids | 55744 | LGW | 335 | Residential | SolarSense | Trade Secret | 2023 | 2024
20264-229917-02 | Minnesota Power | 68 | 12647 | IOU | S-1215 | 23.94 | Solar |  |  | Interconnected | Sturgeon Lake | 55783 | DEN | 6431 | Residential |  | Trade Secret | 2023 | 2024
20264-229917-02 | Minnesota Power | 68 | 12647 | IOU | S-1216 | 9.7 | Solar |  |  | Interconnected | Duluth | 55804 | COL | 244 | Residential | SolarSense | Trade Secret | 2024 | 2024
20264-229917-02 | Minnesota Power | 68 | 12647 | IOU | S-1217 | 40 | Solar |  |  | Interconnected | Cloquet | 55720 | CLQ | 410 | Commercial |  | Trade Secret | 2022 | 2024
20264-229917-02 | Minnesota Power | 68 | 12647 | IOU | S-1218 | 10.4 | Solar |  |  | Interconnected | Duluth | 55804 | COL | 245 | Residential |  | Trade Secret | 2023 | 2024
20264-229917-02 | Minnesota Power | 68 | 12647 | IOU | S-1219 | 17.3 | Solar |  |  | Interconnected | Duluth | 55804 | FRR | 275 | Residential |  | Trade Secret | 2023 | 2024
20264-229917-02 | Minnesota Power | 68 | 12647 | IOU | S-1220 | 16 | Solar |  |  | Interconnected | Duluth | 55811 | FCS | 215 | Residential |  | Trade Secret | 2023 | 2024
20264-229917-02 | Minnesota Power | 68 | 12647 | IOU | S-1221 | 3.52 | Solar |  |  | Interconnected | Duluth | 55804 | COL | 244 | Residential |  | Trade Secret | 2023 | 2024
20264-229917-02 | Minnesota Power | 68 | 12647 | IOU | S-1222 | 6.91 | Solar |  |  | Interconnected | Motley | 56466 | MOT | 1 | Residential |  | Trade Secret | 2023 | 2024
20264-229917-02 | Minnesota Power | 68 | 12647 | IOU | S-1223 | 14.2 | Solar |  |  | Interconnected | Duluth | 55803 | COL | 240 | Residential |  | Trade Secret | 2023 | 2024
20264-229917-02 | Minnesota Power | 68 | 12647 | IOU | S-1224 | 8.45 | Solar |  |  | Interconnected | Pine River | 56474 | SPR | 1 | Residential |  | Trade Secret | 2023 | 2024
20264-229917-02 | Minnesota Power | 68 | 12647 | IOU | S-1225 | 25.73 | Solar |  |  | Interconnected | Carlton | 55718 | WRN | 411 | Residential |  | Trade Secret | 2023 | 2024
20264-229917-02 | Minnesota Power | 68 | 12647 | IOU | S-1226 | 6.3 | Solar |  |  | Interconnected | Sebeka | 56477 | SEB | 1 | Residential |  | Trade Secret | 2023 | 2024
20264-229917-02 | Minnesota Power | 68 | 12647 | IOU | S-1227 | 10.37 | Solar |  |  | Interconnected | International Falls | 56649 | INF | 4 | Residential |  | Trade Secret | 2023 | 2024
20264-229917-02 | Minnesota Power | 68 | 12647 | IOU | S-1228 | 11.52 | Solar |  |  | Interconnected | Chisholm | 55719 | CHL | 3 | Residential |  | Trade Secret | 2023 | 2024
20264-229917-02 | Minnesota Power | 68 | 12647 | IOU | S-1229 | 5.79 | Solar |  |  | Interconnected | Rice | 56367 | RIC | 1 | Residential |  | Trade Secret | 2023 | 2024
20264-229917-02 | Minnesota Power | 68 | 12647 | IOU | S-1230 | 9.6 | Solar |  |  | Interconnected | International Falls | 56649 | INF | 4 | Residential |  | Trade Secret | 2023 | 2024
20264-229917-02 | Minnesota Power | 68 | 12647 | IOU | S-1231 | 9.6 | Solar |  |  | Interconnected | Rice | 56367 | RIC | 2 | Residential |  | Trade Secret | 2023 | 2024
20264-229917-02 | Minnesota Power | 68 | 12647 | IOU | S-1232 | 4.99 | Solar |  |  | Interconnected | Duluth | 55811 | HNS | 236 | Residential |  | Trade Secret | 2023 | 2024
20264-229917-02 | Minnesota Power | 68 | 12647 | IOU | S-1233 | 10000 | Solar |  |  | Interconnected | Little Falls | 56345 | BLD | 508 | Utility |  | Trade Secret |  | 2016
20264-229917-02 | Minnesota Power | 68 | 12647 | IOU | S-1234 | 15 | Solar |  |  | Interconnected | Rice | 56367 | RIC | 2 | Commercial |  | Trade Secret |  | 2018
20264-229917-02 | Minnesota Power | 68 | 12647 | IOU | S-1235 | 2.79 | Solar |  |  | Interconnected | Duluth | 55804 | COL | 240 | Residential |  | Trade Secret | 2025 | 2025
20264-229917-02 | Minnesota Power | 68 | 12647 | IOU | S-1236 | 15 | Solar |  |  | Interconnected | Sturgeon Lake | 55783 | DEN | 6431 | Residential |  | Trade Secret | 2024 | 2025
20264-229917-02 | Minnesota Power | 68 | 12647 | IOU | S-1237 | 11.4 | Solar |  |  | Interconnected | Wrenshall | 55797 | WRN | 411 | Residential | SolarSense | Trade Secret | 2025 | 2025
20264-229917-02 | Minnesota Power | 68 | 12647 | IOU | S-1238 | 14.59 | Solar |  |  | Interconnected | Park Rapids | 56470 | LNG | 541 | Residential |  | Trade Secret | 2025 | 2025
20264-229917-02 | Minnesota Power | 68 | 12647 | IOU | S-1239 | 26.56 | Solar |  |  | Interconnected | Duluth | 55803 | PIO | 270 | Commercial |  | Trade Secret | 2025 | 2025
20264-229917-02 | Minnesota Power | 68 | 12647 | IOU | S-1240 | 6.98 | Solar |  |  | Interconnected | International Falls | 56649 | INF | 4 | Residential |  | Trade Secret | 2025 | 2025
20264-229917-02 | Minnesota Power | 68 | 12647 | IOU | S-1241 | 23.03 | Solar |  |  | Interconnected | Duluth | 55811 | FCS | 214 | Commercial |  | Trade Secret | 2025 | 2025
20264-229917-02 | Minnesota Power | 68 | 12647 | IOU | S-1242 | 14.97 | Solar |  |  | Interconnected | Pierz | 56364 | PZG | 2 | Residential |  | Trade Secret | 2025 | 2025
20264-229917-02 | Minnesota Power | 68 | 12647 | IOU | S-1243 | 22.8 | Solar |  |  | Interconnected | Chisholm | 55719 | BAL | 1 | Residential |  | Trade Secret | 2025 | 2025
20264-229917-02 | Minnesota Power | 68 | 12647 | IOU | S-1244 | 18.79 | Solar |  |  | Interconnected | Nisswa | 56468 | HID | 1 | Residential |  | Trade Secret | 2025 | 2025
20264-229917-02 | Minnesota Power | 68 | 12647 | IOU | S-1245 | 9.12 | Solar |  |  | Interconnected | Duluth | 55803 | COL | 240 | Residential |  | Trade Secret | 2025 | 2025
20264-229917-02 | Minnesota Power | 68 | 12647 | IOU | S-1246 | 10.5 | Solar |  |  | Interconnected | Duluth | 55802 | FIF | 260 | Residential |  | Trade Secret | 2025 | 2025
20264-229917-02 | Minnesota Power | 68 | 12647 | IOU | S-1247 | 12.29 | Solar |  |  | Interconnected | Hibbing | 55746 | STZ | 2 | Residential |  | Trade Secret | 2024 | 2025
20264-229917-02 | Minnesota Power | 68 | 12647 | IOU | S-1248 | 9.1 | Solar |  |  | Interconnected | Duluth | 55804 | COL | 244 | Residential |  | Trade Secret | 2025 | 2025
20264-229917-02 | Minnesota Power | 68 | 12647 | IOU | S-1249 | 22.8 | Solar |  |  | Interconnected | Carlton | 55718 | WRN | 411 | Commercial |  | Trade Secret | 2025 | 2025
20264-229917-02 | Minnesota Power | 68 | 12647 | IOU | S-1250 | 5.76 | Solar |  |  | Interconnected | Duluth | 55802 | FIF | 260 | Residential |  | Trade Secret | 2025 | 2025
20264-229917-02 | Minnesota Power | 68 | 12647 | IOU | S-1251 | 6.28 | Solar |  |  | Interconnected | Duluth | 55804 | COL |  | Residential |  | Trade Secret | 2025 | 2025
20264-229917-02 | Minnesota Power | 68 | 12647 | IOU | S-1252 | 19.6 | Solar |  |  | Interconnected | Duluth | 55804 | COL | 244 | Residential |  | Trade Secret | 2025 | 2025
20264-229917-02 | Minnesota Power | 68 | 12647 | IOU | S-1253 | 12.95 | Solar |  |  | Interconnected | Duluth | 55804 | COL | 244 | Residential |  | Trade Secret | 2025 | 2025
20264-229917-02 | Minnesota Power | 68 | 12647 | IOU | S-1254 | 38 | Solar |  |  | Interconnected | Freeport | 56331 | UPS | 1 | Residential |  | Trade Secret | 2025 | 2025
20264-229917-02 | Minnesota Power | 68 | 12647 | IOU | S-1255 | 6.91 | Solar |  |  | Interconnected | Ely | 55731 | STC | 2 | Residential |  | Trade Secret | 2024 | 2025
20264-229917-02 | Minnesota Power | 68 | 12647 | IOU | S-1256 | 11.5 | Storage |  |  | Interconnected | Ely | 55731 | STC | 2 | Residential |  | Trade Secret | 2024 | 2025
20264-229917-02 | Minnesota Power | 68 | 12647 | IOU | S-1257 | 13.06 | Solar |  |  | Interconnected | Little Falls | 56345 | LFE | 1 | Commercial |  | Trade Secret | 2025 | 2025
20264-229917-02 | Minnesota Power | 68 | 12647 | IOU | S-1258 | 13.06 | Solar |  |  | Interconnected | Little Falls | 56345 | LFE | 1 | Commercial |  | Trade Secret | 2025 | 2025
20264-229917-02 | Minnesota Power | 68 | 12647 | IOU | S-1259 | 37.5 | Solar |  |  | Interconnected | Pierz | 56364 | RPR |  | Commercial |  | Trade Secret | 2024 | 2025
20264-229917-02 | Minnesota Power | 68 | 12647 | IOU | S-1260 | 10.15 | Solar |  |  | Interconnected | Duluth | 55802 | FIF | 260 | Residential |  | Trade Secret | 2025 | 2025
20264-229917-02 | Minnesota Power | 68 | 12647 | IOU | S-1261 | 9.45 | Solar |  |  | Interconnected | Biwabik | 55705 | EMB | 317 | Residential |  | Trade Secret | 2025 | 2025
20264-229917-02 | Minnesota Power | 68 | 12647 | IOU | S-1262 | 7.7 | Solar |  |  | Interconnected | Duluth | 55808 | GRY | 200 | Residential |  | Trade Secret | 2025 | 2025
20264-229917-02 | Minnesota Power | 68 | 12647 | IOU | S-1263 | 5.6 | Solar |  |  | Interconnected | Duluth | 55807 | LSP | 281 | Residential |  | Trade Secret | 2025 | 2025
20264-229917-02 | Minnesota Power | 68 | 12647 | IOU | S-1264 | 12.8 | Solar |  |  | Interconnected | Duluth | 55803 | COL | 240 | Residential |  | Trade Secret | 2025 | 2025
20264-229917-02 | Minnesota Power | 68 | 12647 | IOU | S-1265 | 38.9 | Solar |  |  | Interconnected | Duluth | 55803 | RGV | 253 | Residential |  | Trade Secret | 2025 | 2025
20264-229917-02 | Minnesota Power | 68 | 12647 | IOU | S-1266 | 88.35 | Solar |  |  | Interconnected | Duluth | 55811 | SLA | 250 | Residential |  | Trade Secret | 2025 | 2025
20264-229917-02 | Minnesota Power | 68 | 12647 | IOU | S-1267 | 38 | Solar |  |  | Interconnected | Long Prairie | 56347 | LRN | 1 | Commercial |  | Trade Secret | 2024 | 2025
20264-229917-02 | Minnesota Power | 68 | 12647 | IOU | S-1268 | 38 | Solar |  |  | Interconnected | Swanville | 56382 | PPL | 514 | Commercial |  | Trade Secret | 2024 | 2025
20264-229917-02 | Minnesota Power | 68 | 12647 | IOU | S-1269 | 38 | Solar |  |  | Interconnected | Swanville | 56382 | SWN | 1 | Residential |  | Trade Secret | 2024 | 2025
20264-229917-02 | Minnesota Power | 68 | 12647 | IOU | S-1270 | 38 | Solar |  |  | Interconnected | Swanville | 56382 | SWN | 1 | Residential |  | Trade Secret | 2024 | 2025
20264-229917-02 | Minnesota Power | 68 | 12647 | IOU | S-1271 | 6.28 | Solar |  |  | Interconnected | Duluth | 55807 | LSP | 280 | Residential |  | Trade Secret | 2025 | 2025
20264-229917-02 | Minnesota Power | 68 | 12647 | IOU | S-1272 | 8.83 | Solar |  |  | Interconnected | Duluth | 55804 | COL | 412 | Residential |  | Trade Secret | 2025 | 2025
20264-229917-02 | Minnesota Power | 68 | 12647 | IOU | S-1273 | 8.37 | Solar |  |  | Interconnected | Nisswa | 56468 | NPS | 1 | Residential | SolarSense | Trade Secret | 2025 | 2025
20264-229917-02 | Minnesota Power | 68 | 12647 | IOU | S-1274 | 10 | Solar |  |  | Interconnected | Chisholm | 55719 | HIB | 310 | Residential |  | Trade Secret | 2023 | 2025
20264-229917-02 | Minnesota Power | 68 | 12647 | IOU | S-1275 | 13.65 | Solar |  |  | Interconnected | Hermantown | 55811 | HNS | 237 | Residential |  | Trade Secret | 2025 | 2025
20264-229917-02 | Minnesota Power | 68 | 12647 | IOU | S-1276 | 14.94 | Solar |  |  | Interconnected | Duluth | 55804 | FRR | 276 | Residential |  | Trade Secret | 2025 | 2025
20264-229917-02 | Minnesota Power | 68 | 12647 | IOU | S-1277 | 11.5 | Solar |  |  | Interconnected | Duluth | 55804 | COL | 240 | Residential |  | Trade Secret | 2025 | 2025
20264-229917-02 | Minnesota Power | 68 | 12647 | IOU | S-1278 | 10 | Storage |  |  | Interconnected | Duluth | 55804 | COL | 240 | Residential |  | Trade Secret | 2025 | 2025
20264-229917-02 | Minnesota Power | 68 | 12647 | IOU | S-1279 | 38.64 | Solar |  |  | Interconnected | Duluth | 55804 | FRR | 275 | Residential |  | Trade Secret | 2025 | 2025
20264-229917-02 | Minnesota Power | 68 | 12647 | IOU | S-1280 | 9.12 | Solar |  |  | Interconnected | Ironton | 56455 | RVT | 505 | Residential |  | Trade Secret | 2024 | 2025
20264-229917-02 | Minnesota Power | 68 | 12647 | IOU | S-1281 | 5.76 | Solar |  |  | Interconnected | Duluth | 55807 | LSP | 281 | Residential |  | Trade Secret | 2024 | 2025
20264-229917-02 | Minnesota Power | 68 | 12647 | IOU | S-1282 | 3.42 | Solar |  |  | Interconnected | Duluth | 55803 | COL | 242 | Residential |  | Trade Secret | 2025 | 2025
20264-229917-02 | Minnesota Power | 68 | 12647 | IOU | S-1283 | 30 | Solar |  |  | Interconnected | Pine River | 56474 | SPR | 1 | Residential |  | Trade Secret | 2024 | 2025
20264-229917-02 | Minnesota Power | 68 | 12647 | IOU | S-1284 | 67 | Storage |  |  | Interconnected | Pine River | 56474 | SPR | 1 | Residential |  | Trade Secret | 2024 | 2025
20264-229917-02 | Minnesota Power | 68 | 12647 | IOU | S-1285 | 4.56 | Solar |  |  | Interconnected | Sandstone | 55072 | SAN | 452 | Residential | SolarSense | Trade Secret | 2024 | 2025
20264-229917-02 | Minnesota Power | 68 | 12647 | IOU | S-1286 | 3.9 | Solar |  |  | Interconnected | Duluth | 55805 | FIF | 230 | Residential | Low Income | Trade Secret | 2025 | 2025
20264-229917-02 | Minnesota Power | 68 | 12647 | IOU | S-1287 | 6.6 | Solar |  |  | Interconnected | Duluth | 55804 | FRR | 276 | Residential |  | Trade Secret | 2025 | 2025
20264-229917-02 | Minnesota Power | 68 | 12647 | IOU | S-1288 | 13.92 | Solar |  |  | Interconnected | Upsala | 56384 | UPS | 2 | Residential |  | Trade Secret | 2025 | 2025
20264-229917-02 | Minnesota Power | 68 | 12647 | IOU | S-1289 | 7.7 | Solar |  |  | Interconnected | Duluth | 55802 | FIF | 260 | Residential |  | Trade Secret | 2025 | 2025
20264-229917-02 | Minnesota Power | 68 | 12647 | IOU | S-1290 | 6.38 | Solar |  |  | Interconnected | Hinckley | 55037 | SAN | 452 | Residential |  | Trade Secret | 2025 | 2025
20264-229917-02 | Minnesota Power | 68 | 12647 | IOU | S-1291 | 16.1 | Solar |  |  | Interconnected | Duluth | 55811 | SLA | 250 | Residential |  | Trade Secret | 2025 | 2025
20264-229917-02 | Minnesota Power | 68 | 12647 | IOU | S-1292 | 10.08 | Solar |  |  | Interconnected | Cloquet | 55720 | CLQ | 251 | Residential | SolarSense | Trade Secret | 2024 | 2025
20264-229917-02 | Minnesota Power | 68 | 12647 | IOU | S-1293 | 8.05 | Solar |  |  | Interconnected | Hermantown | 55811 | HNS | 236 | Residential |  | Trade Secret | 2025 | 2025
20264-229917-02 | Minnesota Power | 68 | 12647 | IOU | S-1294 | 5.93 | Solar |  |  | Interconnected | Duluth | 55807 | LSP | 280 | Residential |  | Trade Secret | 2025 | 2025
20264-229917-02 | Minnesota Power | 68 | 12647 | IOU | S-1295 | 5.93 | Solar |  |  | Interconnected | Duluth | 55807 | LSP | 280 | Residential |  | Trade Secret | 2025 | 2025
20264-229917-02 | Minnesota Power | 68 | 12647 | IOU | S-1296 | 5.93 | Solar |  |  | Interconnected | Duluth | 55807 | LSP | 280 | Residential |  | Trade Secret | 2025 | 2025
20264-229917-02 | Minnesota Power | 68 | 12647 | IOU | S-1297 | 5.93 | Solar |  |  | Interconnected | Duluth | 55807 | LSP | 280 | Residential |  | Trade Secret | 2025 | 2025
20264-229917-02 | Minnesota Power | 68 | 12647 | IOU | S-1298 | 5.93 | Solar |  |  | Interconnected | Duluth | 55807 | LSP | 280 | Residential |  | Trade Secret | 2025 | 2025
20264-229917-02 | Minnesota Power | 68 | 12647 | IOU | S-1299 | 4.56 | Solar |  |  | Interconnected | Duluth | 55807 | LSP | 280 | Residential | Low Income | Trade Secret | 2024 | 2025
20264-229917-02 | Minnesota Power | 68 | 12647 | IOU | S-1300 | 5.58 | Solar |  |  | Interconnected | Duluth | 55807 | LSP | 282 | Residential |  | Trade Secret | 2025 | 2025
20264-229917-02 | Minnesota Power | 68 | 12647 | IOU | S-1301 | 4.56 | Solar |  |  | Interconnected | Duluth | 55807 | LSP | 280 | Residential | Low Income | Trade Secret | 2024 | 2025
20264-229917-02 | Minnesota Power | 68 | 12647 | IOU | S-1302 | 4.56 | Solar |  |  | Interconnected | Duluth | 55807 | LSP | 280 | Residential | Low Income | Trade Secret | 2024 | 2025
20264-229917-02 | Minnesota Power | 68 | 12647 | IOU | S-1303 | 4.56 | Solar |  |  | Interconnected | Duluth | 55807 | LSP | 280 | Residential | Low Income | Trade Secret | 2024 | 2025
20264-229917-02 | Minnesota Power | 68 | 12647 | IOU | S-1304 | 4.56 | Solar |  |  | Interconnected | Duluth | 55807 | LSP | 280 | Residential | Low Income | Trade Secret | 2024 | 2025
20264-229917-02 | Minnesota Power | 68 | 12647 | IOU | S-1305 | 15.2 | Solar |  |  | Interconnected | Royalton | 56373 | NTR | 1 | Residential |  | Trade Secret | 2025 | 2025
20264-229917-02 | Minnesota Power | 68 | 12647 | IOU | S-1306 | 13.06 | Solar |  |  | Interconnected | Duluth | 55803 | PIO | 270 | Residential |  | Trade Secret | 2024 | 2025
20264-229917-02 | Minnesota Power | 68 | 12647 | IOU | S-1307 | 5.8 | Solar |  |  | Interconnected | Willow River | 55795 | DEN | 6431 | Residential | SolarSense | Trade Secret | 2025 | 2025
20264-229917-02 | Minnesota Power | 68 | 12647 | IOU | S-1308 | 0.38 | Solar |  |  | Interconnected | Esko | 55733 | CNA | 405 | Residential |  | Trade Secret | 2025 | 2025
20264-229917-02 | Minnesota Power | 68 | 12647 | IOU | S-1309 | 15 | Solar |  |  | Interconnected | Hinckley | 55037 | HKZ | 463 | Residential |  | Trade Secret | 2024 | 2025
20264-229917-02 | Minnesota Power | 68 | 12647 | IOU | S-1310 | 6.91 | Solar |  |  | Interconnected | Duluth | 55804 | FRR | 275 | Residential |  | Trade Secret | 2025 | 2025
20264-229917-02 | Minnesota Power | 68 | 12647 | IOU | S-1311 | 20 | Solar |  |  | Interconnected | Little Falls | 56345 | LFS | 2 | Commercial |  | Trade Secret | 2025 | 2025
20264-229917-02 | Minnesota Power | 68 | 12647 | IOU | S-1312 | 13.82 | Solar |  |  | Interconnected | Duluth | 55803 | RGV | 253 | Residential |  | Trade Secret | 2025 | 2025
20264-229917-02 | Minnesota Power | 68 | 12647 | IOU | S-1313 | 15.2 | Solar |  |  | Interconnected | Duluth | 55805 | SLA | 250 | Residential | Low Income | Trade Secret | 2025 | 2025
20264-229917-02 | Minnesota Power | 68 | 12647 | IOU | S-1314 | 33.8 | Solar |  |  | Interconnected | Duluth | 55810 | SVR | 215 | Residential |  | Trade Secret | 2025 | 2025
20264-229917-02 | Minnesota Power | 68 | 12647 | IOU | S-1315 | 5.98 | Solar |  |  | Interconnected | Cloquet | 55720 | CLQ | 409 | Residential |  | Trade Secret | 2025 | 2025
20264-229917-02 | Minnesota Power | 68 | 12647 | IOU | S-1316 | 375 | Solar |  |  | Interconnected | Little Falls | 56345 | ROY | 2 | Commercial |  | Trade Secret | 2024 | 2025
20264-229917-02 | Minnesota Power | 68 | 12647 | IOU | S-1317 | 12.6 | Solar |  |  | Interconnected | Duluth | 55802 | FIF | 260 | Residential |  | Trade Secret | 2025 | 2025
20264-229917-02 | Minnesota Power | 68 | 12647 | IOU | S-1318 | 34.5 | Solar |  |  | Interconnected | Carlton | 55718 | WRN | 411 | Residential |  | Trade Secret | 2025 | 2025
20264-229917-02 | Minnesota Power | 68 | 12647 | IOU | S-1319 | 33 | Storage |  |  | Interconnected | Carlton | 55718 | WRN | 411 | Residential |  | Trade Secret | 2025 | 2025
20264-229917-02 | Minnesota Power | 68 | 12647 | IOU | S-1320 | 9.1 | Solar |  |  | Interconnected | Duluth | 55803 | COL | 242 | Residential |  | Trade Secret | 2025 | 2025
20264-229917-02 | Minnesota Power | 68 | 12647 | IOU | S-1321 | 4.88 | Solar |  |  | Interconnected | Duluth | 55812 | RGV | 1 | Residential |  | Trade Secret | 2025 | 2025
20264-229917-02 | Minnesota Power | 68 | 12647 | IOU | S-1322 | 7.6 | Solar |  |  | Interconnected | Duluth | 55804 | COL | 244 | Residential |  | Trade Secret | 2025 | 2025
20264-229917-02 | Minnesota Power | 68 | 12647 | IOU | S-1323 | 70 | Solar |  |  | Interconnected | Hinckley | 55037 | HKZ | 463 | Residential |  | Trade Secret | 2025 | 2025
20264-229917-02 | Minnesota Power | 68 | 12647 | IOU | S-1324 | 6.28 | Solar |  |  | Interconnected | Duluth | 55806 | FIF | 230 | Residential |  | Trade Secret | 2025 | 2025
20264-229917-02 | Minnesota Power | 68 | 12647 | IOU | S-1325 | 11.2 | Solar |  |  | Interconnected | Duluth | 55804 | COL | 244 | Residential |  | Trade Secret | 2025 | 2025
20264-229917-02 | Minnesota Power | 68 | 12647 | IOU | S-1326 | 4.18 | Solar |  |  | Interconnected | Duluth | 55804 | COL | 244 | Residential |  | Trade Secret | 2025 | 2025
20264-229917-02 | Minnesota Power | 68 | 12647 | IOU | S-1327 | 19.2 | Solar |  |  | Interconnected | Duluth | 55804 | COL | 241 | Residential |  | Trade Secret | 2025 | 2025
20264-229917-02 | Minnesota Power | 68 | 12647 | IOU | S-1328 | 35 | Solar |  |  | Interconnected | Pine River | 56474 | PNR | 2 | Residential |  | Trade Secret | 2025 | 2025
20264-229917-02 | Minnesota Power | 68 | 12647 | IOU | S-1329 | 4.18 | Solar |  |  | Interconnected | Duluth | 55804 | COL | 241 | Residential |  | Trade Secret | 2025 | 2025
20264-229917-02 | Minnesota Power | 68 | 12647 | IOU | S-1330 | 31.85 | Solar |  |  | Interconnected | Hermantown | 55810 | FCS | 215 | Residential |  | Trade Secret | 2025 | 2025
20264-229917-02 | Minnesota Power | 68 | 12647 | IOU | S-1331 | 12.56 | Solar |  |  | Interconnected | Duluth | 55811 | RGV | 251 | Residential |  | Trade Secret | 2025 | 2025
20264-229917-02 | Minnesota Power | 68 | 12647 | IOU | S-1332 | 11.2 | Solar |  |  | Interconnected | Duluth | 55804 | COL | 244 | Residential |  | Trade Secret | 2025 | 2025
20264-229917-02 | Minnesota Power | 68 | 12647 | IOU | S-1333 | 12.6 | Solar |  |  | Interconnected | Duluth | 55804 | COL | 244 | Residential |  | Trade Secret | 2025 | 2025
20264-229917-02 | Minnesota Power | 68 | 12647 | IOU | S-1334 | 32 | Solar |  |  | Interconnected | Aitkin | 56431 | CUY | 1 | Residential |  | Trade Secret | 2025 | 2025
20264-229917-02 | Minnesota Power | 68 | 12647 | IOU | S-1335 | 4.58 | Solar |  |  | Interconnected | Hinckley | 55037 | HKY | 461 | Residential |  | Trade Secret | 2024 | 2025
20264-229917-02 | Minnesota Power | 68 | 12647 | IOU | S-1336 | 5.76 | Solar |  |  | Interconnected | Duluth | 55804 | COL | 244 | Residential |  | Trade Secret | 2024 | 2025
20264-229917-02 | Minnesota Power | 68 | 12647 | IOU | S-1337 | 10.82 | Solar |  |  | Interconnected | Duluth | 55811 | SLA | 250 | Residential |  | Trade Secret | 2025 | 2025
20264-229917-02 | Minnesota Power | 68 | 12647 | IOU | S-1338 | 10.64 | Solar |  |  | Interconnected | Moose Lake | 55767 | BAR | 6421 | Residential |  | Trade Secret | 2025 | 2025
20264-229917-02 | Minnesota Power | 68 | 12647 | IOU | S-1339 | 9.45 | Solar |  |  | Interconnected | Duluth | 55805 | RGV | 254 | Residential |  | Trade Secret | 2024 | 2025
20264-229917-02 | Minnesota Power | 68 | 12647 | IOU | S-1340 | 250 | Solar |  |  | Interconnected | Sebeka | 56477 | SEB | 1 | Residential |  | Trade Secret | 2025 | 2025
20264-229917-02 | Minnesota Power | 68 | 12647 | IOU | S-1341 | 14.17 | Solar |  |  | Interconnected | Cloquet | 55720 | CLQ | 409 | Residential |  | Trade Secret | 2025 | 2025
20264-229917-02 | Minnesota Power | 68 | 12647 | IOU | S-1342 | 7.56 | Solar |  |  | Interconnected | Duluth | 55804 | COL | 241 | Residential |  | Trade Secret | 2025 | 2025
20264-229917-02 | Minnesota Power | 68 | 12647 | IOU | S-1343 | 9.6 | Solar |  |  | Interconnected | Chisholm | 55719 | BAL | 1 | Residential |  | Trade Secret | 2025 | 2025
20264-229917-02 | Minnesota Power | 68 | 12647 | IOU | S-1344 | 8.02 | Solar |  |  | Interconnected | Duluth | 55804 | COL | 245 | Residential |  | Trade Secret | 2025 | 2025
20264-229917-02 | Minnesota Power | 68 | 12647 | IOU | S-1345 | 23 | Solar |  |  | Interconnected | Duluth | 55803 | COL | 240 | Residential |  | Trade Secret | 2025 | 2025
20264-229917-02 | Minnesota Power | 68 | 12647 | IOU | S-1346 | 27 | Storage |  |  | Interconnected | Duluth | 55803 | COL | 240 | Residential |  | Trade Secret | 2025 | 2025
20264-229917-02 | Minnesota Power | 68 | 12647 | IOU | S-1347 | 15.75 | Solar |  |  | Interconnected | Duluth | 55805 | RGV | 254 | Residential |  | Trade Secret | 2024 | 2025
20264-229917-02 | Minnesota Power | 68 | 12647 | IOU | S-1348 | 153.6 | Solar |  |  | Interconnected | Brainerd | 56401 | SYN | 1 | Commercial |  | Trade Secret | 2024 | 2025
20264-229917-02 | Minnesota Power | 68 | 12647 | IOU | S-1349 | 280 | Solar |  |  | Interconnected | Bertha | 56347 | BER | 1 | Residential |  | Trade Secret | 2024 | 2025
20264-229917-02 | Minnesota Power | 68 | 12647 | IOU | S-1350 | 19.9 | Solar |  |  | Interconnected | Duluth | 55803 | COL | 240 | Residential |  | Trade Secret | 2025 | 2025
20264-229917-02 | Minnesota Power | 68 | 12647 | IOU | S-1351 | 11.04 | Solar |  |  | Interconnected | Duluth | 55804 | COL | 244 | Residential | SolarSense | Trade Secret | 2025 | 2025
20264-229917-02 | Minnesota Power | 68 | 12647 | IOU | S-1352 | 80 | Solar |  |  | Interconnected | Little Falls | 56345 | LFL | 525 | Commercial |  | Trade Secret | 2025 | 2025
20264-229917-02 | Minnesota Power | 68 | 12647 | IOU | S-1353 | 38 | Solar |  |  | Interconnected | Bowlus | 56314 | UPS | 1 | Commercial |  | Trade Secret | 2024 | 2025
20264-229917-02 | Minnesota Power | 68 | 12647 | IOU | S-1354 | 38 | Solar |  |  | Interconnected | Bowlus | 56314 | BSD | 2 | Residential |  | Trade Secret | 2024 | 2025
20264-229917-02 | Minnesota Power | 68 | 12647 | IOU | S-1355 | 38 | Solar |  |  | Interconnected | Bowlus | 56314 | UPS | 1 | Commercial |  | Trade Secret | 2024 | 2025
20264-229917-02 | Minnesota Power | 68 | 12647 | IOU | S-1356 | 9.6 | Solar |  |  | Interconnected | Meadowlands | 55765 | MDL | 401 | Residential |  | Trade Secret | 2025 | 2025
20264-229917-02 | Minnesota Power | 68 | 12647 | IOU | S-1357 | 13.3 | Solar |  |  | Interconnected | Duluth | 55804 | COL | 241 | Residential |  | Trade Secret | 2025 | 2025
20264-229917-02 | Minnesota Power | 68 | 12647 | IOU | S-1358 | 10 | Solar |  |  | Interconnected | Little Falls | 56345 | LFS | 2 | Residential |  | Trade Secret | 2025 | 2025
20264-229917-02 | Minnesota Power | 68 | 12647 | IOU | S-1359 | 11.86 | Solar |  |  | Interconnected | Hermantown | 55811 | HNS | 237 | Residential |  | Trade Secret | 2025 | 2025
20264-229917-02 | Minnesota Power | 68 | 12647 | IOU | S-1360 | 10.5 | Solar |  |  | Interconnected | Duluth | 55804 | COL | 244 | Residential |  | Trade Secret | 2025 | 2025
20264-229917-02 | Minnesota Power | 68 | 12647 | IOU | S-1361 | 22.69 | Solar |  |  | Interconnected | Duluth | 55802 | FIF | 260 | Residential |  | Trade Secret | 2025 | 2025
20264-229917-02 | Minnesota Power | 68 | 12647 | IOU | S-1362 | 20.3 | Solar |  |  | Interconnected | Pequot Lakes | 56472 | PQL | 2 | Residential |  | Trade Secret | 2025 | 2025
20264-229917-02 | Minnesota Power | 68 | 12647 | IOU | S-1363 | 8.83 | Solar |  |  | Interconnected | Pillager | 56473 | PIL | 1 | Residential |  | Trade Secret | 2025 | 2025
20264-229917-02 | Minnesota Power | 68 | 12647 | IOU | S-1364 | 11.9 | Solar |  |  | Interconnected | Sebeka | 56477 | SEB | 1 | Residential |  | Trade Secret | 2025 | 2025
20264-229917-02 | Minnesota Power | 68 | 12647 | IOU | S-1365 | 10.5 | Solar |  |  | Interconnected | Duluth | 55802 | FIF | 260 | Residential |  | Trade Secret | 2025 | 2025
20264-229917-02 | Minnesota Power | 68 | 12647 | IOU | S-1366 | 14 | Solar |  |  | Interconnected | Duluth | 55804 | FRR | 275 | Residential | SolarSense | Trade Secret | 2025 | 2025
20264-229917-02 | Minnesota Power | 68 | 12647 | IOU | S-1367 | 9.42 | Solar |  |  | Interconnected | Biwabik | 55708 | BIW | 1 | Residential |  | Trade Secret | 2025 | 2025
20264-229917-02 | Minnesota Power | 68 | 12647 | IOU | S-1368 | 23 | Solar |  |  | Interconnected | Pengilly | 55775 | NAS | 319 | Residential |  | Trade Secret | 2025 | 2025
20264-229917-02 | Minnesota Power | 68 | 12647 | IOU | S-1369 | 27 | Storage |  |  | Interconnected | Pengilly | 55775 | NAS | 319 | Residential |  | Trade Secret | 2025 | 2025
20264-229917-02 | Minnesota Power | 68 | 12647 | IOU | S-1370 | 4.55 | Solar |  |  | Interconnected | Duluth | 55806 | FIF | 230 | Residential |  | Trade Secret | 2025 | 2025
20264-229917-02 | Minnesota Power | 68 | 12647 | IOU | S-1371 | 13.96 | Solar |  |  | Interconnected | Cloquet | 55720 | CLQ | 406 | Residential |  | Trade Secret | 2025 | 2025
20264-229917-02 | Minnesota Power | 68 | 12647 | IOU | S-1372 | 8.83 | Solar |  |  | Interconnected | Silver Bay | 55614 | SBT | 4302 | Residential |  | Trade Secret | 2025 | 2025
20264-229917-02 | Minnesota Power | 68 | 12647 | IOU | S-1373 | 18.2 | Solar |  |  | Interconnected | Duluth | 55804 | COL | 241 | Residential |  | Trade Secret | 2025 | 2025
20264-229917-02 | Minnesota Power | 68 | 12647 | IOU | S-1374 | 7.87 | Solar |  |  | Interconnected | Duluth | 55811 | RGV | 252 | Residential | SolarSense | Trade Secret | 2025 | 2025
20264-229917-02 | Minnesota Power | 68 | 12647 | IOU | S-1375 | 6.3 | Solar |  |  | Interconnected | Duluth | 55804 | FRR | 276 | Residential |  | Trade Secret | 2025 | 2025
20264-229917-02 | Minnesota Power | 68 | 12647 | IOU | S-1376 | 11.2 | Solar |  |  | Interconnected | Duluth | 55804 | COL | 244 | Residential |  | Trade Secret | 2025 | 2025
20264-229917-02 | Minnesota Power | 68 | 12647 | IOU | S-1377 | 22.2 | Solar |  |  | Interconnected | Duluth | 55804 | FRR | 275 | Residential |  | Trade Secret | 2025 | 2025
20264-229917-02 | Minnesota Power | 68 | 12647 | IOU | S-1378 | 9.6 | Solar |  |  | Interconnected | Little Falls | 56345 | LFW | 1 | Residential |  | Trade Secret | 2025 | 2025
20264-229917-02 | Minnesota Power | 68 | 12647 | IOU | S-1379 | 36 | Solar |  |  | Interconnected | Hackensack | 56452 | HCS | 1 | Residential | SolarSense | Trade Secret | 2025 | 2025
20264-229917-02 | Minnesota Power | 68 | 12647 | IOU | S-1380 | 14 | Solar |  |  | Interconnected | Duluth | 55802 | FIF | 260 | Residential |  | Trade Secret | 2025 | 2025
20264-229917-02 | Minnesota Power | 68 | 12647 | IOU | S-1381 | 17.85 | Solar |  |  | Interconnected | Willow River | 55795 | DEN | 6431 | Residential |  | Trade Secret | 2025 | 2025
20264-229917-02 | Minnesota Power | 68 | 12647 | IOU | S-1382 | 40 | Solar |  |  | Interconnected | Eagle Bend | 56446 | EGB | 1 | Residential |  | Trade Secret | 2024 | 2025
20264-229917-02 | Minnesota Power | 68 | 12647 | IOU | S-1383 | 5.32 | Solar |  |  | Interconnected | Duluth | 55804 | FRR | 275 | Residential |  | Trade Secret | 2025 | 2025
20264-229917-02 | Minnesota Power | 68 | 12647 | IOU | S-1384 | 14.35 | Solar |  |  | Interconnected | Duluth | 55810 | GRY | 200 | Residential |  | Trade Secret | 2025 | 2025
20264-229917-02 | Minnesota Power | 68 | 12647 | IOU | S-1385 | 6.08 | Solar |  |  | Interconnected | Duluth | 55806 | FIF | 230 | Residential |  | Trade Secret | 2025 | 2025
20264-229917-02 | Minnesota Power | 68 | 12647 | IOU | S-1386 | 14.44 | Solar |  |  | Interconnected | Duluth | 55803 | RGV | 253 | Residential |  | Trade Secret | 2025 | 2025
20264-229917-02 | Minnesota Power | 68 | 12647 | IOU | S-1387 | 3.84 | Storage |  |  | Interconnected | Duluth | 55803 | RGV | 253 | Residential |  | Trade Secret | 2025 | 2025
20264-229917-02 | Minnesota Power | 68 | 12647 | IOU | S-1388 | 7.24 | Solar |  |  | Interconnected | Duluth | 55804 | COL | 244 | Residential |  | Trade Secret | 2025 | 2025
20264-229917-02 | Minnesota Power | 68 | 12647 | IOU | S-1389 | 14.59 | Solar |  |  | Interconnected | Duluth | 55810 | CNA | 413 | Residential |  | Trade Secret | 2025 | 2025
20264-229917-02 | Minnesota Power | 68 | 12647 | IOU | S-1390 | 38.16 | Solar |  |  | Interconnected | Duluth | 55804 | FRR | 275 | Residential |  | Trade Secret | 2025 | 2025
20264-229917-02 | Minnesota Power | 68 | 12647 | IOU | S-1391 | 12 | Storage |  |  | Interconnected | Pine River | 56474 | PNR | 2 | Residential |  | Trade Secret | 2025 | 2025
20264-229917-02 | Minnesota Power | 68 | 12647 | IOU | S-1392 | 8.74 | Solar |  |  | Interconnected | Hermantown | 55811 | HNS | 236 | Residential |  | Trade Secret | 2025 | 2025
20264-229917-02 | Minnesota Power | 68 | 12647 | IOU | S-1393 | 4.19 | Solar |  |  | Interconnected | Duluth | 55808 | GRY | 201 | Residential |  | Trade Secret | 2025 | 2025
20264-229917-02 | Minnesota Power | 68 | 12647 | IOU | S-1394 | 7.29 | Solar |  |  | Interconnected | Duluth | 55810 | CNA | 413 | Residential |  | Trade Secret | 2025 | 2025
20264-229917-02 | Minnesota Power | 68 | 12647 | IOU | S-1395 | 10.85 | Solar |  |  | Interconnected | Duluth | 55804 | COL | 244 | Residential |  | Trade Secret | 2025 | 2025
20264-229917-02 | Minnesota Power | 68 | 12647 | IOU | S-1396 | 9.8 | Solar |  |  | Interconnected | Duluth | 55804 | COL | 244 | Residential |  | Trade Secret | 2025 | 2025
20264-229917-02 | Minnesota Power | 68 | 12647 | IOU | S-1397 | 8.7 | Solar |  |  | Interconnected | Hibbing | 55746 | SWE | 1 | Residential |  | Trade Secret | 2024 | 2025
20264-229917-02 | Minnesota Power | 68 | 12647 | IOU | S-1398 | 5 | Storage |  |  | Interconnected | Hibbing | 55746 | SWE | 1 | Residential |  | Trade Secret | 2024 | 2025
20264-229917-02 | Minnesota Power | 68 | 12647 | IOU | S-1399 | 7.7 | Solar |  |  | Interconnected | Duluth | 55804 | FRR | 276 | Residential |  | Trade Secret | 2025 | 2025
20264-229917-02 | Minnesota Power | 68 | 12647 | IOU | S-1400 | 5.32 | Solar |  |  | Interconnected | Duluth | 55805 | RGV | 254 | Residential | SolarSense | Trade Secret | 2025 | 2025
20264-229917-02 | Minnesota Power | 68 | 12647 | IOU | S-1401 | 4.9 | Solar |  |  | Interconnected | Duluth | 55806 | TFW | 243 | Residential |  | Trade Secret | 2025 | 2025
20264-229917-02 | Minnesota Power | 68 | 12647 | IOU | S-1402 | 74.25 | Solar |  |  | Interconnected | Cloquet | 55720 | CLQ | 406 | Commercial |  | Trade Secret | 2024 | 2025
20264-229917-02 | Minnesota Power | 68 | 12647 | IOU | S-1403 | 50.27 | Solar |  |  | Interconnected | Cloquet | 55720 | CLQ | 406 | Commercial |  | Trade Secret | 2024 | 2025
20264-229917-02 | Minnesota Power | 68 | 12647 | IOU | S-1404 | 81.32 | Solar |  |  | Interconnected | International Falls | 56649 | INF | 4 | Commercial |  | Trade Secret | 2024 | 2025
20264-229917-02 | Minnesota Power | 68 | 12647 | IOU | S-1405 | 71.34 | Solar |  |  | Interconnected | Jenkins | 56456 | JKS | 1 | Residential |  | Trade Secret | 2024 | 2025
20264-229917-02 | Minnesota Power | 68 | 12647 | IOU | S-1406 | 22.8 | Solar |  |  | Interconnected | Duluth | 55802 | FIF | 260 | Residential |  | Trade Secret | 2024 | 2025
20264-229917-02 | Minnesota Power | 68 | 12647 | IOU | S-1407 | 1.75 | Solar |  |  | Interconnected | Duluth | 55803 | COL | 242 | Residential |  | Trade Secret | 2025 | 2025
20264-229917-02 | Minnesota Power | 68 | 12647 | IOU | S-1408 | 20 | Storage |  |  | Interconnected | Duluth | 55803 | COL | 242 | Residential |  | Trade Secret | 2025 | 2025
20264-229917-02 | Minnesota Power | 68 | 12647 | IOU | S-1409 | 14.94 | Solar |  |  | Interconnected | Duluth | 55811 | HNS | 236 | Residential |  | Trade Secret | 2025 | 2025
20264-229917-02 | Minnesota Power | 68 | 12647 | IOU | S-1410 | 5.85 | Solar |  |  | Interconnected | Duluth | 55806 | TFW |  | Residential |  | Trade Secret | 2025 | 2025
20264-229917-02 | Minnesota Power | 68 | 12647 | IOU | S-1411 | 3.6 | Solar |  |  | Interconnected | Duluth | 55806 | FIF | 220 | Commercial |  | Trade Secret | 2025 | 2025
20264-229917-02 | Minnesota Power | 68 | 12647 | IOU | S-1412 | 7.6 | Solar |  |  | Interconnected | Duluth | 55811 | CBL | 214 | Residential |  | Trade Secret | 2024 | 2025
20264-229917-02 | Minnesota Power | 68 | 12647 | IOU | S-1413 | 6.3 | Solar |  |  | Interconnected | Duluth | 55804 | COL | 241 | Residential |  | Trade Secret | 2025 | 2025
20264-229917-02 | Minnesota Power | 68 | 12647 | IOU | S-1414 | 4.18 | Solar |  |  | Interconnected | Duluth | 55804 | COL | 241 | Residential | SolarSense | Trade Secret | 2025 | 2025
20264-229917-02 | Minnesota Power | 68 | 12647 | IOU | S-1415 | 22 | Storage |  |  | Interconnected | Duluth | 55802 | FIF | 260 | Residential |  | Trade Secret | 2025 | 2025
20264-229917-02 | Minnesota Power | 68 | 12647 | IOU | S-1416 | 10 | Solar |  |  | Interconnected | Esko | 55733 | CNA | 405 | Residential |  | Trade Secret | 2025 | 2025
20264-229917-02 | Minnesota Power | 68 | 12647 | IOU | S-1417 | 4.53 | Solar |  |  | Interconnected | Duluth | 55803 | COL | 240 | Residential |  | Trade Secret | 2025 | 2025
20264-229917-02 | Minnesota Power | 68 | 12647 | IOU | S-1418 | 7.6 | Solar |  |  | Interconnected | Duluth | 55804 | COL | 244 | Residential |  | Trade Secret | 2025 | 2025
20264-229917-02 | Minnesota Power | 68 | 12647 | IOU | S-1419 | 7.6 | Solar |  |  | Interconnected | Sandstone | 55072 | SAN | 452 | Residential |  | Trade Secret | 2024 | 2025
20264-229917-02 | Minnesota Power | 68 | 12647 | IOU | S-1420 | 3.42 | Solar |  |  | Interconnected | Duluth | 55803 | COL | 242 | Residential |  | Trade Secret | 2025 | 2025
20264-229917-02 | Minnesota Power | 68 | 12647 | IOU | S-1421 | 12.25 | Solar |  |  | Interconnected | Duluth | 55804 | COL | 244 | Residential |  | Trade Secret | 2025 | 2025
20264-229917-02 | Minnesota Power | 68 | 12647 | IOU | S-1422 | 9.7 | Solar |  |  | Interconnected | Duluth | 55803 | COL | 240 | Commercial |  | Trade Secret | 2025 | 2025
20264-229917-02 | Minnesota Power | 68 | 12647 | IOU | S-1423 | 21 | Solar |  |  | Interconnected | Hermantown | 55811 | FCS | 214 | Residential | SolarSense | Trade Secret | 2025 | 2025
20264-229917-02 | Minnesota Power | 68 | 12647 | IOU | S-1424 | 8.4 | Solar |  |  | Interconnected | Hermantown | 55810 | FCS | 215 | Residential |  | Trade Secret | 2025 | 2025
20264-229917-02 | Minnesota Power | 68 | 12647 | IOU | S-1425 | 15.74 | Solar |  |  | Interconnected | Duluth | 55803 | RGV | 253 | Residential |  | Trade Secret | 2025 | 2025
20264-229917-02 | Minnesota Power | 68 | 12647 | IOU | S-1426 | 4.19 | Solar |  |  | Interconnected | Duluth | 55806 | FIF | 230 | Residential | SolarSense | Trade Secret | 2025 | 2025
20264-229917-02 | Minnesota Power | 68 | 12647 | IOU | S-1427 | 4.89 | Solar |  |  | Interconnected | Hoyt Lakes | 55750 | HYN | 2 | Residential | Low Income | Trade Secret | 2025 | 2025
20264-229917-02 | Minnesota Power | 68 | 12647 | IOU | S-1428 | 10.36 | Solar |  |  | Interconnected | Nisswa | 56468 | NSW | 2 | Residential |  | Trade Secret | 2025 | 2025
20264-229917-02 | Minnesota Power | 68 | 12647 | IOU | S-1429 | 11.4 | Solar |  |  | Interconnected | Little Falls | 56345 | LFW | 409 | Residential |  | Trade Secret | 2025 | 2025
20264-229917-02 | Minnesota Power | 68 | 12647 | IOU | S-1430 | 7.35 | Solar |  |  | Interconnected | Cloquet | 55720 | CNA | 403 | Residential |  | Trade Secret | 2025 | 2025
20264-229917-02 | Minnesota Power | 68 | 12647 | IOU | S-1431 | 4.56 | Solar |  |  | Interconnected | Duluth | 55804 | COL | 244 | Residential |  | Trade Secret | 2024 | 2025
20264-229917-02 | Minnesota Power | 68 | 12647 | IOU | S-1432 | 9.42 | Solar |  |  | Interconnected | Duluth | 55802 | FIF | 260 | Residential |  | Trade Secret | 2025 | 2025
20264-229917-02 | Minnesota Power | 68 | 12647 | IOU | S-1433 | 38 | Solar |  |  | Interconnected | Menahga | 56464 | SLS | 1 | Commercial |  | Trade Secret | 2025 | 2025
20264-229917-02 | Minnesota Power | 68 | 12647 | IOU | S-1434 | 10.5 | Solar |  |  | Interconnected | Duluth | 55804 | COL | 244 | Residential |  | Trade Secret | 2025 | 2025
20264-229917-02 | Minnesota Power | 68 | 12647 | IOU | S-1435 | 9.96 | Solar |  |  | Interconnected | Duluth | 55804 | COL | 244 | Residential |  | Trade Secret | 2025 | 2025
20264-229917-02 | Minnesota Power | 68 | 12647 | IOU | S-1436 | 8.19 | Solar |  |  | Interconnected | Cloquet | 55720 | CNA | 403 | Residential |  | Trade Secret | 2025 | 2025
20264-229917-02 | Minnesota Power | 68 | 12647 | IOU | S-1437 | 21 | Solar |  |  | Interconnected | Esko | 55733 | CNA | 413 | Residential |  | Trade Secret | 2025 | 2025
20264-229917-02 | Minnesota Power | 68 | 12647 | IOU | S-1438 | 240 | Solar |  |  | Interconnected | Eveleth | 55734 | HAT | 321 | Residential |  | Trade Secret | 2024 | 2025
20264-229917-02 | Minnesota Power | 68 | 12647 | IOU | S-1439 | 4.88 | Solar |  |  | Interconnected | Duluth | 55804 | COL | 241 | Residential |  | Trade Secret | 2025 | 2025
20264-229917-02 | Minnesota Power | 68 | 12647 | IOU | S-1440 | 5.24 | Solar |  |  | Interconnected | Duluth | 55804 | FRR | 276 | Residential |  | Trade Secret | 2025 | 2025
20264-229917-02 | Minnesota Power | 68 | 12647 | IOU | S-1441 | 7.98 | Solar |  |  | Interconnected | Duluth | 55803 | RGV | 253 | Residential |  | Trade Secret | 2025 | 2025
20264-229917-02 | Minnesota Power | 68 | 12647 | IOU | S-1442 | 13.5 | Storage |  |  | Interconnected | Duluth | 55803 | RGV | 253 | Residential |  | Trade Secret | 2025 | 2025
20264-229917-02 | Minnesota Power | 68 | 12647 | IOU | S-1443 | 3.84 | Solar |  |  | Interconnected | Duluth | 55804 | COL | 244 | Residential | SolarSense | Trade Secret | 2025 | 2025
20264-229917-02 | Minnesota Power | 68 | 12647 | IOU | S-1444 | 13.82 | Solar |  |  | Interconnected | Duluth | 55804 | COL | 245 | Residential |  | Trade Secret | 2025 | 2025
20264-229917-02 | Minnesota Power | 68 | 12647 | IOU | S-1445 | 12.92 | Solar |  |  | Interconnected | Duluth | 55811 | HNS | 236 | Residential |  | Trade Secret | 2024 | 2025
20264-229917-02 | Minnesota Power | 68 | 12647 | IOU | S-1446 | 38.44 | Solar |  |  | Interconnected | Carlton | 55718 | WRN | 411 | Residential |  | Trade Secret | 2025 | 2025
20264-229917-02 | Minnesota Power | 68 | 12647 | IOU | S-1447 | 20.74 | Solar |  |  | Interconnected | Duluth | 55811 | HNS | 236 | Residential | SolarSense | Trade Secret | 2025 | 2025
20264-229917-02 | Minnesota Power | 68 | 12647 | IOU | S-1448 | 11.4 | Solar |  |  | Interconnected | Duluth | 55811 | HNS | 247 | Residential |  | Trade Secret | 2025 | 2025
20264-229917-02 | Minnesota Power | 68 | 12647 | IOU | S-1449 | 9.98 | Solar |  |  | Interconnected | Hermantown | 55811 | SLA | 257 | Residential |  | Trade Secret | 2025 | 2025
20264-229917-02 | Minnesota Power | 68 | 12647 | IOU | S-1450 | 6.3 | Solar |  |  | Interconnected | Duluth | 55804 | COL | 244 | Residential |  | Trade Secret | 2025 | 2025
20264-229917-02 | Minnesota Power | 68 | 12647 | IOU | S-1451 | 6.28 | Solar |  |  | Interconnected | Duluth | 55804 | COL | 241 | Residential |  | Trade Secret | 2025 | 2025
20264-229917-02 | Minnesota Power | 68 | 12647 | IOU | S-1452 | 30.4 | Solar |  |  | Interconnected | Duluth | 55804 | COL | 241 | Residential |  | Trade Secret | 2025 | 2025
20264-229917-02 | Minnesota Power | 68 | 12647 | IOU | S-1453 | 3.77 | Solar |  |  | Interconnected | Bovey | 55709 | LGW | 334 | Residential |  | Trade Secret | 2025 | 2025
20264-229917-02 | Minnesota Power | 68 | 12647 | IOU | S-1454 | 4.9 | Solar |  |  | Interconnected | Duluth | 55804 | COL | 241 | Residential |  | Trade Secret | 2025 | 2025
20264-229917-02 | Minnesota Power | 68 | 12647 | IOU | S-1455 | 11.55 | Solar |  |  | Interconnected | Duluth | 55808 | GRY | 201 | Residential | SolarSense | Trade Secret | 2025 | 2025
20264-229917-02 | Minnesota Power | 68 | 12647 | IOU | S-1456 | 16.45 | Solar |  |  | Interconnected | Duluth | 55802 | FIF | 260 | Residential |  | Trade Secret | 2025 | 2025
20264-229917-02 | Minnesota Power | 68 | 12647 | IOU | S-1457 | 120 | Solar |  |  | Interconnected | Carlton | 55718 | TMS | 244 | Residential |  | Trade Secret | 2024 | 2025
20264-229917-02 | Minnesota Power | 68 | 12647 | IOU | S-1458 | 4.9 | Solar |  |  | Interconnected | Duluth | 55811 | SLA | 250 | Residential |  | Trade Secret | 2025 | 2025
20264-229917-02 | Minnesota Power | 68 | 12647 | IOU | S-1459 | 11.5 | Solar |  |  | Interconnected | Duluth | 55810 | CNA | 413 | Residential |  | Trade Secret | 2025 | 2025
20264-229917-02 | Minnesota Power | 68 | 12647 | IOU | S-1460 | 13.54 | Solar |  |  | Interconnected | Duluth | 55803 | RGV | 253 | Residential |  | Trade Secret | 2025 | 2025
20264-229917-02 | Minnesota Power | 68 | 12647 | IOU | S-1461 | 13.3 | Solar |  |  | Interconnected | Duluth | 55802 | FIF | 260 | Residential |  | Trade Secret | 2025 | 2025
20264-229917-02 | Minnesota Power | 68 | 12647 | IOU | S-1462 | 2.9 | Solar |  |  | Interconnected | Hermantown | 55811 | SLA | 257 | Residential |  | Trade Secret | 2025 | 2025
20264-229917-02 | Minnesota Power | 68 | 12647 | IOU | S-1463 | 7.6 | Solar |  |  | Interconnected | Duluth | 55806 | FIF | 233 | Residential |  | Trade Secret | 2025 | 2025
20264-229917-02 | Minnesota Power | 68 | 12647 | IOU | S-1464 | 11.65 | Solar |  |  | Interconnected | Hibbing | 55746 | STZ | 2 | Residential |  | Trade Secret | 2025 | 2025
20264-229917-02 | Minnesota Power | 68 | 12647 | IOU | S-1465 | 10.64 | Solar |  |  | Interconnected | Esko | 55733 | CNA | 405 | Residential |  | Trade Secret | 2025 | 2025
20264-229917-02 | Minnesota Power | 68 | 12647 | IOU | S-1466 | 6.3 | Solar |  |  | Interconnected | Duluth | 55808 | GRY | 200 | Residential | SolarSense | Trade Secret | 2025 | 2025
20264-229917-02 | Minnesota Power | 68 | 12647 | IOU | S-1467 | 9.1 | Solar |  |  | Interconnected | Duluth | 55802 | FIF | 260 | Residential |  | Trade Secret | 2025 | 2025
20264-229917-02 | Minnesota Power | 68 | 12647 | IOU | S-1468 | 18.15 | Solar |  |  | Interconnected | Duluth | 55804 | COL | 244 | Residential |  | Trade Secret | 2025 | 2025
20264-229917-02 | Minnesota Power | 68 | 12647 | IOU | S-1469 | 11.34 | Solar |  |  | Interconnected | Duluth | 55803 | RGV | 253 | Residential |  | Trade Secret | 2025 | 2025
20264-229917-02 | Minnesota Power | 68 | 12647 | IOU | S-1470 | 108 | Solar |  |  | Interconnected | Hinckley | 55037 | HKZ | 463 | Residential |  | Trade Secret | 2024 | 2025
20264-229917-02 | Minnesota Power | 68 | 12647 | IOU | S-1471 | 10.5 | Solar |  |  | Interconnected | Duluth | 55804 | COL | 244 | Residential |  | Trade Secret | 2025 | 2025
20264-229917-02 | Minnesota Power | 68 | 12647 | IOU | S-1472 | 6.63 | Solar |  |  | Interconnected | Duluth | 55806 | FIF | 220 | Residential |  | Trade Secret | 2025 | 2025
20264-229917-02 | Minnesota Power | 68 | 12647 | IOU | S-1473 | 9.6 | Solar |  |  | Interconnected | Duluth | 55807 | LSP | 280 | Residential |  | Trade Secret | 2025 | 2025
20264-229917-02 | Minnesota Power | 68 | 12647 | IOU | S-1474 | 15 | Solar |  |  | Interconnected | Duluth | 55804 | COL | 244 | Residential |  | Trade Secret | 2025 | 2025
20264-229917-02 | Minnesota Power | 68 | 12647 | IOU | S-1475 | 27.92 | Solar |  |  | Interconnected | Hermantown | 55811 | SLA | 257 | Residential |  | Trade Secret | 2025 | 2025
20264-229917-02 | Minnesota Power | 68 | 12647 | IOU | S-1476 | 18.2 | Solar |  |  | Interconnected | Duluth | 55802 | FIF | 260 | Residential |  | Trade Secret | 2025 | 2025
20264-229917-02 | Minnesota Power | 68 | 12647 | IOU | S-1477 | 5.03 | Solar |  |  | Interconnected | Duluth | 55804 | FRR | 276 | Residential |  | Trade Secret | 2025 | 2025
20264-229917-02 | Minnesota Power | 68 | 12647 | IOU | S-1478 | 4.88 | Solar |  |  | Interconnected | Duluth | 55804 | COL | 244 | Residential |  | Trade Secret | 2025 | 2025
20264-229917-02 | Minnesota Power | 68 | 12647 | IOU | S-1479 | 14.35 | Solar |  |  | Interconnected | Duluth | 55803 | COL | 242 | Residential |  | Trade Secret | 2025 | 2025
20264-229917-02 | Minnesota Power | 68 | 12647 | IOU | S-1480 | 12.35 | Solar |  |  | Interconnected | Hinckley | 55037 | HKZ | 463 | Residential |  | Trade Secret | 2025 | 2025
20264-229917-02 | Minnesota Power | 68 | 12647 | IOU | S-1481 | 13.3 | Solar |  |  | Interconnected | Duluth | 55805 | SLA | 250 | Residential |  | Trade Secret | 2025 | 2025
20264-229917-02 | Minnesota Power | 68 | 12647 | IOU | S-1482 | 4.9 | Solar |  |  | Interconnected | Esko | 55733 | CNA | 405 | Residential |  | Trade Secret | 2025 | 2025
20264-229917-02 | Minnesota Power | 68 | 12647 | IOU | S-1483 | 9.88 | Solar |  |  | Interconnected | Duluth | 55803 | RGV | 253 | Residential |  | Trade Secret | 2025 | 2025
20264-229917-02 | Minnesota Power | 68 | 12647 | IOU | S-1484 | 15.2 | Solar |  |  | Interconnected | Hermantown | 55811 | FCS | 214 | Residential | SolarSense | Trade Secret | 2025 | 2025
20264-229917-02 | Minnesota Power | 68 | 12647 | IOU | S-1485 | 5 | Storage |  |  | Interconnected | Duluth | 55804 | FRR | 276 | Residential |  | Trade Secret | 2025 | 2025
20264-229917-02 | Minnesota Power | 68 | 12647 | IOU | S-1486 | 4.61 | Solar |  |  | Interconnected | Duluth | 55803 | COL | 242 | Residential |  | Trade Secret | 2025 | 2025
20264-229883-01 | Meeker Cooperative Light & Power | 66 | 12227 | Co-op | 32.04.102 | 6.2 | Solar |  |  | Interconnected | Atwater | 56209 | 9 | 3 | Residential |  |  |  | 2010
20264-229883-01 | Meeker Cooperative Light & Power | 66 | 12227 | Co-op | 01.05.303 | 6.1 | Solar |  |  | Interconnected | South Haven | 55382 | 7 | 1 | Residential |  |  |  | 2010
20264-229883-01 | Meeker Cooperative Light & Power | 66 | 12227 | Co-op | 10.04.301 | 10 | Wind |  |  | Interconnected | Watkins | 55389 | 3 | 3 | Residential |  |  |  | 2010
20264-229883-01 | Meeker Cooperative Light & Power | 66 | 12227 | Co-op | 10.11.403 | 39.9 | Wind |  |  | Interconnected | Watkins | 55389 | 3 | 2 | Commercial |  |  | 2011 | 2011
20264-229883-01 | Meeker Cooperative Light & Power | 66 | 12227 | Co-op | 34.09.202 | 39.6 | Solar |  |  | Interconnected | Lake Lillian | 56253 | 5 | 4 | Residential |  |  |  | 2012
20264-229883-01 | Meeker Cooperative Light & Power | 66 | 12227 | Co-op | 23.05.401 | 4.5 | Solar |  |  | Interconnected | Litchfield | 55355 | 1 | 7 | Residential |  |  |  | 2013
20264-229883-01 | Meeker Cooperative Light & Power | 66 | 12227 | Co-op | 04.19.119 | 11.34 | Solar |  |  | Interconnected | Eden Valley | 55329 | 2 | 1 | Residential |  |  | 2013 | 2014
20264-229883-01 | Meeker Cooperative Light & Power | 66 | 12227 | Co-op | 02.29.201 | 20 | Solar |  |  | Interconnected | Watkins | 55389 | 3 | 1 | Residential |  |  | 2014 | 2014
20264-229883-01 | Meeker Cooperative Light & Power | 66 | 12227 | Co-op | 18.23.401 | 39.6 | Solar |  |  | Interconnected | Grove City | 56243 | 6 | 2 | Residential |  |  | 2014 | 2014
20264-229883-01 | Meeker Cooperative Light & Power | 66 | 12227 | Co-op | 05.23.305 | 20 | Wind |  |  | Interconnected | Paynesville | 56362 | 15 | 2 | Residential |  |  |  | 2011
20264-229883-01 | Meeker Cooperative Light & Power | 66 | 12227 | Co-op | 32.07.202 | 39.24 | Solar |  |  | Interconnected | Lake Lillian | 56253 | 9 | 3 | Residential |  |  |  | 2015
20264-229883-01 | Meeker Cooperative Light & Power | 66 | 12227 | Co-op | 25.19.401 | 39.6 | Solar |  |  | Interconnected | Dassel | 55325 | 13 | 4 | Residential |  |  | 2015 | 2015
20264-229883-01 | Meeker Cooperative Light & Power | 66 | 12227 | Co-op | 28.20.401 | 39.6 | Solar |  |  | Interconnected | Dassel | 55325 | 11 | 1 | Commercial |  |  | 2015 | 2015
20264-229883-01 | Meeker Cooperative Light & Power | 66 | 12227 | Co-op | 15.11.118 | 5.2 | Solar |  |  | Interconnected | South Haven | 55382 | 7 | 2 | Residential |  |  | 2015 | 2015
20264-229883-01 | Meeker Cooperative Light & Power | 66 | 12227 | Co-op | 36.30.303 | 39.9 | Solar |  |  | Interconnected | Cosmos | 56288 | 5 | 2 | Commercial |  |  | 2015 | 2015
20264-229883-01 | Meeker Cooperative Light & Power | 66 | 12227 | Co-op | 28.35.104 | 6.5 | Solar |  |  | Interconnected | Dassel | 55325 | 11 | 2 | Residential |  |  | 2016 | 2016
20264-229883-01 | Meeker Cooperative Light & Power | 66 | 12227 | Co-op | 01.07.413 | 6.84 | Solar |  |  | Interconnected | South Haven | 55382 | 7 | 1 | Residential |  |  |  | 2016
20264-229883-01 | Meeker Cooperative Light & Power | 66 | 12227 | Co-op | 40.06.102 | 19.62 | Solar |  |  | Interconnected | Cosmos | 56288 | 5 | 3 | Commercial |  |  |  | 2017
20264-229883-01 | Meeker Cooperative Light & Power | 66 | 12227 | Co-op | 40.04.401 | 39.24 | Solar |  |  | Interconnected | Cosmos | 56288 | 5 | 3 | Commercial |  |  |  | 2017
20264-229883-01 | Meeker Cooperative Light & Power | 66 | 12227 | Co-op | 23.30.402 | 14 | Solar |  |  | Interconnected | Litchfield | 55355 | 6 | 4 | Residential |  |  |  | 2017
20264-229883-01 | Meeker Cooperative Light & Power | 66 | 12227 | Co-op | 29.04.313 | 6.48 | Solar |  |  | Interconnected | Litchfield | 55355 | 1 | 4 | Residential |  |  |  | 2017
20264-229883-01 | Meeker Cooperative Light & Power | 66 | 12227 | Co-op | 23-05-401 | 5.04 | Solar |  |  | Interconnected | Litchfield | 55355 | 1 | 7 | Residential |  |  | 2013 | 2017
20264-229883-01 | Meeker Cooperative Light & Power | 66 | 12227 | Co-op | 29-04-311 | 6.48 | Solar |  |  | Interconnected | Litchfield | 55355 | 14 | 4 | Residential |  |  |  | 2017
20264-229883-01 | Meeker Cooperative Light & Power | 66 | 12227 | Co-op | 32-10-303 | 42 | Solar |  |  | Interconnected | Atwater | 56209 | 9 | 3 | Commercial |  |  | 2018 | 2018
20264-229883-01 | Meeker Cooperative Light & Power | 66 | 12227 | Co-op | 04-16-401 | 4.72 | Solar |  |  | Interconnected | Eden Valley | 55329 | 2 | 1 | Residential |  |  | 2018 | 2018
20264-229883-01 | Meeker Cooperative Light & Power | 66 | 12227 | Co-op | 31-05-401 | 46.8 | Solar |  |  | Interconnected | Atwater | 56209 | 6 | 3 | Commercial |  |  | 2018 | 2018
20264-229883-01 | Meeker Cooperative Light & Power | 66 | 12227 | Co-op | 31-05-403 | 46.8 | Solar |  |  | Interconnected | Atwater | 56209 | 6 | 3 | Commercial |  |  | 2018 | 2018
20264-229883-01 | Meeker Cooperative Light & Power | 66 | 12227 | Co-op | 29-04-329 | 11.68 | Solar |  |  | Interconnected | Litchfield | 55355 | 14 | 4 | Residential |  |  | 2018 | 2019
20264-229883-01 | Meeker Cooperative Light & Power | 66 | 12227 | Co-op | 27-07-316 | 3.84 | Solar |  |  | Interconnected | Cokato | 55321 | 11 | 1 | Residential |  | 16482 | 2019 | 2019
20264-229883-01 | Meeker Cooperative Light & Power | 66 | 12227 | Co-op | NOVA1189 | 36 | Solar |  |  | Interconnected | Darwin | 55324 | 14 | 3 | Residential |  | 237500 | 2019 | 2019
20264-229883-01 | Meeker Cooperative Light & Power | 66 | 12227 | Co-op | NOVA2187 | 38.5 | Solar |  |  | Interconnected | Eden Valley | 55329 | 2 | 2 | Residential |  | 120000 | 2019 | 2020
20264-229883-01 | Meeker Cooperative Light & Power | 66 | 12227 | Co-op | NOVA2400 | 100 | Solar |  |  | Decommissioned | Eden Valley | 55329 | 2 | 2 | Commercial |  | 325000 | 2019 | 2020 | 2025
20264-229883-01 | Meeker Cooperative Light & Power | 66 | 12227 | Co-op | NOVA2630 | 20 | Solar |  |  | Interconnected | Kimball |  | 7 | 4 | Residential |  | 61000 | 2019 | 2020
20264-229883-01 | Meeker Cooperative Light & Power | 66 | 12227 | Co-op | NOVA2631 | 23 | Solar |  |  | Interconnected | Watkins | 55389 | 3 | 1 | Residential |  | 60489 | 2019 | 2020
20264-229883-01 | Meeker Cooperative Light & Power | 66 | 12227 | Co-op | NOVA2765 | 33.06 | Solar |  |  | Interconnected | Litchfield | 55355 | 8 | 1 | Residential |  | 105672 | 2020 | 2020
20264-229883-01 | Meeker Cooperative Light & Power | 66 | 12227 | Co-op | NOVA3099 | 14 | Solar |  |  | Interconnected | South Haven | 55382 | 7 | 1 | Residential |  | 21000 | 2020 | 2020
20264-229883-01 | Meeker Cooperative Light & Power | 66 | 12227 | Co-op | NOVA3104 | 20 | Solar |  |  | Interconnected | Litchfield | 55355 | 14 | 3 | Residential |  | 61839.36 | 2020 | 2020
20264-229883-01 | Meeker Cooperative Light & Power | 66 | 12227 | Co-op | NOVA3302 | 25 | Wind |  |  | Interconnected | Cosmos | 56228 | 5 | 3 | Residential |  | 150000 | 2020 | 2021
20264-229883-01 | Meeker Cooperative Light & Power | 66 | 12227 | Co-op | NOVA3445 | 5.58 | Solar |  |  | Interconnected | Hutchinson | 55350 | 11 | 3 | Residential |  | 24570 | 2020 | 2020
20264-229883-01 | Meeker Cooperative Light & Power | 66 | 12227 | Co-op | NOVA3494 | 32.8 | Solar |  |  | Interconnected | Darwin | 55324 | 14 | 4 | Residential |  | 142650 | 2020 | 2020
20264-229883-01 | Meeker Cooperative Light & Power | 66 | 12227 | Co-op | NOVA3512 | 36 | Solar |  |  | Interconnected | Litchfield | 55355 | 13 | 1 | Commercial |  | 201650 | 2020 | 2021
20264-229883-01 | Meeker Cooperative Light & Power | 66 | 12227 | Co-op | NOVA3633 | 5.22 | Solar |  |  | Interconnected | Litchfield | 55355 | 1 | 8 | Residential |  | 22638 | 2020 | 2021
20264-229883-01 | Meeker Cooperative Light & Power | 66 | 12227 | Co-op | NOVA3689 | 10 | Solar |  |  | Interconnected | Litchfield | 55355 | 8 | 4 | Residential |  | 42000 | 2020 | 2020
20264-229883-01 | Meeker Cooperative Light & Power | 66 | 12227 | Co-op | NOVA3780 | 11.4 | Solar |  |  | Withdrawn | Lake Lillian | 56253 | 5 | 4 | Residential |  | 60691 | 2020
20264-229883-01 | Meeker Cooperative Light & Power | 66 | 12227 | Co-op | NOVA3922 | 24 | Solar |  |  | Interconnected | Litchfield | 55355 | 14 | 3 | Commercial |  | 158000 | 2020 | 2021
20264-229883-01 | Meeker Cooperative Light & Power | 66 | 12227 | Co-op | NOVA3979 | 12.2 | Solar |  |  | Interconnected | Atwater | 56209 | 9 | 1 | Residential |  | 34620 | 2020 | 2021
20264-229883-01 | Meeker Cooperative Light & Power | 66 | 12227 | Co-op | NOVA3993 | 3000 | Other |  |  | Interconnected | Litchfield | 55355 | 1 | 9 | Industrial |  |  | 2020 | 2021
20264-229883-01 | Meeker Cooperative Light & Power | 66 | 12227 | Co-op | NOVA4051 | 14.4 | Solar |  |  | Interconnected | Watkins | 55389 | 3 | 2 | Residential |  | 47000 | 2021 | 2021
20264-229883-01 | Meeker Cooperative Light & Power | 66 | 12227 | Co-op | NOVA4091 | 16.5 | Solar |  |  | Interconnected | Watkins | 55389 | 3 | 2 | Residential |  | 25077 | 2021 | 2021
20264-229883-01 | Meeker Cooperative Light & Power | 66 | 12227 | Co-op | NOVA4276 | 5.8 | Solar |  |  | Interconnected | South Haven | 55382 | 7 | 2 | Residential |  | 30191.93 | 2021 | 2021
20264-229883-01 | Meeker Cooperative Light & Power | 66 | 12227 | Co-op | NOVA4419 | 7.6 | Solar |  |  | Withdrawn | Paynesville | 56362 | 15 | 3 | Residential |  | 44000 | 2021
20264-229883-01 | Meeker Cooperative Light & Power | 66 | 12227 | Co-op | NOVA4502 | 12.54 | Solar |  | X | Interconnected | Watkins | 55389 | 3 | 2 | Residential |  | 45882 | 2021 | 2021
20264-229883-01 | Meeker Cooperative Light & Power | 66 | 12227 | Co-op | NOVA4545 | 8.4 | Solar |  |  | Withdrawn | Watkins | 55389 | 1 | 7 | Residential |  | 33060 | 2021
20264-229883-01 | Meeker Cooperative Light & Power | 66 | 12227 | Co-op | NOVA4772 | 6 | Solar |  |  | Interconnected | South Haven | 55382 | 7 | 2 | Residential |  | 14000 | 2021 | 2021
20264-229883-01 | Meeker Cooperative Light & Power | 66 | 12227 | Co-op | NOVA4832 | 15.6 | Solar |  |  | Interconnected | Watkins | 55389 | 1 | 8 | Residential |  | 47000 | 2021
20264-229883-01 | Meeker Cooperative Light & Power | 66 | 12227 | Co-op | NOVA4844 | 38 | Solar |  |  | Interconnected | Watkins | 55389 | 3 | 1 | Residential |  | 40000 | 2021 | 2020
20264-229883-01 | Meeker Cooperative Light & Power | 66 | 12227 | Co-op | NOVA4844 | 38 | Solar |  |  | Interconnected | Watkins | 55389 | 3 | 1 | Residential |  | 40000 | 2021 | 2021
20264-229883-01 | Meeker Cooperative Light & Power | 66 | 12227 | Co-op | NOVA4935 | 15.4 | Solar |  |  | Interconnected | Watkins | 55389 | 1 | 8 | Residential |  | 62300 | 2021 | 2021
20264-229883-01 | Meeker Cooperative Light & Power | 66 | 12227 | Co-op | NOVA5080 | 13.05 | Solar |  |  | Interconnected | Litchfield | 55355 | 8 | 1 | Residential |  | 40000 | 2021 | 2021
20264-229883-01 | Meeker Cooperative Light & Power | 66 | 12227 | Co-op | NOVA5149 | 20 | Solar |  |  | Interconnected | Lake Lillian | 56253 | 5 | 4 | Residential |  | 60000 | 2021 | 2021
20264-229883-01 | Meeker Cooperative Light & Power | 66 | 12227 | Co-op | NOVA5290 | 37.5 | Solar |  |  | Interconnected | Lake Lillian | 56253 | 9 | 2 | Residential |  | 96220 | 2021 | 2022
20264-229883-01 | Meeker Cooperative Light & Power | 66 | 12227 | Co-op | NOVA5306 | 37.5 | Solar |  |  | Interconnected | Lake Lillian | 56253 | 9 | 2 | Residential |  | 96220 | 2021 | 2022
20264-229883-01 | Meeker Cooperative Light & Power | 66 | 12227 | Co-op | NOVA5307 | 37.5 | Solar |  |  | Interconnected | Lake Lillian | 56253 | 9 | 2 | Residential |  | 96220 | 2021 | 2022
20264-229883-01 | Meeker Cooperative Light & Power | 66 | 12227 | Co-op | NOVA5349 | 14.3 | Solar |  |  | Interconnected | Litchfield | 55355 | 9 | 1 | Residential |  | 44558 | 2021 | 2022
20264-229883-01 | Meeker Cooperative Light & Power | 66 | 12227 | Co-op | NOVA5526 | 12 | Solar |  |  | Interconnected | Litchfield | 55355 | 14 | 3 | Commercial |  | 79248 | 2021 | 2022
20264-229883-01 | Meeker Cooperative Light & Power | 66 | 12227 | Co-op | NOVA5571 | 33.3 | Solar |  |  | Interconnected | Cosmos | 56228 | 5 | 2 | Commercial |  | 169860 | 2022 | 2022
20264-229883-01 | Meeker Cooperative Light & Power | 66 | 12227 | Co-op | NOVA5763 | 12 | Solar |  |  | Interconnected | Watkins | 55389 | 3 | 2 | Residential |  | 50000 | 2022 | 2022
20264-229883-01 | Meeker Cooperative Light & Power | 66 | 12227 | Co-op | NOVA5780 | 19.99 | Solar |  |  | Interconnected | Paynesville | 56362 | 2 | 3 | Residential |  | 59520 | 2022 | 2022
20264-229883-01 | Meeker Cooperative Light & Power | 66 | 12227 | Co-op | NOVA5892 | 6.96 | Solar |  |  | Interconnected | Litchfield | 55355 | 1 | 8 | Residential |  | 9600 | 2022 | 2023
20264-229883-01 | Meeker Cooperative Light & Power | 66 | 12227 | Co-op | NOVA6133 | 13.36 | Solar |  | X | Interconnected | Litchfield | 55355 | 14 | 5 | Residential |  | 48703 | 2022 | 2022
20264-229883-01 | Meeker Cooperative Light & Power | 66 | 12227 | Co-op | NOVA6211 | 38 | Solar |  |  | Interconnected | Litchfield | 55355 | 14 | 4 | Residential |  | 166202 | 2022 | 2022
20264-229883-01 | Meeker Cooperative Light & Power | 66 | 12227 | Co-op | NOVA6290 | 11.6 | Solar |  |  | Interconnected | South Haven | 55040 | 7 | 1 | Residential |  | 135000 | 2022 | 2022
20264-229883-01 | Meeker Cooperative Light & Power | 66 | 12227 | Co-op | NOVA6577 | 10 | Solar |  | X | Interconnected | South Haven | 55382 | 7 | 2 | Residential |  | 49275 | 2022 | 2022
20264-229883-01 | Meeker Cooperative Light & Power | 66 | 12227 | Co-op | NOVA6577-S | 10 | Storage |  |  | Interconnected | South Haven | 55382 | 7 | 2 | Residential |  | 49275 | 2022 | 2022
20264-229883-01 | Meeker Cooperative Light & Power | 66 | 12227 | Co-op | NOVA6691 | 12 | Solar |  |  | Interconnected | Atwater | 56209 | 6 | 1 | Residential |  | 95900 | 2022 | 2022
20264-229883-01 | Meeker Cooperative Light & Power | 66 | 12227 | Co-op | NOVA6887 | 15 | Solar |  |  | Interconnected | Watkins | 55389 | 3 | 2 | Residential |  | 101550 | 2022 | 2023
20264-229883-01 | Meeker Cooperative Light & Power | 66 | 12227 | Co-op | NOVA6960 | 30 | Solar |  | X | Interconnected | Litchfield | 55355 | 1 | 7 | Residential |  | 91000 | 2022 | 2023
20264-229883-01 | Meeker Cooperative Light & Power | 66 | 12227 | Co-op | NOVA7056 | 9.28 | Solar |  |  | Interconnected | South Haven | 55382 | 7 | 2 | Residential |  | 37726 | 2022 | 2023
20264-229883-01 | Meeker Cooperative Light & Power | 66 | 12227 | Co-op | NOVA7068 | 8 | Solar |  |  | Interconnected | Dassel | 55325 | 13 | 4 | Residential |  | 28600 | 2022 | 2023
20264-229883-01 | Meeker Cooperative Light & Power | 66 | 12227 | Co-op | NOVA7136 | 21 | Solar |  |  | Interconnected | Litchfield | 55355 | 1 | 8 | Residential |  | 60000 | 2022 | 2022
20264-229883-01 | Meeker Cooperative Light & Power | 66 | 12227 | Co-op | NOVA6863 | 10 | Solar |  | X | Withdrawn | Dassel | 55325 | 4 | 2 | Residential |  | 64992 | 2023
20264-229883-01 | Meeker Cooperative Light & Power | 66 | 12227 | Co-op | NOVA7250 | 32 | Solar |  |  | Withdrawn | Watkins | 55389 | 3 | 2 | Residential |  | 194000 | 2023
20264-229883-01 | Meeker Cooperative Light & Power | 66 | 12227 | Co-op | NOVA7484 | 11.17 | Solar |  |  | Interconnected | Watkins | 55389 | 1 | 8 | Residential |  | 38000 | 2023 | 2023
20264-229883-01 | Meeker Cooperative Light & Power | 66 | 12227 | Co-op | NOVA7563 | 38.5 | Solar |  |  | Interconnected | Spicer | 56288 | 6 | 1 | Residential |  | 112500 | 2023 | 2023
20264-229883-01 | Meeker Cooperative Light & Power | 66 | 12227 | Co-op | NOVA7596 | 25 | Wind |  |  | Interconnected | Lake Lillian | 56253 | 5 | 4 | Residential |  | 169000 | 2023 | 2023
20264-229883-01 | Meeker Cooperative Light & Power | 66 | 12227 | Co-op | NOVA7599 | 17.36 | Solar |  |  | Interconnected | Cokato | 55321 | 11 | 2 | Residential |  | 65244 | 2023 | 2023
20264-229883-01 | Meeker Cooperative Light & Power | 66 | 12227 | Co-op | NOVA7900 | 11 | Solar |  | X | Interconnected | Dassel | 55325 | 4 | 2 | Residential |  | 64992 | 2023 | 2023
20264-229883-01 | Meeker Cooperative Light & Power | 66 | 12227 | Co-op | NOVA8024 | 15 | Solar |  | X | Interconnected | Dassel | 55325 | 4 | 5 | Residential |  | 50000 | 2023 | 2023
20264-229883-01 | Meeker Cooperative Light & Power | 66 | 12227 | Co-op | NOVA8047 | 15.36 | Solar |  |  | Interconnected | Darwin | 55324 | 4 | 4 | Residential |  | 40000 | 2023 | 2023
20264-229883-01 | Meeker Cooperative Light & Power | 66 | 12227 | Co-op | NOVA8095 | 16.24 | Solar |  | X | Withdrawn | Paynesville | 56362 | 15 | 3 | Residential |  | 60331 | 2023
20264-229883-01 | Meeker Cooperative Light & Power | 66 | 12227 | Co-op | NOVA8095-S | 7 | Storage |  |  | Withdrawn | Paynesville | 56362 | 15 | 3 | Residential |  | 60331 | 2023
20264-229883-01 | Meeker Cooperative Light & Power | 66 | 12227 | Co-op | NOVA8102 | 16.51 | Solar |  |  | Withdrawn | Dassel | 55325 | 11 | 2 | Residential |  | 46354 | 2023
20264-229883-01 | Meeker Cooperative Light & Power | 66 | 12227 | Co-op | NOVA8166 | 19.97 | Solar |  |  | Interconnected | Hutchinson | 55350 | 8 | 2 | Residential |  | 30000 | 2023 | 2023
20264-229883-01 | Meeker Cooperative Light & Power | 66 | 12227 | Co-op | NOVA8259 | 16.51 | Solar |  |  | Interconnected | Dassel | 55325 | 11 | 2 | Residential |  | 66220 | 2023 | 2023
20264-229883-01 | Meeker Cooperative Light & Power | 66 | 12227 | Co-op | NOVA8268 | 9.1 | Solar |  | X | Interconnected | Paynesville | 56362 | 15 | 2 | Residential |  | 60331 | 2023 | 2023
20264-229883-01 | Meeker Cooperative Light & Power | 66 | 12227 | Co-op | NOVA8268-S | 5 | Storage |  |  | Interconnected | Paynesville | 56362 | 15 | 2 | Residential |  | 60331 | 2023 | 2023
20264-229883-01 | Meeker Cooperative Light & Power | 66 | 12227 | Co-op | NOVA8362 | 13 | Solar |  |  | Interconnected | Atwater | 56209 | 6 | 3 | Residential |  | 91594.58 | 2023 | 2024
20264-229883-01 | Meeker Cooperative Light & Power | 66 | 12227 | Co-op | NOVA8433 | 27.6 | Solar |  |  | Interconnected | Litchfield | 55355 | 14 | 5 | Residential |  | 108837 | 2023 | 2023
20264-229883-01 | Meeker Cooperative Light & Power | 66 | 12227 | Co-op | NOVA8552 | 22.8 | Solar |  |  | Withdrawn | Cosmos | 56228 | 5 | 3 | Residential |  | 97580 | 2023
20264-229883-01 | Meeker Cooperative Light & Power | 66 | 12227 | Co-op | NOVA8723 | 9 | Solar |  |  | Interconnected | Cosmos | 56228 | 5 | 4 | Residential |  | 15000 | 2023 | 2024
20264-229883-01 | Meeker Cooperative Light & Power | 66 | 12227 | Co-op | NOVA8963 | 39.99 | Solar |  |  | Withdrawn | Grove City | 56243 | 2 | 3 | Residential |  | 161340 | 2023
20264-229883-01 | Meeker Cooperative Light & Power | 66 | 12227 | Co-op | NOVA10310 | 17.28 | Solar |  |  | Interconnected | Watkins | 55389 | 3 | 3 | Residential |  | 28687.5 | 2024 | 2024
20264-229883-01 | Meeker Cooperative Light & Power | 66 | 12227 | Co-op | NOVA10312 | 39.8 | Wind |  |  | Active Application | Cosmos | 56228 | 5 | 3 | Residential |  | 220000 | 2024
20264-229883-01 | Meeker Cooperative Light & Power | 66 | 12227 | Co-op | NOVA10512 | 100 | Solar |  |  | Active Application | Eden Valley | 55329 | 2 | 2 | Residential |  | 120000 | 2024
20264-229883-01 | Meeker Cooperative Light & Power | 66 | 12227 | Co-op | NOVA10640 | 38.4 | Solar |  |  | Interconnected | Atwater | 56209 | 6 | 1 | Residential |  | 95000 | 2024 | 2024
20264-229883-01 | Meeker Cooperative Light & Power | 66 | 12227 | Co-op | NOVA12017 | 11.17 | Solar |  |  | Interconnected | Dassel | 55325 | 13 | 3 | Residential |  | 46750 | 2024
20264-229883-01 | Meeker Cooperative Light & Power | 66 | 12227 | Co-op | NOVA12069 | 15 | Solar |  |  | Interconnected | Dassel | 55325 | 4 | 5 | Residential |  | 36000 | 2024 | 2024
20264-229883-01 | Meeker Cooperative Light & Power | 66 | 12227 | Co-op | NOVA12304 | 145 | Solar |  |  | Interconnected | Kimball | 55353 | 7 | 1 | Commercial |  | 398976 | 2024
20264-229883-01 | Meeker Cooperative Light & Power | 66 | 12227 | Co-op | NOVA12371 | 8.78 | Solar |  |  | Interconnected | Litchfield | 55355 | 14 | 5 | Residential |  | 34777 | 2024 | 2025
20264-229883-01 | Meeker Cooperative Light & Power | 66 | 12227 | Co-op | NOVA9049 | 145.8 | Solar |  |  | Interconnected | Darwin | 55324 | 4 | 4 | Commercial |  | 367000 | 2024 | 2024
20264-229883-01 | Meeker Cooperative Light & Power | 66 | 12227 | Co-op | NOVA12560 | 6.83 | Solar |  |  | Interconnected | Litchfield | 55355 | 8 | 1 | Residential |  | 26959 | 2025 | 2025
20264-229883-01 | Meeker Cooperative Light & Power | 66 | 12227 | Co-op | NOVA12580 | 13.06 | Solar |  |  | Withdrawn | Kimball | 55353 | 7 | 2 | Residential |  | 39240 | 2025
20264-229883-01 | Meeker Cooperative Light & Power | 66 | 12227 | Co-op | NOVA12654 | 76 | Solar |  |  | Interconnected | Litchfield | 55355 | 1 | 7 | Residential |  | 275000 | 2025 | 2025
20264-229883-01 | Meeker Cooperative Light & Power | 66 | 12227 | Co-op | NOVA12989 | 38.4 | Solar |  |  | Interconnected | Spicer | 56288 | 6 | 1 | Residential |  | 1e+05 | 2025 | 2025
20264-229883-01 | Meeker Cooperative Light & Power | 66 | 12227 | Co-op | NOVA13057 | 6.84 | Solar |  |  | Interconnected | Paynesville | 56362 | 15 | 4 | Residential |  | 32768 | 2025 | 2025
20264-229883-01 | Meeker Cooperative Light & Power | 66 | 12227 | Co-op | NOVA13142 | 8.45 | Solar |  | X | Interconnected | Paynesville | 56362 | 2 | 2 | Residential |  | 45680 | 2025 | 2025
20264-229883-01 | Meeker Cooperative Light & Power | 66 | 12227 | Co-op | NOVA13235 | 15.47 | Solar |  | X | Interconnected | Litchfield | 55355 | 9 | 1 | Residential |  | 53717 | 2025 | 2025
20264-229883-01 | Meeker Cooperative Light & Power | 66 | 12227 | Co-op | NOVA13519 | 13.82 | Solar |  |  | Interconnected | Litchfield | 55355 | 14 | 5 | Residential |  | 49933 | 2025 | 2025
20264-229883-01 | Meeker Cooperative Light & Power | 66 | 12227 | Co-op | NOVA13703 | 21.28 | Solar |  |  | Withdrawn | Hutchinson | 55350 | 11 | 3 | Residential |  | 70000 | 2025
20264-229883-01 | Meeker Cooperative Light & Power | 66 | 12227 | Co-op | NOVA13805 | 7.6 | Solar |  |  | Interconnected | Darwin | 55324 | 4 | 4 | Residential |  | 40000 | 2025 | 2025
20264-229883-01 | Meeker Cooperative Light & Power | 66 | 12227 | Co-op | NOVA13892 | 24.87 | Solar |  |  | Interconnected | Hutchinson | 55350 | 11 | 3 | Residential |  | 81000 | 2025 | 2025
20264-229883-01 | Meeker Cooperative Light & Power | 66 | 12227 | Co-op | NOVA13981 | 23 | Solar |  | X | Withdrawn | Watkins | 55389 | 3 |  |  |  | 65192 | 2025
20264-229883-01 | Meeker Cooperative Light & Power | 66 | 12227 | Co-op | NOVA14068 | 15.36 | Solar |  |  | Interconnected | Hutchinson | 55350 | 11 | 3 | Residential |  | 40000 | 2025 | 2026
20264-229883-01 | Meeker Cooperative Light & Power | 66 | 12227 | Co-op | NOVA14088 | 31.18 | Solar |  | X | Active Application | Watkins | 55389 | 3 | 3 | Residential |  | 65192 | 2025
20264-229883-01 | Meeker Cooperative Light & Power | 66 | 12227 | Co-op | NOVA14093 | 11.9 | Solar |  |  | Active Application | Hutchinson | 55350 | 8 | 3 | Residential |  | 32494 | 2025
20264-230215-01 | Pierz Utilities | 217 | 217 | Muni | PZ1 | 23.31 | Solar |  | X | Interconnected | Pierz | 56364 | Pierz | Pierz | Residential |  | 59000 | 2025 | 2025
20264-230215-01 | Pierz Utilities | 217 | 217 | Muni | PZ2 | 10.752 | Solar |  |  | Interconnected | Pierz | 56364 | Pierz | Pierz | Residential |  | 40300 | 2025 | 2025
20264-230215-01 | Pierz Utilities | 217 | 217 | Muni | PZ3 | 14.592 | Solar |  |  | Interconnected | Pierz | 56364 | Pierz | Pierz | Residential |  |  | 2025 | 2025
20264-230784-01 | City of Arlington | 142 | 828 | Muni | A-01 | 33.3 | Solar |  | X | Interconnected | Arlington | 55307 | NE Substation |  | Commercial |  |  | 2020 | 2020
20264-230784-01 | City of Arlington | 142 | 828 | Muni | A-02 | 13.44 | Solar |  | X | Interconnected | Arlington | 55307 | NE Substation |  | Residential |  |  | 2023 | 2023
20264-230784-01 | City of Arlington | 142 | 828 | Muni | A-03 | 15 | Solar |  | X | Interconnected | Arlington | 55307 | NE Substation |  | Residential |  |  | 2025 | 2025
20264-230784-01 | City of Arlington | 142 | 828 | Muni | A-04 | 11.904 | Solar |  | X | Interconnected | Arlington | 55307 | NE Substation |  | Residential |  |  | 2025 | 2025
20262-228114-01 | Beltrami Electric Coop, Inc. | 29 | 1529 | Co-op | NOVA004-08-081-004-08-081 | 3.8 | Solar |  |  | Interconnected | Waskish | 56685 | Shooks | 52 | Commercial |  | 0.01 | 2013 | 2012
20262-228114-01 | Beltrami Electric Coop, Inc. | 29 | 1529 | Co-op | NOVA025-19-233-025-19-233 | 171 | Solar |  | X | Interconnected | Redby | 56670 | Redby | 64 | Commercial |  | 250000 | 2020 | 2021 | 2021
20262-228114-01 | Beltrami Electric Coop, Inc. | 29 | 1529 | Co-op | NOVA026-21-377-026-21-377 | 2.98 | Solar |  |  | Interconnected | Red Lake | 56671 | Red Lake | 141 | Commercial |  |  | 2016 | 2016
20262-228114-01 | Beltrami Electric Coop, Inc. | 29 | 1529 | Co-op | NOVA026-21-385-026-21-385 | 73.3 | Solar |  |  | Interconnected | Red Lake | 56671 | Red Lake | 141 | Commercial |  | 0.01 | 2018 | 2018
20262-228114-01 | Beltrami Electric Coop, Inc. | 29 | 1529 | Co-op | NOVA043-12-066-043-12-066 | 3.8 | Solar |  |  | Interconnected | Blackduck | 56630 | Blackduck | 31 | Residential |  | 0.01 | 2018 | 2018
20262-228114-01 | Beltrami Electric Coop, Inc. | 29 | 1529 | Co-op | NOVA044-23-039-044-23-039 | 24 | Solar |  |  | Interconnected | Tenstrike | 56683 | Blackduck | 32 | Residential |  | 89760 | 2020 | 2020
20262-228114-01 | Beltrami Electric Coop, Inc. | 29 | 1529 | Co-op | NOVA045-17-032-045-17-032 | 7.54 | Solar |  |  | Interconnected | Puposky | 56667 | Puposky | 42 | Residential |  | 0.01 | 2017 | 2018
20262-228114-01 | Beltrami Electric Coop, Inc. | 29 | 1529 | Co-op | NOVA045-21-050-045-21-050 | 10 | Solar |  |  | Interconnected | Puposky | 56667 | Puposky | 42 | Residential |  | 0.01 | 2017 | 2018
20262-228114-01 | Beltrami Electric Coop, Inc. | 29 | 1529 | Co-op | NOVA045-32-080-045-32-080 | 5 | Solar |  |  | Interconnected | Bemidji | 56601 | Puposky | 42 | Residential |  | 0.01 | 2018 | 2018
20262-228114-01 | Beltrami Electric Coop, Inc. | 29 | 1529 | Co-op | NOVA047-27-011-047-27-011 | 10 | Wind |  |  | Decommissioned | Pinewood | 56676 | Puposky | 43 | Residential |  | 0.01 | 2010 | 2021 | 2015
20262-228114-01 | Beltrami Electric Coop, Inc. | 29 | 1529 | Co-op | NOVA051-36-067-051-36-067 | 4.62 | Solar |  |  | Decommissioned | Bemidji | 56601 | Puposky | 41 | Residential |  | 0.01 | 2013 | 2013 | 2019
20262-228114-01 | Beltrami Electric Coop, Inc. | 29 | 1529 | Co-op | NOVA052-13-039-052-13-039 | 2.8 | Solar |  |  | Interconnected | Bemidji | 56601 | Turtle River | 215 | Residential |  | 0.01 | 2013 | 2013
20262-228114-01 | Beltrami Electric Coop, Inc. | 29 | 1529 | Co-op | NOVA052-17-022-052-17-022 | 3.96 | Solar |  |  | Interconnected | Bemidji | 56601 | Puposky | 41 | Residential |  | 20388 | 2019 | 2019
20262-228114-01 | Beltrami Electric Coop, Inc. | 29 | 1529 | Co-op | NOVA052-23-049-052-23-049 | 7.83 | Solar |  |  | Interconnected | Bemidji | 56601 | Turtle River | 215 | Residential |  | 30018.31 | 2019 | 2019
20262-228114-01 | Beltrami Electric Coop, Inc. | 29 | 1529 | Co-op | NOVA052-27-222-052-27-222 | 2 | Solar |  |  | Interconnected | Bemidji | 56601 | Northern | 104 | Residential |  | 0.01 | 2018 | 2018
20262-228114-01 | Beltrami Electric Coop, Inc. | 29 | 1529 | Co-op | NOVA052-33-181-052-33-181 | 7.6 | Solar |  |  | Interconnected | Bemidji | 56601 | Northern | 107 | Residential |  | 0.01 | 2015 | 2016
20262-228114-01 | Beltrami Electric Coop, Inc. | 29 | 1529 | Co-op | NOVA052-34-166-052-34-166 | 7 | Solar |  |  | Interconnected | Bemidji | 56601 | Northern | 104 | Residential |  | 0.01 | 2018 | 2018
20262-228114-01 | Beltrami Electric Coop, Inc. | 29 | 1529 | Co-op | NOVA052-35-118-052-35-118 | 5.16 | Solar |  |  | Interconnected | Bemidji | 56601 | Turtle River | 214 | Residential |  | 0.01 | 2014 | 2014
20262-228114-01 | Beltrami Electric Coop, Inc. | 29 | 1529 | Co-op | NOVA052-35-121-052-35-121 | 4.53 | Solar |  |  | Interconnected | Bemidji | 56601 | Turtle River | 214 | Residential |  | 0.01 | 2019 | 2019
20262-228114-01 | Beltrami Electric Coop, Inc. | 29 | 1529 | Co-op | NOVA053-03-028-053-03-028 | 11.34 | Solar |  | X | Interconnected | Tenstrike | 56683 | Turtle River | 211 | Residential |  | 70700 | 2020 | 2020
20262-228114-01 | Beltrami Electric Coop, Inc. | 29 | 1529 | Co-op | NOVA053-08-030-053-08-030 | 20 | Wind |  |  | Decommissioned | Tenstrike | 56683 | Turtle River | 211 | Residential |  |  | 2010 | 2010 | 2016
20262-228114-01 | Beltrami Electric Coop, Inc. | 29 | 1529 | Co-op | NOVA053-14-061-053-14-061 | 6.25 | Solar |  |  | Interconnected | Bemidji | 56601 | Turtle River | 212 | Residential |  | 0.01 | 2017 | 2017
20262-228114-01 | Beltrami Electric Coop, Inc. | 29 | 1529 | Co-op | NOVA054-31-002-054-31-002 | 20 | Solar |  |  | Interconnected | Bemidji | 56601 | Long Lake | 201 | Residential |  | 0.01 | 2018 | 2018
20262-228114-01 | Beltrami Electric Coop, Inc. | 29 | 1529 | Co-op | NOVA060-14-046-060-14-046 | 1.8 | Solar |  |  | Interconnected | Blackduck | 56630 | Mission | 135 | Residential |  | 0.01 | 2020 | 2020
20262-228114-01 | Beltrami Electric Coop, Inc. | 29 | 1529 | Co-op | NOVA060-21-075-060-21-075 | 24 | Solar |  |  | Interconnected | Blackduck | 56630 | Mission | 135 | Residential |  | 72500 | 2020 | 2020
20262-228114-01 | Beltrami Electric Coop, Inc. | 29 | 1529 | Co-op | NOVA062-08-014-062-08-014 | 7.6 | Solar |  | X | Interconnected | Bemidji | 56601 | Turtle River | 213 | Residential |  | 58826 | 2019 | 2019
20262-228114-01 | Beltrami Electric Coop, Inc. | 29 | 1529 | Co-op | NOVA062-14-099-062-14-099 | 6 | Solar |  |  | Interconnected | Bemidji | 56601 | Long Lake | 201 | Residential |  | 0.01 | 2016 | 2016
20262-228114-01 | Beltrami Electric Coop, Inc. | 29 | 1529 | Co-op | NOVA062-14-166-062-14-166 | 4.64 | Solar |  |  | Interconnected | Bemidji | 56601 | Long Lake | 202 | Residential |  | 25349.96 | 2019 | 2019
20262-228114-01 | Beltrami Electric Coop, Inc. | 29 | 1529 | Co-op | NOVA062-28-022-062-28-022 | 3.8 | Solar |  |  | Interconnected | Bemidji | 56601 | Long Lake | 203 | Residential |  | 0.01 | 2018 | 2018
20262-228114-01 | Beltrami Electric Coop, Inc. | 29 | 1529 | Co-op | NOVA062-28-037-062-28-037 | 3.96 | Solar |  | X | Interconnected | Bemidji | 56601 | Long Lake | 203 | Residential |  | 26000 | 2020 | 2020
20262-228114-01 | Beltrami Electric Coop, Inc. | 29 | 1529 | Co-op | NOVA063-04-115-063-04-115 | 3.8 | Solar |  |  | Interconnected | Bemidji | 56601 | Northern | 107 | Residential |  | 0.01 | 2018 | 2018
20262-228114-01 | Beltrami Electric Coop, Inc. | 29 | 1529 | Co-op | NOVA063-05-240-063-05-240 | 7.6 | Solar |  |  | Interconnected | Bemidji | 56601 | Northern | 107 | Residential |  | 0.01 | 2018 | 2018
20262-228114-01 | Beltrami Electric Coop, Inc. | 29 | 1529 | Co-op | NOVA063-09-001-063-09-001 | 38.94 | Solar |  |  | Interconnected | Bemidji | 56601 | Northern | 107 | Commercial |  | 191000 | 2020 | 2021
20262-228114-01 | Beltrami Electric Coop, Inc. | 29 | 1529 | Co-op | NOVA063-09-161-063-09-161 | 8.85 | Solar |  |  | Interconnected | Bemidji | 56601 | Northern | 107 | Residential |  | 28000 | 2020 | 2020
20262-228114-01 | Beltrami Electric Coop, Inc. | 29 | 1529 | Co-op | NOVA063-29-059-063-29-059 | 3.8 | Solar |  |  | Interconnected | Bemidji | 56601 | Northern | 106 | Residential |  | 0.01 | 2018 | 2018
20262-228114-01 | Beltrami Electric Coop, Inc. | 29 | 1529 | Co-op | NOVA063-31-457-063-31-457 | 50.4 | Solar |  |  | Interconnected | Bemidji | 56601 | Bemidji | 11 | Community Solar Garden |  | 141257 | 2017 | 2017
20262-228114-01 | Beltrami Electric Coop, Inc. | 29 | 1529 | Co-op | NOVA064-23-051-064-23-051 | 39.9 | Solar |  |  | Interconnected | Bemidji | 56601 | Scribner | 232 | Residential |  | 0.01 | 2010 | 2010
20262-228114-01 | Beltrami Electric Coop, Inc. | 29 | 1529 | Co-op | NOVA064-23-062-2016-064-23-062 | 39.9 | Solar |  |  | Decommissioned | Bemidji | 56601 | Scribner | 232 | Commercial |  | 0.01 | 2016 | 2016 | 2021
20262-228114-01 | Beltrami Electric Coop, Inc. | 29 | 1529 | Co-op | NOVA064-23-062-2020-064-23-062 | 144 | Solar |  |  | Interconnected | Bemidji | 56601 | Scribner | 232 | Commercial |  | 980000 | 2020 | 2022
20262-228114-01 | Beltrami Electric Coop, Inc. | 29 | 1529 | Co-op | NOVA064-23-089-064-23-089 | 38 | Solar |  |  | Interconnected | Bemidji | 56601 | Scribner | 232 | Residential |  | 0.01 | 2012 | 2012
20262-228114-01 | Beltrami Electric Coop, Inc. | 29 | 1529 | Co-op | NOVA064-24-039-064-24-039 | 28 | Solar |  |  | Interconnected | Bemidji | 56601 | Scribner | 232 | Residential |  | 0.01 | 2016 | 2016
20262-228114-01 | Beltrami Electric Coop, Inc. | 29 | 1529 | Co-op | NOVA065-14-064-065-14-064 | 11.4 | Solar |  |  | Interconnected | Solway | 56678 | Scribner | 233 | Residential |  | 36000 | 2019 | 2019
20262-228114-01 | Beltrami Electric Coop, Inc. | 29 | 1529 | Co-op | NOVA068-04-010-068-04-010 | 7.6 | Solar |  |  | Interconnected | Solway | 56678 | Scribner | 233 | Residential |  | 0.01 | 2018 | 2018
20262-228114-01 | Beltrami Electric Coop, Inc. | 29 | 1529 | Co-op | NOVA069-14-076-069-14-076 | 6 | Solar |  |  | Interconnected | Bemidji | 56601 | Bemidji | 14 | Residential |  | 17280 | 2019 | 2019
20262-228114-01 | Beltrami Electric Coop, Inc. | 29 | 1529 | Co-op | NOVA069-24-176-069-24-176 | 1.92 | Solar |  |  | Interconnected | Bemidji | 56601 | Bemidji | 12 | Residential |  | 3000 | 2019 | 2019
20262-228114-01 | Beltrami Electric Coop, Inc. | 29 | 1529 | Co-op | NOVA070-20-236-070-20-236 | 8.85 | Solar |  |  | Interconnected | Bemidji | 56601 | Bemidji | 13 | Residential |  | 27500 | 2019 | 2019
20262-228114-01 | Beltrami Electric Coop, Inc. | 29 | 1529 | Co-op | NOVA071-04-022-071-04-022 | 2.1 | Solar |  |  | Interconnected | Bemidji | 56601 | Aardahl | 112 | Residential |  | 25521 | 2008 | 2008
20262-228114-01 | Beltrami Electric Coop, Inc. | 29 | 1529 | Co-op | NOVA071-05-212-071-05-212 | 7.37 | Solar |  |  | Interconnected | Bemidji | 56601 | Aardahl | 112 | Residential |  | 0.01 | 2010 | 2010
20262-228114-01 | Beltrami Electric Coop, Inc. | 29 | 1529 | Co-op | NOVA071-27-047-071-27-047 | 10 | Wind |  |  | Interconnected | Bemidji | 56601 | Aardahl | 111 | Residential |  | 0.01 | 2005 | 2005
20262-228114-01 | Beltrami Electric Coop, Inc. | 29 | 1529 | Co-op | NOVA071-28-030-071-28-030 | 16.34 | Solar |  |  | Interconnected | Bemidji | 56601 | Aardahl | 111 | Residential |  | 0.01 | 2010 | 2010
20262-228114-01 | Beltrami Electric Coop, Inc. | 29 | 1529 | Co-op | NOVA071-32-010-071-32-010 | 3 | Wind |  |  | Decommissioned | Bemidji | 56601 | Aardahl | 111 | Residential |  | 0.01 | 2014 | 2014 | 2023
20262-228114-01 | Beltrami Electric Coop, Inc. | 29 | 1529 | Co-op | NOVA072-04-036-072-04-036 | 5 | Solar |  |  | Interconnected | Bemidji | 56601 | Mission | 135 | Residential |  | 0.01 | 2017 | 2018
20262-228114-01 | Beltrami Electric Coop, Inc. | 29 | 1529 | Co-op | NOVA072-19-020-072-19-020 | 10.56 | Solar |  |  | Interconnected | Bemidji | 56601 | Mission | 131 | Residential |  | 0.01 | 2018 | 2018
20262-228114-01 | Beltrami Electric Coop, Inc. | 29 | 1529 | Co-op | NOVA072-30-136-072-30-136 | 8.6 | Solar |  |  | Interconnected | Cass Lake | 56633 | Mission | 131 | Residential |  | 0.01 | 2015 | 2015
20262-228114-01 | Beltrami Electric Coop, Inc. | 29 | 1529 | Co-op | NOVA074-18-107-074-18-107 | 5 | Solar |  |  | Interconnected | Cass Lake | 56633 | Guthrie | 25 | Residential |  | 0.01 | 2016 | 2017
20262-228114-01 | Beltrami Electric Coop, Inc. | 29 | 1529 | Co-op | NOVA075-06-093-075-06-093 | 39.98 | Solar |  |  | Interconnected | Cass Lake | 56633 | Mission | 134 | Commercial |  | 0.01 | 2017 | 2017
20262-228114-01 | Beltrami Electric Coop, Inc. | 29 | 1529 | Co-op | NOVA075-07-127-075-07-127 | 39.98 | Solar |  |  | Interconnected | Cass Lake | 56633 | Mission | 134 | Commercial |  | 0.01 | 2017 | 2017
20262-228114-01 | Beltrami Electric Coop, Inc. | 29 | 1529 | Co-op | NOVA076-08-038-076-08-038 | 39.98 | Solar |  |  | Withdrawn | Bemidji | 56601 | Guthrie | 23 | Commercial |  | 0.01 | 2020
20262-228114-01 | Beltrami Electric Coop, Inc. | 29 | 1529 | Co-op | NOVA076-21-030-076-21-030 | 27 | Solar |  |  | Interconnected | Laporte | 56461 | Guthrie | 23 | Residential |  | 0.01 | 2017 | 2017
20262-228114-01 | Beltrami Electric Coop, Inc. | 29 | 1529 | Co-op | NOVA077-15-006-077-15-006 | 0.76 | Solar |  |  | Decommissioned | Bemidji | 56601 | Helga | 223 | Residential |  | 0.01 | 2004 | 2004 | 2016
20262-228114-01 | Beltrami Electric Coop, Inc. | 29 | 1529 | Co-op | NOVA077-21-038-077-21-038 | 6.8 | Wind |  |  | Decommissioned | Laporte | 56461 | Helga | 223 | Residential |  | 0.01 | 2009 | 2009 | 2017
20262-228114-01 | Beltrami Electric Coop, Inc. | 29 | 1529 | Co-op | NOVA077-22-058-077-22-058 | 9.28 | Solar |  |  | Interconnected | Bemidji | 56601 | Helga | 223 | Residential |  | 0.01 | 2018 | 2018
20262-228114-01 | Beltrami Electric Coop, Inc. | 29 | 1529 | Co-op | NOVA077-22-073-077-22-073 | 3.8 | Solar |  |  | Interconnected | Laporte | 56461 | Helga | 223 | Residential |  | 0.01 | 2018 | 2018
20262-228114-01 | Beltrami Electric Coop, Inc. | 29 | 1529 | Co-op | NOVA078-04-031-078-04-031 | 3.8 | Solar |  |  | Interconnected | Bemidji | 56601 | Bemidji | 14 | Residential |  | 0.01 | 2018 | 2018
20262-228114-01 | Beltrami Electric Coop, Inc. | 29 | 1529 | Co-op | NOVA078-04-034-078-04-034 | 7.6 | Solar |  |  | Interconnected | Bemidji | 56601 | Bemidji | 14 | Residential |  | 0.01 | 2018 | 2018
20262-228114-01 | Beltrami Electric Coop, Inc. | 29 | 1529 | Co-op | NOVA084-03-001-084-03-001 | 9.46 | Solar |  |  | Decommissioned | Laporte | 56461 | Helga | 223 | Residential |  | 0.01 | 2012 | 2012 | 2021
20262-228114-01 | Beltrami Electric Coop, Inc. | 29 | 1529 | Co-op | NOVA086-05-133-086-05-133 | 37.5 | Solar |  |  | Interconnected | Cass Lake | 56633 | Guthrie | 25 | Commercial |  | 0.01 | 2016 | 2016
20262-228114-01 | Beltrami Electric Coop, Inc. | 29 | 1529 | Co-op | NOVA10304-050-15-022 | 11.52 | Solar |  |  | Interconnected | Pinewood | 56676 | Puposky | 43 | Residential |  | 34364 | 2024 | 2024
20262-228114-01 | Beltrami Electric Coop, Inc. | 29 | 1529 | Co-op | NOVA10586-052-25-164 | 4.61 | Solar |  |  | Interconnected | Bemidji | 56601 | Turtle River | 215 | Residential |  | 20913 | 2024 | 2024
20262-228114-01 | Beltrami Electric Coop, Inc. | 29 | 1529 | Co-op | NOVA10617-071-05-113 | 15.36 | Solar |  |  | Interconnected | Bemidji | 56601 | Aardahl | 112 | Residential |  | 40722 | 2024 | 2024
20262-228114-01 | Beltrami Electric Coop, Inc. | 29 | 1529 | Co-op | NOVA10646-053-31-173 | 7.7 | Solar |  |  | Interconnected | Bemidji | 56601 | Turtle River | 214 | Residential |  | 30000 | 2024 | 2024
20262-228114-01 | Beltrami Electric Coop, Inc. | 29 | 1529 | Co-op | NOVA10647-043-27-026 | 7.7 | Solar |  |  | Interconnected | Hines | 56647 | Blackduck | 35 | Residential |  | 30000 | 2024 | 2024
20262-228114-01 | Beltrami Electric Coop, Inc. | 29 | 1529 | Co-op | NOVA10677-071-06-112 | 16.13 | Solar |  |  | Interconnected | Bemidji | 56601 | Aardahl | 112 | Residential |  | 48682 | 2024 | 2024
20262-228114-01 | Beltrami Electric Coop, Inc. | 29 | 1529 | Co-op | NOVA10749-090-08-339 | 39.9 | Solar |  |  | Interconnected | Laporte | 56561 | Laporte | 75 | Commercial |  | 162500 | 2024 | 2024
20262-228114-01 | Beltrami Electric Coop, Inc. | 29 | 1529 | Co-op | NOVA10805-013-24-007 | 38.4 | Solar |  |  | Interconnected | Kelliher | 56650 | Shooks | 52 | Residential |  | 115300 | 2024 | 2024
20262-228114-01 | Beltrami Electric Coop, Inc. | 29 | 1529 | Co-op | NOVA10806-012-04-024 | 38.4 | Solar |  |  | Interconnected | Kelliher | 56650 | Battle River | 123 | Residential |  | 116830 | 2024 | 2024
20262-228114-01 | Beltrami Electric Coop, Inc. | 29 | 1529 | Co-op | NOVA10823-010-05-049 | 39.99 | Solar |  |  | Interconnected | Ponemah | 56666 | Battle River | 124 | Residential |  | 127223.88 | 2024 | 2024
20262-228114-01 | Beltrami Electric Coop, Inc. | 29 | 1529 | Co-op | NOVA10828-013-24-006 | 29.95 | Solar |  |  | Interconnected | Kelliher | 56650 | Shooks | 52 | Residential |  | 94100 | 2024 | 2024
20262-228114-01 | Beltrami Electric Coop, Inc. | 29 | 1529 | Co-op | NOVA11841-026-21-370 | 39.99 | Solar |  |  | Interconnected | Red Lake | 56671 | Red Lake | 142 | Residential |  | 118446.36 | 2024 | 2024
20262-228114-01 | Beltrami Electric Coop, Inc. | 29 | 1529 | Co-op | NOVA11893-047-17-010 | 7.5 | Solar |  |  | Interconnected | Shevlin | 56676 | Puposky | 43 | Residential |  | 34940.2 | 2024 | 2024
20262-228114-01 | Beltrami Electric Coop, Inc. | 29 | 1529 | Co-op | NOVA12077-053-04-078 | 9.9 | Solar |  |  | Interconnected | Tenstrike | 56683 | Turtle River | 211 | Residential |  | 52451.3 | 2024 | 2024
20262-228114-01 | Beltrami Electric Coop, Inc. | 29 | 1529 | Co-op | NOVA12079-072-05-027 | 11.7 | Solar |  |  | Interconnected | Bemidji | 56601 | Mission | 135 | Residential |  | 22950 | 2024 | 2024
20262-228114-01 | Beltrami Electric Coop, Inc. | 29 | 1529 | Co-op | NOVA12352-069-04-056 | 15 | Solar |  | X | Interconnected | Bemidji | 56601 | Bemidji | 15 | Residential |  | 60000 | 2024 | 2025
20262-228114-01 | Beltrami Electric Coop, Inc. | 29 | 1529 | Co-op | NOVA12352-069-04-056-S | 19.6 | Storage |  |  | Interconnected | Bemidji | 56601 | Bemidji | 15 | Residential |  | 60000 | 2024 | 2025
20262-228114-01 | Beltrami Electric Coop, Inc. | 29 | 1529 | Co-op | NOVA12391-069-04-140 | 15 | Solar |  | X | Interconnected | Bemidji | 56601 | Bemidji | 15 | Residential |  | 78000 | 2024 | 2025
20262-228114-01 | Beltrami Electric Coop, Inc. | 29 | 1529 | Co-op | NOVA12391-069-04-140-S | 19.6 | Storage |  |  | Interconnected | Bemidji | 56601 | Bemidji | 15 | Residential |  | 78000 | 2024 | 2025
20262-228114-01 | Beltrami Electric Coop, Inc. | 29 | 1529 | Co-op | NOVA12414-077-15-070 | 4.06 | Solar |  |  | Interconnected | Bemidji | 56601 | Helga | 222 | Residential |  | 20700 | 2024 | 2025
20262-228114-01 | Beltrami Electric Coop, Inc. | 29 | 1529 | Co-op | NOVA12510-072-04-033 | 18.82 | Solar |  |  | Interconnected | Bemidji | 56601 | Mission | 135 | Residential |  | 60471.5 | 2025 | 2025
20262-228114-01 | Beltrami Electric Coop, Inc. | 29 | 1529 | Co-op | NOVA12860-052-26-022 | 6.46 | Solar |  |  | Interconnected | Bemidji | 56601 | Turtle River | 215 | Residential |  | 20349 | 2025 | 2025
20262-228114-01 | Beltrami Electric Coop, Inc. | 29 | 1529 | Co-op | NOVA12867-064-14-162 | 9.74 | Solar |  |  | Interconnected | Bemidji | 56601 | Scribner | 232 | Residential |  | 50000 | 2025 | 2025
20262-228114-01 | Beltrami Electric Coop, Inc. | 29 | 1529 | Co-op | NOVA13013-UNKNOWN | 6.84 | Solar |  |  | Withdrawn | Paynesville | 56362 |  |  |  |  | 32768 | 2025
20262-228114-01 | Beltrami Electric Coop, Inc. | 29 | 1529 | Co-op | NOVA13014-090-19-156 | 5.24 | Solar |  |  | Interconnected | Laporte | 56461 | Laporte | 72 | Residential |  | 24720 | 2025 | 2025
20262-228114-01 | Beltrami Electric Coop, Inc. | 29 | 1529 | Co-op | NOVA13098-070-23-011 | 10.37 | Solar |  |  | Interconnected | Bemidji | 56601 | Aardahl | 112 | Residential |  | 43435 | 2025 | 2025
20262-228114-01 | Beltrami Electric Coop, Inc. | 29 | 1529 | Co-op | NOVA13111-052-34-174 | 11.4 | Solar |  |  | Interconnected | Bemidji | 56601 | Northern | 104 | Residential |  | 40000 | 2025 | 2025
20262-228114-01 | Beltrami Electric Coop, Inc. | 29 | 1529 | Co-op | NOVA13124-085-05-027 | 16 | Solar |  |  | Interconnected | Laporte | 56461 | Guthrie | 24 | Residential |  | 70545.2 | 2025 | 2025
20262-228114-01 | Beltrami Electric Coop, Inc. | 29 | 1529 | Co-op | NOVA13179-064-29-109 | 38 | Solar |  | X | Interconnected | Bemidji | 56601 | Scribner | 233 | Commercial |  | 189700 | 2025 | 2025
20262-228114-01 | Beltrami Electric Coop, Inc. | 29 | 1529 | Co-op | NOVA13179-064-29-109-S | 85.8 | Storage |  |  | Interconnected | Bemidji | 56601 | Scribner | 233 | Commercial |  | 189700 | 2025 | 2025
20262-228114-01 | Beltrami Electric Coop, Inc. | 29 | 1529 | Co-op | NOVA13261-053-33-010 | 32 | Solar |  |  | Withdrawn | Turtle River | 56601 | Turtle River | 213 | Residential |  | 25000 | 2025
20262-228114-01 | Beltrami Electric Coop, Inc. | 29 | 1529 | Co-op | NOVA13311-042-30-055 | 15.4 | Solar |  |  | Interconnected | Blackduck | 56630 | Blackduck | 31 | Residential |  | 60000 | 2025 | 2025
20262-228114-01 | Beltrami Electric Coop, Inc. | 29 | 1529 | Co-op | NOVA13441-053-33-010 | 32 | Solar |  | X | Interconnected | Turtle River | 56601 | Turtle River | 213 | Residential |  | 35000 | 2025 | 2025
20262-228114-01 | Beltrami Electric Coop, Inc. | 29 | 1529 | Co-op | NOVA13441-053-33-010-S | 28.6 | Storage |  |  | Interconnected | Turtle River | 56601 | Turtle River | 213 | Residential |  | 35000 | 2025 | 2025
20262-228114-01 | Beltrami Electric Coop, Inc. | 29 | 1529 | Co-op | NOVA13471-078-04-034 | 30.4 | Solar |  | X | Interconnected | Bemidji | 56601 | Bemidji | 14 | Residential |  | 114650 | 2025 | 2025
20262-228114-01 | Beltrami Electric Coop, Inc. | 29 | 1529 | Co-op | NOVA13507-026-29-423 | 39.9 | Solar |  |  | Active Application | Red Lake | 56273 | Red Lake | 144 | Residential |  | 181129.55 | 2025
20262-228114-01 | Beltrami Electric Coop, Inc. | 29 | 1529 | Co-op | NOVA13513-052-34-049 | 4.89 | Solar |  |  | Interconnected | Bemidji | 56601 | Northern | 104 | Residential |  | 23000 | 2025 | 2025
20262-228114-01 | Beltrami Electric Coop, Inc. | 29 | 1529 | Co-op | NOVA13716-004-31-035 | 5.76 | Solar |  |  | Interconnected | Waskish | 56685 | Shooks | 52 | Residential |  | 24288 | 2025 | 2026
20262-228114-01 | Beltrami Electric Coop, Inc. | 29 | 1529 | Co-op | NOVA13717-062-18-033 | 19.2 | Solar |  |  | Interconnected | Bemidji | 56601 | Turtle River | 213 | Residential |  | 58764 | 2025 | 2025
20262-228114-01 | Beltrami Electric Coop, Inc. | 29 | 1529 | Co-op | NOVA13825-090-15-021 | 17.66 | Solar |  |  | Active Application | Laporte | 56461 | Laporte | 73 | Residential |  | 66665.5 | 2025
20262-228114-01 | Beltrami Electric Coop, Inc. | 29 | 1529 | Co-op | NOVA13832-090-30-011 | 18.48 | Solar |  | X | Interconnected | Laporte | 56461 | Laporte | 72 | Residential |  | 47710 | 2025 | 2026
20262-228114-01 | Beltrami Electric Coop, Inc. | 29 | 1529 | Co-op | NOVA13873-052-04-106 | 10.75 | Solar |  |  | Active Application | Bemidji | 55040 | Puposky | 44 | Residential |  | 39298.84 | 2025
20262-228114-01 | Beltrami Electric Coop, Inc. | 29 | 1529 | Co-op | NOVA14026-060-31-047 | 39.9 | Solar |  | X | Active Application | Blackduck | 56630 | Mission | 135 | Residential |  | 40000 | 2025
20262-228114-01 | Beltrami Electric Coop, Inc. | 29 | 1529 | Co-op | NOVA14026-060-31-047-S | 30 | Storage |  |  | Active Application | Blackduck | 56630 | Mission | 135 | Residential |  | 40000 | 2025
20262-228114-01 | Beltrami Electric Coop, Inc. | 29 | 1529 | Co-op | NOVA14067-077-18-043 | 1.16 | Solar |  | X | Active Application | Bemidji | 56601 | Helga | 224 | Residential |  | 43785 | 2025
20262-228114-01 | Beltrami Electric Coop, Inc. | 29 | 1529 | Co-op | NOVA14086-069-13-135 | 9.22 | Solar |  |  | Active Application | Bemidji | 56601 | Bemidji | 17 | Residential |  | 30000 | 2025
20262-228114-01 | Beltrami Electric Coop, Inc. | 29 | 1529 | Co-op | NOVA4147-084-03-001 | 38.2 | Solar |  |  | Interconnected | Guthrie | 56461 | Helga | 223 | Residential |  | 112047.8 | 2021 | 2021
20262-228114-01 | Beltrami Electric Coop, Inc. | 29 | 1529 | Co-op | NOVA4559-022-17-008 | 39.6 | Solar |  |  | Interconnected | Kelliher | 56650 | Shooks | 51 | Residential |  | 113652 | 2021 | 2021
20262-228114-01 | Beltrami Electric Coop, Inc. | 29 | 1529 | Co-op | NOVA4560-063-28-037 | 37.5 | Solar |  |  | Interconnected | Bemidji |  | Northern | 106 | Residential |  | 111375 | 2021 | 2021
20262-228114-01 | Beltrami Electric Coop, Inc. | 29 | 1529 | Co-op | NOVA4645-076-17-055 | 11.4 | Solar |  |  | Interconnected | Bemidji | 56601 | Helga | 223 | Residential |  | 39018.4 | 2021 | 2021
20262-228114-01 | Beltrami Electric Coop, Inc. | 29 | 1529 | Co-op | NOVA4659-075-20-013 | 15.2 | Solar |  |  | Withdrawn | Cass Lake | 56633 | Guthrie | 25 | Residential |  | 88323.46 | 2021
20262-228114-01 | Beltrami Electric Coop, Inc. | 29 | 1529 | Co-op | NOVA4712-051-24-047 | 7.2 | Solar |  |  | Interconnected | Bemidji | 56601 | Puposky | 41 | Residential |  | 30888 | 2021 | 2021
20262-228114-01 | Beltrami Electric Coop, Inc. | 29 | 1529 | Co-op | NOVA4776-071-28-030 | 22.93 | Solar |  |  | Interconnected | Bemidji | 56601 | Aardahl | 111 | Residential |  | 23119.2 | 2021 | 2021
20262-228114-01 | Beltrami Electric Coop, Inc. | 29 | 1529 | Co-op | NOVA4831-084-02-033 | 12 | Solar |  |  | Interconnected | Laporte | 56461 | Helga | 223 | Residential |  | 10000 | 2021 | 2022
20262-228114-01 | Beltrami Electric Coop, Inc. | 29 | 1529 | Co-op | NOVA5019-075-05-127 | 19.2 | Solar |  |  | Interconnected | Cass Lake | 56633 | Mission | 134 | Residential |  | 30000 | 2021 | 2021
20262-228114-01 | Beltrami Electric Coop, Inc. | 29 | 1529 | Co-op | NOVA5074-085-16-020 | 7.2 | Solar |  | X | Interconnected | Laporte | 56461 | Laporte | 73 | Residential |  | 75400.44 | 2021 | 2022
20262-228114-01 | Beltrami Electric Coop, Inc. | 29 | 1529 | Co-op | NOVA5168-043-31-066 | 10.6 | Solar |  |  | Interconnected | Hines | 56647 | Turtle River | 211 | Residential |  | 56000 | 2021 | 2021
20262-228114-01 | Beltrami Electric Coop, Inc. | 29 | 1529 | Co-op | NOVA5220-075-05-075 | 9 | Solar |  |  | Interconnected | Cass Lake | 56633 | Mission | 134 | Residential |  | 10000 | 2021 | 2022
20262-228114-01 | Beltrami Electric Coop, Inc. | 29 | 1529 | Co-op | NOVA5422-063-17-066 | 17.4 | Solar |  |  | Interconnected | Bemidji | 56601 | Northern | 101 | Residential |  | 18000 | 2021 | 2022
20262-228114-01 | Beltrami Electric Coop, Inc. | 29 | 1529 | Co-op | NOVA5865-071-31-033 | 22.04 | Solar |  |  | Interconnected | Bemidji | 56601 | Aardahl | 111 | Residential |  | 109526 | 2022 | 2023
20262-228114-01 | Beltrami Electric Coop, Inc. | 29 | 1529 | Co-op | NOVA5895-064-13-078 | 10 | Solar |  |  | Interconnected | Bemidji | 56601 | Scribner | 232 | Residential |  | 30900 | 2022 | 2022
20262-228114-01 | Beltrami Electric Coop, Inc. | 29 | 1529 | Co-op | NOVA5914-062-01-157 | 25.62 | Solar |  |  | Interconnected | Bemidji |  | Turtle River | 212 | Residential |  | 76200 | 2022 | 2022
20262-228114-01 | Beltrami Electric Coop, Inc. | 29 | 1529 | Co-op | NOVA5915-071-31-052 | 6.09 | Solar |  |  | Interconnected | Bemidji | 56601 | Aardahl | 111 | Residential |  | 28560 | 2022 | 2022
20262-228114-01 | Beltrami Electric Coop, Inc. | 29 | 1529 | Co-op | NOVA6021-045-25-028 | 22.8 | Solar |  |  | Interconnected | Tenstrike | 56683 | Blackduck | 32 | Residential |  | 88410.81 | 2022 | 2023
20262-228114-01 | Beltrami Electric Coop, Inc. | 29 | 1529 | Co-op | NOVA6387-070-31-053 | 4.03 | Solar |  |  | Interconnected | Bemidji | 56601 | Helga | 221 | Residential |  | 18490 | 2022 | 2022
20262-228114-01 | Beltrami Electric Coop, Inc. | 29 | 1529 | Co-op | NOVA6393-052-04-100 | 30 | Solar |  |  | Interconnected | Bemidji | 56601 | Puposky | 44 | Residential |  | 75000 | 2022 | 2022
20262-228114-01 | Beltrami Electric Coop, Inc. | 29 | 1529 | Co-op | NOVA6477-091-10-039 | 14.21 | Solar |  |  | Interconnected | Laporte | 56461 | Laporte | 71 | Residential |  | 77324.32 | 2022 | 2023
20262-228114-01 | Beltrami Electric Coop, Inc. | 29 | 1529 | Co-op | NOVA6481-069-11-356 | 39.98 | Solar |  |  | Interconnected | Bemidji | 56601 | Bemidji | 18 | Residential |  | 240000 | 2022 | 2022
20262-228114-01 | Beltrami Electric Coop, Inc. | 29 | 1529 | Co-op | NOVA6487-090-19-156 | 10.47 | Solar |  |  | Interconnected | Laporte | 56461 | Laporte | 72 | Residential |  | 44700 | 2022 | 2022
20262-228114-01 | Beltrami Electric Coop, Inc. | 29 | 1529 | Co-op | NOVA6515-069-14-061 | 39.6 | Solar |  |  | Interconnected | Bemidji | 56601 | Bemidji | 15 | Residential |  | 240000 | 2022 | 2022
20262-228114-01 | Beltrami Electric Coop, Inc. | 29 | 1529 | Co-op | NOVA6558-075-05-127 | 26.88 | Solar |  |  | Interconnected | Cass Lake | 56633 | Mission | 134 | Residential |  | 34000 | 2022 | 2022
20262-228114-01 | Beltrami Electric Coop, Inc. | 29 | 1529 | Co-op | NOVA6689-071-32-010 | 14 | Solar |  |  | Interconnected | Bemidji | 56601 | Aardahl | 111 | Residential |  | 62370 | 2022 | 2023
20262-228114-01 | Beltrami Electric Coop, Inc. | 29 | 1529 | Co-op | NOVA6764-070-19-181 | 15 | Solar |  |  | Interconnected | Bemidji | 56601 | Bemidji | 11 | Residential |  | 60000 | 2022 | 2022
20262-228114-01 | Beltrami Electric Coop, Inc. | 29 | 1529 | Co-op | NOVA6864-063-07-195 | 25.52 | Solar |  |  | Interconnected | Bemidji | 56601 | Northern | 107 | Residential |  | 63480 | 2022 | 2023
20262-228114-01 | Beltrami Electric Coop, Inc. | 29 | 1529 | Co-op | NOVA6941-085-16-020 | 14.4 | Solar |  | X | Interconnected | Laporte | 56461 | Laporte | 73 | Residential |  | 16000 | 2022 | 2023
20262-228114-01 | Beltrami Electric Coop, Inc. | 29 | 1529 | Co-op | NOVA6980-033-33-012 | 15.36 | Solar |  |  | Interconnected | Blackduck | 56630 | Blackduck | 33 | Residential |  | 66585 | 2022 | 2023
20262-228114-01 | Beltrami Electric Coop, Inc. | 29 | 1529 | Co-op | NOVA7090-062-14-129 | 9.52 | Solar |  |  | Interconnected | Bemidji | 56601 | Long Lake | 201 | Residential |  | 46650 | 2022 | 2023
20262-228114-01 | Beltrami Electric Coop, Inc. | 29 | 1529 | Co-op | NOVA7128-077-02-056 | 39.6 | Solar |  |  | Interconnected | Bemidji | 56601 | Helga | 222 | Residential |  | 180000 | 2023 | 2023
20262-228114-01 | Beltrami Electric Coop, Inc. | 29 | 1529 | Co-op | NOVA7176-051-04-008 | 14 | Solar |  |  | Interconnected | Puposky | 56667 | Puposky | 43 | Residential |  | 74526.32 | 2022 | 2023
20262-228114-01 | Beltrami Electric Coop, Inc. | 29 | 1529 | Co-op | NOVA7243-076-25-033 | 39.6 | Solar |  |  | Interconnected | Cass Lake | 56633 | Guthrie | 24 | Residential |  | 150000 | 2022 | 2023
20262-228114-01 | Beltrami Electric Coop, Inc. | 29 | 1529 | Co-op | NOVA7438-077-12-030 | 32.64 | Solar |  |  | Interconnected | Bemidji | 56601 | Helga | 223 | Residential |  | 139850 | 2023 | 2023
20262-228114-01 | Beltrami Electric Coop, Inc. | 29 | 1529 | Co-op | NOVA7467-063-06-008 | 13.44 | Solar |  |  | Interconnected | Bemidji | 56601 | Northern | 107 | Residential |  | 25000 | 2023 | 2023
20262-228114-01 | Beltrami Electric Coop, Inc. | 29 | 1529 | Co-op | NOVA7561-071-04-053 | 9.1 | Solar |  |  | Interconnected | Bemidji | 56601 | Aardahl | 112 | Residential |  | 45014 | 2023 | 2023
20262-228114-01 | Beltrami Electric Coop, Inc. | 29 | 1529 | Co-op | NOVA7589-077-25-012 | 39.6 | Solar |  |  | Interconnected | Laporte | 56461 | Guthrie | 23 | Residential |  | 180000 | 2023 | 2023
20262-228114-01 | Beltrami Electric Coop, Inc. | 29 | 1529 | Co-op | NOVA7700-063-04-143 | 24.6 | Solar |  |  | Interconnected | Bemidji | 56601 | Northern | 107 | Residential |  | 37000 | 2023 | 2023
20262-228114-01 | Beltrami Electric Coop, Inc. | 29 | 1529 | Co-op | NOVA7802-061-24-021 | 38.4 | Solar |  |  | Interconnected | Bemidji | 56601 | Long Lake | 202 | Residential |  | 120000 | 2023 | 2023
20262-228114-01 | Beltrami Electric Coop, Inc. | 29 | 1529 | Co-op | NOVA7813-026-20-371 | 25 | Solar |  |  | Interconnected | Red Lake | 56671 | Red Lake | 142 | Residential |  | 150993 | 2023 | 2023
20262-228114-01 | Beltrami Electric Coop, Inc. | 29 | 1529 | Co-op | NOVA7905-077-01-076 | 39.6 | Solar |  |  | Interconnected | Bemidji | 56601 | Helga | 223 | Residential |  | 150000 | 2023 | 2023
20262-228114-01 | Beltrami Electric Coop, Inc. | 29 | 1529 | Co-op | NOVA7927-064-26-254 | 39.6 | Solar |  |  | Interconnected | Bemidji | 56601 | Scribner | 232 | Residential |  | 150000 | 2023 | 2023
20262-228114-01 | Beltrami Electric Coop, Inc. | 29 | 1529 | Co-op | NOVA7931-053-32-033 | 12.5 | Solar |  |  | Interconnected | Bemidji | 56601 | Turtle River | 215 | Residential |  | 47990 | 2023 | 2023
20262-228114-01 | Beltrami Electric Coop, Inc. | 29 | 1529 | Co-op | NOVA7932-065-23-037 | 18.56 | Solar |  |  | Interconnected | Solway | 56678 | Scribner | 233 | Residential |  | 119225 | 2023 | 2023
20262-228114-01 | Beltrami Electric Coop, Inc. | 29 | 1529 | Co-op | NOVA8144-077-24-057 | 6.4 | Solar |  |  | Interconnected | Bemidji | 56601 | Helga | 223 | Residential |  | 19628 | 2023 | 2023
20262-228114-01 | Beltrami Electric Coop, Inc. | 29 | 1529 | Co-op | NOVA8247-064-11-104 | 16.51 | Solar |  |  | Interconnected | Bemidji | 56601 | Scribner | 232 | Residential |  | 53870 | 2023 | 2023
20262-228114-01 | Beltrami Electric Coop, Inc. | 29 | 1529 | Co-op | NOVA8314-078-09-047 | 15.36 | Solar |  |  | Interconnected | Bemidji | 56601 | Bemidji | 14 | Residential |  | 20000 | 2023 | 2023
20262-228114-01 | Beltrami Electric Coop, Inc. | 29 | 1529 | Co-op | NOVA8333-071-31-052 | 7.68 | Solar |  |  | Interconnected | Bemidji | 56601 | Aardahl | 111 | Residential |  | 26460 | 2023 | 2023
20262-228114-01 | Beltrami Electric Coop, Inc. | 29 | 1529 | Co-op | NOVA8393-084-13-043 | 36 | Solar |  |  | Interconnected | Laporte | 56461 | Guthrie | 24 | Residential |  | 140000 | 2023 | 2023
20262-228114-01 | Beltrami Electric Coop, Inc. | 29 | 1529 | Co-op | NOVA8497-052-36-074 | 10 | Solar |  |  | Interconnected | Bemidji | 56601 | Turtle River | 214 | Residential |  | 11000 | 2023 | 2023
20262-228114-01 | Beltrami Electric Coop, Inc. | 29 | 1529 | Co-op | NOVA8579-071-04-026 | 9.77 | Solar |  |  | Withdrawn | Bemidji | 56601 | Aardahl | 112 | Residential |  | 56312 | 2023
20262-228114-01 | Beltrami Electric Coop, Inc. | 29 | 1529 | Co-op | NOVA8580-050-28-060 | 10.71 | Solar |  |  | Withdrawn | Pinewood | 56676 | Puposky | 43 | Residential |  | 50716 | 2023
20262-228114-01 | Beltrami Electric Coop, Inc. | 29 | 1529 | Co-op | NOVA8587-051-01-040 | 30 | Solar |  |  | Interconnected | Bemidji | 56601 | Puposky | 41 | Residential |  | 91050 | 2023 | 2023
20262-228114-01 | Beltrami Electric Coop, Inc. | 29 | 1529 | Co-op | NOVA8630-070-33-064 | 15 | Solar |  |  | Interconnected | Bemidji | 56601 | Helga | 221 | Residential |  | 54600 | 2023 | 2023
20262-228114-01 | Beltrami Electric Coop, Inc. | 29 | 1529 | Co-op | NOVA8774-053-33-029 | 11.52 | Solar |  |  | Interconnected | Turtle River | 56601 | Turtle River | 213 | Residential |  | 18225 | 2023 | 2023
20262-228114-01 | Beltrami Electric Coop, Inc. | 29 | 1529 | Co-op | NOVA8884-044-23-027 | 15.36 | Solar |  |  | Interconnected | Tenstrike | 56683 | Blackduck | 32 | Residential |  | 93000 | 2024 | 2024
20262-228114-01 | Beltrami Electric Coop, Inc. | 29 | 1529 | Co-op | NOVA8998-075-30-025 | 15 | Solar |  |  | Interconnected | Cass Lake | 56633 | Guthrie | 24 | Residential |  | 50000 | 2024 | 2024
20262-228114-01 | Beltrami Electric Coop, Inc. | 29 | 1529 | Co-op | NOVA9146-071-06-125 | 18.15 | Solar |  |  | Interconnected | Bemidji | 56601 | Aardahl | 112 | Residential |  | 76682 | 2024 | 2024
20261-227311-01 | Lanesboro Public Utilities | 214 | 10685 | Muni | 2019-1 | 600 | Solar |  |  | Interconnected | Lanesboro | 55949 |  | Brooklyn 1 | Utility |  |  | 2019 | 2019
20261-227311-01 | Lanesboro Public Utilities | 214 | 10685 | Muni | 2018-1 | 21.9 | Solar |  |  | Interconnected | Lanesboro | 55949 |  | Downtown | Commercial |  |  | 2016 | 2016
20261-227311-01 | Lanesboro Public Utilities | 214 | 10685 | Muni | 2021-1 | 99.96 | Solar |  |  | Interconnected | Lanesboro | 55949 |  | Brooklyn 2 | Commercial |  |  | 2021 | 2023
20261-227311-01 | Lanesboro Public Utilities | 214 | 10685 | Muni | 2022-1 | 3.25 | Solar |  |  | Interconnected | Lanesboro | 55949 |  | Hillcrest | Residential |  |  | 2022 | 2022
20261-227311-01 | Lanesboro Public Utilities | 214 | 10685 | Muni | 2022-2 | 26.6 | Solar |  |  | Interconnected | Lanesboro | 55949 |  | Hillcrest | Residential |  |  | 2023 | 2023
20261-227311-01 | Lanesboro Public Utilities | 214 | 10685 | Muni | 2025-1 | 7.4 | Solar |  |  | Active Application | Lanesboro | 55949 |  | Business | Residential |  |  | 2025
20262-228359-01 | Le Sueur Municipal Utilities | 61 | 10814 | Muni | DER-1 | 15 | Solar |  |  | Interconnected | Le Sueur | 56058 | MAIN ST | COUNTRY LINE | Residential |  |  | 2014 | 2014
20262-228359-01 | Le Sueur Municipal Utilities | 61 | 10814 | Muni | DER-2 | 15 | Solar |  |  | Interconnected | Le Sueur | 56058 | BORIGHT 1 | NORTH IND | Residential |  |  | 2017 | 2017
20262-228359-01 | Le Sueur Municipal Utilities | 61 | 10814 | Muni | DER-3 | 36 | Solar |  |  | Interconnected | Le Sueur | 56058 | BORIGHT 1 | SOUTH KINGSWAY | Residential |  |  | 2018 | 2018
20262-228359-01 | Le Sueur Municipal Utilities | 61 | 10814 | Muni | DER-4 | 36 | Solar |  |  | Interconnected | Le Sueur | 56058 | BORIGHT 1 | SOUTH KINGSWAY | Residential |  |  | 2018 | 2018
20262-228359-01 | Le Sueur Municipal Utilities | 61 | 10814 | Muni | DER-5 | 8.64 | Solar |  |  | Interconnected | Le Sueur | 56058 | BORIGHT 1 | GREEN ACRES | Residential |  | 40389 | 2019 | 2019
20262-228359-01 | Le Sueur Municipal Utilities | 61 | 10814 | Muni | DER-6 | 9.86 | Solar |  |  | Interconnected | Le Sueur | 56058 | BORIGHT 1 | NORTH KINGSWAY | Residential |  | 34255 | 2019 | 2020
20262-228359-01 | Le Sueur Municipal Utilities | 61 | 10814 | Muni | DER-7 | 5.31 | Solar |  |  | Interconnected | Le Sueur | 56058 | BORIGHT 1 | SOUTH KINGSWAY | Residential |  | 19681 | 2019 | 2020
20262-228359-01 | Le Sueur Municipal Utilities | 61 | 10814 | Muni | DER-8 | 6.282 | Solar |  |  | Interconnected | Le Sueur | 56058 | MAIN ST | SOUTH LOOP/COUNTRY LINE | Residential |  | 21029 | 2020 | 2020
20262-228359-01 | Le Sueur Municipal Utilities | 61 | 10814 | Muni | DER-9 | 5 | Solar |  |  | Interconnected | Le Sueur | 56058 | BORIGHT 1 | GREEN ACRES | Residential |  | 6960 | 2020 | 2021
20262-228359-01 | Le Sueur Municipal Utilities | 61 | 10814 | Muni | DER-10 | 6.98 | Solar |  |  | Interconnected | Le Sueur | 56058 | MAIN ST | SOUTH LOOP/COUNTRY LINE | Residential |  | 26157.6 | 2021 | 2021
20262-228359-01 | Le Sueur Municipal Utilities | 61 | 10814 | Muni | DER-11 | 9.42 | Solar |  |  | Interconnected | Le Sueur | 56058 | MAIN ST | SOUTH LOOP/COUNTRY LINE | Residential |  | 46064.39 | 2021 | 2021
20262-228359-01 | Le Sueur Municipal Utilities | 61 | 10814 | Muni | DER-12 | 7.6 | Solar |  |  | Interconnected | Le Sueur | 56058 | MAIN ST | SOUTH LOOP/COUNTRY LINE | Residential |  | 33859 | 2022 | 2022
20262-228359-01 | Le Sueur Municipal Utilities | 61 | 10814 | Muni | DER-13 | 12.47 | Solar |  |  | Interconnected | Le Sueur | 56058 | BORIGHT 1 | NORTH IND | Residential |  | 64763 | 2022 | 2022
20262-228359-01 | Le Sueur Municipal Utilities | 61 | 10814 | Muni | DER-14 | 6.96 | Solar |  |  | Interconnected | Le Sueur | 56058 | BORIGHT 1 | SOUTH KINGSWAY | Residential |  | 32679 | 2023 | 2023
20262-228359-01 | Le Sueur Municipal Utilities | 61 | 10814 | Muni | DER-15 | 12.67 | Solar |  |  | Interconnected | Le Sueur | 56058 | MAIN ST | SOUTH LOOP/COUNTRY LINE | Residential |  | 18315 | 2024 | 2024
20262-228359-01 | Le Sueur Municipal Utilities | 61 | 10814 | Muni | DER-16 | 6.46 | Solar |  |  | Interconnected | Le Sueur | 56058 | BORIGHT 1 | GREEN ACRES | Residential |  | 23526.6 | 2025 | 2025
20263-229030-01 | Lyon-Lincoln Electric Cooperative | 20 | 11345 | Co-op | 315400 | 39.5 | Wind |  |  | Interconnected | Tyler | 56178 | Tyler | Circuit 2 | Residential | n/A
20263-229030-01 | Lyon-Lincoln Electric Cooperative | 20 | 11345 | Co-op | 693700 | 35 | Wind |  |  | Interconnected | Russell | 56169 | Russell | Circuit 3 | Residential
20263-229030-01 | Lyon-Lincoln Electric Cooperative | 20 | 11345 | Co-op | 34905 | 10 | Wind |  |  | Decommissioned | Lynd | 56157 | Russell | Circuit 1 | Commercial |  |  |  |  | 2021
20263-229030-01 | Lyon-Lincoln Electric Cooperative | 20 | 11345 | Co-op | 1259000 | 12 | Wind |  |  | Interconnected | Arco | 56113 | Tyler | Circuit 1 | Residential
20263-229030-01 | Lyon-Lincoln Electric Cooperative | 20 | 11345 | Co-op | 906101 | 35 | Wind |  |  | Interconnected | Pipestone | 56164 | Lake Benton | Circuit 3 | Residential
20263-229030-01 | Lyon-Lincoln Electric Cooperative | 20 | 11345 | Co-op | 1384100 | 26.46 | Solar |  |  | Interconnected | Balaton | 56115 | Russell | Circuit 3 | Residential
20263-229030-01 | Lyon-Lincoln Electric Cooperative | 20 | 11345 | Co-op | 1261500 | 15.36 | Solar |  |  | Interconnected | Amiret | 56175 | Amerit | Circuit 4 | Residential |  |  |  | 2016
20263-229030-01 | Lyon-Lincoln Electric Cooperative | 20 | 11345 | Co-op | 1337201 | 39.6 | Solar |  |  | Interconnected | Russell | 56169 | Tyler | Circuit 2 | Residential |  |  |  | 2017
20263-229030-01 | Lyon-Lincoln Electric Cooperative | 20 | 11345 | Co-op | 842300 | 10 | Solar |  |  | Interconnected | Ghent | 56239 | Ghent | Circuit 2 | Residential |  |  |  | 2018
20263-229030-01 | Lyon-Lincoln Electric Cooperative | 20 | 11345 | Co-op | 1391500 | 12 | Solar |  |  | Interconnected | Balaton | 56115 | Russell | Circuit 3 | Residential |  |  |  | 2018
20263-229030-01 | Lyon-Lincoln Electric Cooperative | 20 | 11345 | Co-op | 739100 | 12 | Solar |  |  | Interconnected | Minneota | 56264 | Ghent | Circuit 3 | Residential |  |  |  | 2020
20263-229030-01 | Lyon-Lincoln Electric Cooperative | 20 | 11345 | Co-op | 1072401 | 3.5 | Solar |  |  | Interconnected | Arco | 56113 | Ghent | Circuit 3 | Residential |  |  |  | 2021
20263-229030-01 | Lyon-Lincoln Electric Cooperative | 20 | 11345 | Co-op | 1336901 | 16 | Solar |  |  | Interconnected | Porter | 56280 | Ghent | Circuit 4 | Residential |  |  |  | 2019
20263-229030-01 | Lyon-Lincoln Electric Cooperative | 20 | 11345 | Co-op | 1103300 | 9.28 | Solar |  |  | Interconnected | Lynd | 56157 | Lynd | Circuit 4 | Residential |  | 55684 | 2022 | 2023
20263-229030-01 | Lyon-Lincoln Electric Cooperative | 20 | 11345 | Co-op | 849300 | 18.56 | Solar |  |  | Interconnected | Lynd | 56157 | Russell | Circuit 1 | Residential | n/A | 70000 | 2022 | 2023
20263-229030-01 | Lyon-Lincoln Electric Cooperative | 20 | 11345 | Co-op | 1091900 | 30.45 | Solar |  |  | Interconnected | Marshall | 56258 | Ghent | Circuit 1 | Residential | n/A | 70000 | 2022 | 2023
20263-229030-01 | Lyon-Lincoln Electric Cooperative | 20 | 11345 | Co-op | 1062900 | 14.79 | Solar |  |  | Interconnected | Arco | 56113 | Ivanhoe | Circuit 1 | Residential | n/A | 30600 | 2022 | 2023
20263-229030-01 | Lyon-Lincoln Electric Cooperative | 20 | 11345 | Co-op | 34905 | 26.9 | Solar |  |  | Interconnected | Lynd | 56157 | Russell | Circuit 1 | Commercial | n/A | 1e+05 | 2023 | 2023
20263-229030-01 | Lyon-Lincoln Electric Cooperative | 20 | 11345 | Co-op | 1217600 | 11.34 | Solar |  |  | Interconnected | Marshall | 56258 | Dudley | Circuit 2 | Residential | n/A | 53418 | 2023 | 2024
20263-229030-01 | Lyon-Lincoln Electric Cooperative | 20 | 11345 | Co-op | 1101501 | 11.6 | Solar |  |  | Interconnected | Porter | 56280 | Marble | Circuit 2 | Residential | n/A | 40000 | 2023 | 2024
20263-229030-01 | Lyon-Lincoln Electric Cooperative | 20 | 11345 | Co-op | 928801 | 38 | Solar |  |  | Interconnected | Lake Benton | 56149 | Ivanhoe | Circuit 4 | Residential | n/A | 145000 | 2023 | 2024
20263-229030-01 | Lyon-Lincoln Electric Cooperative | 20 | 11345 | Co-op | 1556900 | 7.04 | Solar |  |  | Interconnected | Russell | 56169 | Russell | Circuit 4 | Residential | n/A | 26665 | 2023 | 2024
20263-229030-01 | Lyon-Lincoln Electric Cooperative | 20 | 11345 | Co-op | 1140300 | 38 | Solar |  |  | Interconnected | Tyler | 56178 | Tyler | Circuit 3 | Residential | n/A | 145000 | 2023 | 2024
20263-229030-01 | Lyon-Lincoln Electric Cooperative | 20 | 11345 | Co-op | 1099800 | 13.056 | Solar |  |  | Interconnected | Ivanhoe | 56142 | Ivanhoe | Circuit 1 | Residential | n/A | 60511 | 2024 | 2024
20263-229030-01 | Lyon-Lincoln Electric Cooperative | 20 | 11345 | Co-op | 1261500 | 15.36 | Solar |  |  | Interconnected | Amiret | 56175 | Amerit | Circuit 3 | Commercial |  | 36000 | 2024 | 2025
20263-229030-01 | Lyon-Lincoln Electric Cooperative | 20 | 11345 | Co-op | 11317201 | 40 | Solar |  |  | Interconnected | Lake Benton | 56149 | Tyler | Circuit 2 | Commercial |  | 145000 | 2025 | 2025
20263-229030-01 | Lyon-Lincoln Electric Cooperative | 20 | 11345 | Co-op | 1283800 | 20 | Solar |  |  | Interconnected | Marshall | 56258 | Dudley | Circuit 2 | Residential | n/A | 89000 | 2025 | 2025
20263-229030-01 | Lyon-Lincoln Electric Cooperative | 20 | 11345 | Co-op | 1346400 | 6.4 | Solar |  |  | Interconnected | Verdi | 56164 | Lake Benton | Circuit 1 | Residential |  | 42660 | 2025 | 2025
20263-229030-01 | Lyon-Lincoln Electric Cooperative | 20 | 11345 | Co-op | 1324400 | 12.288 | Solar |  |  | Interconnected | Tyler | 56178 | Tyler | Circuit 2 | Residential |  | 51749 | 2025 | 2025
20263-229030-01 | Lyon-Lincoln Electric Cooperative | 20 | 11345 | Co-op | 39502 | 40 | Solar |  |  | Interconnected | Lake Benton | 56149 | Lake Benton | Circuit 2 | Residential |  | 40800 | 2025 | 2025
20263-229030-01 | Lyon-Lincoln Electric Cooperative | 20 | 11345 | Co-op | 1439000 | 6.282 | Solar |  |  | Interconnected | Tracy | 56175 | Amiret | Circuit 3 | Residential |  | 33422 | 2025
20262-227978-01 | Madelia Municipal Light & Power | 65 | 29305 | Muni | 1000 | 9 | Solar |  |  | Interconnected | Madelia | 56062 | Madelia | 3 | Commercial |  | 26869 | 2019 | 2019
20262-227978-01 | Madelia Municipal Light & Power | 65 | 29305 | Muni | NOVA3663 | 6 | Solar |  |  | Interconnected | Madelia | 56062 | Madelia Municipal | Southwest | Residential |  | 28050 | 2020 | 2020
20262-227978-01 | Madelia Municipal Light & Power | 65 | 29305 | Muni | NOVA3029 | 7.6 | Solar |  |  | Interconnected | Madelia | 56062 | Madelia Municipal | Southeast | Residential |  | 24960 | 2020 | 2020
20262-227978-01 | Madelia Municipal Light & Power | 65 | 29305 | Muni | NOVA13229 | 14.21 | Solar |  |  | Interconnected | Madelia | 56062 | Madelia Municipal | Southeast | Residential |  | 49728 | 2025 | 2025
20262-228679-01 | MADISON MUNICIPAL UTILITIES | 137 | 11482 | Muni | 18-01-21740002 | 5.76 | Solar |  |  | Interconnected | Madison | 56256 | DOWNTOWN | NORTH | Residential |  |  | 2018 | 2018
20262-228679-01 | MADISON MUNICIPAL UTILITIES | 137 | 11482 | Muni | 22-01-41510003 | 5.584 | Solar |  |  | Interconnected | Madison | 56256 | CEMETERY | NORTH | Residential |  | 27548 | 2022 | 2022
20262-228237-01 | Marshall Municipal Utilities | 151 | 11731 | Muni | Application 1 | 28.8 | Solar |  |  | Interconnected | Marshall | 56258 | Southeast | Co-op | Commercial |  |  | 2008 | 2008
20262-228237-01 | Marshall Municipal Utilities | 151 | 11731 | Muni | Application 2 | 3.8 | Solar |  |  | Interconnected | Marshall | 56258 | Southwest | South 4th St. | Residential |  |  | 2016 | 2016
20262-228237-01 | Marshall Municipal Utilities | 151 | 11731 | Muni | Application 3 | 1.5 | Solar |  |  | Interconnected | Marshall | 56258 | Southeast | Oconnell | Residential |  |  | 2016 | 2016
20262-228237-01 | Marshall Municipal Utilities | 151 | 11731 | Muni | Application 4 | 1.5 | Solar |  |  | Interconnected | Marshall | 56258 | Southeast | Oconnell | Residential |  |  | 2016 | 2016
20262-228237-01 | Marshall Municipal Utilities | 151 | 11731 | Muni | Application 5 | 1.2 | Solar |  |  | Interconnected | Marshall | 56258 | Southeast | Oconnell | Residential |  |  | 2016 | 2016
20262-228237-01 | Marshall Municipal Utilities | 151 | 11731 | Muni | Application 6 | 100 | Solar |  |  | Interconnected | Marshall | 56258 | Southeast | SMSU | Commercial |  |  | 2016 | 2016
20262-228237-01 | Marshall Municipal Utilities | 151 | 11731 | Muni | Application 7 | 50 | Solar |  |  | Interconnected | Marshall | 56258 | Southeast | SMSU | Commercial |  |  | 2016 | 2016
20262-228237-01 | Marshall Municipal Utilities | 151 | 11731 | Muni | Application 8 | 7.6 | Solar |  |  | Interconnected | Marshall | 56258 | Southwest | South 4th St. | Residential |  |  | 2018 | 2018
20262-228237-01 | Marshall Municipal Utilities | 151 | 11731 | Muni | Application 9 | 39 | Solar |  |  | Interconnected | Marshall | 56258 | Southwest | N Hwy 23 | Commercial |  | 113546 | 2022 | 2022
20262-228237-01 | Marshall Municipal Utilities | 151 | 11731 | Muni | Application 10 | 39 | Solar |  |  | Interconnected | Marshall | 56258 | Southeast | SMSU | Commercial |  | 130552 | 2022 | 2022
20262-228237-01 | Marshall Municipal Utilities | 151 | 11731 | Muni | Application 11 | 39.9 | Solar |  |  | Interconnected | Marshall | 56258 | Southeast | Parkside | Commercial |  | 120844 | 2022 | 2022
20262-228237-01 | Marshall Municipal Utilities | 151 | 11731 | Muni | Application 12 | 39 | Solar |  |  | Interconnected | Marshall | 56258 | Southwest | N Hwy 23 | Commercial |  | 107771 | 2022 | 2022
20262-228237-01 | Marshall Municipal Utilities | 151 | 11731 | Muni | Application 13 | 39.9 | Solar |  |  | Interconnected | Marshall | 56258 | Saratoga | Northside | Commercial |  | 130522 | 2022 | 2023
20262-228237-01 | Marshall Municipal Utilities | 151 | 11731 | Muni | Application 14 | 13 | Solar |  |  | Interconnected | Marshall | 56258 | Southwest | County Rd 7 | Residential |  | 64736 | 2022 | 2023
20262-228237-01 | Marshall Municipal Utilities | 151 | 11731 | Muni | Application 15 | 10.88 | Solar |  |  | Interconnected | Marshall | 56258 | Southwest | County Rd 7 | Residential |  | 40408.5 | 2023 | 2023
20262-228237-01 | Marshall Municipal Utilities | 151 | 11731 | Muni | Application 16 | 12.672 | Solar |  |  | Interconnected | Marshall | 56258 | Southwest | South 4th St. | Residential |  | 48716 | 2023 | 2023
20262-228237-01 | Marshall Municipal Utilities | 151 | 11731 | Muni | Application 17 | 30 | Solar |  |  | Interconnected | Marshall | 56258 | Southwest | South 4th St. | Commercial |  | 141900 | 2025 | 2025
20261-227220-01 | McLeod Cooperative Power Assn | 64 | 11910 | Co-op | 2018 MCP 1 | 39 | Wind |  |  | Interconnected | Glencoe | 55336 |  | 59-15-009 | Residential |  |  | 2002 | 2002
20261-227220-01 | McLeod Cooperative Power Assn | 64 | 11910 | Co-op | 2018 MCP 2 | 20 | Wind |  |  | Interconnected | Glencoe | 55336 |  | 58-03-010 | Residential |  |  | 2006 | 2006
20261-227220-01 | McLeod Cooperative Power Assn | 64 | 11910 | Co-op | 2018 MCP 3 | 20 | Wind |  |  | Interconnected | Bird Island | 55310 |  | 43-19-005 | Residential |  |  | 2007 | 2007
20261-227220-01 | McLeod Cooperative Power Assn | 64 | 11910 | Co-op | 2018 MCP 4 | 39.5 | Wind |  |  | Interconnected | Bird Island | 55310 |  | 63-09-001 | Residential |  |  | 2008 | 2008
20261-227220-01 | McLeod Cooperative Power Assn | 64 | 11910 | Co-op | 2018 MCP 5 | 38 | Wind |  |  | Interconnected | Hutchinson | 55350 |  | 70-11-010 | Residential |  |  | 2007 | 2007
20261-227220-01 | McLeod Cooperative Power Assn | 64 | 11910 | Co-op | 2018 MCP 6 | 20 | Wind |  |  | Interconnected | Hutchinson | 55350 |  | 70-31-003 | Residential |  |  | 2010 | 2010
20261-227220-01 | McLeod Cooperative Power Assn | 64 | 11910 | Co-op | 2018 MCP 7 | 24.5 | Wind |  |  | Interconnected | Glencoe | 55336 |  | 57-33-009 | Residential |  |  | 2009 | 2009
20261-227220-01 | McLeod Cooperative Power Assn | 64 | 11910 | Co-op | 2018 MCP 8 | 39 | Wind |  |  | Interconnected | Glencoe | 55336 |  | 57-33-010 | Residential |  |  | 2009 | 2009
20261-227220-01 | McLeod Cooperative Power Assn | 64 | 11910 | Co-op | 2018 MCP 9 | 39 | Wind |  |  | Interconnected | Winthrop | 55396 |  | 30-23-005 | Residential |  |  | 2011 | 2011
20261-227220-01 | McLeod Cooperative Power Assn | 64 | 11910 | Co-op | 2018 MCP 10 | 20 | Wind |  |  | Interconnected | Arlington | 55307 |  | 47-28-006 | Residential |  |  | 2012 | 2012
20261-227220-01 | McLeod Cooperative Power Assn | 64 | 11910 | Co-op | 2018 MCP 11 | 25 | Wind |  |  | Interconnected | Mayer | 55360 |  | 66-11-007 | Residential |  |  | 1982 | 1982
20261-227220-01 | McLeod Cooperative Power Assn | 64 | 11910 | Co-op | 2018 MCP 12 | 36 | Wind |  |  | Interconnected | Hutchinson | 55350 |  | 60-15-002 | Residential |  |  | 2015 | 2015
20261-227220-01 | McLeod Cooperative Power Assn | 64 | 11910 | Co-op | 2018 MCP 13 | 24 | Solar |  |  | Interconnected | Winthrop | 55396 |  | 30-22-004 | Residential |  |  | 2012 | 2012
20261-227220-01 | McLeod Cooperative Power Assn | 64 | 11910 | Co-op | 2018 MCP 14 | 6 | Solar |  |  | Interconnected | Arlington | 55307 |  | 48-15-004 | Residential |  |  | 2013 | 2013
20261-227220-01 | McLeod Cooperative Power Assn | 64 | 11910 | Co-op | 2018 MCP 15 | 22.5 | Solar |  |  | Interconnected | Silver Lake | 55381 |  | 68-04-026 | Residential |  |  | 2014 | 2014
20261-227220-01 | McLeod Cooperative Power Assn | 64 | 11910 | Co-op | 2018 MCP 16 | 11 | Solar |  |  | Interconnected | Glencoe | 55336 |  | 68-16-013 | Residential |  |  | 2014 | 2014
20261-227220-01 | McLeod Cooperative Power Assn | 64 | 11910 | Co-op | 2018 MCP 17 | 11 | Solar |  |  | Interconnected | Gaylord | 55334 |  | 38-07-003 | Residential |  |  | 2015 | 2015
20261-227220-01 | McLeod Cooperative Power Assn | 64 | 11910 | Co-op | 2018 MCP 18 | 7.5 | Solar |  |  | Interconnected | Arlington | 55307 |  | 48-27-002 | Residential |  |  | 2015 | 2015
20261-227220-01 | McLeod Cooperative Power Assn | 64 | 11910 | Co-op | 2018 MCP 19 | 7.3 | Solar |  |  | Interconnected | Lester Prairie | 55354 |  | 67-14-010 | Residential |  |  | 2016 | 2016
20261-227220-01 | McLeod Cooperative Power Assn | 64 | 11910 | Co-op | 2018 MCP 20 | 21.08 | Solar |  |  | Interconnected | Winthrop | 55396 |  | 39-06-001 | Residential |  |  | 2016 | 2016
20261-227220-01 | McLeod Cooperative Power Assn | 64 | 11910 | Co-op | 2018 MCP 21 | 36 | Solar |  |  | Interconnected | Hector | 55342 |  | 62-28-003 | Residential |  |  | 2017 | 2017
20261-227220-01 | McLeod Cooperative Power Assn | 64 | 11910 | Co-op | 2018 MCP 22 | 17.76 | Solar |  |  | Interconnected | Bird Island | 55310 |  | 43-19-005 | Residential |  |  | 2017 | 2017
20261-227220-01 | McLeod Cooperative Power Assn | 64 | 11910 | Co-op | 2018 MCP 23 | 36 | Solar |  |  | Interconnected | Mayer | 55360 |  | 76-16-009 | Residential |  |  | 2017 | 2017
20261-227220-01 | McLeod Cooperative Power Assn | 64 | 11910 | Co-op | 2018 MCP 24 | 7.6 | Solar |  |  | Interconnected | Lester Prairie | 55354 | 9 | 77-34-005 | Residential |  | 25000 | 2018 | 2018
20261-227220-01 | McLeod Cooperative Power Assn | 64 | 11910 | Co-op | 2019 MCP 25 | 10 | Solar |  |  | Interconnected | Winsted | 55395 | 9 | 77-12-015 | Residential |  | 34992 | 2019 | 2019
20261-227220-01 | McLeod Cooperative Power Assn | 64 | 11910 | Co-op | 2019 MCP 26 | 4.08 | Solar |  |  | Interconnected | Mayer | 55360 |  |  | Residential |  | 27000 | 2019 | 2019
20261-227220-01 | McLeod Cooperative Power Assn | 64 | 11910 | Co-op | 2019 MCP 27 | 18 | Solar |  |  | Interconnected | Green Isle | 55338 | 7 | 47-11-004 | Residential |  | 120000 | 2019 | 2019
20261-227220-01 | McLeod Cooperative Power Assn | 64 | 11910 | Co-op | NOVA 2208 | 36 | Solar |  |  | Interconnected | Stewart | 55385 | 8 | PRE-1 | Residential |  | 236250 | 2019 | 2019
20261-227220-01 | McLeod Cooperative Power Assn | 64 | 11910 | Co-op | NOVA 2201 | 19.6 | Solar |  | X | Interconnected | Arlington | 55307 | 7 | HI-2 | Residential |  | 35000 | 2019 | 2019
20261-227220-01 | McLeod Cooperative Power Assn | 64 | 11910 | Co-op | NOVA 2674 | 14.72 | Solar |  |  | Interconnected | Hutchinson | 55350 | 1 | HL-3 | Residential |  | 9568 | 2019 | 2019
20261-227220-01 | McLeod Cooperative Power Assn | 64 | 11910 | Co-op | NOVA 1712 | 12 | Solar |  |  | Withdrawn | Arlington | 55307 | 7 | HI-2 | Residential |  | 33750 | 2019 | 2019
20261-227220-01 | McLeod Cooperative Power Assn | 64 | 11910 | Co-op | NOVA2792 | 30 | Solar |  |  | Interconnected | Watertown | 55388 | 6 | HOL-1 | Residential |  | 144250 | 2020 | 2020
20261-227220-01 | McLeod Cooperative Power Assn | 64 | 11910 | Co-op | NOVA3120 | 8.85 | Solar |  |  | Interconnected | Mayer | 55360 | 6 | HOL-2 | Residential |  | 20360 | 2020 | 2020
20261-227220-01 | McLeod Cooperative Power Assn | 64 | 11910 | Co-op | NOVA3627 | 9.6 | Solar |  |  | Interconnected | Hutchinson | 55350 | 1 | HOK-1 | Residential |  | 30000 | 2020 | 2020
20261-227220-01 | McLeod Cooperative Power Assn | 64 | 11910 | Co-op | NOVA3284 | 39 | Solar |  |  | Interconnected | Norwood Young America | 55397 | 4 | NGE-3 | Commercial |  | 129000 | 2020 | 2021
20261-227220-01 | McLeod Cooperative Power Assn | 64 | 11910 | Co-op | NOVA2890 | 26.1 | Solar |  |  | Interconnected | Mayer | 55360 | 6 | HOL-1 | Residential |  | 59900 | 2020 | 2020
20261-227220-01 | McLeod Cooperative Power Assn | 64 | 11910 | Co-op | NOVA3159 | 7.6 | Solar |  |  | Interconnected | Mayer | 55360 | 4 | NGE - 2 | Residential |  | 44066 | 2020 | 2020
20261-227220-01 | McLeod Cooperative Power Assn | 64 | 11910 | Co-op | NOVA3682 | 6.58 | Solar |  |  | Interconnected | Lester Prairie | 55354 | 9 | SHE-4 | Residential |  | 25469 | 2020 | 2020
20261-227220-01 | McLeod Cooperative Power Assn | 64 | 11910 | Co-op | NOVA3240 | 38.5 | Solar |  |  | Interconnected | Norwood Young America | 55397 | 4 | NGE-3 | Commercial |  | 129000 | 2020 | 2021
20261-227220-01 | McLeod Cooperative Power Assn | 64 | 11910 | Co-op | NOVA3011 | 9.44 | Solar |  |  | Interconnected | Stewart | 55385 | 5 | BEL-6 | Residential |  | 30000 | 2020 | 2020
20261-227220-01 | McLeod Cooperative Power Assn | 64 | 11910 | Co-op | NOVA3925 | 32.8 | Solar |  |  | Interconnected | Glencoe | 55336 | 11 | HEL-1 | Residential |  | 70000 | 2020 | 2020
20261-227220-01 | McLeod Cooperative Power Assn | 64 | 11910 | Co-op | NOVA4370 | 10.62 | Solar |  |  | Interconnected | New Germany | 55367 | 6 | HOL-1 | Commercial |  | 132000 | 2021 | 2021
20261-227220-01 | McLeod Cooperative Power Assn | 64 | 11910 | Co-op | NOVA4415 | 18.88 | Solar |  |  | Interconnected | Hutchinson | 55350 | 5 | BEL-6 | Residential |  | 59404.8 | 2021 | 2021
20261-227220-01 | McLeod Cooperative Power Assn | 64 | 11910 | Co-op | NOVA4464 | 39 | Solar |  |  | Interconnected | Watertown | 55388 | 6 | HOL-1 | Commercial |  | 132000 | 2021 | 2021
20261-227220-01 | McLeod Cooperative Power Assn | 64 | 11910 | Co-op | NOVA4583 | 7.6 | Solar |  |  | Interconnected | Lester Prairie | 55354 | 9 | SHE-4 | Residential |  | 40949 | 2021 | 2022
20261-227220-01 | McLeod Cooperative Power Assn | 64 | 11910 | Co-op | NOVA4590 | 9.51 | Solar |  |  | Interconnected | Glencoe | 55336 | 11 | HEL-2 | Residential |  | 44993.38 | 2021 | 2022
20261-227220-01 | McLeod Cooperative Power Assn | 64 | 11910 | Co-op | NOVA4686 | 54.2 | Solar |  |  | Withdrawn | Gibbon | 55335 | 2 | WIN-3 | Residential |  | 191950 | 2021
20261-227220-01 | McLeod Cooperative Power Assn | 64 | 11910 | Co-op | NOVA4856 | 22.8 | Solar |  |  | Interconnected | Hutchinson | 55350 | 5 | BEL-2 | Residential |  | 84120 | 2021 | 2022
20261-227220-01 | McLeod Cooperative Power Assn | 64 | 11910 | Co-op | NOVA4869 | 7.08 | Solar |  |  | Interconnected | Hutchinson | 55350 | 5 | BEL-2 | Residential |  | 23625 | 2021 | 2021
20261-227220-01 | McLeod Cooperative Power Assn | 64 | 11910 | Co-op | NOVA4877 | 8.85 | Solar |  |  | Interconnected | Arlington | 55307 | 7 | HI-3 | Residential |  | 28000 | 2021 | 2021
20261-227220-01 | McLeod Cooperative Power Assn | 64 | 11910 | Co-op | NOVA5022 | 11.8 | Solar |  |  | Interconnected | Mayer | 55360 | 6 | HOL-1 | Residential |  | 37900 | 2021 | 2022
20261-227220-01 | McLeod Cooperative Power Assn | 64 | 11910 | Co-op | NOVA5035 | 38.8 | Solar |  | X | Interconnected | Gibbon | 55335 | 2 | WIN-3 | Residential |  | 155000 | 2021 | 2021
20261-227220-01 | McLeod Cooperative Power Assn | 64 | 11910 | Co-op | NOVA4445 | 18 | Solar |  |  | Interconnected | Glencoe | 55336 | 11 | HEL-1 | Residential |  | 45000 | 2021 | 2021
20261-227220-01 | McLeod Cooperative Power Assn | 64 | 11910 | Co-op | NOVA5296 | 11.8 | Solar |  |  | Interconnected | Hamburg | 55339 | 4 | NGE-3 | Residential |  | 35000 | 2021 | 2021
20261-227220-01 | McLeod Cooperative Power Assn | 64 | 11910 | Co-op | NOVA5392 | 11.8 | Solar |  |  | Interconnected | Hutchinson | 55350 | Hook Lake | HL-4 | Residential |  | 43870 | 2021 | 2022
20261-227220-01 | McLeod Cooperative Power Assn | 64 | 11910 | Co-op | NOVA5598 | 8.26 | Solar |  |  | Interconnected | Mayer | 55360 | Hollywood | HOL-1 | Residential |  | 37324 | 2022 | 2022
20261-227220-01 | McLeod Cooperative Power Assn | 64 | 11910 | Co-op | NOVA5616 | 18 | Solar |  |  | Interconnected | Green Isle | 55338 | High Island | HI-2 | Residential |  | 1e+05 | 2022 | 2022
20261-227220-01 | McLeod Cooperative Power Assn | 64 | 11910 | Co-op | NOVA5761 | 21.84 | Solar |  |  | Interconnected | Hutchinson | 55350 | Hook Lake | HOK-1 | Residential |  | 84770.4 | 2022 | 2022
20261-227220-01 | McLeod Cooperative Power Assn | 64 | 11910 | Co-op | NOVA5820 | 20.88 | Solar |  |  | Interconnected | Winsted | 55395 | Sherman | SHE-1 | Residential |  | 28000 | 2022 | 2022
20261-227220-01 | McLeod Cooperative Power Assn | 64 | 11910 | Co-op | NOVA6004 | 11.4 | Solar |  |  | Interconnected | Glencoe | 55336 | Helen | HEL-4 | Residential |  | 55189 | 2022 | 2022
20261-227220-01 | McLeod Cooperative Power Assn | 64 | 11910 | Co-op | NOVA6018 | 10.25 | Solar |  |  | Interconnected | Winthrop | 55396 | Withrop | WIN-2 | Residential |  | 35333.08 | 2022 | 2022
20261-227220-01 | McLeod Cooperative Power Assn | 64 | 11910 | Co-op | NOVA6292 | 22.8 | Solar |  |  | Interconnected | Arlington | 55307 | High Island | HI-3 | Residential |  | 64000 | 2022 | 2022
20261-227220-01 | McLeod Cooperative Power Assn | 64 | 11910 | Co-op | NOVA6468 | 15.36 | Solar |  |  | Interconnected | Arlington | 55307 | High Island | HI-3 | Residential |  | 57810 | 2022 | 2022
20261-227220-01 | McLeod Cooperative Power Assn | 64 | 11910 | Co-op | NOVA6504 | 12.6 | Solar |  |  | Interconnected | Hutchinson | 55350 | Hook Lake | HOK-1 | Residential |  | 64702.7 | 2022 | 2023
20261-227220-01 | McLeod Cooperative Power Assn | 64 | 11910 | Co-op | NOVA6540 | 39.6 | Solar |  |  | Interconnected | Watertown | 55388 | Hollywood | HOL-1 | Residential |  | 144800 | 2022 | 2023
20261-227220-01 | McLeod Cooperative Power Assn | 64 | 11910 | Co-op | NOVA6654 | 22.8 | Solar |  |  | Interconnected | Glencoe | 55336 | Helen | HEL-2 | Residential |  | 106726 | 2022 | 2023
20261-227220-01 | McLeod Cooperative Power Assn | 64 | 11910 | Co-op | NOVA6686 | 37.33 | Solar |  |  | Interconnected | Glencoe | 55336 | High Island | HI-2 | Residential |  | 85000 | 2022 | 2023
20261-227220-01 | McLeod Cooperative Power Assn | 64 | 11910 | Co-op | NOVA6688 | 37.33 | Solar |  |  | Interconnected | Glencoe | 55336 | High Island | HI-2 | Residential |  | 85000 | 2022 | 2023
20261-227220-01 | McLeod Cooperative Power Assn | 64 | 11910 | Co-op | NOVA6790 | 7.6 | Solar |  |  | Interconnected | Hutchinson | 55350 | Bell | BEL-1 | Residential |  | 30729.6 | 2022 | 2023
20261-227220-01 | McLeod Cooperative Power Assn | 64 | 11910 | Co-op | NOVA6869 | 11.52 | Solar |  |  | Interconnected | Hutchinson | 55350 | Bell | BEL-6 | Residential |  | 69840 | 2022 | 2023
20261-227220-01 | McLeod Cooperative Power Assn | 64 | 11910 | Co-op | NOVA7031 | 34.8 | Solar |  |  | Interconnected | Hutchinson | 55350 | Hook Lake | HOK-1 | Commercial |  | 69600 | 2022 | 2023
20261-227220-01 | McLeod Cooperative Power Assn | 64 | 11910 | Co-op | NOVA7062 | 24 | Solar |  |  | Interconnected | Brownton | 55312 | Bell | BEL-4 | Residential |  | 193820 | 2022 | 2023
20261-227220-01 | McLeod Cooperative Power Assn | 64 | 11910 | Co-op | NOVA7220 | 15.4 | Solar |  |  | Interconnected | Hutchinson | 55350 | Hook Lake | HOK-1 | Residential |  | 48000 | 2022 | 2022
20261-227220-01 | McLeod Cooperative Power Assn | 64 | 11910 | Co-op | NOVA7437 | 15.4 | Solar |  |  | Interconnected | Glencoe | 55336 | High Island | HI-1 | Residential |  | 51600 | 2023 | 2023
20261-227220-01 | McLeod Cooperative Power Assn | 64 | 11910 | Co-op | NOVA7570 | 9.6 | Solar |  |  | Interconnected | Hutchinson | 55350 | Hook Lake | HL-3 | Residential |  | 48435 | 2023 | 2023
20261-227220-01 | McLeod Cooperative Power Assn | 64 | 11910 | Co-op | NOVA7712 | 38 | Solar |  |  | Interconnected | Glencoe | 55336 | High Island | HI-1 | Residential |  | 158570 | 2023 | 2023
20261-227220-01 | McLeod Cooperative Power Assn | 64 | 11910 | Co-op | NOVA7892 | 38.4 | Solar |  |  | Interconnected | Buffalo Lake | 55313 | Preston Lake | PRE-3 | Residential |  | 93444 | 2023 | 2023
20261-227220-01 | McLeod Cooperative Power Assn | 64 | 11910 | Co-op | NOVA8113 | 19.76 | Solar |  |  | Interconnected | Winsted | 55395 | Hollywood | HOL-3 | Residential |  | 60000 | 2023 | 2023
20261-227220-01 | McLeod Cooperative Power Assn | 64 | 11910 | Co-op | NOVA8163 | 11.52 | Solar |  |  | Interconnected | Glencoe | 55336 | Helen | HEL-1 | Residential |  | 44819 | 2023 | 2023
20261-227220-01 | McLeod Cooperative Power Assn | 64 | 11910 | Co-op | NOVA8208 | 16.64 | Solar |  |  | Interconnected | Silver Lake | 55381 | Helen | HEL-2 | Residential |  | 18000 | 2023 | 2023
20261-227220-01 | McLeod Cooperative Power Assn | 64 | 11910 | Co-op | NOVA8241 | 38.5 | Solar |  |  | Interconnected | Hector | 55342 | Brookfield | BRK-2 | Residential |  | 184750 | 2023 | 2024
20261-227220-01 | McLeod Cooperative Power Assn | 64 | 11910 | Co-op | NOVA8252 | 27.72 | Solar |  |  | Interconnected | Plato | 55370 | New Germany | NGE-3 | Residential |  | 89938 | 2023 | 2023
20261-227220-01 | McLeod Cooperative Power Assn | 64 | 11910 | Co-op | NOVA8254 | 35.7 | Solar |  |  | Interconnected | Hutchinson | 55350 | Hook Lake | HOK-1 | Residential |  | 103600 | 2023 | 2023
20261-227220-01 | McLeod Cooperative Power Assn | 64 | 11910 | Co-op | NOVA8407 | 38 | Solar |  |  | Interconnected | Hector | 55342 | Brookfield | BRK-3 | Commercial |  | 268980 | 2023 | 2023
20261-227220-01 | McLeod Cooperative Power Assn | 64 | 11910 | Co-op | NOVA8415 | 38 | Solar |  |  | Interconnected | Hector | 55342 | Brookfield | BRK-3 | Commercial |  | 268980 | 2023 | 2023
20261-227220-01 | McLeod Cooperative Power Assn | 64 | 11910 | Co-op | NOVA8610 | 38.4 | Solar |  |  | Withdrawn | Hutchinson | 55350 | Hook Lake | HOK-1 | Residential |  | 113500 | 2023
20261-227220-01 | McLeod Cooperative Power Assn | 64 | 11910 | Co-op | NOVA8658 | 17.6 | Solar |  |  | Interconnected | Norwood Young America | 55397 | New Germany | NGE-3 | Residential |  | 57850 | 2023 | 2024
20261-227220-01 | McLeod Cooperative Power Assn | 64 | 11910 | Co-op | NOVA8669 | 8.05 | Solar |  |  | Interconnected | Silver Lake | 55381 | Hook Lake | HL-3 | Residential |  | 30000 | 2023 | 2023
20261-227220-01 | McLeod Cooperative Power Assn | 64 | 11910 | Co-op | NOVA8694 | 6.53 | Solar |  |  | Interconnected | Hutchinson | 55350 | Hook Lake | HOK-1 | Residential |  | 17799 | 2023 | 2023
20261-227220-01 | McLeod Cooperative Power Assn | 64 | 11910 | Co-op | NOVA8950 | 38 | Solar |  |  | Interconnected | Stewart | 55385 | Preston Lake | PRE-3 | Residential |  | 161340 | 2023 | 2024
20261-227220-01 | McLeod Cooperative Power Assn | 64 | 11910 | Co-op | NOVA9112 | 19.97 | Solar |  |  | Interconnected | Glencoe | 55336 | Bell | BEL-3 | Residential |  | 75000 | 2024 | 2024
20261-227220-01 | McLeod Cooperative Power Assn | 64 | 11910 | Co-op | NOVA9145 | 22.8 | Solar |  |  | Interconnected | Hutchinson | 55350 | Hook Lake | HOK-1 | Residential |  | 48780 | 2024 | 2024
20261-227220-01 | McLeod Cooperative Power Assn | 64 | 11910 | Co-op | NOVA9155 | 38.4 | Solar |  |  | Interconnected | Hutchinson | 55350 | Hook Lake | HOK-1 | Residential |  | 110000 | 2024 | 2024
20261-227220-01 | McLeod Cooperative Power Assn | 64 | 11910 | Co-op | NOVA9195 | 22.66 | Solar |  |  | Interconnected | Gibbon | 55335 | Preston Lake | PRE-1 | Residential |  | 93456 | 2024 | 2024
20261-227220-01 | McLeod Cooperative Power Assn | 64 | 11910 | Co-op | NOVA10268 | 39.8 | Wind |  |  | Active Application | Hector | 55342 | Hector | HEC-3 | Residential |  | 220000 | 2024
20261-227220-01 | McLeod Cooperative Power Assn | 64 | 11910 | Co-op | NOVA10333 | 12.67 | Solar |  |  | Interconnected | Winsted | 55395 | Sherman | SHE-2 | Residential |  | 40500 | 2024 | 2024
20261-227220-01 | McLeod Cooperative Power Assn | 64 | 11910 | Co-op | NOVA10358 | 11.85 | Solar |  |  | Interconnected | Arlington | 55307 | High Island | HI-3 | Residential |  | 8000 | 2024 | 2024
20261-227220-01 | McLeod Cooperative Power Assn | 64 | 11910 | Co-op | NOVA10510 | 16.13 | Solar |  |  | Interconnected | Hutchinson | 55350 | Bell | BEL-6 | Residential |  | 50000 | 2024 | 2024
20261-227220-01 | McLeod Cooperative Power Assn | 64 | 11910 | Co-op | NOVA10538 | 36.86 | Solar |  | X | Withdrawn | Green Isle | 55338 | High Island | HI-2 | Residential |  | 181105.19 | 2024
20261-227220-01 | McLeod Cooperative Power Assn | 64 | 11910 | Co-op | NOVA10551 | 11700 | Other | X |  | Active Application | Winthrop | 55396 |  |  | Industrial |  | 2.5e+07 | 2024
20261-227220-01 | McLeod Cooperative Power Assn | 64 | 11910 | Co-op | NOVA10788 | 25 | Wind |  |  | Active Application | Hector | 55342 | Preston Lake | PRE-1 | Commercial |  | 220000 | 2024
20261-227220-01 | McLeod Cooperative Power Assn | 64 | 11910 | Co-op | NOVA10800 | 25 | Wind |  |  | Active Application | Buffalo Lake | 55314 | Preston Lake | PRE-1 | Residential |  | 220000 | 2024
20261-227220-01 | McLeod Cooperative Power Assn | 64 | 11910 | Co-op | NOVA10801 | 25 | Wind |  |  | Active Application | Buffalo Lake | 55314 | Preston Lake | PRE-2 | Commercial |  | 220000 | 2024
20261-227220-01 | McLeod Cooperative Power Assn | 64 | 11910 | Co-op | NOVA11839 | 25 | Wind |  |  | Active Application | Hector | 55342 | Preston Lake | PRE-2 | Residential |  | 220000 | 2024
20261-227220-01 | McLeod Cooperative Power Assn | 64 | 11910 | Co-op | NOVA12136 | 7.6 | Solar |  |  | Interconnected | Lester Prairie | 55354 | New Germany | NGE-4 | Residential |  | 42654.43 | 2024 | 2025
20261-227220-01 | McLeod Cooperative Power Assn | 64 | 11910 | Co-op | NOVA12258 | 28.8 | Solar |  |  | Interconnected | Plato | 55370 | High Island | HI-2 | Residential |  | 78000 | 2024 | 2024
20261-227220-01 | McLeod Cooperative Power Assn | 64 | 11910 | Co-op | NOVA12289 | 20 | Solar |  |  | Interconnected | Hutchinson | 55350 | Hook Lake | HOK-1 | Residential |  | 65000 | 2024 | 2024
20261-227220-01 | McLeod Cooperative Power Assn | 64 | 11910 | Co-op | NOVA12305 | 38.4 | Solar |  |  | Interconnected | Hutchinson | 55350 | Hook Lake | HL-3 | Residential |  | 180980 | 2024 | 2024
20261-227220-01 | McLeod Cooperative Power Assn | 64 | 11910 | Co-op | NOVA12320 | 39.8 | Solar |  |  | Interconnected | Hutchinson | 55350 | Hook Lake | HL-4 | Commercial |  | 183000 | 2024 | 2024
20261-227220-01 | McLeod Cooperative Power Assn | 64 | 11910 | Co-op | NOVA12322 | 28.8 | Solar |  |  | Interconnected | Bird Island | 55310 | Brookfield | BRK-4 | Residential |  | 85000 | 2024 | 2024
20261-227220-01 | McLeod Cooperative Power Assn | 64 | 11910 | Co-op | NOVA12380 | 34.5 | Solar |  | X | Interconnected | Green Isle | 55338 | High Island | HI-2 | Residential |  | 181105.19 | 2024 | 2025
20261-227220-01 | McLeod Cooperative Power Assn | 64 | 11910 | Co-op | NOVA12432 | 15.2 | Solar |  |  | Interconnected | Glencoe |  | Helen | HEL-2 | Residential |  | 73480 | 2024 | 2025
20261-227220-01 | McLeod Cooperative Power Assn | 64 | 11910 | Co-op | NOVA12480 | 17.69 | Solar |  | X | Interconnected | Hutchinson | 55350 | Bell | BEL-5 | Residential |  | 69000 | 2024 | 2025
20261-227220-01 | McLeod Cooperative Power Assn | 64 | 11910 | Co-op | NOVA12567 | 7.2 | Solar |  |  | Interconnected | Arlington | 55307 | High Island | HI-3 | Residential |  | 16000 | 2025 | 2025
20261-227220-01 | McLeod Cooperative Power Assn | 64 | 11910 | Co-op | NOVA12640 | 34.2 | Solar |  |  | Interconnected | Stewart | 55385 | Bell | BEL-6 | Residential |  | 35000 | 2025 | 2025
20261-227220-01 | McLeod Cooperative Power Assn | 64 | 11910 | Co-op | NOVA13103 | 24.58 | Solar |  |  | Interconnected | Silver Lake | 55381 | Helen | HEL-2 | Residential |  | 111456 | 2025 | 2025
20261-227220-01 | McLeod Cooperative Power Assn | 64 | 11910 | Co-op | NOVA13113 | 28.42 | Solar |  | X | Active Application | Hutchinson | 55350 | Bell | BEL-5 | Residential |  | 100817.5 | 2025
20261-227220-01 | McLeod Cooperative Power Assn | 64 | 11910 | Co-op | NOVA13156 | 11.71 | Solar |  |  | Interconnected | Hutchinson |  | Hook Lake | HL-2 | Residential |  | 41900 | 2025 | 2025
20261-227220-01 | McLeod Cooperative Power Assn | 64 | 11910 | Co-op | NOVA13557 | 14.59 | Solar |  |  | Interconnected | Hutchinson | 55350 | Hook Lake | HOK-1 | Residential |  | 45000 | 2025 | 2025
20261-227220-01 | McLeod Cooperative Power Assn | 64 | 11910 | Co-op | NOVA13567 | 38 | Solar |  |  | Interconnected | Glencoe | 55336 | Helen | HEL-2 | Commercial |  | 1e+05 | 2025 | 2025
20261-227220-01 | McLeod Cooperative Power Assn | 64 | 11910 | Co-op | NOVA13592 | 12.67 | Solar |  |  | Interconnected | Glencoe | 55336 | Helen | HEL-4 | Residential |  | 28000 | 2025 | 2025
20261-227220-01 | McLeod Cooperative Power Assn | 64 | 11910 | Co-op | NOVA13741 | 38 | Solar |  |  | Interconnected | Glencoe |  | Helen | HEL-2 | Residential |  | 1e+05 | 2025 | 2025
20261-227220-01 | McLeod Cooperative Power Assn | 64 | 11910 | Co-op | NOVA13891 | 11.4 | Solar |  |  | Active Application | Watertown | 55388 | Hollywood | HOL-1 | Residential |  | 37231.25 | 2025
20262-228534-01 | Melrose Public Utilities | 67 | 12286 | Muni | 30-0089-00-02 | 39.7 | Solar |  |  | Interconnected | Melrose | 56352 | East | 4 | Commercial |  |  | 2022 | 2022
20262-228534-01 | Melrose Public Utilities | 67 | 12286 | Muni | 25-0152-00-07 | 10.73 | Solar |  |  | Interconnected | Melrose | 56352 | Power Plant | 5 | Residential |  |  | 2023 | 2023
20262-228534-01 | Melrose Public Utilities | 67 | 12286 | Muni | 23-0148-00-01 | 4 | Solar |  |  | Active Application | Melrose | 56352 | Power Plant | 1 | Residential |  |  | 2025
20262-228084-01 | MiEnergy Cooperative | 118 | 19157 | Co-op | NOVA8943 | 5000 | Solar |  |  | Active Application | Caledonia | 55921 | Caledonia | 4-CS | Residential |  | 9500000 | 2023
20262-228084-01 | MiEnergy Cooperative | 118 | 19157 | Co-op | NOVA13106 | 14.21 | Solar |  |  | Active Application | Utica | 55979 | Lewiston | 2-LTW | Residential |  | 45669.75 | 2025
20262-228084-01 | MiEnergy Cooperative | 118 | 19157 | Co-op | NOVA13994 | 27.3 | Solar |  |  | Active Application | La Crescent | 55947 | Pine Creek | 1-PE | Residential |  | 83000 | 2025
20262-228084-01 | MiEnergy Cooperative | 118 | 19157 | Co-op | NOVA4240010 | 10 | Wind |  |  | Decommissioned | Spring Valley | 55975 | Spring Valley | 1-SVN | Residential |  |  | 1983 | 1983 | 2019
20262-228084-01 | MiEnergy Cooperative | 118 | 19157 | Co-op | NOVA36190050 | 5.7 | Solar |  |  | Decommissioned | Houston | 55943 | Mound Prairie | 4-MH | Residential |  |  | 2009 | 2009 | 2025
20262-228084-01 | MiEnergy Cooperative | 118 | 19157 | Co-op | NOVA28060040 | 4 | Wind |  |  | Decommissioned | Rushford | 55971 | Rushford | 1-RN | Residential |  |  | 2010 | 2010 | 2020
20262-228084-01 | MiEnergy Cooperative | 118 | 19157 | Co-op | NOVA45100220 | 12 | Wind |  |  | Decommissioned | Utica | 55979 | Fremont | 1-LS | Residential |  |  | 2011 | 2011 | 2025
20262-228084-01 | MiEnergy Cooperative | 118 | 19157 | Co-op | NOVA45360060 | 39.9 | Wind |  |  | Decommissioned | Rushford | 55971 | Rushford | 1-RN | Residential |  |  | 2010 | 2012 | 2025
20262-228084-01 | MiEnergy Cooperative | 118 | 19157 | Co-op | NOVA9060090 | 39.9 | Wind |  |  | Decommissioned | Preston | 55965 | Granger | 3-GC | Commercial |  |  | 2012 | 2012 | 2023
20262-228084-01 | MiEnergy Cooperative | 118 | 19157 | Co-op | NOVA85008764 | 0.38 | Solar |  |  | Decommissioned | Lewiston | 55952 | Lewiston | 4-LTT | Residential |  |  | 2015 | 2015 | 2023
20262-228084-01 | MiEnergy Cooperative | 118 | 19157 | Co-op | NOVA85008762 | 20 | Wind |  |  | Interconnected | Lewiston | 55952 | Lewiston | 3-LTS | Residential |  |  | 2003 | 2003
20262-228084-01 | MiEnergy Cooperative | 118 | 19157 | Co-op | NOVA85008763 | 35 | Wind |  |  | Interconnected | Rushford | 55971 | Wilson | 5-WR | Residential |  |  | 2005 | 2005
20262-228084-01 | MiEnergy Cooperative | 118 | 19157 | Co-op | NOVA53110020 | 19.2 | Solar |  |  | Interconnected | Winona | 55987 | Wilson | 2-WE | Residential |  |  | 2005 | 2006
20262-228084-01 | MiEnergy Cooperative | 118 | 19157 | Co-op | NOVA28250080 | 0.5 | Solar |  |  | Interconnected | Houston | 55943 | Houston | 4-HW | Residential |  |  | 2006 | 2007
20262-228084-01 | MiEnergy Cooperative | 118 | 19157 | Co-op | NOVA53120050 | 2.4 | Wind |  |  | Interconnected | Winona | 55987 | Wilson | 2-WE | Residential |  |  | 2008 | 2008
20262-228084-01 | MiEnergy Cooperative | 118 | 19157 | Co-op | NOVA9160030 | 1.8 | Wind |  |  | Interconnected | Preston | 55965 | Granger | 3-GC | Residential |  |  | 2008 | 2008
20262-228084-01 | MiEnergy Cooperative | 118 | 19157 | Co-op | NOVA9160030A | 1.8 | Solar |  |  | Interconnected | Preston | 55965 | Granger | 3-GC | Residential |  |  | 2008 | 2008
20262-228084-01 | MiEnergy Cooperative | 118 | 19157 | Co-op | NOVA41250050 | 8 | Solar |  |  | Interconnected | Utica | 55979 | Fremont | 3-LP | Residential |  |  | 2008 | 2009
20262-228084-01 | MiEnergy Cooperative | 118 | 19157 | Co-op | NOVA24320010 | 8.05 | Solar |  |  | Interconnected | Peterson | 55962 | Peterson | 2-PR | Residential |  |  | 2010 | 2010
20262-228084-01 | MiEnergy Cooperative | 118 | 19157 | Co-op | NOVA59340020 | 4 | Solar |  |  | Interconnected | Winona | 55987 | Witoka | 2-WP | Residential |  |  | 2010 | 2010
20262-228084-01 | MiEnergy Cooperative | 118 | 19157 | Co-op | NOVA15100080 | 4.56 | Solar |  |  | Interconnected | Lanesboro | 55949 | Peterson | 4-PF | Residential |  |  | 2011 | 2011
20262-228084-01 | MiEnergy Cooperative | 118 | 19157 | Co-op | NOVA21210090 | 1.35 | Solar |  |  | Interconnected | Mabel | 55954 | Canton | 2-CM | Residential |  |  | 2011 | 2011
20262-228084-01 | MiEnergy Cooperative | 118 | 19157 | Co-op | NOVA24160100 | 38.2 | Solar |  |  | Interconnected | Rushford | 55971 | Rushford | 4-RP | Commercial |  |  | 2011 | 2011
20262-228084-01 | MiEnergy Cooperative | 118 | 19157 | Co-op | NOVA4070010 | 16 | Solar |  |  | Interconnected | Stewartville | 55976 | Spring Valley | 1-SVN | Residential |  |  | 2011 | 2011
20262-228084-01 | MiEnergy Cooperative | 118 | 19157 | Co-op | NOVA41320110 | 6.02 | Solar |  |  | Interconnected | Chatfield | 55923 | Fremont | 4-L | Residential |  |  | 2011 | 2011
20262-228084-01 | MiEnergy Cooperative | 118 | 19157 | Co-op | NOVA60320030 | 12 | Solar |  |  | Interconnected | La Crescent | 55947 | Pine Creek | 1-PE | Residential |  |  | 2011 | 2011
20262-228084-01 | MiEnergy Cooperative | 118 | 19157 | Co-op | NOVA23070070 | 39.9 | Wind |  |  | Interconnected | Peterson | 55962 | Peterson | 3-PH | Residential |  |  | 2012 | 2012
20262-228084-01 | MiEnergy Cooperative | 118 | 19157 | Co-op | NOVA4220040 | 10 | Wind |  |  | Interconnected | Stewartville | 55976 | Spring Valley | 1-SVN | Residential |  |  | 2012 | 2012
20262-228084-01 | MiEnergy Cooperative | 118 | 19157 | Co-op | NOVA43150040 | 12 | Solar |  |  | Interconnected | Saint Charles | 55972 | Saint Charles | 1-SC | Residential |  |  | 2012 | 2012
20262-228084-01 | MiEnergy Cooperative | 118 | 19157 | Co-op | NOVA57080080 | 10 | Wind |  |  | Interconnected | Winona | 55987 | Witoka | 4-WW | Residential |  |  | 2012 | 2012
20262-228084-01 | MiEnergy Cooperative | 118 | 19157 | Co-op | NOVA85007755 | 4 | Solar |  |  | Interconnected | Chatfield | 55923 | Chosen Valley | 1-CHV | Residential |  |  | 2012 | 2012
20262-228084-01 | MiEnergy Cooperative | 118 | 19157 | Co-op | NOVA31 | 5 | Solar |  |  | Interconnected | Winona | 55987 | Wilson | 2-WE | Residential |  |  | 2012 | 2013
20262-228084-01 | MiEnergy Cooperative | 118 | 19157 | Co-op | NOVA12100040 | 3.5 | Solar |  |  | Interconnected | Chatfield | 55923 | Fountain | 1-FN | Residential |  |  | 2013 | 2013
20262-228084-01 | MiEnergy Cooperative | 118 | 19157 | Co-op | NOVA42010010 | 8 | Solar |  |  | Interconnected | Saint Charles | 55972 | Saint Charles | 1-SC | Residential |  |  | 2013 | 2013
20262-228084-01 | MiEnergy Cooperative | 118 | 19157 | Co-op | NOVA58360010 | 27.5 | Solar |  |  | Interconnected | La Crescent | 55947 | Pine Creek | 2-PW | Residential |  |  | 2013 | 2013
20262-228084-01 | MiEnergy Cooperative | 118 | 19157 | Co-op | NOVA19090212 | 5 | Solar |  |  | Interconnected | Lanesboro | 55949 | Peterson | 3-PH | Residential |  |  | 2013 | 2014
20262-228084-01 | MiEnergy Cooperative | 118 | 19157 | Co-op | NOVA14330040 | 3.65 | Solar |  |  | Interconnected | Harmony | 55939 | Granger | 1-GH | Residential |  |  | 2014 | 2014
20262-228084-01 | MiEnergy Cooperative | 118 | 19157 | Co-op | NOVA16350010 | 10.56 | Solar |  |  | Interconnected | Lanesboro | 55949 | Peterson | 4-PF | Residential |  |  | 2014 | 2014
20262-228084-01 | MiEnergy Cooperative | 118 | 19157 | Co-op | NOVA22320060 | 30 | Solar |  |  | Interconnected | Harmony | 55939 | Riceford | 4-RH | Residential |  |  | 2014 | 2014
20262-228084-01 | MiEnergy Cooperative | 118 | 19157 | Co-op | NOVA34050020 | 11.4 | Solar |  |  | Interconnected | Caledonia | 55921 | Brownsville | 4-BW | Residential |  |  | 2014 | 2014
20262-228084-01 | MiEnergy Cooperative | 118 | 19157 | Co-op | NOVA4220190 | 37.65 | Solar |  |  | Interconnected | Stewartville | 55976 | Spring Valley | 1-SVN | Residential |  |  | 2014 | 2014
20262-228084-01 | MiEnergy Cooperative | 118 | 19157 | Co-op | NOVA85008763A | 4 | Solar |  |  | Interconnected | Rushford | 55971 | Wilson | 5-WR | Residential |  |  | 2009 | 2015
20262-228084-01 | MiEnergy Cooperative | 118 | 19157 | Co-op | NOVA56180050 | 36 | Other |  |  | Interconnected | Houston | 55943 | Wilson | 2-WE | Residential |  |  | 2014 | 2015
20262-228084-01 | MiEnergy Cooperative | 118 | 19157 | Co-op | NOVA85009269 | 9 | Solar |  |  | Interconnected | Saint Charles | 55972 | Saint Charles | 1-SC | Residential |  |  | 2014 | 2015
20262-228084-01 | MiEnergy Cooperative | 118 | 19157 | Co-op | NOVA85009270 | 20 | Solar |  |  | Interconnected | Saint Charles | 55972 | Saint Charles | 1-SC | Residential |  |  | 2014 | 2015
20262-228084-01 | MiEnergy Cooperative | 118 | 19157 | Co-op | NOVA10200050 | 37 | Solar |  |  | Interconnected | Preston | 55965 | Granger | 4-GF | Residential |  |  | 2015 | 2015
20262-228084-01 | MiEnergy Cooperative | 118 | 19157 | Co-op | NOVA1320050 | 39.9 | Solar |  |  | Interconnected | Le Roy | 55951 | Cherry Grove | 3-GS | Residential |  |  | 2015 | 2015
20262-228084-01 | MiEnergy Cooperative | 118 | 19157 | Co-op | NOVA14240060 | 34.2 | Solar |  |  | Interconnected | Fountain | 55935 | Henrytown | 4-HG | Residential |  |  | 2015 | 2015
20262-228084-01 | MiEnergy Cooperative | 118 | 19157 | Co-op | NOVA19140020 | 21 | Solar |  |  | Interconnected | Whalan | 55949 | Peterson | 3-PH | Residential |  |  | 2015 | 2015
20262-228084-01 | MiEnergy Cooperative | 118 | 19157 | Co-op | NOVA29270020 | 14 | Solar |  |  | Interconnected | Spring Grove | 55974 | Caledonia | 4-CS | Residential |  |  | 2015 | 2015
20262-228084-01 | MiEnergy Cooperative | 118 | 19157 | Co-op | NOVA46260100 | 10 | Wind |  |  | Interconnected | Lewiston | 55952 | Fremont | 1-LS | Residential |  |  | 2015 | 2015
20262-228084-01 | MiEnergy Cooperative | 118 | 19157 | Co-op | NOVA58350010 | 29.9 | Solar |  |  | Interconnected | La Crescent | 55947 | Pine Creek | 2-PW | Residential |  |  | 2015 | 2015
20262-228084-01 | MiEnergy Cooperative | 118 | 19157 | Co-op | NOVA315303002 | 32.8 | Solar |  |  | Interconnected | Saint Charles | 55972 | Saint Charles | 3-PS | Residential |  |  | 2018 | 2015
20262-228084-01 | MiEnergy Cooperative | 118 | 19157 | Co-op | NOVA12240030 | 9.99 | Solar |  |  | Interconnected | Fountain | 55935 | Fountain | 1-FN | Residential |  |  | 2015 | 2016
20262-228084-01 | MiEnergy Cooperative | 118 | 19157 | Co-op | NOVA10170040 | 34.2 | Solar |  |  | Interconnected | Fountain | 55965 | Fountain | 3-FG | Residential |  |  | 2016 | 2016
20262-228084-01 | MiEnergy Cooperative | 118 | 19157 | Co-op | NOVA10170080 | 34.2 | Solar |  |  | Interconnected | Preston | 55965 | Fountain | 3-FG | Residential |  |  | 2016 | 2016
20262-228084-01 | MiEnergy Cooperative | 118 | 19157 | Co-op | NOVA15210030 | 10.95 | Solar |  |  | Interconnected | Preston | 55965 | Fountain | 2-FP | Residential |  |  | 2016 | 2016
20262-228084-01 | MiEnergy Cooperative | 118 | 19157 | Co-op | NOVA18340010 | 8 | Solar |  |  | Interconnected | Canton | 55922 | Henrytown | 2-HR | Residential |  |  | 2016 | 2016
20262-228084-01 | MiEnergy Cooperative | 118 | 19157 | Co-op | NOVA21360040 | 36 | Solar |  |  | Interconnected | Mabel | 55954 | Spring Grove | 1-SM | Commercial |  |  | 2016 | 2016
20262-228084-01 | MiEnergy Cooperative | 118 | 19157 | Co-op | NOVA24320110 | 8.35 | Solar |  |  | Interconnected | Peterson | 55962 | Peterson | 2-PR | Residential |  |  | 2016 | 2016
20262-228084-01 | MiEnergy Cooperative | 118 | 19157 | Co-op | NOVA25230030 | 36 | Solar |  |  | Interconnected | Spring Grove | 55974 | Spring Grove | 2-SP | Residential |  |  | 2016 | 2016
20262-228084-01 | MiEnergy Cooperative | 118 | 19157 | Co-op | NOVA26200010 | 36 | Solar |  |  | Interconnected | Spring Grove | 55974 | Riceford | 2-RC | Residential |  |  | 2016 | 2016
20262-228084-01 | MiEnergy Cooperative | 118 | 19157 | Co-op | NOVA26270070 | 37.5 | Solar |  |  | Interconnected | Spring Grove | 55974 | Riceford | 2-RC | Residential |  |  | 2016 | 2016
20262-228084-01 | MiEnergy Cooperative | 118 | 19157 | Co-op | NOVA3010020 | 4.21 | Solar |  |  | Interconnected | Spring Valley | 55975 | Spring Valley | 1-SVN | Residential |  |  | 2016 | 2016
20262-228084-01 | MiEnergy Cooperative | 118 | 19157 | Co-op | NOVA30200030 | 10 | Solar |  |  | Interconnected | Caledonia | 55921 | Spring Grove | 3-SG | Residential |  |  | 2016 | 2016
20262-228084-01 | MiEnergy Cooperative | 118 | 19157 | Co-op | NOVA34200050 | 10.9 | Solar |  |  | Interconnected | Caledonia | 55921 | Caledonia | 2-CB | Residential |  |  | 2016 | 2016
20262-228084-01 | MiEnergy Cooperative | 118 | 19157 | Co-op | NOVA35290070 | 12 | Solar |  |  | Interconnected | Caledonia | 55921 | Brownsville | 4-BW | Residential |  |  | 2016 | 2016
20262-228084-01 | MiEnergy Cooperative | 118 | 19157 | Co-op | NOVA42300011 | 37.5 | Solar |  |  | Interconnected | Saint Charles | 55972 | Saint Charles | 3-PS | Residential |  |  | 2016 | 2016
20262-228084-01 | MiEnergy Cooperative | 118 | 19157 | Co-op | NOVA42320120 | 21.6 | Solar |  |  | Interconnected | Saint Charles | 55972 | Saint Charles | 3-PS | Residential |  |  | 2016 | 2016
20262-228084-01 | MiEnergy Cooperative | 118 | 19157 | Co-op | NOVA57130550 | 12 | Solar |  |  | Interconnected | Winona | 55987 | Witoka | 2-WP | Residential |  |  | 2016 | 2016
20262-228084-01 | MiEnergy Cooperative | 118 | 19157 | Co-op | NOVA58100080 | 16.5 | Solar |  |  | Interconnected | Dakota | 55925 | Witoka | 2-WP | Residential |  |  | 2016 | 2016
20262-228084-01 | MiEnergy Cooperative | 118 | 19157 | Co-op | NOVA78310210 | 5.45 | Solar |  |  | Interconnected | Winona | 55987 | Stockton | 1-SW | Residential |  |  | 2016 | 2016
20262-228084-01 | MiEnergy Cooperative | 118 | 19157 | Co-op | NOVA85008263 | 5 | Solar |  |  | Interconnected | Lewiston | 55952 | Lewiston | 4-LTT | Residential |  |  | 2016 | 2016
20262-228084-01 | MiEnergy Cooperative | 118 | 19157 | Co-op | NOVA85420601 | 24 | Solar |  |  | Interconnected | Saint Charles | 55972 | Saint Charles | 1-SC | Residential |  |  | 2016 | 2016
20262-228084-01 | MiEnergy Cooperative | 118 | 19157 | Co-op | NOVA31340010 | 10 | Solar |  |  | Interconnected | Caledonia | 55921 | Caledonia | 1-CH | Residential |  |  | 2016 | 2017
20262-228084-01 | MiEnergy Cooperative | 118 | 19157 | Co-op | NOVA58260120 | 21.9 | Solar |  |  | Interconnected | La Crescent | 55947 | Pine Creek | 2-PW | Residential |  |  | 2016 | 2017
20262-228084-01 | MiEnergy Cooperative | 118 | 19157 | Co-op | NOVA85431702 | 39.3 | Solar |  |  | Interconnected | Saint Charles | 55972 | Saint Charles | 1-SC | Residential |  |  | 2016 | 2017
20262-228084-01 | MiEnergy Cooperative | 118 | 19157 | Co-op | NOVA10020080 | 5 | Solar |  |  | Interconnected | Preston | 55965 | Fountain | 3-FG | Residential |  |  | 2017 | 2017
20262-228084-01 | MiEnergy Cooperative | 118 | 19157 | Co-op | NOVA10200040 | 36 | Solar |  |  | Interconnected | Preston | 55965 | Granger | 4-GF | Residential |  |  | 2017 | 2017
20262-228084-01 | MiEnergy Cooperative | 118 | 19157 | Co-op | NOVA13080140 | 16.7 | Solar |  |  | Interconnected | Harmony | 55939 | Granger | 1-GH | Residential |  |  | 2017 | 2017
20262-228084-01 | MiEnergy Cooperative | 118 | 19157 | Co-op | NOVA15010010 | 4.15 | Solar |  |  | Interconnected | Lanesboro | 55949 | Peterson | 4-PF | Residential |  |  | 2017 | 2017
20262-228084-01 | MiEnergy Cooperative | 118 | 19157 | Co-op | NOVA17150060 | 7.6 | Solar |  |  | Interconnected | Canton | 55922 | Canton | 1-CN | Residential |  |  | 2017 | 2017
20262-228084-01 | MiEnergy Cooperative | 118 | 19157 | Co-op | NOVA18250070 | 21.9 | Solar |  |  | Interconnected | Canton | 55922 | Henrytown | 1-HP | Residential |  |  | 2017 | 2017
20262-228084-01 | MiEnergy Cooperative | 118 | 19157 | Co-op | NOVA19190170 | 20.82 | Solar |  |  | Interconnected | Lanesboro | 55949 | Peterson | 3-PH | Residential |  |  | 2017 | 2017
20262-228084-01 | MiEnergy Cooperative | 118 | 19157 | Co-op | NOVA19300040 | 16.7 | Solar |  |  | Interconnected | Lanesboro | 55949 | Henrytown | 1-HP | Residential |  |  | 2017 | 2017
20262-228084-01 | MiEnergy Cooperative | 118 | 19157 | Co-op | NOVA20250020 | 16.7 | Solar |  |  | Interconnected | Peterson | 55962 | Peterson | 2-PR | Residential |  |  | 2017 | 2017
20262-228084-01 | MiEnergy Cooperative | 118 | 19157 | Co-op | NOVA20250050 | 14 | Solar |  |  | Interconnected | Peterson | 55962 | Peterson | 2-PR | Residential |  |  | 2017 | 2017
20262-228084-01 | MiEnergy Cooperative | 118 | 19157 | Co-op | NOVA25150220 | 21.6 | Solar |  |  | Interconnected | Spring Grove | 55974 | Spring Grove | 1-SM | Residential |  |  | 2017 | 2017
20262-228084-01 | MiEnergy Cooperative | 118 | 19157 | Co-op | NOVA26110010 | 6 | Solar |  |  | Interconnected | Spring Grove | 55974 | Riceford | 2-RC | Residential |  |  | 2017 | 2017
20262-228084-01 | MiEnergy Cooperative | 118 | 19157 | Co-op | NOVA334313001 | 39.2 | Solar |  |  | Interconnected | Saint Charles | 55972 | Saint Charles | 1-SC | Residential |  |  | 2017 | 2017
20262-228084-01 | MiEnergy Cooperative | 118 | 19157 | Co-op | NOVA34200030 | 9.25 | Solar |  |  | Interconnected | Caledonia | 55921 | Caledonia | 2-CB | Residential |  |  | 2017 | 2017
20262-228084-01 | MiEnergy Cooperative | 118 | 19157 | Co-op | NOVA40090590 | 7.5 | Solar |  |  | Interconnected | La Crescent | 55947 | Pine Creek | 1-PE | Residential |  |  | 2017 | 2017
20262-228084-01 | MiEnergy Cooperative | 118 | 19157 | Co-op | NOVA40091800 | 10.95 | Solar |  |  | Interconnected | La Crescent | 55947 | Pine Creek | 1-PE | Residential |  |  | 2017 | 2017
20262-228084-01 | MiEnergy Cooperative | 118 | 19157 | Co-op | NOVA42070030 | 39.2 | Solar |  |  | Interconnected | Saint Charles | 55972 | Saint Charles | 1-SC | Residential |  |  | 2017 | 2017
20262-228084-01 | MiEnergy Cooperative | 118 | 19157 | Co-op | NOVA43330010 | 36 | Solar |  |  | Interconnected | Saint Charles | 55972 | Saint Charles | 1-SC | Residential |  |  | 2017 | 2017
20262-228084-01 | MiEnergy Cooperative | 118 | 19157 | Co-op | NOVA50120020 | 33.9 | Solar |  |  | Interconnected | Winona | 55987 | Wilson | 1-WS | Residential |  |  | 2017 | 2017
20262-228084-01 | MiEnergy Cooperative | 118 | 19157 | Co-op | NOVA50120100 | 8 | Solar |  |  | Interconnected | Winona | 55987 | Wilson | 1-WS | Residential |  |  | 2017 | 2017
20262-228084-01 | MiEnergy Cooperative | 118 | 19157 | Co-op | NOVA53140100 | 36.75 | Solar |  |  | Interconnected | Winona | 55987 | Wilson | 2-WE | Residential |  |  | 2017 | 2017
20262-228084-01 | MiEnergy Cooperative | 118 | 19157 | Co-op | NOVA53140120 | 7.5 | Solar |  |  | Interconnected | Winona | 55987 | Wilson | 2-WE | Residential |  |  | 2017 | 2017
20262-228084-01 | MiEnergy Cooperative | 118 | 19157 | Co-op | NOVA53280020 | 5 | Solar |  |  | Interconnected | Houston | 55943 | Wilson | 2-WE | Residential |  |  | 2017 | 2017
20262-228084-01 | MiEnergy Cooperative | 118 | 19157 | Co-op | NOVA57190090 | 8.35 | Solar |  |  | Interconnected | Winona | 55987 | Witoka | 4-WW | Residential |  |  | 2017 | 2017
20262-228084-01 | MiEnergy Cooperative | 118 | 19157 | Co-op | NOVA57210110 | 16.5 | Solar |  |  | Interconnected | Winona | 55987 | Witoka | 1-WN | Residential |  |  | 2017 | 2017
20262-228084-01 | MiEnergy Cooperative | 118 | 19157 | Co-op | NOVA85473001 | 38.6 | Solar |  |  | Interconnected | Altura | 55910 | Lewiston | 2-LTW | Residential |  |  | 2017 | 2017
20262-228084-01 | MiEnergy Cooperative | 118 | 19157 | Co-op | NOVA54180110 | 37.5 | Solar |  |  | Interconnected | Winona | 55987 | Wilson | 1-WS | Residential |  |  | 2017 | 2018
20262-228084-01 | MiEnergy Cooperative | 118 | 19157 | Co-op | NOVA85009207 | 16.2 | Solar |  |  | Interconnected | Saint Charles | 55972 | Saint Charles | 1-SC | Residential |  |  | 2017 | 2018
20262-228084-01 | MiEnergy Cooperative | 118 | 19157 | Co-op | NOVA1090030 | 37.5 | Solar |  |  | Interconnected | Ostrander | 55961 | Cherry Grove | 4-GW | Residential |  |  | 2018 | 2018
20262-228084-01 | MiEnergy Cooperative | 118 | 19157 | Co-op | NOVA17090020 | 33.4 | Solar |  |  | Interconnected | Canton | 55922 | Henrytown | 3-HE | Residential |  |  | 2018 | 2018
20262-228084-01 | MiEnergy Cooperative | 118 | 19157 | Co-op | NOVA17150090 | 4.64 | Solar |  |  | Interconnected | Canton | 55922 | Canton | 1-CN | Residential |  |  | 2018 | 2018
20262-228084-01 | MiEnergy Cooperative | 118 | 19157 | Co-op | NOVA18050100 | 15.2 | Solar |  |  | Interconnected | Lanesboro | 55949 | Henrytown | 1-HP | Residential |  |  | 2018 | 2018
20262-228084-01 | MiEnergy Cooperative | 118 | 19157 | Co-op | NOVA19220060 | 8.35 | Solar |  |  | Interconnected | Lanesboro | 55949 | Peterson | 3-PH | Residential |  |  | 2018 | 2018
20262-228084-01 | MiEnergy Cooperative | 118 | 19157 | Co-op | NOVA20050040 | 5 | Solar |  |  | Interconnected | Peterson | 55962 | Fremont | 3-LP | Residential |  |  | 2018 | 2018
20262-228084-01 | MiEnergy Cooperative | 118 | 19157 | Co-op | NOVA20220030 | 8 | Solar |  |  | Interconnected | Peterson | 55962 | Peterson | 2-PR | Residential |  |  | 2018 | 2018
20262-228084-01 | MiEnergy Cooperative | 118 | 19157 | Co-op | NOVA20220040 | 19.6 | Solar |  |  | Interconnected | Lanesboro | 55949 | Peterson | 1-PL | Residential |  |  | 2018 | 2018
20262-228084-01 | MiEnergy Cooperative | 118 | 19157 | Co-op | NOVA2280060 | 37.5 | Solar |  |  | Interconnected | Spring Valley | 55975 | Cherry Grove | 1-GN | Residential |  |  | 2018 | 2018
20262-228084-01 | MiEnergy Cooperative | 118 | 19157 | Co-op | NOVA24270020 | 37.5 | Solar |  |  | Interconnected | Rushford | 55971 | Rushford | 2-RE | Residential |  |  | 2018 | 2018
20262-228084-01 | MiEnergy Cooperative | 118 | 19157 | Co-op | NOVA27160030 | 37.5 | Solar |  |  | Interconnected | Rushford | 55971 | Rushford | 3-RR | Residential |  |  | 2018 | 2018
20262-228084-01 | MiEnergy Cooperative | 118 | 19157 | Co-op | NOVA29350060 | 37.5 | Solar |  |  | Interconnected | Eitzen | 55931 | Spring Grove | 2-SP | Residential |  |  | 2018 | 2018
20262-228084-01 | MiEnergy Cooperative | 118 | 19157 | Co-op | NOVA40050380 | 12.5 | Solar |  |  | Interconnected | La Crescent | 55947 | Pine Creek | 1-PE | Residential |  |  | 2018 | 2018
20262-228084-01 | MiEnergy Cooperative | 118 | 19157 | Co-op | NOVA40090500 | 6 | Solar |  |  | Interconnected | La Crescent | 55947 | Pine Creek | 1-PE | Residential |  |  | 2018 | 2018
20262-228084-01 | MiEnergy Cooperative | 118 | 19157 | Co-op | NOVA40170131 | 11.5 | Solar |  |  | Interconnected | La Crescent | 55947 | Pine Creek | 1-PE | Residential |  |  | 2018 | 2018
20262-228084-01 | MiEnergy Cooperative | 118 | 19157 | Co-op | NOVA42020030 | 16.4 | Solar |  |  | Interconnected | Saint Charles | 55972 | Saint Charles | 1-SC | Residential |  |  | 2018 | 2018
20262-228084-01 | MiEnergy Cooperative | 118 | 19157 | Co-op | NOVA42210160 | 37.5 | Solar |  |  | Interconnected | Saint Charles | 55972 | Saint Charles | 3-PS | Residential |  |  | 2018 | 2018
20262-228084-01 | MiEnergy Cooperative | 118 | 19157 | Co-op | NOVA47100010 | 24 | Solar |  |  | Interconnected | Rollingstone | 55969 | Stockton | 4-SR | Residential |  |  | 2018 | 2018
20262-228084-01 | MiEnergy Cooperative | 118 | 19157 | Co-op | NOVA50360030 | 37.5 | Solar |  |  | Interconnected | Winona | 55987 | Wilson | 4-NW | Residential |  |  | 2018 | 2018
20262-228084-01 | MiEnergy Cooperative | 118 | 19157 | Co-op | NOVA51150040 | 3.8 | Solar |  |  | Interconnected | Minnesota City | 55959 | Stockton | 5-STE | Residential |  |  | 2018 | 2018
20262-228084-01 | MiEnergy Cooperative | 118 | 19157 | Co-op | NOVA53060020 | 38.36 | Solar |  |  | Interconnected | Winona | 55987 | Wilson | 4-NW | Residential |  |  | 2018 | 2018
20262-228084-01 | MiEnergy Cooperative | 118 | 19157 | Co-op | NOVA53170110 | 7.4 | Solar |  |  | Interconnected | Rushford | 55971 | Wilson | 2-WE | Residential |  |  | 2018 | 2018
20262-228084-01 | MiEnergy Cooperative | 118 | 19157 | Co-op | NOVA53280010 | 7.67 | Solar |  |  | Interconnected | Houston | 55943 | Wilson | 2-WE | Residential |  |  | 2018 | 2018
20262-228084-01 | MiEnergy Cooperative | 118 | 19157 | Co-op | NOVA57050070 | 16.5 | Solar |  |  | Interconnected | Winona | 55987 | Witoka | 4-WW | Residential |  |  | 2018 | 2018
20262-228084-01 | MiEnergy Cooperative | 118 | 19157 | Co-op | NOVA58350010A | 7.6 | Solar |  |  | Interconnected | La Crescent | 55947 | Pine Creek | 2-PW | Residential |  |  | 2018 | 2018
20262-228084-01 | MiEnergy Cooperative | 118 | 19157 | Co-op | NOVA7110040 | 30.2 | Solar |  |  | Interconnected | Wykoff | 55990 | Fountain | 4-FW | Residential |  |  | 2018 | 2018
20262-228084-01 | MiEnergy Cooperative | 118 | 19157 | Co-op | NOVA78330305 | 8.4 | Solar |  |  | Interconnected | Winona | 55987 | Wilson | 1-WS | Residential |  |  | 2018 | 2018
20262-228084-01 | MiEnergy Cooperative | 118 | 19157 | Co-op | NOVA83254100 | 12.6 | Solar |  |  | Interconnected | Brownsville | 55919 | Brownsville | 2-BB | Residential |  |  | 2018 | 2018
20262-228084-01 | MiEnergy Cooperative | 118 | 19157 | Co-op | NOVA83254190 | 9.5 | Solar |  |  | Interconnected | Brownsville | 55919 | Brownsville | 2-BB | Residential |  |  | 2018 | 2018
20262-228084-01 | MiEnergy Cooperative | 118 | 19157 | Co-op | NOVA85008075 | 9.6 | Solar |  |  | Interconnected | Lewiston | 55952 | Lewiston | 4-LTT | Residential |  |  | 2018 | 2018
20262-228084-01 | MiEnergy Cooperative | 118 | 19157 | Co-op | NOVA85009212 | 37.5 | Solar |  |  | Interconnected | Saint Charles | 55972 | Saint Charles | 1-SC | Residential |  |  | 2018 | 2018
20262-228084-01 | MiEnergy Cooperative | 118 | 19157 | Co-op | NOVA85009254 | 17.6 | Solar |  |  | Interconnected | Saint Charles | 55972 | Saint Charles | 1-SC | Residential |  |  | 2018 | 2018
20262-228084-01 | MiEnergy Cooperative | 118 | 19157 | Co-op | NOVA85009785 | 19.6 | Solar |  |  | Interconnected | Utica | 55979 | Lewiston | 2-LTW | Residential |  |  | 2018 | 2018
20262-228084-01 | MiEnergy Cooperative | 118 | 19157 | Co-op | NOVA11130030 | 6 | Solar |  |  | Interconnected | Fountain | 55935 | Fountain | 2-FP | Residential |  |  | 2018 | 2019
20262-228084-01 | MiEnergy Cooperative | 118 | 19157 | Co-op | NOVA42130080 | 38.2 | Solar |  |  | Interconnected | Utica | 55979 | Saint Charles | 1-SC | Residential |  |  | 2018 | 2019
20262-228084-01 | MiEnergy Cooperative | 118 | 19157 | Co-op | NOVA1019 | 37.5 | Solar |  |  | Interconnected | Wykoff | 55990 | Fountain | 4-FW | Residential |  | 70000 | 2019 | 2019
20262-228084-01 | MiEnergy Cooperative | 118 | 19157 | Co-op | NOVA1033 | 15 | Solar |  |  | Interconnected | Caledonia | 55921 | Caledonia | 1-CH | Residential |  | 35500 | 2019 | 2019
20262-228084-01 | MiEnergy Cooperative | 118 | 19157 | Co-op | NOVA1201 | 37.5 | Solar |  |  | Interconnected | Wykoff | 55990 | Fountain | 4-FW | Residential |  | 70000 | 2019 | 2019
20262-228084-01 | MiEnergy Cooperative | 118 | 19157 | Co-op | NOVA12020020 | 25 | Solar |  |  | Interconnected | Chatfield | 55923 | Fountain | 1-FN | Residential |  |  | 2019 | 2019
20262-228084-01 | MiEnergy Cooperative | 118 | 19157 | Co-op | NOVA12290040 | 11.4 | Solar |  |  | Interconnected | Fountain | 55935 | Fountain | 4-FW | Residential |  |  | 2019 | 2019
20262-228084-01 | MiEnergy Cooperative | 118 | 19157 | Co-op | NOVA1260030 | 37.5 | Solar |  |  | Interconnected | Le Roy | 55951 | Cherry Grove | 4-GW | Residential |  |  | 2019 | 2019
20262-228084-01 | MiEnergy Cooperative | 118 | 19157 | Co-op | NOVA1282 | 37.5 | Solar |  |  | Interconnected | Spring Valley | 55975 | Spring Valley | 1-SVN | Residential |  | 105000 | 2019 | 2019
20262-228084-01 | MiEnergy Cooperative | 118 | 19157 | Co-op | NOVA1290 | 25 | Solar |  |  | Interconnected | Stewartville | 55976 | Spring Valley | 1-SVN | Residential |  | 54000 | 2019 | 2019
20262-228084-01 | MiEnergy Cooperative | 118 | 19157 | Co-op | NOVA1300 | 18.1 | Solar |  |  | Interconnected | Caledonia | 55921 | Caledonia | 4-CS | Residential |  | 11995 | 2019 | 2019
20262-228084-01 | MiEnergy Cooperative | 118 | 19157 | Co-op | NOVA13080030 | 7.6 | Solar |  |  | Interconnected | Harmony | 55939 | Granger | 1-GH | Residential |  |  | 2019 | 2019
20262-228084-01 | MiEnergy Cooperative | 118 | 19157 | Co-op | NOVA13080090 | 7.6 | Solar |  |  | Interconnected | Harmony | 55939 | Granger | 1-GH | Residential |  |  | 2019 | 2019
20262-228084-01 | MiEnergy Cooperative | 118 | 19157 | Co-op | NOVA13320010 | 5.31 | Solar |  |  | Interconnected | Harmony | 55939 | Granger | 2-GR | Residential |  |  | 2019 | 2019
20262-228084-01 | MiEnergy Cooperative | 118 | 19157 | Co-op | NOVA1410 | 6.38 | Solar |  |  | Interconnected | Mabel | 55954 | Canton | 2-CM | Residential |  | 22000 | 2019 | 2019
20262-228084-01 | MiEnergy Cooperative | 118 | 19157 | Co-op | NOVA14120020 | 12.5 | Solar |  |  | Interconnected | Lanesboro | 55949 | Henrytown | 1-HP | Residential |  |  | 2019 | 2019
20262-228084-01 | MiEnergy Cooperative | 118 | 19157 | Co-op | NOVA1548 | 37.5 | Solar |  |  | Interconnected | Spring Valley | 55975 | Cherry Grove | 1-GN | Residential |  | 105000 | 2019 | 2019
20262-228084-01 | MiEnergy Cooperative | 118 | 19157 | Co-op | NOVA1549 | 19 | Solar |  |  | Interconnected | Rollingstone | 55969 | Stockton | 4-SR | Residential |  | 50000 | 2019 | 2019
20262-228084-01 | MiEnergy Cooperative | 118 | 19157 | Co-op | NOVA1594 | 37.5 | Solar |  |  | Interconnected | Lewiston | 55952 | Fremont | 4-L | Residential |  | 115000 | 2019 | 2019
20262-228084-01 | MiEnergy Cooperative | 118 | 19157 | Co-op | NOVA1670 | 12.5 | Solar |  |  | Interconnected | Lewiston | 55952 | Fremont | 1-LS | Residential |  | 39380 | 2019 | 2019
20262-228084-01 | MiEnergy Cooperative | 118 | 19157 | Co-op | NOVA17250120 | 6.49 | Solar |  |  | Interconnected | Mabel | 55954 | Canton | 2-CM | Residential |  |  | 2019 | 2019
20262-228084-01 | MiEnergy Cooperative | 118 | 19157 | Co-op | NOVA1787 | 7.6 | Solar |  |  | Interconnected | Saint Charles | 55972 | Saint Charles | 1-SC | Residential |  | 22165 | 2019 | 2019
20262-228084-01 | MiEnergy Cooperative | 118 | 19157 | Co-op | NOVA1795 | 19 | Solar |  |  | Interconnected | Preston | 55965 | Granger | 4-GF | Residential |  | 53580 | 2019 | 2019
20262-228084-01 | MiEnergy Cooperative | 118 | 19157 | Co-op | NOVA18270180 | 11.21 | Solar |  |  | Interconnected | Canton | 55922 | Henrytown | 2-HR | Residential |  |  | 2019 | 2019
20262-228084-01 | MiEnergy Cooperative | 118 | 19157 | Co-op | NOVA1996 | 37.5 | Solar |  |  | Interconnected | La Crescent | 55947 | Pine Creek | 2-PW | Residential |  | 120000 | 2019 | 2019
20262-228084-01 | MiEnergy Cooperative | 118 | 19157 | Co-op | NOVA20110030 | 7.6 | Solar |  |  | Interconnected | Peterson | 55962 | Peterson | 1-PL | Residential |  |  | 2019 | 2019
20262-228084-01 | MiEnergy Cooperative | 118 | 19157 | Co-op | NOVA2097 | 37.5 | Solar |  |  | Interconnected | Lewiston | 55952 | Fremont | 2-LW | Residential |  | 115000 | 2019 | 2019
20262-228084-01 | MiEnergy Cooperative | 118 | 19157 | Co-op | NOVA21200010 | 9.6 | Solar |  |  | Interconnected | Mabel | 55954 | Canton | 2-CM | Residential |  |  | 2019 | 2019
20262-228084-01 | MiEnergy Cooperative | 118 | 19157 | Co-op | NOVA2255 | 15 | Solar |  |  | Interconnected | Lanesboro | 55949 | Fountain | 2-FP | Residential |  | 50330 | 2019 | 2019
20262-228084-01 | MiEnergy Cooperative | 118 | 19157 | Co-op | NOVA2262 | 37.5 | Solar |  |  | Interconnected | Rushford | 55971 | Wilson | 5-WR | Residential |  | 120000 | 2019 | 2019
20262-228084-01 | MiEnergy Cooperative | 118 | 19157 | Co-op | NOVA2271 | 11.8 | Solar |  |  | Interconnected | Peterson | 55962 | Rushford | 4-RP | Residential |  | 43928 | 2019 | 2019
20262-228084-01 | MiEnergy Cooperative | 118 | 19157 | Co-op | NOVA2282 | 37.5 | Solar |  |  | Interconnected | Saint Charles | 55972 | Fremont | 4-L | Residential |  | 113000 | 2019 | 2019
20262-228084-01 | MiEnergy Cooperative | 118 | 19157 | Co-op | NOVA2291 | 11.4 | Solar |  |  | Interconnected | Saint Charles | 55972 | Saint Charles | 1-SC | Residential |  | 37500 | 2019 | 2019
20262-228084-01 | MiEnergy Cooperative | 118 | 19157 | Co-op | NOVA2294 | 30 | Solar |  |  | Interconnected | Peterson | 55962 | Peterson | 3-PH | Residential |  | 90900 | 2019 | 2019
20262-228084-01 | MiEnergy Cooperative | 118 | 19157 | Co-op | NOVA2315 | 30 | Solar |  |  | Interconnected | Fountain | 55935 | Fountain | 2-FP | Residential |  | 79500 | 2019 | 2019
20262-228084-01 | MiEnergy Cooperative | 118 | 19157 | Co-op | NOVA2386 | 37.5 | Solar |  |  | Interconnected | Lewiston | 55952 | Lewiston | 2-LTW | Commercial |  | 115000 | 2019 | 2019
20262-228084-01 | MiEnergy Cooperative | 118 | 19157 | Co-op | NOVA24260150 | 4.32 | Solar |  |  | Interconnected | Rushford | 55971 | Rushford | 2-RE | Residential |  |  | 2019 | 2019
20262-228084-01 | MiEnergy Cooperative | 118 | 19157 | Co-op | NOVA2474 | 37.5 | Solar |  |  | Interconnected | Lanesboro | 55949 | Peterson | 1-PL | Residential |  | 115000 | 2019 | 2019
20262-228084-01 | MiEnergy Cooperative | 118 | 19157 | Co-op | NOVA2475 | 37.5 | Solar |  |  | Interconnected | Lanesboro | 55949 | Peterson | 1-PL | Residential |  | 115000 | 2019 | 2019
20262-228084-01 | MiEnergy Cooperative | 118 | 19157 | Co-op | NOVA25060040 | 7.68 | Solar |  |  | Interconnected | Mabel | 55954 | Riceford | 3-RS | Residential |  |  | 2019 | 2019
20262-228084-01 | MiEnergy Cooperative | 118 | 19157 | Co-op | NOVA2558 | 10 | Solar |  |  | Interconnected | Winona | 55987 | Stockton | 3-SL | Residential |  | 28000 | 2019 | 2019
20262-228084-01 | MiEnergy Cooperative | 118 | 19157 | Co-op | NOVA2590 | 22.8 | Solar |  |  | Interconnected | Lewiston | 55952 | Fremont | 2-LW | Residential |  | 60000 | 2019 | 2019
20262-228084-01 | MiEnergy Cooperative | 118 | 19157 | Co-op | NOVA2594 | 11.8 | Solar |  |  | Interconnected | Mabel |  | Canton | 2-CM | Residential |  | 27000 | 2019 | 2019
20262-228084-01 | MiEnergy Cooperative | 118 | 19157 | Co-op | NOVA2602 | 37.5 | Solar |  |  | Interconnected | Houston | 55943 | Houston | 3-HS | Residential |  | 1e+05 | 2019 | 2019
20262-228084-01 | MiEnergy Cooperative | 118 | 19157 | Co-op | NOVA28020090 | 17.54 | Solar |  |  | Interconnected | Houston | 55943 | Houston | 4-HW | Residential |  |  | 2019 | 2019
20262-228084-01 | MiEnergy Cooperative | 118 | 19157 | Co-op | NOVA34100010 | 37.5 | Solar |  |  | Interconnected | Caledonia | 55921 | Brownsville | 4-BW | Residential |  |  | 2019 | 2019
20262-228084-01 | MiEnergy Cooperative | 118 | 19157 | Co-op | NOVA36230030 | 12 | Solar |  |  | Interconnected | La Crescent | 55947 | Mound Prairie | 3-MB | Residential |  |  | 2019 | 2019
20262-228084-01 | MiEnergy Cooperative | 118 | 19157 | Co-op | NOVA40041040 | 5 | Solar |  |  | Interconnected | La Crescent | 55947 | Pine Creek | 1-PE | Residential |  |  | 2019 | 2019
20262-228084-01 | MiEnergy Cooperative | 118 | 19157 | Co-op | NOVA40160630 | 26.4 | Solar |  |  | Interconnected | La Crescent | 55947 | Pine Creek | 1-PE | Residential |  |  | 2019 | 2019
20262-228084-01 | MiEnergy Cooperative | 118 | 19157 | Co-op | NOVA42260030 | 10 | Solar |  |  | Interconnected | Saint Charles | 55972 | Saint Charles | 2-SF | Residential |  |  | 2019 | 2019
20262-228084-01 | MiEnergy Cooperative | 118 | 19157 | Co-op | NOVA42300130 | 37.5 | Solar |  |  | Interconnected | Saint Charles | 55972 | Saint Charles | 3-PS | Residential |  |  | 2019 | 2019
20262-228084-01 | MiEnergy Cooperative | 118 | 19157 | Co-op | NOVA42300140 | 37.5 | Solar |  |  | Interconnected | Saint Charles | 55972 | Saint Charles | 3-PS | Residential |  |  | 2019 | 2019
20262-228084-01 | MiEnergy Cooperative | 118 | 19157 | Co-op | NOVA42300150 | 37.5 | Solar |  |  | Interconnected | Saint Charles | 55972 | Saint Charles | 3-PS | Residential |  |  | 2019 | 2019
20262-228084-01 | MiEnergy Cooperative | 118 | 19157 | Co-op | NOVA42300160 | 37.5 | Solar |  |  | Interconnected | Saint Charles | 55972 | Saint Charles | 3-PS | Residential |  |  | 2019 | 2019
20262-228084-01 | MiEnergy Cooperative | 118 | 19157 | Co-op | NOVA4240010 | 31.8 | Solar |  |  | Interconnected | Spring Valley | 55975 | Spring Valley | 1-SVN | Residential |  |  | 2019 | 2019
20262-228084-01 | MiEnergy Cooperative | 118 | 19157 | Co-op | NOVA45090040 | 10 | Solar |  |  | Interconnected | Lewiston | 55952 | Fremont | 1-LS | Residential |  |  | 2019 | 2019
20262-228084-01 | MiEnergy Cooperative | 118 | 19157 | Co-op | NOVA45110010 | 37.5 | Solar |  |  | Interconnected | Lewiston | 55952 | Fremont | 2-LW | Residential |  |  | 2019 | 2019
20262-228084-01 | MiEnergy Cooperative | 118 | 19157 | Co-op | NOVA50090040 | 10 | Solar |  |  | Interconnected | Winona | 55987 | Wilson | 3-WL | Residential |  |  | 2019 | 2019
20262-228084-01 | MiEnergy Cooperative | 118 | 19157 | Co-op | NOVA5160040 | 39.9 | Solar |  |  | Interconnected | Preston | 55965 | Cherry Grove | 2-CG | Residential |  |  | 2019 | 2019
20262-228084-01 | MiEnergy Cooperative | 118 | 19157 | Co-op | NOVA54200100 | 28.8 | Solar |  |  | Interconnected | Winona | 55987 | Wilson | 1-WS | Residential |  |  | 2019 | 2019
20262-228084-01 | MiEnergy Cooperative | 118 | 19157 | Co-op | NOVA58260010 | 24 | Solar |  |  | Interconnected | La Crescent | 55947 | Pine Creek | 2-PW | Residential |  |  | 2019 | 2019
20262-228084-01 | MiEnergy Cooperative | 118 | 19157 | Co-op | NOVA6030050 | 36.4 | Solar |  |  | Interconnected | Wykoff | 55990 | Spring Valley | 2-SVE | Residential |  |  | 2019 | 2019
20262-228084-01 | MiEnergy Cooperative | 118 | 19157 | Co-op | NOVA7010010 | 30 | Solar |  |  | Interconnected | Fountain | 55935 | Fountain | 4-FW | Residential |  |  | 2019 | 2019
20262-228084-01 | MiEnergy Cooperative | 118 | 19157 | Co-op | NOVA85009249 | 20.35 | Solar |  |  | Interconnected | Saint Charles | 55972 | Saint Charles | 1-SC | Residential |  |  | 2019 | 2019
20262-228084-01 | MiEnergy Cooperative | 118 | 19157 | Co-op | NOVA2720 | 35.8 | Solar |  |  | Interconnected | Winona | 55987 | Wilson | 3-WL | Residential |  | 12000 | 2020 | 2019
20262-228084-01 | MiEnergy Cooperative | 118 | 19157 | Co-op | NOVA2987 | 37.5 | Solar |  |  | Interconnected | Winona | 55987 | Wilson | 1-WS | Residential |  | 1e+05 | 2020 | 2019
20262-228084-01 | MiEnergy Cooperative | 118 | 19157 | Co-op | NOVA3121 | 37.5 | Solar |  |  | Interconnected | Houston | 55943 | Witoka | 4-WW | Residential |  | 118000 | 2020 | 2019
20262-228084-01 | MiEnergy Cooperative | 118 | 19157 | Co-op | NOVA3168 | 9 | Solar |  |  | Interconnected | Fountain | 55935 | Fountain | 5-FV | Residential |  | 42000 | 2020 | 2019
20262-228084-01 | MiEnergy Cooperative | 118 | 19157 | Co-op | NOVA3227 | 37.5 | Solar |  |  | Interconnected | Le Roy | 55951 | Cherry Grove | 3-GS | Residential |  | 115000 | 2020 | 2019
20262-228084-01 | MiEnergy Cooperative | 118 | 19157 | Co-op | NOVA3228 | 37.5 | Solar |  |  | Interconnected | Racine | 55967 | Racine | 1-RAC | Residential |  | 118000 | 2020 | 2019
20262-228084-01 | MiEnergy Cooperative | 118 | 19157 | Co-op | NOVA1671 | 11.7 | Solar |  |  | Interconnected | La Crescent | 55947 | Mound Prairie | 5-MP | Residential |  | 28795 | 2019 | 2020
20262-228084-01 | MiEnergy Cooperative | 118 | 19157 | Co-op | NOVA1887 | 10 | Solar |  |  | Interconnected | Rushford | 55971 | Rushford | 3-RR | Residential |  | 34000 | 2019 | 2020
20262-228084-01 | MiEnergy Cooperative | 118 | 19157 | Co-op | NOVA2263 | 37.5 | Solar |  |  | Interconnected | Saint Charles | 55972 | Saint Charles | 3-PS | Residential |  | 90000 | 2019 | 2020
20262-228084-01 | MiEnergy Cooperative | 118 | 19157 | Co-op | NOVA2265 | 37.5 | Solar |  |  | Interconnected | Saint Charles | 55972 | Saint Charles | 3-PS | Residential |  | 90000 | 2019 | 2020
20262-228084-01 | MiEnergy Cooperative | 118 | 19157 | Co-op | NOVA2267 | 37.5 | Solar |  |  | Interconnected | Saint Charles | 55972 | Saint Charles | 3-PS | Residential |  | 90000 | 2019 | 2020
20262-228084-01 | MiEnergy Cooperative | 118 | 19157 | Co-op | NOVA2268 | 37.5 | Solar |  |  | Interconnected | Saint Charles | 55972 | Saint Charles | 3-PS | Residential |  | 90000 | 2019 | 2020
20262-228084-01 | MiEnergy Cooperative | 118 | 19157 | Co-op | NOVA2418 | 21.7 | Solar |  | X | Interconnected | Minnesota City | 55959 | Stockton | 5-STE | Residential |  | 40000 | 2019 | 2020
20262-228084-01 | MiEnergy Cooperative | 118 | 19157 | Co-op | NOVA2418-S | 8 | Storage |  |  | Interconnected | Minnesota City | 55959 | Stockton | 5-STE | Residential |  | 40000 | 2019 | 2020
20262-228084-01 | MiEnergy Cooperative | 118 | 19157 | Co-op | NOVA2419 | 7.6 | Solar |  |  | Interconnected | Saint Charles | 55972 | Saint Charles | 3-PS | Residential |  | 23265 | 2019 | 2020
20262-228084-01 | MiEnergy Cooperative | 118 | 19157 | Co-op | NOVA2420 | 9 | Solar |  |  | Interconnected | Winona | 55987 | Wilson | 3-WL | Residential |  | 26775 | 2019 | 2020
20262-228084-01 | MiEnergy Cooperative | 118 | 19157 | Co-op | NOVA2422 | 7.6 | Solar |  |  | Interconnected | Stockton | 55987 | Lewiston | 1-LTE | Residential |  | 25240 | 2019 | 2020
20262-228084-01 | MiEnergy Cooperative | 118 | 19157 | Co-op | NOVA2495 | 37.5 | Solar |  |  | Interconnected | Utica | 55979 | Fremont | 4-L | Residential |  | 95000 | 2019 | 2020
20262-228084-01 | MiEnergy Cooperative | 118 | 19157 | Co-op | NOVA2519 | 37.5 | Solar |  |  | Interconnected | Wykoff | 55990 | Fountain | 4-FW | Residential |  | 75000 | 2019 | 2020
20262-228084-01 | MiEnergy Cooperative | 118 | 19157 | Co-op | NOVA2520 | 37.5 | Solar |  |  | Interconnected | Wykoff | 55990 | Fountain | 4-FW | Residential |  | 75000 | 2019 | 2020
20262-228084-01 | MiEnergy Cooperative | 118 | 19157 | Co-op | NOVA2562 | 15.2 | Solar |  |  | Interconnected | Spring Grove | 55974 | Spring Grove | 3-SG | Residential |  | 34000 | 2019 | 2020
20262-228084-01 | MiEnergy Cooperative | 118 | 19157 | Co-op | NOVA2591 | 24 | Solar |  |  | Interconnected | Hokah | 55941 | Brownsville | 1-BL | Residential |  | 20000 | 2019 | 2020
20262-228084-01 | MiEnergy Cooperative | 118 | 19157 | Co-op | NOVA2845 | 37.5 | Solar |  |  | Interconnected | Caledonia | 55921 | Caledonia | 1-CH | Residential |  | 81000 | 2020 | 2020
20262-228084-01 | MiEnergy Cooperative | 118 | 19157 | Co-op | NOVA2900 | 20 | Solar |  |  | Interconnected | Caledonia | 55921 | Caledonia | 4-CS | Residential |  | 58700 | 2020 | 2020
20262-228084-01 | MiEnergy Cooperative | 118 | 19157 | Co-op | NOVA2903 | 20 | Solar |  |  | Interconnected | Spring Valley | 55975 | Spring Valley | 3-SVW | Residential |  | 61950 | 2020 | 2020
20262-228084-01 | MiEnergy Cooperative | 118 | 19157 | Co-op | NOVA2921 | 5 | Solar |  |  | Interconnected | Houston | 55943 | Mound Prairie | 3-MB | Residential |  | 14000 | 2020 | 2020
20262-228084-01 | MiEnergy Cooperative | 118 | 19157 | Co-op | NOVA2924 | 37.5 | Solar |  |  | Interconnected | Houston | 55943 | Rushford | 3-RR | Residential |  | 108000 | 2020 | 2020
20262-228084-01 | MiEnergy Cooperative | 118 | 19157 | Co-op | NOVA2940 | 15 | Solar |  |  | Interconnected | Brownsville | 55919 | Brownsville | 3-BC | Residential |  | 85000 | 2020 | 2020
20262-228084-01 | MiEnergy Cooperative | 118 | 19157 | Co-op | NOVA2959 | 6 | Solar |  |  | Interconnected | Harmony | 55939 | Granger | 1-GH | Residential |  | 33690 | 2020 | 2020
20262-228084-01 | MiEnergy Cooperative | 118 | 19157 | Co-op | NOVA2988 | 22.8 | Solar |  |  | Interconnected | Saint Charles | 55972 | Saint Charles | 1-SC | Residential |  | 18000 | 2020 | 2020
20262-228084-01 | MiEnergy Cooperative | 118 | 19157 | Co-op | NOVA3068 | 3.8 | Solar |  |  | Interconnected | Utica | 55979 | Lewiston | 4-L | Residential |  | 17428 | 2020 | 2020
20262-228084-01 | MiEnergy Cooperative | 118 | 19157 | Co-op | NOVA3135 | 6 | Solar |  |  | Interconnected | Winona | 55987 | Wilson | 2-WE | Residential |  | 22197 | 2020 | 2020
20262-228084-01 | MiEnergy Cooperative | 118 | 19157 | Co-op | NOVA3143 | 37.5 | Solar |  |  | Interconnected | Rushford | 55971 | Wilson | 4-NW | Residential |  | 118000 | 2020 | 2020
20262-228084-01 | MiEnergy Cooperative | 118 | 19157 | Co-op | NOVA3152 | 37.5 | Solar |  |  | Interconnected | Rushford | 55971 | Rushford | 2-RE | Residential |  | 118000 | 2020 | 2020
20262-228084-01 | MiEnergy Cooperative | 118 | 19157 | Co-op | NOVA3189 | 19 | Solar |  |  | Interconnected | Houston | 55943 | Houston | 1-HN | Residential |  | 52000 | 2020 | 2020
20262-228084-01 | MiEnergy Cooperative | 118 | 19157 | Co-op | NOVA3206 | 39.99 | Solar |  |  | Interconnected | Spring Valley | 55975 | Spring Valley | 2-SVE | Residential |  | 91000 | 2020 | 2020
20262-228084-01 | MiEnergy Cooperative | 118 | 19157 | Co-op | NOVA3226 | 37.5 | Solar |  |  | Interconnected | Racine | 55967 | Spring Valley | 3-SVW | Residential |  | 118000 | 2020 | 2020
20262-228084-01 | MiEnergy Cooperative | 118 | 19157 | Co-op | NOVA3235 | 35.4 | Solar |  |  | Interconnected | La Crescent | 55947 | Pine Creek | 2-PW | Residential |  | 22000 | 2020 | 2020
20262-228084-01 | MiEnergy Cooperative | 118 | 19157 | Co-op | NOVA3248 | 24 | Solar |  |  | Interconnected | Spring Grove | 55974 | Spring Grove | 3-SG | Commercial |  | 33000 | 2020 | 2020
20262-228084-01 | MiEnergy Cooperative | 118 | 19157 | Co-op | NOVA3249 | 7.6 | Solar |  |  | Interconnected | Lewiston | 55952 | Fremont | 2-LW | Residential |  | 29200 | 2020 | 2020
20262-228084-01 | MiEnergy Cooperative | 118 | 19157 | Co-op | NOVA3255 | 5 | Solar |  |  | Interconnected | Winona | 55987 | Witoka | 2-WP | Residential |  | 23280 | 2020 | 2020
20262-228084-01 | MiEnergy Cooperative | 118 | 19157 | Co-op | NOVA3268 | 8.2 | Solar |  |  | Interconnected | La Crescent | 55947 | Pine Creek | 2-PW | Residential |  | 11000 | 2020 | 2020
20262-228084-01 | MiEnergy Cooperative | 118 | 19157 | Co-op | NOVA3269 | 7.2 | Solar |  |  | Interconnected | La Crescent | 55947 | Mound Prairie | 2-ME | Residential |  | 20000 | 2020 | 2020
20262-228084-01 | MiEnergy Cooperative | 118 | 19157 | Co-op | NOVA3320 | 37.5 | Solar |  |  | Interconnected | Rushford | 55971 | Rushford | 2-RE | Residential |  | 118000 | 2020 | 2020
20262-228084-01 | MiEnergy Cooperative | 118 | 19157 | Co-op | NOVA3322 | 37.5 | Solar |  |  | Interconnected | Rushford | 55971 | Wilson | 5-WR | Residential |  | 118000 | 2020 | 2020
20262-228084-01 | MiEnergy Cooperative | 118 | 19157 | Co-op | NOVA3323 | 30.4 | Solar |  |  | Interconnected | Saint Charles | 55972 | Saint Charles | 3-PS | Residential |  | 80000 | 2020 | 2020
20262-228084-01 | MiEnergy Cooperative | 118 | 19157 | Co-op | NOVA3324 | 36 | Solar |  |  | Interconnected | Lewiston | 55952 | Lewiston | 1-LTE | Residential |  | 56000 | 2020 | 2020
20262-228084-01 | MiEnergy Cooperative | 118 | 19157 | Co-op | NOVA3328 | 10 | Solar |  |  | Interconnected | Lanesboro | 55949 | Peterson | 3-PH | Residential |  | 36417 | 2020 | 2020
20262-228084-01 | MiEnergy Cooperative | 118 | 19157 | Co-op | NOVA3337 | 10 | Solar |  |  | Interconnected | Peterson | 55962 | Peterson | 2-PR | Residential |  | 36225 | 2020 | 2020
20262-228084-01 | MiEnergy Cooperative | 118 | 19157 | Co-op | NOVA3356 | 11.8 | Solar |  |  | Interconnected | Canton | 55922 | Canton City | CV | Residential |  | 30000 | 2020 | 2020
20262-228084-01 | MiEnergy Cooperative | 118 | 19157 | Co-op | NOVA3357 | 5 | Solar |  |  | Interconnected | La Crescent | 55947 | Pine Creek | 2-PW | Residential |  | 13000 | 2020 | 2020
20262-228084-01 | MiEnergy Cooperative | 118 | 19157 | Co-op | NOVA3413 | 37.5 | Solar |  | X | Interconnected | Spring Valley | 55975 | Spring Valley | 3-SVW | Residential |  | 72000 | 2020 | 2020
20262-228084-01 | MiEnergy Cooperative | 118 | 19157 | Co-op | NOVA3419 | 12.5 | Solar |  |  | Interconnected | La Crescent | 55947 | Pine Creek | 2-PW | Residential |  | 45435 | 2020 | 2020
20262-228084-01 | MiEnergy Cooperative | 118 | 19157 | Co-op | NOVA3425 | 37.5 | Solar |  |  | Interconnected | Saint Charles | 55972 | Saint Charles | 3-PS | Residential |  | 118000 | 2020 | 2020
20262-228084-01 | MiEnergy Cooperative | 118 | 19157 | Co-op | NOVA3458 | 37.5 | Solar |  |  | Interconnected | Rushford | 55971 | Rushford | 2-RE | Residential |  | 118000 | 2020 | 2020
20262-228084-01 | MiEnergy Cooperative | 118 | 19157 | Co-op | NOVA3470 | 7.8 | Solar |  |  | Interconnected | Lewiston | 55952 | Stockton | 5-STE | Residential |  | 24926 | 2020 | 2020
20262-228084-01 | MiEnergy Cooperative | 118 | 19157 | Co-op | NOVA3472 | 7.6 | Solar |  |  | Interconnected | Preston | 55965 | Spring Valley | 2-SVE | Residential |  | 31945 | 2020 | 2020
20262-228084-01 | MiEnergy Cooperative | 118 | 19157 | Co-op | NOVA3478 | 25 | Solar |  |  | Interconnected | Rushford | 55971 | Rushford | 2-RE | Residential |  | 75020 | 2020 | 2020
20262-228084-01 | MiEnergy Cooperative | 118 | 19157 | Co-op | NOVA3480 | 10 | Solar |  |  | Interconnected | Spring Grove | 55974 | Riceford | 2-RC | Residential |  | 29568 | 2020 | 2020
20262-228084-01 | MiEnergy Cooperative | 118 | 19157 | Co-op | NOVA3497 | 37.5 | Solar |  |  | Interconnected | Lewiston | 55952 | Fremont | 3-LP | Residential |  | 105000 | 2020 | 2020
20262-228084-01 | MiEnergy Cooperative | 118 | 19157 | Co-op | NOVA3538 | 37.5 | Solar |  |  | Interconnected | Spring Valley | 55975 | Wilder | 1-WDE | Residential |  | 116000 | 2020 | 2020
20262-228084-01 | MiEnergy Cooperative | 118 | 19157 | Co-op | NOVA3539 | 11.21 | Solar |  |  | Interconnected | Canton | 55922 | Canton City | 1-CN | Residential |  | 29500 | 2020 | 2020
20262-228084-01 | MiEnergy Cooperative | 118 | 19157 | Co-op | NOVA3548 | 14.61 | Solar |  |  | Interconnected | Hokah | 55941 | Brownsville | 1-BL | Residential |  | 37543.04 | 2020 | 2020
20262-228084-01 | MiEnergy Cooperative | 118 | 19157 | Co-op | NOVA3553 | 19.2 | Solar |  |  | Interconnected | Winona | 55987 | Stockton | 1-SW | Residential |  | 58000 | 2020 | 2020
20262-228084-01 | MiEnergy Cooperative | 118 | 19157 | Co-op | NOVA3557 | 37.5 | Solar |  |  | Interconnected | Spring Valley | 55975 | Spring Valley | 3-SVW | Residential |  | 116000 | 2020 | 2020
20262-228084-01 | MiEnergy Cooperative | 118 | 19157 | Co-op | NOVA3628 | 6 | Solar |  |  | Interconnected | Caledonia | 55921 | Brownsville | 1-BL | Residential |  | 28400 | 2020 | 2020
20262-228084-01 | MiEnergy Cooperative | 118 | 19157 | Co-op | NOVA3668 | 30 | Solar |  |  | Interconnected | La Crescent |  | Pine Creek | 1-PE | Residential |  | 77000 | 2020 | 2020
20262-228084-01 | MiEnergy Cooperative | 118 | 19157 | Co-op | NOVA3784 | 37.5 | Solar |  |  | Interconnected | Lewiston | 55952 | Stockton | 3-SL | Residential |  | 114000 | 2020 | 2020
20262-228084-01 | MiEnergy Cooperative | 118 | 19157 | Co-op | NOVA3795 | 10 | Solar |  |  | Interconnected | Rushford | 55971 | Rushford | 3-RR | Residential |  | 30080 | 2020 | 2020
20262-228084-01 | MiEnergy Cooperative | 118 | 19157 | Co-op | NOVA3796 | 37.5 | Solar |  |  | Interconnected | Mabel | 55954 | Riceford | 4-RH | Residential |  | 103200 | 2020 | 2020
20262-228084-01 | MiEnergy Cooperative | 118 | 19157 | Co-op | NOVA3860 | 37.5 | Solar |  |  | Interconnected | Houston | 55943 | Houston | 4-HW | Residential |  | 116000 | 2020 | 2020
20262-228084-01 | MiEnergy Cooperative | 118 | 19157 | Co-op | NOVA3913 | 37.5 | Solar |  |  | Interconnected | Lewiston | 55952 | Lewiston | 2-LTW | Residential |  | 105000 | 2020 | 2020
20262-228084-01 | MiEnergy Cooperative | 118 | 19157 | Co-op | NOVA3937 | 22.8 | Solar |  |  | Interconnected | Rushford | 55971 | Rushford | 1-RN | Residential |  | 58000 | 2020 | 2020
20262-228084-01 | MiEnergy Cooperative | 118 | 19157 | Co-op | NOVA2211 | 1000 | Solar |  |  | Interconnected | Rushford Village | 55971 | Rushford | 4-RP | Utility |  | 1850000 | 2019 | 2021
20262-228084-01 | MiEnergy Cooperative | 118 | 19157 | Co-op | NOVA2902 | 20 | Solar |  |  | Interconnected | Fountain | 55935 | Fountain | 1-FN | Residential |  | 61850 | 2020 | 2021
20262-228084-01 | MiEnergy Cooperative | 118 | 19157 | Co-op | NOVA2909 | 3000 | Solar |  |  | Interconnected | Lanesboro | 55949 | Peterson | 1-PL | Utility |  | 4500000 | 2020 | 2021
20262-228084-01 | MiEnergy Cooperative | 118 | 19157 | Co-op | NOVA2922 | 3000 | Solar |  |  | Interconnected | Fountain | 55935 | Fountain | 3-FG | Utility |  | 4500000 | 2020 | 2021
20262-228084-01 | MiEnergy Cooperative | 118 | 19157 | Co-op | NOVA2923 | 2000 | Solar |  |  | Interconnected | Stockton | 55987 | Stockton | 5-STE | Utility |  | 3e+06 | 2020 | 2021
20262-228084-01 | MiEnergy Cooperative | 118 | 19157 | Co-op | NOVA3747 | 37.5 | Solar |  |  | Interconnected | Lanesboro | 55949 | Fountain | 2-FP | Residential |  | 103650 | 2020 | 2021
20262-228084-01 | MiEnergy Cooperative | 118 | 19157 | Co-op | NOVA3897 | 25 | Solar |  |  | Interconnected | Harmony | 55939 | Canton | 1-CN | Residential |  | 56000 | 2020 | 2021
20262-228084-01 | MiEnergy Cooperative | 118 | 19157 | Co-op | NOVA3904 | 37.5 | Solar |  |  | Interconnected | Harmony | 55939 | Canton | 1-CN | Residential |  | 77000 | 2020 | 2021
20262-228084-01 | MiEnergy Cooperative | 118 | 19157 | Co-op | NOVA3915 | 37.5 | Solar |  |  | Interconnected | Harmony | 55939 | Granger | 2-GR | Residential |  | 77000 | 2020 | 2021
20262-228084-01 | MiEnergy Cooperative | 118 | 19157 | Co-op | NOVA3919 | 19.6 | Solar |  | X | Interconnected | Winona | 55987 | Witoka | 4-WW | Residential |  | 95000 | 2020 | 2021
20262-228084-01 | MiEnergy Cooperative | 118 | 19157 | Co-op | NOVA3943 | 30.72 | Solar |  |  | Interconnected | Chatfield | 55923 | Fountain | 4-FW | Residential |  | 94080 | 2020 | 2021
20262-228084-01 | MiEnergy Cooperative | 118 | 19157 | Co-op | NOVA3992 | 36.1 | Solar |  |  | Interconnected | Minnesota City | 55959 | Stockton | 5-STE | Residential |  | 47750 | 2020 | 2021
20262-228084-01 | MiEnergy Cooperative | 118 | 19157 | Co-op | NOVA4008 | 10 | Solar |  |  | Interconnected | Hokah | 55941 | Brownsville | 1-BL | Residential |  | 33000 | 2020 | 2021
20262-228084-01 | MiEnergy Cooperative | 118 | 19157 | Co-op | NOVA4035 | 11.4 | Solar |  |  | Interconnected | Caledonia | 55921 | Caledonia | 1-CH | Residential |  | 33500 | 2021 | 2021
20262-228084-01 | MiEnergy Cooperative | 118 | 19157 | Co-op | NOVA4041 | 22.6 | Solar |  |  | Interconnected | Brownsville | 55919 | Brownsville | 3-BC | Residential |  | 8000 | 2021 | 2021
20262-228084-01 | MiEnergy Cooperative | 118 | 19157 | Co-op | NOVA4047 | 37.5 | Solar |  |  | Interconnected | Caledonia | 55921 | Caledonia | 1-CH | Residential |  | 73500 | 2021 | 2021
20262-228084-01 | MiEnergy Cooperative | 118 | 19157 | Co-op | NOVA4053 | 10 | Solar |  |  | Interconnected | Spring Grove | 55974 | Riceford | 2-RC | Residential |  | 31000 | 2021 | 2021
20262-228084-01 | MiEnergy Cooperative | 118 | 19157 | Co-op | NOVA4055 | 5 | Solar |  |  | Interconnected | Harmony | 55939 | Granger | 1-GH | Residential |  | 11000 | 2021 | 2021
20262-228084-01 | MiEnergy Cooperative | 118 | 19157 | Co-op | NOVA4214 | 11.4 | Solar |  |  | Interconnected | Spring Valley | 55975 | Spring Valley | 2-SVE | Residential |  | 36000 | 2021 | 2021
20262-228084-01 | MiEnergy Cooperative | 118 | 19157 | Co-op | NOVA4238 | 28.8 | Solar |  |  | Interconnected | Chatfield | 55923 | Chosen Valley | 1-CHV | Residential |  | 82370 | 2021 | 2021
20262-228084-01 | MiEnergy Cooperative | 118 | 19157 | Co-op | NOVA4303 | 13.2 | Solar |  |  | Interconnected | Winona | 55987 | Wilson | 1-WS | Residential |  | 46942 | 2021 | 2021
20262-228084-01 | MiEnergy Cooperative | 118 | 19157 | Co-op | NOVA4305 | 16.2 | Solar |  |  | Interconnected | Winona | 55987 | Witoka | 1-WN | Residential |  | 52197 | 2021 | 2021
20262-228084-01 | MiEnergy Cooperative | 118 | 19157 | Co-op | NOVA4306 | 30.4 | Solar |  |  | Interconnected | Saint Charles | 55972 | Fremont | 4-L | Residential |  | 67500 | 2021 | 2021
20262-228084-01 | MiEnergy Cooperative | 118 | 19157 | Co-op | NOVA4309 | 30 | Solar |  |  | Interconnected | Rushford | 55971 | Rushford | 3-RR | Residential |  | 68000 | 2021 | 2021
20262-228084-01 | MiEnergy Cooperative | 118 | 19157 | Co-op | NOVA4332 | 17.56 | Solar |  |  | Interconnected | La Crescent | 55947 | Pine Creek | 1-PE | Residential |  | 62800 | 2021 | 2021
20262-228084-01 | MiEnergy Cooperative | 118 | 19157 | Co-op | NOVA4384 | 11.4 | Solar |  |  | Interconnected | Spring Valley | 55975 | Spring Valley | 2-SVE | Residential |  | 30500 | 2021 | 2021
20262-228084-01 | MiEnergy Cooperative | 118 | 19157 | Co-op | NOVA4385 | 11.4 | Solar |  |  | Interconnected | Wykoff | 55990 | Wilder | 1-WDE | Residential |  | 34000 | 2021 | 2021
20262-228084-01 | MiEnergy Cooperative | 118 | 19157 | Co-op | NOVA4396 | 7.6 | Solar |  |  | Interconnected | Fountain | 55935 | Fountain | 3-FG | Residential |  | 24000 | 2021 | 2021
20262-228084-01 | MiEnergy Cooperative | 118 | 19157 | Co-op | NOVA4446 | 37.5 | Solar |  |  | Interconnected | Caledonia | 55921 | Brownsville | 4-BW | Residential |  | 1e+05 | 2021 | 2021
20262-228084-01 | MiEnergy Cooperative | 118 | 19157 | Co-op | NOVA4450 | 10.25 | Solar |  |  | Interconnected | Dakota | 55925 | Witoka | 3-WM | Residential |  | 46622.36 | 2021 | 2021
20262-228084-01 | MiEnergy Cooperative | 118 | 19157 | Co-op | NOVA4490 | 37.5 | Solar |  |  | Interconnected | Spring Grove | 55974 | Spring Grove | 2-SP | Residential |  | 110000 | 2021 | 2021
20262-228084-01 | MiEnergy Cooperative | 118 | 19157 | Co-op | NOVA4514 | 37.5 | Solar |  |  | Interconnected | Rushford | 55971 | Rushford | 1-RN | Residential |  | 115000 | 2021 | 2021
20262-228084-01 | MiEnergy Cooperative | 118 | 19157 | Co-op | NOVA4528 | 12.5 | Solar |  |  | Interconnected | Caledonia | 55921 | Brownsville | 1-BL | Residential |  | 38000 | 2021 | 2021
20262-228084-01 | MiEnergy Cooperative | 118 | 19157 | Co-op | NOVA4536 | 37.5 | Solar |  |  | Interconnected | Preston | 55965 | Fountain | 3-FG | Residential |  | 79990 | 2021 | 2021
20262-228084-01 | MiEnergy Cooperative | 118 | 19157 | Co-op | NOVA4544 | 30 | Solar |  |  | Interconnected | Preston | 55965 | Henrytown | 1-HP | Residential |  | 77280 | 2021 | 2021
20262-228084-01 | MiEnergy Cooperative | 118 | 19157 | Co-op | NOVA4553 | 15 | Solar |  |  | Interconnected | Harmony | 55939 | Granger | 1-GH | Residential |  | 32800 | 2021 | 2021
20262-228084-01 | MiEnergy Cooperative | 118 | 19157 | Co-op | NOVA4581 | 8.78 | Solar |  |  | Interconnected | Brownsville | 55919 | Brownsville | 2-BB | Residential |  | 26075.65 | 2021 | 2021
20262-228084-01 | MiEnergy Cooperative | 118 | 19157 | Co-op | NOVA4596 | 37.5 | Solar |  |  | Interconnected | Utica | 55979 | Fremont | 3-LP | Residential |  | 91000 | 2021 | 2021
20262-228084-01 | MiEnergy Cooperative | 118 | 19157 | Co-op | NOVA4611 | 26.55 | Solar |  |  | Interconnected | Caledonia | 55921 | Spring Grove | 3-SG | Residential |  | 68400 | 2021 | 2021
20262-228084-01 | MiEnergy Cooperative | 118 | 19157 | Co-op | NOVA4612 | 10 | Solar |  |  | Interconnected | Caledonia | 55921 | Caledonia | 1-CH | Residential |  | 29000 | 2021 | 2021
20262-228084-01 | MiEnergy Cooperative | 118 | 19157 | Co-op | NOVA4653 | 38 | Solar |  |  | Interconnected | Harmony | 55939 | Granger | 3-GC | Residential |  | 1e+05 | 2021 | 2021
20262-228084-01 | MiEnergy Cooperative | 118 | 19157 | Co-op | NOVA4654 | 38 | Solar |  |  | Interconnected | Rushford | 55971 | Rushford | 2-RE | Residential |  | 1e+05 | 2021 | 2021
20262-228084-01 | MiEnergy Cooperative | 118 | 19157 | Co-op | NOVA4816 | 38 | Solar |  |  | Interconnected | Saint Charles | 55972 | Saint Charles | 1-SC | Residential |  | 1e+05 | 2021 | 2021
20262-228084-01 | MiEnergy Cooperative | 118 | 19157 | Co-op | NOVA4818 | 38 | Solar |  |  | Interconnected | Utica | 55979 | Saint Charles | 1-SC | Residential |  | 1e+05 | 2021 | 2021
20262-228084-01 | MiEnergy Cooperative | 118 | 19157 | Co-op | NOVA4819 | 38 | Solar |  |  | Interconnected | Rushford | 55971 | Rushford | 1-RN | Residential |  | 105000 | 2021 | 2021
20262-228084-01 | MiEnergy Cooperative | 118 | 19157 | Co-op | NOVA4821 | 38 | Solar |  |  | Interconnected | Lewiston | 55952 | Fremont | 3-LP | Residential |  | 90000 | 2021 | 2021
20262-228084-01 | MiEnergy Cooperative | 118 | 19157 | Co-op | NOVA4834 | 12.5 | Solar |  |  | Interconnected | Stewartville | 55976 | Spring Valley | 1-SVN | Residential |  | 33600 | 2021 | 2021
20262-228084-01 | MiEnergy Cooperative | 118 | 19157 | Co-op | NOVA4835 | 15.2 | Solar |  |  | Interconnected | Spring Grove | 55974 | Riceford | 2-RC | Residential |  | 38720 | 2021 | 2021
20262-228084-01 | MiEnergy Cooperative | 118 | 19157 | Co-op | NOVA4836 | 23.4 | Solar |  |  | Interconnected | La Crescent | 55947 | Mound Prairie | 3-MB | Residential |  | 31000 | 2021 | 2021
20262-228084-01 | MiEnergy Cooperative | 118 | 19157 | Co-op | NOVA4857 | 37.5 | Solar |  |  | Interconnected | Harmony | 55939 | Granger | 2-GR | Residential |  | 80000 | 2021 | 2021
20262-228084-01 | MiEnergy Cooperative | 118 | 19157 | Co-op | NOVA4887 | 38 | Solar |  |  | Interconnected | Lewiston | 55952 | Fremont | 2-LW | Residential |  | 105000 | 2021 | 2021
20262-228084-01 | MiEnergy Cooperative | 118 | 19157 | Co-op | NOVA4890 | 38 | Solar |  |  | Interconnected | Utica | 55979 | Saint Charles | 2-SF | Residential |  | 1e+05 | 2021 | 2021
20262-228084-01 | MiEnergy Cooperative | 118 | 19157 | Co-op | NOVA4891 | 38 | Solar |  |  | Interconnected | Utica | 55979 | Saint Charles | 2-SF | Residential |  | 1e+05 | 2021 | 2021
20262-228084-01 | MiEnergy Cooperative | 118 | 19157 | Co-op | NOVA4901 | 38 | Solar |  |  | Interconnected | Spring Valley | 55975 | Spring Valley | 3-SVW | Residential |  | 110000 | 2021 | 2021
20262-228084-01 | MiEnergy Cooperative | 118 | 19157 | Co-op | NOVA4913 | 9.6 | Solar |  |  | Interconnected | Winona | 55987 | Lewiston | 1-LTE | Residential |  | 32373 | 2021 | 2021
20262-228084-01 | MiEnergy Cooperative | 118 | 19157 | Co-op | NOVA4932 | 9.51 | Solar |  |  | Interconnected | Winona | 55987 | Wilson | 1-WS | Residential |  | 29337.22 | 2021 | 2021
20262-228084-01 | MiEnergy Cooperative | 118 | 19157 | Co-op | NOVA4967 | 11.4 | Solar |  |  | Interconnected | Rushford | 55971 | Wilson | 5-WR | Residential |  | 34000 | 2021 | 2021
20262-228084-01 | MiEnergy Cooperative | 118 | 19157 | Co-op | NOVA4968 | 38 | Solar |  |  | Interconnected | Spring Valley | 55975 | Spring Valley | 3-SVW | Residential |  | 105000 | 2021 | 2021
20262-228084-01 | MiEnergy Cooperative | 118 | 19157 | Co-op | NOVA4974 | 37.5 | Solar |  |  | Interconnected | Harmony | 55939 | Canton | 1-CN | Residential |  | 79990 | 2021 | 2021
20262-228084-01 | MiEnergy Cooperative | 118 | 19157 | Co-op | NOVA5054 | 20.5 | Solar |  |  | Interconnected | Winona | 55987 | Witoka | 2-WP | Residential |  | 49501.08 | 2021 | 2021
20262-228084-01 | MiEnergy Cooperative | 118 | 19157 | Co-op | NOVA5129 | 15.2 | Solar |  |  | Interconnected | Fountain | 55935 | Fountain | 3-FG | Residential |  | 18500 | 2021 | 2021
20262-228084-01 | MiEnergy Cooperative | 118 | 19157 | Co-op | NOVA5157 | 20 | Solar |  |  | Interconnected | Spring Grove | 55974 | Riceford | 2-RC | Residential |  | 57000 | 2021 | 2021
20262-228084-01 | MiEnergy Cooperative | 118 | 19157 | Co-op | NOVA5192 | 22.8 | Solar |  |  | Interconnected | Rushford | 55971 | Wilson | 2-WE | Residential |  | 60000 | 2021 | 2021
20262-228084-01 | MiEnergy Cooperative | 118 | 19157 | Co-op | NOVA5195 | 4.76 | Solar |  |  | Interconnected | Brownsville | 55919 | Brownsville | 1-BL | Residential |  | 18096.43 | 2021 | 2021
20262-228084-01 | MiEnergy Cooperative | 118 | 19157 | Co-op | NOVA5233 | 12 | Solar |  |  | Interconnected | Canton | 55922 | Henrytown | 3-HE | Residential |  | 29100 | 2021 | 2021
20262-228084-01 | MiEnergy Cooperative | 118 | 19157 | Co-op | NOVA5241 | 11.4 | Solar |  |  | Interconnected | Saint Charles | 55972 | Saint Charles | 1-SC | Residential |  | 35000 | 2021 | 2021
20262-228084-01 | MiEnergy Cooperative | 118 | 19157 | Co-op | NOVA5251 | 11.71 | Solar |  |  | Interconnected | Peterson | 55962 | Peterson | 2-PR | Residential |  | 58156 | 2021 | 2021
20262-228084-01 | MiEnergy Cooperative | 118 | 19157 | Co-op | NOVA5269 | 11.4 | Solar |  |  | Interconnected | Saint Charles | 55972 | Saint Charles | 3-PS | Residential |  | 26000 | 2021 | 2021
20262-228084-01 | MiEnergy Cooperative | 118 | 19157 | Co-op | NOVA5286 | 15.34 | Solar |  |  | Interconnected | Spring Grove | 55974 | Spring Grove | 1-SM | Residential |  | 42000 | 2021 | 2021
20262-228084-01 | MiEnergy Cooperative | 118 | 19157 | Co-op | NOVA5295 | 12.5 | Solar |  |  | Interconnected | Rushford | 55971 | Rushford | 3-RR | Residential |  | 36000 | 2021 | 2021
20262-228084-01 | MiEnergy Cooperative | 118 | 19157 | Co-op | NOVA5299 | 16.84 | Solar |  |  | Interconnected | Dakota | 55925 | Witoka | 2-WP | Residential |  | 43485.49 | 2021 | 2021
20262-228084-01 | MiEnergy Cooperative | 118 | 19157 | Co-op | NOVA4789 | 37.5 | Solar |  |  | Interconnected | Fountain | 55935 | Fountain | 4-FW | Residential |  | 79990 | 2021 | 2022
20262-228084-01 | MiEnergy Cooperative | 118 | 19157 | Co-op | NOVA4805 | 36.4 | Solar |  |  | Interconnected | Canton | 55922 | Canton | 2-CM | Residential |  | 155000 | 2021 | 2022
20262-228084-01 | MiEnergy Cooperative | 118 | 19157 | Co-op | NOVA4899 | 5.31 | Solar |  |  | Interconnected | Caledonia | 55921 | Houston | 3-HS | Residential |  | 29169.92 | 2021 | 2022
20262-228084-01 | MiEnergy Cooperative | 118 | 19157 | Co-op | NOVA5154 | 10 | Solar |  |  | Interconnected | Winona | 55987 | Witoka | 2-WP | Residential |  | 35770 | 2021 | 2022
20262-228084-01 | MiEnergy Cooperative | 118 | 19157 | Co-op | NOVA5185 | 37.5 | Solar |  |  | Interconnected | Peterson | 55962 | Peterson | 2-PR | Residential |  | 43406 | 2021 | 2022
20262-228084-01 | MiEnergy Cooperative | 118 | 19157 | Co-op | NOVA5266 | 38 | Solar |  |  | Interconnected | Spring Valley | 55975 | Wilder | 2-WDS | Residential |  | 1e+05 | 2021 | 2022
20262-228084-01 | MiEnergy Cooperative | 118 | 19157 | Co-op | NOVA5303 | 8.78 | Solar |  |  | Interconnected | Houston | 55943 | Witoka | 3-WM | Residential |  | 25670.73 | 2021 | 2022
20262-228084-01 | MiEnergy Cooperative | 118 | 19157 | Co-op | NOVA5308 | 8.78 | Solar |  |  | Interconnected | Peterson | 55962 | Peterson | 3-PH | Residential |  | 24034.49 | 2021 | 2022
20262-228084-01 | MiEnergy Cooperative | 118 | 19157 | Co-op | NOVA5338 | 19.2 | Solar |  |  | Interconnected | Winona | 55987 | Stockton | 1-SW | Residential |  | 59295 | 2021 | 2022
20262-228084-01 | MiEnergy Cooperative | 118 | 19157 | Co-op | NOVA5340 | 19 | Solar |  |  | Interconnected | Utica | 55979 | Lewiston | 2-LTW | Residential |  | 32000 | 2021 | 2022
20262-228084-01 | MiEnergy Cooperative | 118 | 19157 | Co-op | NOVA5492 | 38 | Solar |  |  | Interconnected | Utica | 55979 | Saint Charles | 1-SC | Residential |  | 1e+05 | 2021 | 2022
20262-228084-01 | MiEnergy Cooperative | 118 | 19157 | Co-op | NOVA5394 | 13.91 | Solar |  |  | Interconnected | Winona | 55987 | Witoka | 2-WP | Residential |  | 47259.34 | 2022 | 2022
20262-228084-01 | MiEnergy Cooperative | 118 | 19157 | Co-op | NOVA5434 | 12.49 | Solar |  | X | Interconnected | Ostrander | 55961 | Wilder | 2-WDS | Residential |  | 40000 | 2022 | 2022
20262-228084-01 | MiEnergy Cooperative | 118 | 19157 | Co-op | NOVA5539 | 9.73 | Solar |  |  | Interconnected | Brownsville | 55919 | Brownsville | 2-BB | Residential |  | 28500 | 2022 | 2022
20262-228084-01 | MiEnergy Cooperative | 118 | 19157 | Co-op | NOVA5585 | 35.14 | Solar |  |  | Interconnected | La Crescent | 55947 | Mound Prairie | 2-ME | Residential |  | 78663.17 | 2022 | 2022
20262-228084-01 | MiEnergy Cooperative | 118 | 19157 | Co-op | NOVA5607 | 38 | Solar |  |  | Interconnected | Houston | 55943 | Houston | 3-HS | Residential |  | 105000 | 2022 | 2022
20262-228084-01 | MiEnergy Cooperative | 118 | 19157 | Co-op | NOVA5623 | 36 | Solar |  |  | Interconnected | Winona | 55987 | Wilson | 1-WS | Residential |  | 121287 | 2022 | 2022
20262-228084-01 | MiEnergy Cooperative | 118 | 19157 | Co-op | NOVA5625 | 15 | Solar |  |  | Interconnected | La Crescent | 55947 | Mound Prairie | 2-ME | Residential |  | 42000 | 2022 | 2022
20262-228084-01 | MiEnergy Cooperative | 118 | 19157 | Co-op | NOVA5635 | 38 | Solar |  |  | Interconnected | Houston | 55943 | Houston | 3-HS | Residential |  | 80000 | 2022 | 2022
20262-228084-01 | MiEnergy Cooperative | 118 | 19157 | Co-op | NOVA5638 | 15 | Solar |  |  | Interconnected | Caledonia | 55921 | Brownsville | 4-BW | Residential |  | 38000 | 2022 | 2022
20262-228084-01 | MiEnergy Cooperative | 118 | 19157 | Co-op | NOVA5660 | 11.71 | Solar |  |  | Interconnected | Spring Valley | 55975 | Spring Valley | 1-SVN | Residential |  | 32831.63 | 2022 | 2022
20262-228084-01 | MiEnergy Cooperative | 118 | 19157 | Co-op | NOVA5668 | 38 | Solar |  |  | Interconnected | Saint Charles | 55972 | Saint Charles | 3-PS | Residential |  | 1e+05 | 2022 | 2022
20262-228084-01 | MiEnergy Cooperative | 118 | 19157 | Co-op | NOVA5707 | 11.4 | Solar |  |  | Interconnected | Winona | 55987 | Witoka | 2-WP | Residential |  | 36500 | 2022 | 2022
20262-228084-01 | MiEnergy Cooperative | 118 | 19157 | Co-op | NOVA5720 | 11.71 | Solar |  |  | Interconnected | La Crescent | 55947 | Mound Prairie | 2-ME | Residential |  | 40626.63 | 2022 | 2022
20262-228084-01 | MiEnergy Cooperative | 118 | 19157 | Co-op | NOVA5756 | 38 | Solar |  |  | Interconnected | Chatfield | 55923 | Fountain | 1-FN | Residential |  | 80000 | 2022 | 2022
20262-228084-01 | MiEnergy Cooperative | 118 | 19157 | Co-op | NOVA5759 | 20 | Solar |  |  | Interconnected | Winona | 55987 | Witoka | 1-WN | Residential |  | 55000 | 2022 | 2022
20262-228084-01 | MiEnergy Cooperative | 118 | 19157 | Co-op | NOVA5809 | 38 | Solar |  |  | Interconnected | Lanesboro | 55949 | Henrytown | 1-HP | Residential |  | 80000 | 2022 | 2022
20262-228084-01 | MiEnergy Cooperative | 118 | 19157 | Co-op | NOVA5928 | 22.8 | Solar |  |  | Interconnected | Rushford | 55971 | Rushford | 3-RR | Residential |  | 60000 | 2022 | 2022
20262-228084-01 | MiEnergy Cooperative | 118 | 19157 | Co-op | NOVA5943 | 25 | Solar |  |  | Interconnected | Spring Valley | 55975 | Spring Valley | 1-SVN | Residential |  | 83640 | 2022 | 2022
20262-228084-01 | MiEnergy Cooperative | 118 | 19157 | Co-op | NOVA5944 | 25 | Solar |  |  | Interconnected | Houston | 55943 | Mound Prairie | 3-MB | Residential |  | 83600 | 2022 | 2022
20262-228084-01 | MiEnergy Cooperative | 118 | 19157 | Co-op | NOVA5962 | 15 | Solar |  |  | Interconnected | Spring Grove | 55974 | Riceford | 3-RS | Residential |  | 48500 | 2022 | 2022
20262-228084-01 | MiEnergy Cooperative | 118 | 19157 | Co-op | NOVA5972 | 18.56 | Solar |  |  | Interconnected | Winona | 55987 | Wilson | 1-WS | Residential |  | 58765 | 2022 | 2022
20262-228084-01 | MiEnergy Cooperative | 118 | 19157 | Co-op | NOVA6005 | 12 | Solar |  |  | Interconnected | Spring Valley | 55975 | Wilder | 1-WDE | Residential |  | 37000 | 2022 | 2022
20262-228084-01 | MiEnergy Cooperative | 118 | 19157 | Co-op | NOVA6012 | 37.5 | Solar |  |  | Interconnected | Preston | 55965 | Granger | 4-GF | Residential |  | 1e+05 | 2022 | 2022
20262-228084-01 | MiEnergy Cooperative | 118 | 19157 | Co-op | NOVA6019 | 37.5 | Solar |  |  | Interconnected | Preston | 55965 | Granger | 4-GF | Residential |  | 1e+05 | 2022 | 2022
20262-228084-01 | MiEnergy Cooperative | 118 | 19157 | Co-op | NOVA6053 | 20 | Solar |  |  | Interconnected | Winona | 55987 | Witoka | 4-WW | Residential |  | 66875 | 2022 | 2022
20262-228084-01 | MiEnergy Cooperative | 118 | 19157 | Co-op | NOVA6054 | 10.25 | Solar |  |  | Interconnected | La Crescent | 55947 | Pine Creek | 1-PE | Residential |  | 40898 | 2022 | 2022
20262-228084-01 | MiEnergy Cooperative | 118 | 19157 | Co-op | NOVA6145 | 38 | Solar |  |  | Interconnected | Le Roy | 55951 | Cherry Grove | 4-GW | Residential |  | 80000 | 2022 | 2022
20262-228084-01 | MiEnergy Cooperative | 118 | 19157 | Co-op | NOVA6146 | 38 | Solar |  |  | Interconnected | Le Roy | 55951 | Cherry Grove | 4-GW | Residential |  | 80000 | 2022 | 2022
20262-228084-01 | MiEnergy Cooperative | 118 | 19157 | Co-op | NOVA6148 | 38 | Solar |  |  | Interconnected | Eitzen | 55931 | Caledonia | 3-CE | Residential |  | 80000 | 2022 | 2022
20262-228084-01 | MiEnergy Cooperative | 118 | 19157 | Co-op | NOVA6149 | 38 | Solar |  |  | Interconnected | Rushford | 55971 | Rushford | 1-RN | Residential |  | 80000 | 2022 | 2022
20262-228084-01 | MiEnergy Cooperative | 118 | 19157 | Co-op | NOVA6152 | 38 | Solar |  |  | Interconnected | Lewiston | 55952 | Fremont | 3-LP | Residential |  | 80000 | 2022 | 2022
20262-228084-01 | MiEnergy Cooperative | 118 | 19157 | Co-op | NOVA6154 | 38 | Solar |  |  | Interconnected | Chatfield | 55923 | Peterson | 1-PL | Residential |  | 80000 | 2022 | 2022
20262-228084-01 | MiEnergy Cooperative | 118 | 19157 | Co-op | NOVA6194 | 10.98 | Solar |  |  | Interconnected | Brownsville | 55919 | Brownsville | 2-BB | Residential |  | 33815.45 | 2022 | 2022
20262-228084-01 | MiEnergy Cooperative | 118 | 19157 | Co-op | NOVA6215 | 38 | Solar |  |  | Interconnected | Wykoff | 55990 | Spring Valley | 2-SVE | Residential |  | 80000 | 2022 | 2022
20262-228084-01 | MiEnergy Cooperative | 118 | 19157 | Co-op | NOVA6331 | 38 | Solar |  |  | Interconnected | Le Roy | 55951 | Cherry Grove | 3-GS | Residential |  | 80000 | 2022 | 2022
20262-228084-01 | MiEnergy Cooperative | 118 | 19157 | Co-op | NOVA6332 | 38 | Solar |  |  | Interconnected | Lewiston | 55952 | Lewiston | 1-LTE | Residential |  | 80000 | 2022 | 2022
20262-228084-01 | MiEnergy Cooperative | 118 | 19157 | Co-op | NOVA6365 | 14.72 | Solar |  |  | Interconnected | Caledonia | 55921 | Spring Grove | 3-SG | Residential |  | 48000 | 2022 | 2022
20262-228084-01 | MiEnergy Cooperative | 118 | 19157 | Co-op | NOVA6408 | 8.2 | Solar |  |  | Interconnected | Spring Grove | 55974 | Spring Grove | 3-SG | Residential |  | 26500 | 2022 | 2022
20262-228084-01 | MiEnergy Cooperative | 118 | 19157 | Co-op | NOVA6431 | 20.86 | Solar |  |  | Interconnected | Lanesboro | 55949 | Peterson | 3-PH | Residential |  | 53594.51 | 2022 | 2022
20262-228084-01 | MiEnergy Cooperative | 118 | 19157 | Co-op | NOVA6503 | 37.5 | Solar |  |  | Interconnected | Spring Valley | 55975 | Spring Valley | 1-SVN | Residential |  | 116900 | 2022 | 2022
20262-228084-01 | MiEnergy Cooperative | 118 | 19157 | Co-op | NOVA6584 | 14.64 | Solar |  |  | Interconnected | La Crescent | 55947 | Brownsville | 1-BL | Residential |  | 43830.96 | 2022 | 2022
20262-228084-01 | MiEnergy Cooperative | 118 | 19157 | Co-op | NOVA6590 | 37.5 | Solar |  |  | Interconnected | Harmony | 55939 | Granger | 1-GH | Residential |  | 1e+05 | 2022 | 2022
20262-228084-01 | MiEnergy Cooperative | 118 | 19157 | Co-op | NOVA6593 | 25 | Solar |  |  | Interconnected | Caledonia | 55921 | Caledonia | 2-CB | Residential |  | 83600 | 2022 | 2022
20262-228084-01 | MiEnergy Cooperative | 118 | 19157 | Co-op | NOVA6630 | 11.4 | Solar |  |  | Interconnected | Dakota | 55925 | Witoka | 3-WL | Residential |  | 32000 | 2022 | 2022
20262-228084-01 | MiEnergy Cooperative | 118 | 19157 | Co-op | NOVA6678 | 11.4 | Solar |  |  | Interconnected | Caledonia | 55921 | Spring Grove | 3-SG | Residential |  | 20500 | 2022 | 2022
20262-228084-01 | MiEnergy Cooperative | 118 | 19157 | Co-op | NOVA6710 | 38 | Solar |  |  | Interconnected | Utica | 55979 | Fremont | 4-L | Residential |  | 80000 | 2022 | 2022
20262-228084-01 | MiEnergy Cooperative | 118 | 19157 | Co-op | NOVA6784 | 25 | Solar |  |  | Interconnected | Caledonia | 55921 | Brownsville | 4-BW | Residential |  | 85000 | 2022 | 2022
20262-228084-01 | MiEnergy Cooperative | 118 | 19157 | Co-op | NOVA6876 | 5.12 | Solar |  | X | Interconnected | Winona | 55987 | Wilson | 1-WS | Residential |  | 29825 | 2022 | 2022
20262-228084-01 | MiEnergy Cooperative | 118 | 19157 | Co-op | NOVA6907 | 38 | Solar |  |  | Interconnected | Houston | 55943 | Houston | 3-HS | Residential |  | 80000 | 2022 | 2022
20262-228084-01 | MiEnergy Cooperative | 118 | 19157 | Co-op | NOVA6913 | 15 | Solar |  |  | Interconnected | Caledonia | 55921 | Spring Grove | 3-SG | Residential |  | 43000 | 2022 | 2022
20262-228084-01 | MiEnergy Cooperative | 118 | 19157 | Co-op | NOVA6922 | 38 | Solar |  |  | Interconnected | Wykoff | 55990 | Wilder | 1-WDE | Residential |  | 80000 | 2022 | 2022
20262-228084-01 | MiEnergy Cooperative | 118 | 19157 | Co-op | NOVA6923 | 37.5 | Solar |  |  | Interconnected | Lanesboro | 55949 | Henrytown | 1-HP | Residential |  | 125000 | 2022 | 2022
20262-228084-01 | MiEnergy Cooperative | 118 | 19157 | Co-op | NOVA6924 | 36.4 | Solar |  |  | Interconnected | Harmony | 55939 | Canton | 1-CN | Residential |  | 1e+05 | 2022 | 2022
20262-228084-01 | MiEnergy Cooperative | 118 | 19157 | Co-op | NOVA6925 | 25 | Solar |  |  | Interconnected | Mabel | 55954 | Riceford | 4-RH | Residential |  | 81000 | 2022 | 2022
20262-228084-01 | MiEnergy Cooperative | 118 | 19157 | Co-op | NOVA6937 | 20.48 | Solar |  |  | Interconnected | Rollingstone | 55969 | Stockton | 4-SR | Residential |  | 67000 | 2022 | 2022
20262-228084-01 | MiEnergy Cooperative | 118 | 19157 | Co-op | NOVA6998 | 38 | Solar |  |  | Interconnected | Saint Charles | 55972 | Saint Charles | 1-SC | Residential |  | 80000 | 2022 | 2022
20262-228084-01 | MiEnergy Cooperative | 118 | 19157 | Co-op | NOVA7023 | 6.4 | Solar |  |  | Interconnected | Saint Charles | 55972 | Saint Charles | 1-SC | Residential |  | 23000 | 2022 | 2022
20262-228084-01 | MiEnergy Cooperative | 118 | 19157 | Co-op | NOVA7024 | 5.76 | Solar |  |  | Interconnected | Winona | 55987 | Wilson | 1-WS | Residential |  | 24681 | 2022 | 2022
20262-228084-01 | MiEnergy Cooperative | 118 | 19157 | Co-op | NOVA7049 | 37.5 | Solar |  |  | Interconnected | Spring Grove | 55974 | Riceford | 2-RC | Residential |  | 125000 | 2022 | 2022
20262-228084-01 | MiEnergy Cooperative | 118 | 19157 | Co-op | NOVA7052 | 37.5 | Solar |  |  | Interconnected | Spring Grove | 55974 | Spring Grove | 2-SP | Residential |  | 125000 | 2022 | 2022
20262-228084-01 | MiEnergy Cooperative | 118 | 19157 | Co-op | NOVA7114 | 15 | Solar |  |  | Interconnected | Houston | 55943 | Houston | 5-H | Residential |  | 51000 | 2022 | 2022
20262-228084-01 | MiEnergy Cooperative | 118 | 19157 | Co-op | NOVA7116 | 15 | Solar |  |  | Interconnected | Houston | 55943 | Mound Prairie | 4-MH | Residential |  | 51000 | 2022 | 2022
20262-228084-01 | MiEnergy Cooperative | 118 | 19157 | Co-op | NOVA5655 | 25 | Solar |  |  | Interconnected | Caledonia | 55921 | Brownsville | 4-BW | Residential |  | 49000 | 2022 | 2023
20262-228084-01 | MiEnergy Cooperative | 118 | 19157 | Co-op | NOVA6147 | 38 | Solar |  |  | Interconnected | Lewiston | 55952 | Fremont | 3-LP | Residential |  | 80000 | 2022 | 2023
20262-228084-01 | MiEnergy Cooperative | 118 | 19157 | Co-op | NOVA6201-S | 5.7 | Storage |  |  | Interconnected | Winona | 55987 | Witoka | 2-WP | Residential |  | 19057.36 | 2022 | 2023
20262-228084-01 | MiEnergy Cooperative | 118 | 19157 | Co-op | NOVA6234 | 18 | Solar |  |  | Interconnected | Utica | 55979 | Lewiston | 2-LTW | Residential |  | 73135.14 | 2022 | 2023
20262-228084-01 | MiEnergy Cooperative | 118 | 19157 | Co-op | NOVA6271 | 34.2 | Solar |  |  | Interconnected | Lewiston | 55952 | Fremont | 1-LS | Residential |  | 143989 | 2022 | 2023
20262-228084-01 | MiEnergy Cooperative | 118 | 19157 | Co-op | NOVA6303 | 10 | Solar |  |  | Interconnected | Utica | 55979 | Lewiston | 2-LTW | Residential |  | 30000 | 2022 | 2023
20262-228084-01 | MiEnergy Cooperative | 118 | 19157 | Co-op | NOVA6550 | 37.5 | Solar |  |  | Interconnected | Harmony | 55939 | Granger | 1-GH | Residential |  | 100100 | 2022 | 2023
20262-228084-01 | MiEnergy Cooperative | 118 | 19157 | Co-op | NOVA6648 | 38.99 | Solar |  |  | Interconnected | Houston | 55943 | Houston | 5-H | Residential |  | 115331 | 2022 | 2023
20262-228084-01 | MiEnergy Cooperative | 118 | 19157 | Co-op | NOVA6667 | 37.5 | Solar |  |  | Interconnected | Preston | 55965 | Fountain | 3-FG | Residential |  | 1e+05 | 2022 | 2023
20262-228084-01 | MiEnergy Cooperative | 118 | 19157 | Co-op | NOVA6843 | 37.33 | Solar |  |  | Interconnected | Lanesboro | 55949 | Peterson | 3-PH | Residential |  | 117909.08 | 2022 | 2023
20262-228084-01 | MiEnergy Cooperative | 118 | 19157 | Co-op | NOVA6851 | 12.44 | Solar |  |  | Interconnected | La Crescent | 55947 | Pine Creek | 1-PE | Residential |  | 49620 | 2022 | 2023
20262-228084-01 | MiEnergy Cooperative | 118 | 19157 | Co-op | NOVA6888 | 12.5 | Solar |  |  | Interconnected | Caledonia | 55921 | Caledonia | 4-CS | Residential |  | 36000 | 2022 | 2023
20262-228084-01 | MiEnergy Cooperative | 118 | 19157 | Co-op | NOVA6897 | 20 | Solar |  |  | Interconnected | Spring Grove | 55974 | Riceford | 2-RC | Residential |  | 28000 | 2022 | 2023
20262-228084-01 | MiEnergy Cooperative | 118 | 19157 | Co-op | NOVA6999 | 38 | Solar |  |  | Interconnected | Winona | 55987 | Wilson | 2-WE | Residential |  | 80000 | 2022 | 2023
20262-228084-01 | MiEnergy Cooperative | 118 | 19157 | Co-op | NOVA7000 | 38 | Solar |  |  | Interconnected | Le Roy | 55951 | Cherry Grove | 3-GS | Residential |  | 80000 | 2022 | 2023
20262-228084-01 | MiEnergy Cooperative | 118 | 19157 | Co-op | NOVA7030 | 38 | Solar |  |  | Interconnected | Spring Valley | 55975 | Cherry Grove | 1-GN | Residential |  | 80000 | 2022 | 2023
20262-228084-01 | MiEnergy Cooperative | 118 | 19157 | Co-op | NOVA7042 | 38 | Solar |  |  | Interconnected | Stewartville | 55976 | Spring Valley | 1-SVN | Residential |  | 80000 | 2022 | 2023
20262-228084-01 | MiEnergy Cooperative | 118 | 19157 | Co-op | NOVA7043 | 38 | Solar |  |  | Interconnected | Caledonia | 55921 | Brownsville | 4-BW | Residential |  | 80000 | 2022 | 2023
20262-228084-01 | MiEnergy Cooperative | 118 | 19157 | Co-op | NOVA7051 | 19 | Solar |  |  | Interconnected | Utica | 55979 | Fremont | 3-LP | Residential |  | 48000 | 2022 | 2023
20262-228084-01 | MiEnergy Cooperative | 118 | 19157 | Co-op | NOVA7054 | 38 | Solar |  |  | Interconnected | Wykoff | 55990 | Spring Valley | 2-SVE | Residential |  | 80000 | 2022 | 2023
20262-228084-01 | MiEnergy Cooperative | 118 | 19157 | Co-op | NOVA7070 | 7.32 | Solar |  | X | Interconnected | Winona | 55987 | Witoka | 2-WP | Residential |  | 28237.32 | 2022 | 2023
20262-228084-01 | MiEnergy Cooperative | 118 | 19157 | Co-op | NOVA7079 | 11.71 | Solar |  |  | Interconnected | Houston | 55943 | Mound Prairie | 3-MB | Residential |  | 37491.42 | 2022 | 2023
20262-228084-01 | MiEnergy Cooperative | 118 | 19157 | Co-op | NOVA7113 | 20 | Solar |  |  | Interconnected | Caledonia | 55921 | Spring Grove | 3-SG | Residential |  | 63000 | 2022 | 2023
20262-228084-01 | MiEnergy Cooperative | 118 | 19157 | Co-op | NOVA7134 | 38 | Solar |  |  | Interconnected | Le Roy | 55951 | Cherry Grove | 3-GS | Residential |  | 80000 | 2022 | 2023
20262-228084-01 | MiEnergy Cooperative | 118 | 19157 | Co-op | NOVA7135 | 22.8 | Solar |  |  | Interconnected | Winona | 55987 | Wilson | 2-WE | Residential |  | 73500 | 2022 | 2023
20262-228084-01 | MiEnergy Cooperative | 118 | 19157 | Co-op | NOVA7175 | 38 | Solar |  |  | Interconnected | Rushford | 55971 | Rushford | 3-RR | Residential |  | 80000 | 2022 | 2023
20262-228084-01 | MiEnergy Cooperative | 118 | 19157 | Co-op | NOVA7188 | 7.2 | Solar |  |  | Interconnected | Hokah | 55941 | Brownsville | 1-BL | Residential |  | 16300 | 2022 | 2023
20262-228084-01 | MiEnergy Cooperative | 118 | 19157 | Co-op | NOVA7194 | 38 | Solar |  |  | Interconnected | Saint Charles | 55972 | Saint Charles | 1-SC | Residential |  | 80000 | 2022 | 2023
20262-228084-01 | MiEnergy Cooperative | 118 | 19157 | Co-op | NOVA7198 | 38 | Solar |  |  | Interconnected | Spring Valley | 55975 | Wilder | 2-WDS | Residential |  | 80000 | 2022 | 2023
20262-228084-01 | MiEnergy Cooperative | 118 | 19157 | Co-op | NOVA7215 | 34.6 | Solar |  |  | Interconnected | Spring Valley | 55975 | Wilder | 2-WDS | Residential |  | 80000 | 2022 | 2023
20262-228084-01 | MiEnergy Cooperative | 118 | 19157 | Co-op | NOVA7217 | 20 | Solar |  |  | Interconnected | Rushford | 55971 | Rushford | 3-RR | Residential |  | 29000 | 2022 | 2023
20262-228084-01 | MiEnergy Cooperative | 118 | 19157 | Co-op | NOVA7221 | 10.5 | Solar |  |  | Interconnected | La Crescent | 55947 | Pine Creek | 1-PE | Residential |  | 42000 | 2022 | 2023
20262-228084-01 | MiEnergy Cooperative | 118 | 19157 | Co-op | NOVA7225 | 19 | Solar |  |  | Interconnected | Lanesboro | 55949 | Peterson | 1-PL | Residential |  | 58000 | 2022 | 2023
20262-228084-01 | MiEnergy Cooperative | 118 | 19157 | Co-op | NOVA7226 | 6 | Solar |  |  | Interconnected | Mabel | 55954 | Riceford | 1-RB | Residential |  | 18000 | 2022 | 2023
20262-228084-01 | MiEnergy Cooperative | 118 | 19157 | Co-op | NOVA7233 | 37.5 | Solar |  |  | Interconnected | Wykoff | 55990 | Spring Valley | 2-SVE | Residential |  | 122000 | 2022 | 2023
20262-228084-01 | MiEnergy Cooperative | 118 | 19157 | Co-op | NOVA7245 | 36 | Solar |  | X | Interconnected | Lanesboro | 55949 | Henrytown | 1-HP | Residential |  | 238317 | 2022 | 2023
20262-228084-01 | MiEnergy Cooperative | 118 | 19157 | Co-op | NOVA7300 | 38 | Solar |  |  | Interconnected | Rushford | 55971 | Rushford | 1-RN | Residential |  | 40000 | 2022 | 2023
20262-228084-01 | MiEnergy Cooperative | 118 | 19157 | Co-op | NOVA7301 | 37.5 | Solar |  |  | Interconnected | Spring Valley | 55975 | Wilder | 2-WDS | Residential |  | 105000 | 2022 | 2023
20262-228084-01 | MiEnergy Cooperative | 118 | 19157 | Co-op | NOVA7329 | 9.6 | Solar |  |  | Interconnected | Rollingstone | 55969 | Stockton | 4-SR | Residential |  | 33000 | 2022 | 2023
20262-228084-01 | MiEnergy Cooperative | 118 | 19157 | Co-op | NOVA7333 | 37.5 | Solar |  |  | Interconnected | Lanesboro | 55949 | Peterson | 4-PF | Residential |  | 114500 | 2022 | 2023
20262-228084-01 | MiEnergy Cooperative | 118 | 19157 | Co-op | NOVA7334 | 38 | Solar |  |  | Interconnected | Harmony | 55939 | Granger | 2-GR | Residential |  | 80000 | 2022 | 2023
20262-228084-01 | MiEnergy Cooperative | 118 | 19157 | Co-op | NOVA7335 | 38 | Solar |  |  | Interconnected | Saint Charles | 55972 | Saint Charles | 1-SC | Residential |  | 80000 | 2022 | 2023
20262-228084-01 | MiEnergy Cooperative | 118 | 19157 | Co-op | NOVA7336 | 38 | Solar |  |  | Interconnected | Spring Valley | 55975 | Spring Valley | 3-SVW | Residential |  | 80000 | 2022 | 2023
20262-228084-01 | MiEnergy Cooperative | 118 | 19157 | Co-op | NOVA7343 | 7.8 | Solar |  |  | Interconnected | Lanesboro | 55949 | Peterson | 3-PH | Residential |  | 18500 | 2022 | 2023
20262-228084-01 | MiEnergy Cooperative | 118 | 19157 | Co-op | NOVA7348 | 11.4 | Solar |  |  | Interconnected | Caledonia | 55921 | Houston | 3-HS | Residential |  | 30000 | 2022 | 2023
20262-228084-01 | MiEnergy Cooperative | 118 | 19157 | Co-op | NOVA7350 | 38 | Solar |  |  | Interconnected | Lanesboro | 55949 | Peterson | 1-PL | Residential |  | 114000 | 2022 | 2023
20262-228084-01 | MiEnergy Cooperative | 118 | 19157 | Co-op | NOVA7356 | 38 | Solar |  |  | Interconnected | Altura | 55910 | Lewiston | 2-LTW | Residential |  | 80000 | 2022 | 2023
20262-228084-01 | MiEnergy Cooperative | 118 | 19157 | Co-op | NOVA7357 | 38 | Solar |  |  | Interconnected | Rushford | 55971 | Wilson | 5-WR | Residential |  | 80000 | 2022 | 2023
20262-228084-01 | MiEnergy Cooperative | 118 | 19157 | Co-op | NOVA7358 | 22.8 | Solar |  |  | Interconnected | Caledonia | 55921 | Brownsville | 4-BW | Residential |  | 65000 | 2022 | 2023
20262-228084-01 | MiEnergy Cooperative | 118 | 19157 | Co-op | NOVA7359 | 12.5 | Solar |  |  | Interconnected | Preston | 55965 | Fountain | 2-FP | Residential |  | 31200 | 2022 | 2023
20262-228084-01 | MiEnergy Cooperative | 118 | 19157 | Co-op | NOVA7365 | 37.5 | Solar |  |  | Interconnected | Preston | 55965 | Granger | 4-GF | Residential |  | 105000 | 2022 | 2023
20262-228084-01 | MiEnergy Cooperative | 118 | 19157 | Co-op | NOVA7369 | 34.2 | Solar |  |  | Interconnected | Spring Valley | 55975 | Spring Valley | 1-SVN | Residential |  | 80000 | 2022 | 2023
20262-228084-01 | MiEnergy Cooperative | 118 | 19157 | Co-op | NOVA7370 | 30 | Solar |  |  | Interconnected | Saint Charles | 55972 | Saint Charles | 3-PS | Residential |  | 75000 | 2022 | 2023
20262-228084-01 | MiEnergy Cooperative | 118 | 19157 | Co-op | NOVA7379 | 38 | Solar |  |  | Interconnected | Houston | 55943 | Houston | 4-HW | Residential |  | 80000 | 2022 | 2023
20262-228084-01 | MiEnergy Cooperative | 118 | 19157 | Co-op | NOVA7396 | 38 | Solar |  |  | Interconnected | Houston | 55943 | Houston | 4-HW | Residential |  | 80000 | 2022 | 2023
20262-228084-01 | MiEnergy Cooperative | 118 | 19157 | Co-op | NOVA7397 | 38 | Solar |  |  | Interconnected | Houston | 55943 | Houston | 4-HW | Residential |  | 80000 | 2022 | 2023
20262-228084-01 | MiEnergy Cooperative | 118 | 19157 | Co-op | NOVA7403 | 10.98 | Solar |  |  | Interconnected | La Crescent | 55947 | Pine Creek | 1-PE | Residential |  | 60119.29 | 2022 | 2023
20262-228084-01 | MiEnergy Cooperative | 118 | 19157 | Co-op | NOVA6231 | 33.63 | Solar |  |  | Interconnected | Houston | 55943 | Houston | 5-H | Residential |  | 121435.72 | 2023 | 2023
20262-228084-01 | MiEnergy Cooperative | 118 | 19157 | Co-op | NOVA7478 | 6.38 | Solar |  |  | Interconnected | Winona | 55987 | Witoka | 1-WN | Residential |  | 65575 | 2023 | 2023
20262-228084-01 | MiEnergy Cooperative | 118 | 19157 | Co-op | NOVA7615 | 21.8 | Solar |  | X | Interconnected | La Crescent | 55947 | Pine Creek | 2-PW | Residential |  | 65008 | 2023 | 2023
20262-228084-01 | MiEnergy Cooperative | 118 | 19157 | Co-op | NOVA7733 | 15.37 | Solar |  |  | Interconnected | Caledonia | 55921 | Brownsville | 3-BC | Residential |  | 55660 | 2023 | 2023
20262-228084-01 | MiEnergy Cooperative | 118 | 19157 | Co-op | NOVA7798 | 12.6 | Solar |  |  | Interconnected | Preston | 55965 | Fountain | 3-FG | Residential |  | 45940 | 2023 | 2023
20262-228084-01 | MiEnergy Cooperative | 118 | 19157 | Co-op | NOVA7818 | 5.49 | Solar |  |  | Interconnected | Brownsville | 55919 | Brownsville | 1-BL | Residential |  | 2974.56 | 2023 | 2023
20262-228084-01 | MiEnergy Cooperative | 118 | 19157 | Co-op | NOVA7887 | 11.4 | Solar |  |  | Interconnected | Spring Valley | 55975 | Spring Valley | 2-SVE | Residential |  | 30000 | 2023 | 2023
20262-228084-01 | MiEnergy Cooperative | 118 | 19157 | Co-op | NOVA7889 | 11.4 | Solar |  |  | Interconnected | Le Roy | 55951 | Cherry Grove | 4-GW | Residential |  | 38500 | 2023 | 2023
20262-228084-01 | MiEnergy Cooperative | 118 | 19157 | Co-op | NOVA7930 | 19 | Solar |  |  | Interconnected | Le Roy | 55951 | Cherry Grove | 4-GW | Residential |  | 62000 | 2023 | 2023
20262-228084-01 | MiEnergy Cooperative | 118 | 19157 | Co-op | NOVA7974 | 4.76 | Solar |  |  | Interconnected | Brownsville | 55919 | Brownsville | 2-BB | Residential |  | 20656 | 2023 | 2023
20262-228084-01 | MiEnergy Cooperative | 118 | 19157 | Co-op | NOVA8168 | 20.48 | Solar |  |  | Interconnected | Winona | 55987 | Wilson | 3-WL | Residential |  | 30000 | 2023 | 2023
20262-228084-01 | MiEnergy Cooperative | 118 | 19157 | Co-op | NOVA8197 | 19.99 | Solar |  |  | Interconnected | Harmony | 55939 | Henrytown | 4-HG | Residential |  | 64000 | 2023 | 2023
20262-228084-01 | MiEnergy Cooperative | 118 | 19157 | Co-op | NOVA8328 | 4.16 | Solar |  |  | Interconnected | La Crescent | 55947 | Pine Creek | 2-PW | Residential |  | 27793 | 2023 | 2023
20262-228084-01 | MiEnergy Cooperative | 118 | 19157 | Co-op | NOVA8332 | 11.4 | Solar |  |  | Interconnected | Le Roy | 55951 | Cherry Grove | 3-GS | Residential |  | 32500 | 2023 | 2023
20262-228084-01 | MiEnergy Cooperative | 118 | 19157 | Co-op | NOVA8375 | 20.48 | Solar |  |  | Interconnected | Spring Valley | 55975 | Spring Valley | 2-SVE | Residential |  | 101530.43 | 2023 | 2023
20262-228084-01 | MiEnergy Cooperative | 118 | 19157 | Co-op | NOVA8419 | 18.75 | Solar |  |  | Interconnected | Houston | 55943 | Rushford | 3-RR | Residential |  | 15086.85 | 2023 | 2023
20262-228084-01 | MiEnergy Cooperative | 118 | 19157 | Co-op | NOVA8478 | 38 | Solar |  |  | Interconnected | Peterson |  | Fremont | 3-LP | Residential |  | 118000 | 2023 | 2023
20262-228084-01 | MiEnergy Cooperative | 118 | 19157 | Co-op | NOVA8522 | 9.57 | Solar |  |  | Interconnected | Stockton | 55987 | Lewiston | 1-LTE | Residential |  | 41107.5 | 2023 | 2023
20262-228084-01 | MiEnergy Cooperative | 118 | 19157 | Co-op | NOVA8568 | 12.5 | Solar |  |  | Interconnected | Spring Grove | 55974 | Riceford | 1-RB | Residential |  | 43000 | 2023 | 2023
20262-228084-01 | MiEnergy Cooperative | 118 | 19157 | Co-op | NOVA8597 | 12.68 | Solar |  | X | Interconnected | Spring Valley | 55975 | Spring Valley | 1-SVN | Residential |  | 51568 | 2023 | 2023
20262-228084-01 | MiEnergy Cooperative | 118 | 19157 | Co-op | NOVA8700 | 6 | Solar |  |  | Interconnected | Fountain | 55935 | Fountain | 2-FP | Residential |  | 28890 | 2023 | 2023
20262-228084-01 | MiEnergy Cooperative | 118 | 19157 | Co-op | NOVA8731 | 25 | Solar |  |  | Interconnected | Caledonia | 55921 | Caledonia | 4-CS | Residential |  | 60000 | 2023 | 2023
20262-228084-01 | MiEnergy Cooperative | 118 | 19157 | Co-op | NOVA6650 | 37.5 | Solar |  |  | Interconnected | Houston | 55943 | Houston | 5-H | Residential |  | 120159 | 2022 | 2024
20262-228084-01 | MiEnergy Cooperative | 118 | 19157 | Co-op | NOVA7195 | 15.31 | Solar |  |  | Interconnected | Winona | 55987 | Witoka | 4-WW | Residential |  | 5000 | 2022 | 2024
20262-228084-01 | MiEnergy Cooperative | 118 | 19157 | Co-op | NOVA7247 | 39.98 | Solar |  |  | Interconnected | Lewiston | 55952 | Lewiston | 2-LTW | Residential |  | 40000 | 2022 | 2024
20262-228084-01 | MiEnergy Cooperative | 118 | 19157 | Co-op | NOVA7977 | 12.44 | Solar |  |  | Interconnected | Caledonia | 55921 | Caledonia | 3-CE | Residential |  | 50941 | 2023 | 2024
20262-228084-01 | MiEnergy Cooperative | 118 | 19157 | Co-op | NOVA8184 | 37.5 | Solar |  |  | Interconnected | Rushford | 55971 | Wilson | 5-WR | Residential |  | 114980 | 2023 | 2024
20262-228084-01 | MiEnergy Cooperative | 118 | 19157 | Co-op | NOVA8203 | 20.25 | Solar |  |  | Interconnected | Harmony | 55939 | Henrytown | 4-HG | Residential |  | 70000 | 2023 | 2024
20262-228084-01 | MiEnergy Cooperative | 118 | 19157 | Co-op | NOVA8429 | 7.6 | Solar |  |  | Interconnected | Lanesboro | 55949 | Henrytown | 1-HP | Residential |  | 20500 | 2023 | 2024
20262-228084-01 | MiEnergy Cooperative | 118 | 19157 | Co-op | NOVA8842 | 162 | Solar |  |  | Interconnected | Spring Valley | 55975 | Kingsland | 1-KNG | Residential |  | 419970 | 2023 | 2024
20262-228084-01 | MiEnergy Cooperative | 118 | 19157 | Co-op | NOVA8952 | 13.44 | Solar |  |  | Interconnected | Winona | 55987 | Wilson | 1-WS | Residential |  | 51304 | 2023 | 2024
20262-228084-01 | MiEnergy Cooperative | 118 | 19157 | Co-op | NOVA8955 | 23.4 | Solar |  |  | Interconnected | Winona | 55987 | Witoka | 2-WP | Residential |  | 65107.94 | 2023 | 2024
20262-228084-01 | MiEnergy Cooperative | 118 | 19157 | Co-op | NOVA8979 | 14.64 | Solar |  |  | Interconnected | Spring Grove | 55974 | Spring Grove | 2-SP | Residential |  | 45000 | 2023 | 2024
20262-228084-01 | MiEnergy Cooperative | 118 | 19157 | Co-op | NOVA10235 | 8.45 | Solar |  |  | Interconnected | Rushford | 55971 | Wilson | 2-WE | Residential |  | 30000 | 2024 | 2024
20262-228084-01 | MiEnergy Cooperative | 118 | 19157 | Co-op | NOVA10286 | 22.27 | Solar |  |  | Interconnected | Spring Valley | 55975 | Spring Valley | 3-SVW | Residential |  | 59188 | 2024 | 2024
20262-228084-01 | MiEnergy Cooperative | 118 | 19157 | Co-op | NOVA10301 | 38 | Solar |  |  | Interconnected | Utica |  | Stockton | 3-SL | Residential |  | 125000 | 2024 | 2024
20262-228084-01 | MiEnergy Cooperative | 118 | 19157 | Co-op | NOVA10384 | 12.6 | Solar |  |  | Interconnected | Lanesboro | 55949 | Henrytown | 1-HP | Residential |  | 83315.6 | 2024 | 2024
20262-228084-01 | MiEnergy Cooperative | 118 | 19157 | Co-op | NOVA10419 | 20 | Solar |  | X | Interconnected | Winona | 55987 | Stockton | 1-SW | Residential |  | 105000 | 2024 | 2024
20262-228084-01 | MiEnergy Cooperative | 118 | 19157 | Co-op | NOVA10478 | 22.8 | Solar |  |  | Interconnected | Houston | 55943 | Mound Prairie | 4-MH | Residential |  | 70000 | 2024 | 2024
20262-228084-01 | MiEnergy Cooperative | 118 | 19157 | Co-op | NOVA10482 | 11.4 | Solar |  |  | Interconnected | Houston |  | Rushford | 3-RR | Residential |  | 41000 | 2024 | 2024
20262-228084-01 | MiEnergy Cooperative | 118 | 19157 | Co-op | NOVA10492 | 19 | Solar |  |  | Interconnected | Utica | 55979 | Saint Charles | 2-SF | Residential |  | 40000 | 2024 | 2024
20262-228084-01 | MiEnergy Cooperative | 118 | 19157 | Co-op | NOVA10708 | 10.75 | Solar |  |  | Interconnected | Rushford | 55971 | Wilson | 2-WE | Residential |  | 38916 | 2024 | 2024
20262-228084-01 | MiEnergy Cooperative | 118 | 19157 | Co-op | NOVA11889 | 17.2 | Solar |  |  | Interconnected | Chatfield | 55923 | Chosen Valley | 1-CHV | Residential |  | 60105.92 | 2024 | 2024
20262-228084-01 | MiEnergy Cooperative | 118 | 19157 | Co-op | NOVA12035 | 6.22 | Solar |  |  | Interconnected | Dakota | 55925 | Pine Creek | 2-PW | Residential |  | 30000 | 2024 | 2024
20262-228084-01 | MiEnergy Cooperative | 118 | 19157 | Co-op | NOVA12093 | 9.15 | Solar |  |  | Interconnected | Lewiston | 55952 | Lewiston | 4-LTT | Residential |  | 34725 | 2024 | 2024
20262-228084-01 | MiEnergy Cooperative | 118 | 19157 | Co-op | NOVA12103 | 19 | Solar |  |  | Interconnected | Winona |  | Witoka | 4-WW | Residential |  | 46000 | 2024 | 2024
20262-228084-01 | MiEnergy Cooperative | 118 | 19157 | Co-op | NOVA12109 | 22.8 | Solar |  |  | Interconnected | Preston |  | Henrytown | 1-HP | Residential |  | 60500 | 2024 | 2024
20262-228084-01 | MiEnergy Cooperative | 118 | 19157 | Co-op | NOVA12110 | 15.2 | Solar |  |  | Interconnected | Winona | 55987 | Witoka | 1-WN | Residential |  | 53000 | 2024 | 2024
20262-228084-01 | MiEnergy Cooperative | 118 | 19157 | Co-op | NOVA9022 | 10.56 | Solar |  |  | Interconnected | Lanesboro | 55949 | Peterson | 2-PR | Residential |  | 49354 | 2024 | 2024
20262-228084-01 | MiEnergy Cooperative | 118 | 19157 | Co-op | NOVA9041 | 13.44 | Solar |  |  | Interconnected | Eitzen | 55931 | Caledonia | 3-CE | Residential |  | 56000 | 2024 | 2024
20262-228084-01 | MiEnergy Cooperative | 118 | 19157 | Co-op | NOVA9056 | 11.4 | Solar |  |  | Interconnected | Rushford | 55971 | Rushford | 3-RR | Residential |  | 32500 | 2024 | 2024
20262-228084-01 | MiEnergy Cooperative | 118 | 19157 | Co-op | NOVA9185 | 4.61 | Solar |  |  | Interconnected | Harmony | 55939 | Granger | 2-GR | Residential |  | 7560 | 2024 | 2024
20262-228084-01 | MiEnergy Cooperative | 118 | 19157 | Co-op | NOVA11964 | 20.5 | Solar |  |  | Interconnected | Spring Valley | 55975 | Spring Valley | 1-SVN | Residential |  | 76274 | 2024 | 2025
20262-228084-01 | MiEnergy Cooperative | 118 | 19157 | Co-op | NOVA12112 | 16.84 | Solar |  |  | Interconnected | Caledonia | 55921 | Brownsville | 4-BW | Residential |  | 51336 | 2024 | 2025
20262-228084-01 | MiEnergy Cooperative | 118 | 19157 | Co-op | NOVA12213 | 10.56 | Solar |  |  | Interconnected | Preston | 55965 | Fountain | 3-FG | Residential |  | 37000 | 2024 | 2025
20262-228084-01 | MiEnergy Cooperative | 118 | 19157 | Co-op | NOVA12386 | 7.68 | Solar |  |  | Interconnected | Preston | 55965 | Granger | 3-GC | Residential |  | 38823.38 | 2024 | 2025
20262-228084-01 | MiEnergy Cooperative | 118 | 19157 | Co-op | NOVA12448 | 26.11 | Solar |  |  | Interconnected | Houston | 55943 | Houston | 5-H | Residential |  | 99123.6 | 2024 | 2025
20262-228084-01 | MiEnergy Cooperative | 118 | 19157 | Co-op | NOVA12458 | 6.6 | Solar |  |  | Interconnected | Mabel | 55954 | Riceford | 4-RH | Residential |  | 30400 | 2024 | 2025
20262-228084-01 | MiEnergy Cooperative | 118 | 19157 | Co-op | NOVA12463 | 150 | Solar |  |  | Interconnected | Lewiston | 55952 | Lewiston | 4-LTT | Residential |  | 421038 | 2024 | 2025
20262-228084-01 | MiEnergy Cooperative | 118 | 19157 | Co-op | NOVA12462 | 180 | Solar |  |  | Interconnected | Lewiston | 55952 | Lewiston | 3-LTS | Residential |  | 428260 | 2025 | 2025
20262-228084-01 | MiEnergy Cooperative | 118 | 19157 | Co-op | NOVA12517 | 13.06 | Solar |  |  | Interconnected | Rushford | 55971 | Rushford | 1-RN | Residential |  | 43660 | 2025 | 2025
20262-228084-01 | MiEnergy Cooperative | 118 | 19157 | Co-op | NOVA12621 | 8.78 | Solar |  |  | Interconnected | La Crescent | 55947 | Mound Prairie | 3-MB | Residential |  | 35683.35 | 2025 | 2025
20262-228084-01 | MiEnergy Cooperative | 118 | 19157 | Co-op | NOVA12734 | 13.5 | Solar |  |  | Interconnected | Caledonia |  | Brownsville | 1-BL | Residential |  | 20000 | 2025 | 2025
20262-228084-01 | MiEnergy Cooperative | 118 | 19157 | Co-op | NOVA12744 | 11.4 | Solar |  |  | Interconnected | Peterson | 55962 | Peterson | 2-PR | Residential |  | 34000 | 2025 | 2025
20262-228084-01 | MiEnergy Cooperative | 118 | 19157 | Co-op | NOVA12769 | 7.6 | Solar |  |  | Interconnected | Utica |  | Saint Charles | 2-SF | Residential |  | 27000 | 2025 | 2025
20262-228084-01 | MiEnergy Cooperative | 118 | 19157 | Co-op | NOVA12777 | 11.4 | Solar |  |  | Interconnected | Saint Charles |  | Fremont | 4-L | Residential |  | 35000 | 2025 | 2025
20262-228084-01 | MiEnergy Cooperative | 118 | 19157 | Co-op | NOVA12816 | 22.5 | Solar |  |  | Interconnected | Winona | 55987 | Stockton | 1-SW | Residential |  | 51338.4 | 2025 | 2025
20262-228084-01 | MiEnergy Cooperative | 118 | 19157 | Co-op | NOVA12849 | 16.68 | Solar |  |  | Interconnected | Winona | 55987 | Wilson | 3-WL | Residential |  | 29000 | 2025 | 2025
20262-228084-01 | MiEnergy Cooperative | 118 | 19157 | Co-op | NOVA12938 | 8.4 | Solar |  |  | Interconnected | Chatfield | 55923 | Fountain | 1-FN | Residential |  | 32230 | 2025 | 2025
20262-228084-01 | MiEnergy Cooperative | 118 | 19157 | Co-op | NOVA12967 | 11.6 | Solar |  |  | Interconnected | Chatfield | 55923 | Chosen Valley | 1-CHV | Residential |  | 36790 | 2025 | 2025
20262-228084-01 | MiEnergy Cooperative | 118 | 19157 | Co-op | NOVA12970 | 8.4 | Solar |  |  | Interconnected | Winona | 55987 | Lewiston | 1-LTE | Residential |  | 27740.4 | 2025 | 2025
20262-228084-01 | MiEnergy Cooperative | 118 | 19157 | Co-op | NOVA13017 | 38 | Solar |  |  | Interconnected | Rollingstone | 55969 | Stockton | 4-SR | Residential |  | 120000 | 2025 | 2025
20262-228084-01 | MiEnergy Cooperative | 118 | 19157 | Co-op | NOVA13047 | 31.4 | Solar |  |  | Interconnected | Mabel |  | Spring Grove | 1-SM | Residential |  | 75000 | 2025 | 2025
20262-228084-01 | MiEnergy Cooperative | 118 | 19157 | Co-op | NOVA13077 | 7.6 | Solar |  |  | Interconnected | Fountain | 55935 | Fountain | 5-FV | Residential |  | 19694.96 | 2025 | 2025
20262-228084-01 | MiEnergy Cooperative | 118 | 19157 | Co-op | NOVA13078 | 14.95 | Solar |  | X | Interconnected | Houston | 55943 | Mound Prairie | 4-MH | Residential |  | 23100 | 2025 | 2025
20262-228084-01 | MiEnergy Cooperative | 118 | 19157 | Co-op | NOVA13091 | 12.68 | Solar |  |  | Interconnected | Spring Grove | 55974 | Spring Grove | 2-SP | Residential |  | 44400 | 2025 | 2025
20262-228084-01 | MiEnergy Cooperative | 118 | 19157 | Co-op | NOVA13158 | 17.6 | Solar |  |  | Interconnected | Saint Charles |  | Fremont | 4-L | Residential |  | 56000 | 2025 | 2025
20262-228084-01 | MiEnergy Cooperative | 118 | 19157 | Co-op | NOVA13216 | 20.5 | Solar |  |  | Interconnected | Brownsville | 55919 | Brownsville | 2-BB | Residential |  | 58810.8 | 2025 | 2025
20262-228084-01 | MiEnergy Cooperative | 118 | 19157 | Co-op | NOVA13217 | 6.91 | Solar |  |  | Interconnected | Winona | 55987 | Wilson | 1-WS | Residential |  | 27000 | 2025 | 2025
20262-228084-01 | MiEnergy Cooperative | 118 | 19157 | Co-op | NOVA13243 | 19 | Solar |  |  | Interconnected | Lanesboro | 55949 | Peterson | 1-PL | Residential |  | 57850 | 2025 | 2025
20262-228084-01 | MiEnergy Cooperative | 118 | 19157 | Co-op | NOVA13313 | 5.86 | Solar |  |  | Interconnected | Lewiston | 55952 | Lewiston | 4-LTT | Residential |  | 22760.8 | 2025 | 2025
20262-228084-01 | MiEnergy Cooperative | 118 | 19157 | Co-op | NOVA13533 | 7.32 | Solar |  |  | Interconnected | La Crescent | 55947 | Witoka | 3-WM | Residential |  | 28562 | 2025 | 2025
20262-228084-01 | MiEnergy Cooperative | 118 | 19157 | Co-op | NOVA13571 | 2.93 | Solar |  |  | Interconnected | La Crescent | 55947 | Pine Creek | 1-PE | Residential |  | 16326 | 2025 | 2025
20262-228084-01 | MiEnergy Cooperative | 118 | 19157 | Co-op | NOVA13615 | 11.4 | Solar |  |  | Interconnected | Rushford | 55971 | Rushford | 4-RP | Residential |  | 34000 | 2025 | 2025
20262-228084-01 | MiEnergy Cooperative | 118 | 19157 | Co-op | NOVA13616 | 20 | Solar |  |  | Interconnected | Peterson | 55962 | Rushford | 3-RR | Residential |  | 58000 | 2025 | 2025
20262-228084-01 | MiEnergy Cooperative | 118 | 19157 | Co-op | NOVA13645 | 7.68 | Solar |  |  | Interconnected | Harmony | 55939 | Henrytown | 4-HG | Residential |  | 25600 | 2025 | 2025
20262-228084-01 | MiEnergy Cooperative | 118 | 19157 | Co-op | NOVA13684 | 11.4 | Solar |  |  | Interconnected | La Crescent | 55947 | Pine Creek | 1-PE | Residential |  | 34000 | 2025 | 2025
20262-228084-01 | MiEnergy Cooperative | 118 | 19157 | Co-op | NOVA13687 | 4.39 | Solar |  |  | Interconnected | Minnesota City |  | Stockton | 5-STE | Residential |  | 18000 | 2025 | 2025
20262-228084-01 | MiEnergy Cooperative | 118 | 19157 | Co-op | NOVA13823 | 7.68 | Solar |  |  | Interconnected | Caledonia | 55921 | Brownsville | 3-BC | Residential |  | 31000 | 2025 | 2025
20262-228084-01 | MiEnergy Cooperative | 118 | 19157 | Co-op | NOVA13758 | 6.59 | Solar |  | X | Interconnected | Dakota | 55925 | Pine Creek | 2-PW | Residential |  | 49164.2 | 2025 | 2026
20262-228084-01 | MiEnergy Cooperative | 118 | 19157 | Co-op | NOVA1283 | 37.5 | Solar |  |  | Withdrawn | Spring Valley | 55975 |  |  |  |  | 105000 | 2019
20262-228084-01 | MiEnergy Cooperative | 118 | 19157 | Co-op | NOVA1389 | 34.2 | Solar |  |  | Withdrawn | Houston | 55943 | Houston | 3-HS | Residential |  | 1e+05 | 2019
20262-228084-01 | MiEnergy Cooperative | 118 | 19157 | Co-op | NOVA2264 | 37.5 | Solar |  |  | Withdrawn | Saint Charles | 55972 | Saint Charles | 3-PS | Residential |  | 90000 | 2019
20262-228084-01 | MiEnergy Cooperative | 118 | 19157 | Co-op | NOVA2266 | 37.5 | Solar |  |  | Withdrawn | Saint Charles | 55972 | Saint Charles | 3-PS | Residential |  | 90000 | 2019
20262-228084-01 | MiEnergy Cooperative | 118 | 19157 | Co-op | NOVA2269 | 2000 | Solar |  |  | Withdrawn | Lanesboro | 55949 | Peterson | 2-PR | Utility |  | 3400000 | 2019
20262-228084-01 | MiEnergy Cooperative | 118 | 19157 | Co-op | NOVA2751 | 10 | Solar |  |  | Withdrawn | Houston | 55943 | Rushford | 3-RR | Residential |  | 40000 | 2020
20262-228084-01 | MiEnergy Cooperative | 118 | 19157 | Co-op | NOVA3052 | 18.75 | Solar |  |  | Withdrawn | Houston | 55943 | Rushford | 3-RR | Residential |  | 40000 | 2020
20262-228084-01 | MiEnergy Cooperative | 118 | 19157 | Co-op | NOVA3186 | 40 | Solar |  |  | Withdrawn | Spring Valley | 55972 | Spring Valley | 2-SVE | Residential |  | 90000 | 2020
20262-228084-01 | MiEnergy Cooperative | 118 | 19157 | Co-op | NOVA3578 | 7.6 | Solar |  |  | Withdrawn | Racine | 55967 | Spring Valley | 1-SVN | Residential |  | 38692 | 2020
20262-228084-01 | MiEnergy Cooperative | 118 | 19157 | Co-op | NOVA3660 | 33.6 | Solar |  |  | Withdrawn | Chatfield | 55923 | Fountain | 1-FN | Residential |  | 94080 | 2020
20262-228084-01 | MiEnergy Cooperative | 118 | 19157 | Co-op | NOVA4698 | 38 | Solar |  |  | Withdrawn | Houston | 55943 | Mound Prairie | 4-MH | Residential |  | 1e+05 | 2021
20262-228084-01 | MiEnergy Cooperative | 118 | 19157 | Co-op | NOVA5745 | 2.1 | Wind |  |  | Withdrawn | Fountain | 55935 | Fountain | 4-FW | Residential |  | 2000 | 2022
20262-228084-01 | MiEnergy Cooperative | 118 | 19157 | Co-op | NOVA5747 | 3.25 | Solar |  |  | Withdrawn | Lanesboro | 55949 | Peterson | 4-PF | Residential |  | 14841 | 2022
20262-228084-01 | MiEnergy Cooperative | 118 | 19157 | Co-op | NOVA6421 | 26.6 | Solar |  | X | Withdrawn | Lanesboro | 55949 | Peterson | 1-PL | Residential |  | 103250 | 2022
20262-228084-01 | MiEnergy Cooperative | 118 | 19157 | Co-op | NOVA6454 | 5.12 | Solar |  |  | Withdrawn | Winona | 55987 | Wilson | 1-WS | Residential |  | 14325 | 2022
20262-228084-01 | MiEnergy Cooperative | 118 | 19157 | Co-op | NOVA6885 | 7.32 | Solar |  |  | Withdrawn | Winona | 55987 | Witoka | 2-WP | Residential |  | 28237.32 | 2022
20262-228084-01 | MiEnergy Cooperative | 118 | 19157 | Co-op | NOVA7036 | 9.6 | Solar |  |  | Withdrawn | Rollingstone | 55959 | Stockton | 4-SR | Residential |  | 33900 | 2022
20262-228084-01 | MiEnergy Cooperative | 118 | 19157 | Co-op | NOVA7229 | 38 | Solar |  |  | Withdrawn | Spring Valley | 55975 | Spring Valley | 3-SVW | Residential |  | 80000 | 2022
20262-228084-01 | MiEnergy Cooperative | 118 | 19157 | Co-op | NOVA7341 | 7.8 | Solar |  |  | Withdrawn | La Crescent | 55947 | Pine Creek | 2-PW | Residential |  | 33966 | 2022
20262-228084-01 | MiEnergy Cooperative | 118 | 19157 | Co-op | NOVA7386 | 24.3 | Solar |  |  | Withdrawn | Lanesboro | 55949 | Henrytown | 1-HP | Residential |  | 35000 | 2022
20262-228084-01 | MiEnergy Cooperative | 118 | 19157 | Co-op | NOVA7482 | 3.3 | Solar |  |  | Withdrawn | Lanesboro | 55949 |  |  |  |  | 17180 | 2023
20262-228084-01 | MiEnergy Cooperative | 118 | 19157 | Co-op | NOVA7947 | 20.48 | Solar |  |  | Withdrawn | Winona | 55987 | Wilson | 3-WL | Residential |  | 83912 | 2023
20262-228084-01 | MiEnergy Cooperative | 118 | 19157 | Co-op | NOVA8180 | 22.13 | Solar |  |  | Withdrawn | Houston | 55943 | Rushford | 3-RR | Residential |  | 15086.85 | 2023
20262-228084-01 | MiEnergy Cooperative | 118 | 19157 | Co-op | NOVA8808 | 19.03 | Solar |  |  | Withdrawn | Winona | 55987 | Witoka | 2-WP | Residential |  | 65107.94 | 2023
20262-228084-01 | MiEnergy Cooperative | 118 | 19157 | Co-op | NOVA8827 | 7.6 | Solar |  |  | Withdrawn | Peterson | 55962 | Peterson | 2-PR | Residential |  | 18000 | 2023
20262-228084-01 | MiEnergy Cooperative | 118 | 19157 | Co-op | NOVA8980 | 17.6 | Solar |  |  | Withdrawn | Spring Valley | 55975 | Spring Valley | 3-SVW | Residential |  | 63428 | 2023
20262-228084-01 | MiEnergy Cooperative | 118 | 19157 | Co-op | NOVA10500 | 14.27 | Solar |  |  | Withdrawn | Chatfield | 55923 | Chosen Valley | 1-CHV | Residential |  | 49156.5 | 2024
20262-228084-01 | MiEnergy Cooperative | 118 | 19157 | Co-op | NOVA10705 | 48.25 | Solar |  |  | Withdrawn | Rushford | 55971 |  |  |  |  | 150700 | 2024
20262-228084-01 | MiEnergy Cooperative | 118 | 19157 | Co-op | NOVA8961 | 28.42 | Solar |  |  | Withdrawn | Altura | 55910 |  |  |  |  | 149000 | 2024
20262-228084-01 | MiEnergy Cooperative | 118 | 19157 | Co-op | NOVA12600 | 40 | Wind |  |  | Withdrawn | Spring Valley | 55975 | Spring Valley | 2-SVE | Residential |  | 245207 | 2025
20262-228084-01 | MiEnergy Cooperative | 118 | 19157 | Co-op | NOVA12778 | 30.4 | Solar |  |  | Withdrawn | Mabel |  | Spring Grove | 1-SM | Residential |  | 75000 | 2025
20262-228084-01 | MiEnergy Cooperative | 118 | 19157 | Co-op | NOVA13241 | 35 | Wind |  |  | Withdrawn | Spring Valley | 55975 | Spring Valley | 2-SVE | Residential |  | 245207 | 2025
20262-228084-01 | MiEnergy Cooperative | 118 | 19157 | Co-op | NOVA13253 | 22.8 | Solar |  |  | Withdrawn | Fountain | 55935 | Fountain | 2-FP | Residential |  | 50000 | 2025
20262-228084-01 | MiEnergy Cooperative | 118 | 19157 | Co-op | NOVA13326 | 12.44 | Solar |  |  | Withdrawn | La Crescent | 55947 | Pine Creek | 2-PW | Residential |  | 75000 | 2025
20262-228084-01 | MiEnergy Cooperative | 118 | 19157 | Co-op | NOVA14049 | 5.76 | Solar |  |  | Withdrawn | Harmony | 55939 | Henrytown | 4-HG | Residential |  | 18808 | 2025
20261-227286-01 | Mille Lacs Energy Cooperative | 21 | 12546 | Co-op | 60-55-077 | 3 | Solar |  |  | Interconnected | Onamia | 56359 | 10 | 3 | Commercial |  |  |  | 2008
20261-227286-01 | Mille Lacs Energy Cooperative | 21 | 12546 | Co-op | 30-51-043 | 1.2 | Wind |  |  | Interconnected | Mcgregor | 55760 | 9 | 2 | Commercial |  |  |  | 2009
20261-227286-01 | Mille Lacs Energy Cooperative | 21 | 12546 | Co-op | 52-91-008 | 1.84 | Solar |  |  | Interconnected | Aitkin | 56431 | 5 | 6 | Residential |  |  |  | 2010
20261-227286-01 | Mille Lacs Energy Cooperative | 21 | 12546 | Co-op | 48-59-037 | 15 | Solar |  |  | Interconnected | Aitkin | 56431 | 5 | 6 | Residential |  |  |  | 2011
20261-227286-01 | Mille Lacs Energy Cooperative | 21 | 12546 | Co-op | 28-51-011 | 3.87 | Solar |  |  | Interconnected | Mcgregor | 55760 | 9 | 3 | Residential |  |  |  | 2011
20261-227286-01 | Mille Lacs Energy Cooperative | 21 | 12546 | Co-op | 52-20-014 | 2.76 | Solar |  |  | Decommissioned | Brainerd | 56401 | 5 | 7 | Residential |  |  |  | 2012 | 2020
20261-227286-01 | Mille Lacs Energy Cooperative | 21 | 12546 | Co-op | 27-13-006 | 5.76 | Solar |  |  | Interconnected | Palisade | 56469 | 8 | 1 | Commercial |  |  |  | 2012
20261-227286-01 | Mille Lacs Energy Cooperative | 21 | 12546 | Co-op | 52-20-001 | 14 | Solar |  |  | Interconnected | Brainerd | 56401 | 5 | 7 | Residential |  |  |  | 2012
20261-227286-01 | Mille Lacs Energy Cooperative | 21 | 12546 | Co-op | 40-68-002 | 1.92 | Solar |  |  | Interconnected | Aitkin | 56431 | 3 | 4 | Residential |  |  |  | 2013
20261-227286-01 | Mille Lacs Energy Cooperative | 21 | 12546 | Co-op | 14-03-004 | 14.58 | Solar |  |  | Interconnected | Palisade | 56469 | 8 | 3 | Residential |  |  |  | 2014
20261-227286-01 | Mille Lacs Energy Cooperative | 21 | 12546 | Co-op | 48-56-006 | 8.2 | Solar |  |  | Interconnected | Aitkin | 56431 | 3 | 1 | Residential |  |  |  | 2015
20261-227286-01 | Mille Lacs Energy Cooperative | 21 | 12546 | Co-op | 27-13-007 | 5.5 | Solar |  |  | Interconnected | Palisade | 56469 | 8 | 1 | Commercial |  |  |  | 2015
20261-227286-01 | Mille Lacs Energy Cooperative | 21 | 12546 | Co-op | 40-34-002 | 7.6 | Solar |  |  | Interconnected | Aitkin | 56431 | 3 | 4 | Residential |  |  |  | 2016
20261-227286-01 | Mille Lacs Energy Cooperative | 21 | 12546 | Co-op | 27-60-003 | 15 | Solar |  |  | Interconnected | Aitkin | 56431 | 1 | 3 | Residential |  |  |  | 2017
20261-227286-01 | Mille Lacs Energy Cooperative | 21 | 12546 | Co-op | 40-62-004 | 6 | Solar |  |  | Interconnected | Aitkin | 56431 | 3 | 4 | Residential |  |  |  | 2017
20261-227286-01 | Mille Lacs Energy Cooperative | 21 | 12546 | Co-op | 39-64-016 | 7.6 | Solar |  |  | Interconnected | Aitkin | 56431 | 3 | 2 | Residential |  |  | 2018 | 2018
20261-227286-01 | Mille Lacs Energy Cooperative | 21 | 12546 | Co-op | MLEC0001 | 22.8 | Solar |  |  | Interconnected | Garrison | 56450 | 5 | 7 | Residential |  |  | 2019 | 2019
20261-227286-01 | Mille Lacs Energy Cooperative | 21 | 12546 | Co-op | MLEC0002 | 15.2 | Solar |  |  | Interconnected | Aitkin | 56431 | 3 | 4 | Residential |  | 21187.57 | 2019 | 2019
20261-227286-01 | Mille Lacs Energy Cooperative | 21 | 12546 | Co-op | MLEC0003 | 20 | Solar |  |  | Interconnected | Aitkin | 56431 | 1 | 3 | Community Solar Garden |  |  | 2015 | 2015
20261-227286-01 | Mille Lacs Energy Cooperative | 21 | 12546 | Co-op | NOVA1169 | 10 | Solar |  |  | Interconnected | Aitkin | 56431 | 1 | 3 | Residential |  | 3917 | 2019 | 2019
20261-227286-01 | Mille Lacs Energy Cooperative | 21 | 12546 | Co-op | NOVA1333 | 8.64 | Solar |  |  | Interconnected | Aitkin | 56431 | 3 | 4 | Residential |  | 36047 | 2019 | 2019
20261-227286-01 | Mille Lacs Energy Cooperative | 21 | 12546 | Co-op | NOVA1586 | 15.2 | Solar |  |  | Interconnected | Aitkin | 56431 | 1 | 3 | Residential |  | 51642 | 2019 | 2019
20261-227286-01 | Mille Lacs Energy Cooperative | 21 | 12546 | Co-op | NOVA2513 | 7.6 | Solar |  |  | Interconnected | Onamia |  | 6 | 6 | Residential |  | 30000 | 2019 | 2019
20261-227286-01 | Mille Lacs Energy Cooperative | 21 | 12546 | Co-op | NOVA3178 | 2.4 | Solar |  |  | Interconnected | Aitkin | 56431 | 3 | 2 | Residential |  | 6000 | 2020 | 2020
20261-227286-01 | Mille Lacs Energy Cooperative | 21 | 12546 | Co-op | NOVA3704 | 7.96 | Solar |  |  | Interconnected | Isle | 56342 | 7 | 2 | Residential |  | 30861 | 2020 | 2020
20261-227286-01 | Mille Lacs Energy Cooperative | 21 | 12546 | Co-op | NOVA4228 | 14.75 | Solar |  |  | Interconnected | Aitkin | 56431 | 3 | 4 | Residential |  | 37873 | 2021 | 2021
20261-227286-01 | Mille Lacs Energy Cooperative | 21 | 12546 | Co-op | NOVA4534 | 13.91 | Solar |  |  | Interconnected | Isle | 56342 | 7 | 4 | Residential |  | 45648 | 2021 | 2021
20261-227286-01 | Mille Lacs Energy Cooperative | 21 | 12546 | Co-op | NOVA4896 | 8.85 | Solar |  |  | Interconnected | Isle | 56342 | 7 | 2 | Residential |  | 45131 | 2021 | 2021
20261-227286-01 | Mille Lacs Energy Cooperative | 21 | 12546 | Co-op | NOVA4904 | 8.26 | Solar |  |  | Interconnected | Aitkin | 56431 | 1 | 1 | Residential |  | 40342 | 2021 | 2021
20261-227286-01 | Mille Lacs Energy Cooperative | 21 | 12546 | Co-op | NOVA5245 | 13.57 | Solar |  |  | Interconnected | Aitkin | 56431 | 5 | 5 | Residential |  | 59350 | 2021 | 2022
20261-227286-01 | Mille Lacs Energy Cooperative | 21 | 12546 | Co-op | NOVA5377 | 29.5 | Solar |  |  | Interconnected | Onamia | 56359 | 6 | 6 | Residential |  | 37000 | 2021 | 2022
20261-227286-01 | Mille Lacs Energy Cooperative | 21 | 12546 | Co-op | NOVA5503 | 14.16 | Solar |  |  | Interconnected | Aitkin | 56431 | 3 | 3 | Residential |  | 54872 | 2021 | 2022
20261-227286-01 | Mille Lacs Energy Cooperative | 21 | 12546 | Co-op | NOVA5652 | 5.61 | Solar |  |  | Interconnected | Aitkin | 56431 | 4 | 2 | Residential |  | 24321.62 | 2022 | 2022
20261-227286-01 | Mille Lacs Energy Cooperative | 21 | 12546 | Co-op | NOVA5716 | 7.6 | Solar |  |  | Withdrawn | Isle | 56342 | 7 | 4 | Residential |  | 20000 | 2022
20261-227286-01 | Mille Lacs Energy Cooperative | 21 | 12546 | Co-op | NOVA5762 | 28.8 | Solar |  |  | Interconnected | Aitkin | 56431 | 3 | 1 | Residential |  | 40000 | 2022 | 2022
20261-227286-01 | Mille Lacs Energy Cooperative | 21 | 12546 | Co-op | NOVA5933 | 13.8 | Solar |  |  | Interconnected | Aitkin | 56431 | 3 | 4 | Residential |  | 69960 | 2022 | 2022
20261-227286-01 | Mille Lacs Energy Cooperative | 21 | 12546 | Co-op | NOVA6065 | 6 | Solar |  |  | Interconnected | Palisade | 56469 | 8 | 1 | Residential |  | 24950 | 2022 | 2022
20261-227286-01 | Mille Lacs Energy Cooperative | 21 | 12546 | Co-op | NOVA6077 | 3.8 | Solar |  |  | Interconnected | Onamia | 56359 | 6 | 1 | Residential |  | 13560 | 2022 | 2022
20261-227286-01 | Mille Lacs Energy Cooperative | 21 | 12546 | Co-op | NOVA6109 | 27.84 | Solar |  |  | Withdrawn | Palisade | 56469 | 8 |  |  |  | 124756.76 | 2022
20261-227286-01 | Mille Lacs Energy Cooperative | 21 | 12546 | Co-op | NOVA6172 | 30 | Solar |  | X | Interconnected | Mcgregor | 55760 | 9 | 3 | Residential |  | 105408 | 2022 | 2022
20261-227286-01 | Mille Lacs Energy Cooperative | 21 | 12546 | Co-op | NOVA6172-S | 10 | Storage |  |  | Interconnected | Mcgregor | 55760 | 9 | 3 | Residential |  | 105408 | 2022 | 2022
20261-227286-01 | Mille Lacs Energy Cooperative | 21 | 12546 | Co-op | NOVA6204 | 28.8 | Solar |  |  | Interconnected | Palisade | 56469 | 8 | 2 | Residential |  | 124756.76 | 2022 | 2023
20261-227286-01 | Mille Lacs Energy Cooperative | 21 | 12546 | Co-op | NOVA6278 | 39 | Solar |  |  | Interconnected | Onamia | 56359 | 6 | 2 | Residential |  | 188918.92 | 2022 | 2022
20261-227286-01 | Mille Lacs Energy Cooperative | 21 | 12546 | Co-op | NOVA6328 | 8.85 | Solar |  |  | Interconnected | Isle | 56342 | 7 | 2 | Residential |  | 41044.5 | 2022 | 2022
20261-227286-01 | Mille Lacs Energy Cooperative | 21 | 12546 | Co-op | NOVA6379 | 34.5 | Solar |  |  | Interconnected | Aitkin | 56431 | 2 | 6 | Residential |  | 163421 | 2022 | 2023
20261-227286-01 | Mille Lacs Energy Cooperative | 21 | 12546 | Co-op | NOVA6619 | 29.4 | Solar |  |  | Interconnected | Palisade | 56469 | 8 | 2 | Residential |  | 144968.42 | 2022 | 2023
20261-227286-01 | Mille Lacs Energy Cooperative | 21 | 12546 | Co-op | NOVA6651 | 32.21 | Solar |  | X | Withdrawn | Isle | 56342 | 7 | 2 | Residential |  | 191484 | 2022
20261-227286-01 | Mille Lacs Energy Cooperative | 21 | 12546 | Co-op | NOVA6675 | 12.81 | Solar |  |  | Interconnected | Deerwood | 56444 | 5 | 1 | Residential |  | 51912 | 2022 | 2023
20261-227286-01 | Mille Lacs Energy Cooperative | 21 | 12546 | Co-op | NOVA6918 | 20.13 | Solar |  |  | Interconnected | Aitkin | 56431 | 1 | 2 | Residential |  | 124762 | 2022 | 2023
20261-227286-01 | Mille Lacs Energy Cooperative | 21 | 12546 | Co-op | NOVA6950 | 5.4 | Solar |  |  | Interconnected | Aitkin | 56431 | 3 | 4 | Residential |  | 31000 | 2022 | 2023
20261-227286-01 | Mille Lacs Energy Cooperative | 21 | 12546 | Co-op | NOVA6983 | 39.89 | Solar |  | X | Interconnected | Isle | 56342 | 7 | 2 | Residential |  | 148500 | 2022 | 2023
20261-227286-01 | Mille Lacs Energy Cooperative | 21 | 12546 | Co-op | NOVA7053 | 26.1 | Solar |  | X | Interconnected | Aitkin | 56431 | 5 | 7 | Residential |  | 64358 | 2022 | 2023
20261-227286-01 | Mille Lacs Energy Cooperative | 21 | 12546 | Co-op | NOVA7053-S | 5.7 | Storage |  |  | Interconnected | Aitkin | 56431 | 5 | 7 | Residential |  | 64358 | 2022 | 2023
20261-227286-01 | Mille Lacs Energy Cooperative | 21 | 12546 | Co-op | NOVA7150 | 4.39 | Solar |  |  | Withdrawn | Onamia | 56359 | 6 | 6 | Residential |  | 20752 | 2022
20261-227286-01 | Mille Lacs Energy Cooperative | 21 | 12546 | Co-op | NOVA7442 | 38 | Solar |  |  | Withdrawn | Onamia | 56353 | 6 | 2 | Residential |  | 120000 | 2023
20261-227286-01 | Mille Lacs Energy Cooperative | 21 | 12546 | Co-op | NOVA7558 | 13.18 | Solar |  |  | Withdrawn | Aitkin | 56431 | 3 | 4 | Residential |  | 89888 | 2023
20261-227286-01 | Mille Lacs Energy Cooperative | 21 | 12546 | Co-op | NOVA7614 | 29.44 | Solar |  |  | Withdrawn | Aitkin | 56431 | 4 | 3 | Commercial |  | 83613 | 2023
20261-227286-01 | Mille Lacs Energy Cooperative | 21 | 12546 | Co-op | NOVA7950 | 7.68 | Solar |  |  | Withdrawn | Aitkin | 56431 | 4 | 3 | Residential |  | 33059 | 2023
20261-227286-01 | Mille Lacs Energy Cooperative | 21 | 12546 | Co-op | NOVA8048 | 17.66 | Solar |  |  | Interconnected | Aitkin | 56431 | 4 | 3 | Residential |  | 40000 | 2023 | 2023
20261-227286-01 | Mille Lacs Energy Cooperative | 21 | 12546 | Co-op | NOVA8058 | 8.32 | Solar |  |  | Interconnected | Aitkin | 56431 | 2 | 3 | Residential |  | 27350 | 2023 | 2023
20261-227286-01 | Mille Lacs Energy Cooperative | 21 | 12546 | Co-op | NOVA8450 | 7.92 | Solar |  |  | Interconnected | Garrison | 56450 | 5 | 7 | Commercial |  | 36820 | 2023 | 2023
20261-227286-01 | Mille Lacs Energy Cooperative | 21 | 12546 | Co-op | NOVA8530 | 11.52 | Solar |  |  | Interconnected | Aitkin | 56431 | 7 | 3 | Residential |  | 33000 | 2023 | 2024
20261-227286-01 | Mille Lacs Energy Cooperative | 21 | 12546 | Co-op | NOVA8561 | 38 | Solar |  |  | Interconnected | Onamia | 56359 | 6 | 2 | Residential |  | 80000 | 2023 | 2024
20261-227286-01 | Mille Lacs Energy Cooperative | 21 | 12546 | Co-op | NOVA8562 | 38 | Solar |  |  | Interconnected | Onamia | 56359 | 6 | 2 | Residential |  | 80000 | 2023 | 2024
20261-227286-01 | Mille Lacs Energy Cooperative | 21 | 12546 | Co-op | NOVA8563 | 38 | Solar |  |  | Interconnected | Onamia | 56359 | 6 | 2 | Residential |  | 80000 | 2023 | 2024
20261-227286-01 | Mille Lacs Energy Cooperative | 21 | 12546 | Co-op | NOVA8600 | 28.16 | Solar |  |  | Interconnected | Aitkin | 56431 | 3 | 4 | Commercial |  | 105900 | 2023 | 2024
20261-227286-01 | Mille Lacs Energy Cooperative | 21 | 12546 | Co-op | NOVA8645 | 15.37 | Solar |  |  | Interconnected | Deerwood | 56444 | 5 | 3 | Residential |  | 80684 | 2023 | 2023
20261-227286-01 | Mille Lacs Energy Cooperative | 21 | 12546 | Co-op | NOVA8812 | 6.6 | Solar |  |  | Withdrawn | Isle | 56342 | 7 | 4 | Residential |  | 25696 | 2023
20261-227286-01 | Mille Lacs Energy Cooperative | 21 | 12546 | Co-op | NOVA9032 | 38 | Solar |  |  | Interconnected | Onamia | 56359 | 6 | 2 | Residential |  | 80000 | 2024 | 2024
20261-227286-01 | Mille Lacs Energy Cooperative | 21 | 12546 | Co-op | NOVA9078 | 5.12 | Solar |  |  | Withdrawn | Mcgregor | 55760 | 9 | 2 | Residential |  | 21527 | 2024
20261-227286-01 | Mille Lacs Energy Cooperative | 21 | 12546 | Co-op | NOVA10337 | 7.68 | Solar |  |  | Interconnected | Aitkin | 56431 | 3 | 4 | Residential |  | 25618 | 2024 | 2024
20261-227286-01 | Mille Lacs Energy Cooperative | 21 | 12546 | Co-op | NOVA10441 | 13.82 | Solar |  |  | Interconnected | Aitkin | 56431 | 3 | 4 | Residential |  | 62955 | 2024 | 2024
20261-227286-01 | Mille Lacs Energy Cooperative | 21 | 12546 | Co-op | NOVA10599 | 6.91 | Solar |  |  | Interconnected | Aitkin | 56431 | 3 | 1 | Residential |  | 31200 | 2024 | 2024
20261-227286-01 | Mille Lacs Energy Cooperative | 21 | 12546 | Co-op | NOVA10655 | 10.88 | Solar |  |  | Interconnected | Deerwood | 56444 | 5 | 3 | Residential |  | 44982 | 2024 | 2024
20261-227286-01 | Mille Lacs Energy Cooperative | 21 | 12546 | Co-op | NOVA10783 | 11.9 | Solar |  |  | Interconnected | Aitkin | 56431 | 3 | 2 | Residential |  | 40000 | 2024 | 2024
20261-227286-01 | Mille Lacs Energy Cooperative | 21 | 12546 | Co-op | NOVA11886 | 13.44 | Solar |  |  | Interconnected | Isle | 56342 | 7 | 4 | Residential |  | 49300 | 2024 | 2024
20261-227286-01 | Mille Lacs Energy Cooperative | 21 | 12546 | Co-op | NOVA11952 | 15.89 | Solar |  | X | Interconnected | Mcgregor | 55760 | 9 | 2 | Residential |  | 36579 | 2024 | 2025
20261-227286-01 | Mille Lacs Energy Cooperative | 21 | 12546 | Co-op | NOVA12012 | 5.2 | Solar |  |  | Withdrawn | Aitkin | 56431 | 4 | 2 | Residential |  | 27945.46 | 2024
20261-227286-01 | Mille Lacs Energy Cooperative | 21 | 12546 | Co-op | NOVA12022 | 7.69 | Solar |  |  | Interconnected | Aitkin | 56431 | 5 | 6 | Residential |  | 32531.63 | 2024 | 2024
20261-227286-01 | Mille Lacs Energy Cooperative | 21 | 12546 | Co-op | NOVA12056 | 26.6 | Solar |  |  | Interconnected | Aitkin | 56431 | 3 | 1 | Residential |  | 74301.28 | 2024 | 2024
20261-227286-01 | Mille Lacs Energy Cooperative | 21 | 12546 | Co-op | NOVA12066 | 11.9 | Solar |  |  | Interconnected | Aitkin | 56431 | 1 | 3 | Residential |  | 59675.32 | 2024 | 2025
20261-227286-01 | Mille Lacs Energy Cooperative | 21 | 12546 | Co-op | NOVA12138 | 6.6 | Solar |  |  | Interconnected | Isle | 56342 | 7 | 4 | Residential |  | 19560 | 2024 | 2024
20261-227286-01 | Mille Lacs Energy Cooperative | 21 | 12546 | Co-op | NOVA12179 | 10 | Solar |  |  | Interconnected | Onamia | 56359 | 6 | 6 | Residential |  | 35000 | 2024 | 2025
20261-227286-01 | Mille Lacs Energy Cooperative | 21 | 12546 | Co-op | NOVA12709 | 3.29 | Solar |  |  | Interconnected | Onamia | 56359 | 6 | 3 | Commercial |  | 8000 | 2025 | 2025
20261-227286-01 | Mille Lacs Energy Cooperative | 21 | 12546 | Co-op | NOVA13141 | 23.04 | Solar |  |  | Interconnected | Aitkin | 56431 | 1 | 1 | Residential |  | 71950 | 2025 | 2025
20261-227286-01 | Mille Lacs Energy Cooperative | 21 | 12546 | Co-op | NOVA13200 | 21.6 | Solar |  |  | Interconnected | Isle | 56342 | 7 | 4 | Residential |  | 55000 | 2025 | 2025
20261-227286-01 | Mille Lacs Energy Cooperative | 21 | 12546 | Co-op | NOVA13336 | 19.55 | Solar |  | X | Interconnected | Deerwood | 56444 | 5 | 5 | Residential |  | 41001 | 2025 | 2025
20261-227286-01 | Mille Lacs Energy Cooperative | 21 | 12546 | Co-op | NOVA13644 | 16 | Solar |  | X | Active Application | Mcgregor |  | 9 | 3 | Residential |  | 18500 | 2025
20261-227286-01 | Mille Lacs Energy Cooperative | 21 | 12546 | Co-op | NOVA13644-S | 12 | Storage |  |  | Active Application | Mcgregor |  | 9 | 3 | Residential |  | 18500 | 2025
20261-227286-01 | Mille Lacs Energy Cooperative | 21 | 12546 | Co-op | NOVA13701 | 10 | Solar |  |  | Active Application | Deerwood | 56444 | 5 | 3 | Residential |  | 2e+05 | 2025
20261-227286-01 | Mille Lacs Energy Cooperative | 21 | 12546 | Co-op | NOVA14015 | 22.66 | Solar |  |  | Active Application | Aitkin | 56431 | 1 | 2 | Residential |  | 88859 | 2025
20261-227286-01 | Mille Lacs Energy Cooperative | 21 | 12546 | Co-op | NOVA14036 | 18.43 | Solar |  |  | Active Application | Aitkin | 56431 | 3 | 4 | Residential |  | 38555 | 2025
20261-227286-01 | Mille Lacs Energy Cooperative | 21 | 12546 | Co-op | NOVAnone | 18 | Solar |  |  | Interconnected | Aitkin | 56431 | 1 | 1 | Commercial |  | 10000 | 2025 | 2025
20262-227850-01 | BENCO Electric Cooperative | 10 | 1884 | Co-op | NOVA0601-119-0601-119 | 8.4 | Solar |  |  | Interconnected | Gaylord | 55307 | Rush River | 4 | Residential |  |  | 2017 | 2017
20262-227850-01 | BENCO Electric Cooperative | 10 | 1884 | Co-op | NOVA0612-018-0612-018 | 27.55 | Solar |  |  | Interconnected | Gaylord | 55334 | Rush River | 4 | Residential |  |  | 2019 | 2021
20262-227850-01 | BENCO Electric Cooperative | 10 | 1884 | Co-op | NOVA0734-034-0734-034 | 36 | Solar |  |  | Withdrawn | Le Sueur | 55305 | Blue Earth SMEC | 1 | Residential |  |  | 2019
20262-227850-01 | BENCO Electric Cooperative | 10 | 1884 | Co-op | NOVA0919-111-0919-111 | 39.9 | Solar |  |  | Interconnected | Saint Peter | 56082 | Rush River | 1 | Commercial |  |  | 2015
20262-227850-01 | BENCO Electric Cooperative | 10 | 1884 | Co-op | NOVA0919-122-0919-122 | 39.9 | Solar |  |  | Interconnected | Saint Peter | 56082 | Rush River | 1 | Residential |  |  | 2015
20262-227850-01 | BENCO Electric Cooperative | 10 | 1884 | Co-op | NOVA0920-019-0920-019 | 39.9 | Solar |  |  | Interconnected | Saint Peter | 56082 | Rush River | 1 | Residential |  |  | 2015
20262-227850-01 | BENCO Electric Cooperative | 10 | 1884 | Co-op | NOVA0932-127-0932-127 | 9 | Solar |  |  | Interconnected | Saint Peter | 56082 | Traverse | 2 | Residential |  |  | 2019 | 2019
20262-227850-01 | BENCO Electric Cooperative | 10 | 1884 | Co-op | NOVA1007-182-1007-182 | 4.14 | Solar |  |  | Interconnected | Saint Peter | 56082 | Rush River | 4 | Residential |  |  | 2012
20262-227850-01 | BENCO Electric Cooperative | 10 | 1884 | Co-op | NOVA10334-28HA09-021 | 19.2 | Solar |  |  | Interconnected | North Mankato | 56003 | Johnson South | 5 | Residential |  | 47870.46 | 2024 | 2024
20262-227850-01 | BENCO Electric Cooperative | 10 | 1884 | Co-op | NOVA1036-200-1036-200 | 39.6 | Solar |  |  | Interconnected | Saint Peter | 56082 | Traverse | 2 | Residential |  |  | 2016
20262-227850-01 | BENCO Electric Cooperative | 10 | 1884 | Co-op | NOVA10363-2901-055 | 25.25 | Solar |  |  | Withdrawn | Mankato | 56001 | Eagle Lake | 1 | Residential |  | 73000 | 2024
20262-227850-01 | BENCO Electric Cooperative | 10 | 1884 | Co-op | NOVA10381-2929-261 | 38.28 | Solar |  |  | Interconnected | Mankato | 56001 | Pohl | 5 | Residential |  | 149900 | 2024 | 2024
20262-227850-01 | BENCO Electric Cooperative | 10 | 1884 | Co-op | NOVA10390-28I05-030 | 6 | Solar |  |  | Interconnected | North Mankato | 56003 | Penelope West | 3 | Residential |  | 52662.38 | 2024 | 2024
20262-227850-01 | BENCO Electric Cooperative | 10 | 1884 | Co-op | NOVA10423-4010-013 | 18 | Solar |  |  | Interconnected | Madelia | 56062 | Garden City | 4 | Residential |  | 63000 | 2024 | 2024
20262-227850-01 | BENCO Electric Cooperative | 10 | 1884 | Co-op | NOVA10432-4010-120 | 38.5 | Solar |  |  | Interconnected | Madelia | 56062 | Garden City | 4 | Residential |  | 104850 | 2024 | 2025
20262-227850-01 | BENCO Electric Cooperative | 10 | 1884 | Co-op | NOVA10504-29GBB22-075 | 40 | Solar |  |  | Interconnected | Mankato | 56001 | Pohl | 3 | Residential |  | 119890 | 2024 | 2025
20262-227850-01 | BENCO Electric Cooperative | 10 | 1884 | Co-op | NOVA10548-28MC02-022 | 39 | Solar |  |  | Interconnected | Mankato | 56003 | Johnson North | 2 | Residential |  | 119890 | 2024 | 2025
20262-227850-01 | BENCO Electric Cooperative | 10 | 1884 | Co-op | NOVA10555-3432-278 | 38.4 | Solar |  |  | Interconnected | Good Thunder | 56037 | Decoria | 4 | Residential |  | 80067 | 2024 | 2024
20262-227850-01 | BENCO Electric Cooperative | 10 | 1884 | Co-op | NOVA10649-36B04-125 | 6.91 | Solar |  |  | Interconnected | Lake Crystal | 56055 | Garden City | 3 | Residential |  |  | 2024 | 2024
20262-227850-01 | BENCO Electric Cooperative | 10 | 1884 | Co-op | NOVA10694-6903-169 | 20.74 | Solar |  |  | Interconnected | Blue Earth | 56013 | Blue Earth | 4 | Residential |  | 25000 | 2024 | 2024
20262-227850-01 | BENCO Electric Cooperative | 10 | 1884 | Co-op | NOVA10810-29I03-256 | 8.32 | Solar |  |  | Interconnected | Mankato | 56001 | Eagle Lake | 4 | Residential |  | 44765.5 | 2024 | 2024
20262-227850-01 | BENCO Electric Cooperative | 10 | 1884 | Co-op | NOVA11831-7602-003 | 15.3 | Solar |  |  | Interconnected | Walters | 56097 | Bricelyn | 1 | Residential |  | 63890 | 2024 | 2024
20262-227850-01 | BENCO Electric Cooperative | 10 | 1884 | Co-op | NOVA11832-21BCD35-200 | 9.6 | Solar |  |  | Interconnected | North Mankato | 56003 | Johnson North | 3 | Residential |  | 51652.5 | 2024 | 2024
20262-227850-01 | BENCO Electric Cooperative | 10 | 1884 | Co-op | NOVA11872-29ED16-111 | 5.12 | Solar |  |  | Interconnected | Mankato | 56001 | Pohl | 2 | Residential |  | 26916.5 | 2024 | 2024
20262-227850-01 | BENCO Electric Cooperative | 10 | 1884 | Co-op | NOVA11950-4415-029 | 15 | Solar |  |  | Interconnected | Mapleton |  | St. Clair | 2 | Residential |  | 25000 | 2024 | 2024
20262-227850-01 | BENCO Electric Cooperative | 10 | 1884 | Co-op | NOVA12073-76AA21-157 | 18.6 | Solar |  |  | Interconnected | Kiester | 56051 | Bricelyn SMEC | 2 | Residential |  | 50000 | 2024 | 2024
20262-227850-01 | BENCO Electric Cooperative | 10 | 1884 | Co-op | NOVA12099-5130-013 | 11.22 | Solar |  |  | Interconnected | Truman | 56088 | Willow Creek | 4 | Residential |  | 44066 | 2024 | 2024
20262-227850-01 | BENCO Electric Cooperative | 10 | 1884 | Co-op | NOVA1213-034-UNKNOWN | 20 | Wind |  |  | Interconnected | Lafeyette | 56054 | New Sweden | 3 | Residential |  |  | 2002
20262-227850-01 | BENCO Electric Cooperative | 10 | 1884 | Co-op | NOVA12163-4230-052 | 16 | Solar |  |  | Interconnected | Good Thunder |  | Sterling Center | 3 | Residential |  | 49500 | 2024 | 2025
20262-227850-01 | BENCO Electric Cooperative | 10 | 1884 | Co-op | NOVA12165-4109-095 | 37.6 | Solar |  |  | Withdrawn | Garden City | 56034 | Garden City | 3 | Residential |  | 111000 | 2024
20262-227850-01 | BENCO Electric Cooperative | 10 | 1884 | Co-op | NOVA12204-3315-162 | 15.36 | Solar |  |  | Interconnected | Janesville | 56048 | St. Clair | 1 | Residential |  | 46500 | 2024 | 2024
20262-227850-01 | BENCO Electric Cooperative | 10 | 1884 | Co-op | NOVA12277-28HA09-027 | 6 | Solar |  |  | Interconnected | North Mankato | 56003 | Johnson South | 5 | Residential |  | 30000 | 2024 | 2025
20262-227850-01 | BENCO Electric Cooperative | 10 | 1884 | Co-op | NOVA12358-5905-008 | 38.4 | Solar |  |  | Interconnected | Wells | 56097 | Clark | 1 | Residential |  | 183000 | 2024 | 2025
20262-227850-01 | BENCO Electric Cooperative | 10 | 1884 | Co-op | NOVA12375-69G08-038 | 36 | Solar |  |  | Interconnected | Blue Earth | 56013 | Winnebago Local 12.47 kV | 3 | Residential |  | 183000 | 2024 | 2025
20262-227850-01 | BENCO Electric Cooperative | 10 | 1884 | Co-op | NOVA12387-3603-028 | 19.97 | Solar |  |  | Interconnected | Lake Crystal | 56055 | Century | 3 | Residential |  | 77927.27 | 2024 | 2025
20262-227850-01 | BENCO Electric Cooperative | 10 | 1884 | Co-op | NOVA12416-29FDD20-113 | 15 | Solar |  |  | Interconnected | Mankato | 56001 | Pohl | 1 | Residential |  | 35000 | 2024 | 2025
20262-227850-01 | BENCO Electric Cooperative | 10 | 1884 | Co-op | NOVA12482-4304-116 | 15 | Other |  | X | Interconnected | Mapleton |  | St. Clair | 3 | Residential |  | 20000 | 2024 | 2025
20262-227850-01 | BENCO Electric Cooperative | 10 | 1884 | Co-op | NOVA12492-3529-309 | 15 | Other |  | X | Interconnected | Good Thunder | 56037 | Century | 2 | Residential |  | 17000 | 2025 | 2025
20262-227850-01 | BENCO Electric Cooperative | 10 | 1884 | Co-op | NOVA12625-21BDC35-068 | 8.06 | Solar |  |  | Interconnected | North Mankato | 56003 | Johnson North | 3 | Residential |  | 25055 | 2025 | 2025
20262-227850-01 | BENCO Electric Cooperative | 10 | 1884 | Co-op | NOVA12704-30A02-086 | 14.98 | Solar |  |  | Interconnected | Madison Lake | 56063 | Eagle Lake | 2 | Residential |  | 54864.25 | 2025 | 2025
20262-227850-01 | BENCO Electric Cooperative | 10 | 1884 | Co-op | NOVA12746-282727-005 | 29.91 | Solar |  | X | Interconnected | Mankato | 56001 | Century | 1 | Residential |  | 59938 | 2025 | 2025
20262-227850-01 | BENCO Electric Cooperative | 10 | 1884 | Co-op | NOVA12825-3401-129 | 8.06 | Solar |  |  | Interconnected | Mankato | 56001 | St. Clair | 3 | Residential |  | 29759.5 | 2025 | 2025
20262-227850-01 | BENCO Electric Cooperative | 10 | 1884 | Co-op | NOVA12910-29FDD20-190 | 13.44 | Solar |  |  | Interconnected | Mankato | 56001 | Pohl | 1 | Residential |  | 75438.56 | 2025 | 2025
20262-227850-01 | BENCO Electric Cooperative | 10 | 1884 | Co-op | NOVA12927-19J33-090 | 32.22 | Solar |  | X | Interconnected | Madison Lake | 56063 | Eagle Lake | 1 | Residential |  | 63583 | 2025 | 2025
20262-227850-01 | BENCO Electric Cooperative | 10 | 1884 | Co-op | NOVA13076-7123-085 | 15.36 | Solar |  |  | Interconnected | Frost | 56033 | Blue Earth SMEC | 1 | Residential |  | 50000 | 2025 | 2025
20262-227850-01 | BENCO Electric Cooperative | 10 | 1884 | Co-op | NOVA13092-5921-058 | 39.9 | Solar |  |  | Interconnected | Wells | 56097 | Clark | 1 | Residential |  | 160000 | 2025 | 2025
20262-227850-01 | BENCO Electric Cooperative | 10 | 1884 | Co-op | NOVA13180-19JA28-003 | 24.52 | Solar |  | X | Interconnected | Madison Lake |  | Jamestown | 3 | Residential |  | 57412 | 2025 | 2025
20262-227850-01 | BENCO Electric Cooperative | 10 | 1884 | Co-op | NOVA13209-29FDC20-203 | 19 | Solar |  | X | Interconnected | Mankato | 56001 | Pohl | 1 | Residential |  | 22000 | 2025 | 2025
20262-227850-01 | BENCO Electric Cooperative | 10 | 1884 | Co-op | NOVA13322-55B35-294 | 38.4 | Solar |  |  | Active Application | Winnebago | 56098 | Winnebago Local 12.47 kV | 4 | Residential |  | 144020 | 2025
20262-227850-01 | BENCO Electric Cooperative | 10 | 1884 | Co-op | NOVA13427-1527-066- | 32.24 | Solar |  | X | Interconnected | Saint Peter | 56082 | Traverse | 3 | Residential |  | 93355 | 2025 | 2026
20262-227850-01 | BENCO Electric Cooperative | 10 | 1884 | Co-op | NOVA13551-3508-160 | 22.5 | Solar |  |  | Interconnected | Good Thunder | 56037 | Century | 2 | Residential |  | 64000 | 2025 | 2025
20262-227850-01 | BENCO Electric Cooperative | 10 | 1884 | Co-op | NOVA13556-21DDD34-082 | 7.6 | Solar |  |  | Withdrawn | North Mankato | 56003 | Johnson South | 7 | Residential |  | 16254 | 2025
20262-227850-01 | BENCO Electric Cooperative | 10 | 1884 | Co-op | NOVA13600-UNKNOWN | 37.28 | Solar |  |  | Withdrawn | North Mankato | 56003 |  |  |  |  | 6000 | 2025
20262-227850-01 | BENCO Electric Cooperative | 10 | 1884 | Co-op | NOVA13605-29ED16-039 | 4.68 | Solar |  |  | Withdrawn | Mankato | 56001 | Pohl | 2 | Residential |  | 36120 | 2025
20262-227850-01 | BENCO Electric Cooperative | 10 | 1884 | Co-op | NOVA13673-340707-274 | 15 | Solar |  |  | Interconnected | Mankato | 56001 | Decoria | 4 | Residential |  | 40000 | 2025 | 2025
20262-227850-01 | BENCO Electric Cooperative | 10 | 1884 | Co-op | NOVA13762-21DDD34-082 | 7.68 | Solar |  |  | Interconnected | North Mankato | 56003 | Northport | 4 | Residential |  | 16254 | 2025 | 2025
20262-227850-01 | BENCO Electric Cooperative | 10 | 1884 | Co-op | NOVA13798-4318-041 | 26.6 | Solar |  |  | Withdrawn | Good Thunder | 56037 | Sterling Center | 1 | Residential |  | 167580 | 2025
20262-227850-01 | BENCO Electric Cooperative | 10 | 1884 | Co-op | NOVA13834-30A02-141 | 21.96 | Solar |  |  | Interconnected | Madison Lake | 56063 | Eagle Lake | 2 | Residential |  | 98032 | 2025 | 2026
20262-227850-01 | BENCO Electric Cooperative | 10 | 1884 | Co-op | NOVA13871-28DBD10-609 | 18 | Solar |  | X | Interconnected | Mankato | 56003 | Johnson South | 5 | Residential |  | 77000 | 2025 | 2025
20262-227850-01 | BENCO Electric Cooperative | 10 | 1884 | Co-op | NOVA13886-28MAC02-063 | 9 | Solar |  | X | Interconnected | North Mankato | 56003 | Johnson South | 7 | Residential |  | 36000 | 2025 | 2026
20262-227850-01 | BENCO Electric Cooperative | 10 | 1884 | Co-op | NOVA13904-79FC33-371 | 11.9 | Solar |  |  | Active Application | Elmore | 56027 | Elmore 4.16 kV | 1 | Residential |  | 39981 | 2025
20262-227850-01 | BENCO Electric Cooperative | 10 | 1884 | Co-op | NOVA13968-29ED16-039 | 8.9 | Solar |  |  | Interconnected | Mankato | 56001 | Pohl | 2 | Residential |  | 36120 | 2025 | 2025
20262-227850-01 | BENCO Electric Cooperative | 10 | 1884 | Co-op | NOVA14074-7816-038 | 17.68 | Solar |  |  | Active Application | Frost | 56033 | Blue Earth | 2 | Residential |  | 60000 | 2025
20262-227850-01 | BENCO Electric Cooperative | 10 | 1884 | Co-op | NOVA1408-070-1408-070 | 39.9 | Wind |  |  | Interconnected | Nicollet | 56074 | New Sweden | 3 | Residential |  |  | 2012
20262-227850-01 | BENCO Electric Cooperative | 10 | 1884 | Co-op | NOVA1408-140-UNKNOWN | 39.9 | Wind |  |  | Interconnected | Nicollet | 56074 | New Sweden | 3 | Residential |  |  | 2010 |  | 2025
20262-227850-01 | BENCO Electric Cooperative | 10 | 1884 | Co-op | NOVA1408-145-UNKNOWN | 39.9 | Wind |  |  | Interconnected | Nicollet | 56074 | New Sweden | 3 | Residential |  |  | 2020
20262-227850-01 | BENCO Electric Cooperative | 10 | 1884 | Co-op | NOVA1415-142-1415-142 | 36 | Wind |  |  | Interconnected | Nicollet | 56074 | New Sweden | 3 | Commercial |  |  | 2014
20262-227850-01 | BENCO Electric Cooperative | 10 | 1884 | Co-op | NOVA1416-135-1416-135 | 36 | Solar |  |  | Interconnected | Nicollet | 56074 | New Sweden | 3 | Residential |  |  | 2014
20262-227850-01 | BENCO Electric Cooperative | 10 | 1884 | Co-op | NOVA1416-136-1416-136 | 36 | Wind |  |  | Interconnected | Nicollet | 56074 | New Sweden | 3 | Residential |  |  | 2014
20262-227850-01 | BENCO Electric Cooperative | 10 | 1884 | Co-op | NOVA1525-060-1525-060 | 10 | Wind |  |  | Interconnected | Saint Peter | 56082 | Traverse | 3 | Residential |  |  | 2010
20262-227850-01 | BENCO Electric Cooperative | 10 | 1884 | Co-op | NOVA19H19-074-19H19-074 | 6.24 | Solar |  |  | Interconnected | Madison Lake | 56063 | Eagle Lake | 2 | Residential |  |  | 2016
20262-227850-01 | BENCO Electric Cooperative | 10 | 1884 | Co-op | NOVA19H19-083-19H19-083 | 3 | Solar |  |  | Interconnected | Madison Lake | 56063 | Eagle Lake | 2 | Residential |  |  | 2009 | 2009
20262-227850-01 | BENCO Electric Cooperative | 10 | 1884 | Co-op | NOVA2010-130-2010-130 | 13.2 | Solar |  | X | Interconnected | Kasota | 56050 | Eagle Lake | 4 | Residential |  |  | 2019 | 2019
20262-227850-01 | BENCO Electric Cooperative | 10 | 1884 | Co-op | NOVA20A12-079-20A12-079 | 8.45 | Solar |  |  | Interconnected | Kasota | 56050 | Century | 1 | Residential |  |  | 2016
20262-227850-01 | BENCO Electric Cooperative | 10 | 1884 | Co-op | NOVA20A12-079-UNKNOWN | 8.45 | Solar |  |  | Interconnected | Kasota | 56050 | Eagle Lake | 1 | Residential |  |  | 2019
20262-227850-01 | BENCO Electric Cooperative | 10 | 1884 | Co-op | NOVA211414-047-211414-047 | 14.2 | Solar |  |  | Interconnected | Saint Peter | 56082 | Penelope East | 5 | Residential |  |  | 2014
20262-227850-01 | BENCO Electric Cooperative | 10 | 1884 | Co-op | NOVA211414-097-211414-097 | 6 | Solar |  |  | Interconnected | Saint Peter | 56082 | Penelope West | 7 | Residential |  |  | 2014
20262-227850-01 | BENCO Electric Cooperative | 10 | 1884 | Co-op | NOVA2194-3316-96 | 7.68 | Solar |  |  | Interconnected | Janesville | 56048 | St. Clair | 2 | Residential |  | 14931.25 | 2019 | 2019
20262-227850-01 | BENCO Electric Cooperative | 10 | 1884 | Co-op | NOVA2392-29I03-255 | 7.92 | Solar |  |  | Interconnected | Mankato | 56001 | Eagle Lake | 1 | Residential |  | 11880 | 2019 | 2019
20262-227850-01 | BENCO Electric Cooperative | 10 | 1884 | Co-op | NOVA2547-5807-013 | 10.62 | Solar |  |  | Interconnected | Easton |  | Easton | 4 | Residential |  | 49565 | 2019 | 2020
20262-227850-01 | BENCO Electric Cooperative | 10 | 1884 | Co-op | NOVA2571-1618-078 | 10.44 | Solar |  |  | Interconnected | Saint Peter | 56082 | Traverse | 3 | Residential |  | 46462 | 2019 | 2020
20262-227850-01 | BENCO Electric Cooperative | 10 | 1884 | Co-op | NOVA2572-09C21-004 | 5.8 | Solar |  |  | Interconnected | Saint Peter | 56082 | Rush River | 1 | Residential |  | 25736 | 2019 | 2020
20262-227850-01 | BENCO Electric Cooperative | 10 | 1884 | Co-op | NOVA2736-330-2736-330 | 10 | Solar |  |  | Interconnected | Lake Crystal | 56055 | Century | 3 | Residential |  |  | 2019 | 2019
20262-227850-01 | BENCO Electric Cooperative | 10 | 1884 | Co-op | NOVA27B31-242-27B31-242 | 7.44 | Solar |  |  | Interconnected | Lake Crystal | 56055 | Butternut | 4 | Residential |  |  | 2016
20262-227850-01 | BENCO Electric Cooperative | 10 | 1884 | Co-op | NOVA2829-033-2829-033 | 39.95 | Solar |  |  | Interconnected | Mankato | 56001 | Century | 1 | Commercial |  |  | 2019 | 2019
20262-227850-01 | BENCO Electric Cooperative | 10 | 1884 | Co-op | NOVA2875-5528-010 | 36 | Solar |  |  | Interconnected | Winnebago | 56098 | Willow Creek | 2 | Residential |  | 137486 | 2020 | 2020
20262-227850-01 | BENCO Electric Cooperative | 10 | 1884 | Co-op | NOVA28DD10-023-28DD10-023 | 11.4 | Solar |  |  | Interconnected | North Mankato | 56003 | Johnson South | 5 | Residential |  |  | 2018 | 2018
20262-227850-01 | BENCO Electric Cooperative | 10 | 1884 | Co-op | NOVA28L06-055-28L06-055 | 0.95 | Solar |  |  | Interconnected | North Mankato | 56003 | Penelope West | 7 | Residential |  |  | 2011
20262-227850-01 | BENCO Electric Cooperative | 10 | 1884 | Co-op | NOVA28MDA02-271-28MDA02-271 | 5.6 | Solar |  |  | Interconnected | North Mankato | 56003 | Johnson North | 3 | Residential |  |  | 2019 | 2021
20262-227850-01 | BENCO Electric Cooperative | 10 | 1884 | Co-op | NOVA2939-0928B-017 | 18 | Solar |  |  | Withdrawn | Saint Peter | 56082 | Rush River | 3 | Commercial |  | 121125 | 2020
20262-227850-01 | BENCO Electric Cooperative | 10 | 1884 | Co-op | NOVA2962-2925-075 | 15.2 | Solar |  |  | Interconnected | Mankato | 56001 | Eagle Lake | 2 | Residential |  | 35000 | 2020 | 2020
20262-227850-01 | BENCO Electric Cooperative | 10 | 1884 | Co-op | NOVA29A28-109-29A28-109 | 1 | Solar |  |  | Interconnected | Mankato | 56001 | Pohl | 4 | Residential |  |  | 2016
20262-227850-01 | BENCO Electric Cooperative | 10 | 1884 | Co-op | NOVA29FDB20-351-29FDB20-351 | 1.9 | Solar |  |  | Interconnected | Mankato | 56001 | Pohl | 1 | Residential |  |  | 2017
20262-227850-01 | BENCO Electric Cooperative | 10 | 1884 | Co-op | NOVA3078-4016-024 | 36 | Solar |  |  | Interconnected | Madelia | 56062 | Garden City | 4 | Residential |  | 124764 | 2020 | 2020
20262-227850-01 | BENCO Electric Cooperative | 10 | 1884 | Co-op | NOVA30A02-035-30A02-035 | 10 | Solar |  |  | Interconnected | Madison Lake | 56063 | Eagle Lake | 2 | Residential |  |  | 2019 | 2020
20262-227850-01 | BENCO Electric Cooperative | 10 | 1884 | Co-op | NOVA3315-2101-155 | 39 | Solar |  |  | Interconnected | Saint Peter | 56082 | Traverse | 3 | Residential |  | 75000 | 2020 | 2020
20262-227850-01 | BENCO Electric Cooperative | 10 | 1884 | Co-op | NOVA3319-113-3319-113 | 7.8 | Solar |  |  | Interconnected | Janesville | 56048 | St. Clair | 2 | Residential |  |  | 2017
20262-227850-01 | BENCO Electric Cooperative | 10 | 1884 | Co-op | NOVA3428-0932-087 | 7.66 | Solar |  |  | Interconnected | Saint Peter | 56082 | Traverse | 1 | Residential |  | 42160 | 2020 | 2021
20262-227850-01 | BENCO Electric Cooperative | 10 | 1884 | Co-op | NOVA3441-20CD33-039 | 14.83 | Solar |  |  | Interconnected | Mankato | 56001 | Eagle Lake | 4 | Residential |  | 40000 | 2020 | 2020
20262-227850-01 | BENCO Electric Cooperative | 10 | 1884 | Co-op | NOVA3447-20CD33-061 | 7.66 | Solar |  |  | Interconnected | Mankato | 56001 | Eagle Lake | 4 | Residential |  | 51200 | 2020 | 2021
20262-227850-01 | BENCO Electric Cooperative | 10 | 1884 | Co-op | NOVA3456-0903-045 | 7.6 | Solar |  |  | Withdrawn | Le Sueur | 56058 | Rush River | 1 | Residential |  | 33355 | 2020
20262-227850-01 | BENCO Electric Cooperative | 10 | 1884 | Co-op | NOVA3540-57E36-028 | 6 | Solar |  |  | Interconnected | Easton | 56025 | Delavan | 1 | Residential |  | 41700 | 2020 | 2020
20262-227850-01 | BENCO Electric Cooperative | 10 | 1884 | Co-op | NOVA3591-29DC21-044 | 9 | Solar |  |  | Interconnected | Mankato | 56001 | Pohl | 4 | Residential |  | 20000 | 2020 | 2020
20262-227850-01 | BENCO Electric Cooperative | 10 | 1884 | Co-op | NOVA3610-55BC35-024 | 11.8 | Solar |  |  | Withdrawn | Winnebago | 56098 | Winnebago Local 4.16kV W | 1 | Residential |  | 49000 | 2020
20262-227850-01 | BENCO Electric Cooperative | 10 | 1884 | Co-op | NOVA3622-047-3622-047 | 12 | Solar |  |  | Interconnected | Garden City | 56034 | Garden City | 3 | Residential |  |  | 2017
20262-227850-01 | BENCO Electric Cooperative | 10 | 1884 | Co-op | NOVA3628-145-3628-145 | 10 | Solar |  |  | Interconnected | Garden City | 56034 | Garden City | 4 | Residential |  |  | 2016
20262-227850-01 | BENCO Electric Cooperative | 10 | 1884 | Co-op | NOVA3630-UNKNOWN | 5 | Solar |  |  | Withdrawn | Vernon Center | 56090 |  |  |  |  | 31036 | 2020
20262-227850-01 | BENCO Electric Cooperative | 10 | 1884 | Co-op | NOVA3632-118-UNKNOWN | 20 | Solar |  |  | Interconnected | Garden City | 56034 | Blue Earth SMEC | 1 | Residential |  |  | 2016
20262-227850-01 | BENCO Electric Cooperative | 10 | 1884 | Co-op | NOVA3681-3325-195 | 39.98 | Solar |  |  | Interconnected | Janesville | 56048 | St. Clair | 1 | Commercial |  | 1e+05 | 2020 | 2021
20262-227850-01 | BENCO Electric Cooperative | 10 | 1884 | Co-op | NOVA3685-4033-104 | 5 | Solar |  |  | Interconnected | Vernon Center | 56090 | Willow Creek | 1 | Residential |  | 31036 | 2020 | 2021
20262-227850-01 | BENCO Electric Cooperative | 10 | 1884 | Co-op | NOVA3926-3633-155DF | 37.5 | Solar |  |  | Interconnected | Garden City | 55336 | Garden City | 1 | Residential |  | 97500 | 2020 | 2021
20262-227850-01 | BENCO Electric Cooperative | 10 | 1884 | Co-op | NOVA3966-1524-188 | 38.5 | Solar |  |  | Interconnected | Saint Peter | 55082 | Traverse | 3 | Residential |  | 110000 | 2020 | 2021
20262-227850-01 | BENCO Electric Cooperative | 10 | 1884 | Co-op | NOVA3974-35B12-042 | 16.2 | Solar |  |  | Interconnected | Mankato |  | Decoria | 4 | Residential |  | 60643 | 2021 | 2021
20262-227850-01 | BENCO Electric Cooperative | 10 | 1884 | Co-op | NOVA4006-1520-044 | 32.88 | Solar |  |  | Interconnected | Saint Peter | 56082 | Traverse | 3 | Residential |  | 176760 | 2020 | 2021
20262-227850-01 | BENCO Electric Cooperative | 10 | 1884 | Co-op | NOVA4007-139-4007-139 | 39.9 | Solar |  |  | Interconnected | Madelia | 56062 | Garden City | 4 | Residential |  |  | 2017 | 2021
20262-227850-01 | BENCO Electric Cooperative | 10 | 1884 | Co-op | NOVA4043-4010-120 | 18 | Solar |  |  | Interconnected | Madelia | 56062 | Garden City | 4 | Residential |  | 74882 | 2021 | 2021
20262-227850-01 | BENCO Electric Cooperative | 10 | 1884 | Co-op | NOVA4076-35B13-022 | 12.81 | Solar |  |  | Interconnected | Mankato | 56001 | Decoria | 4 | Residential |  | 47384 | 2021 | 2021
20262-227850-01 | BENCO Electric Cooperative | 10 | 1884 | Co-op | NOVA4084-7623-056 | 14.64 | Solar |  |  | Interconnected | Kiester | 56051 | Bricelyn | 1 | Residential | 7623-056 | 47000 | 2021 | 2021
20262-227850-01 | BENCO Electric Cooperative | 10 | 1884 | Co-op | NOVA4157-29FDB20-305 | 7.6 | Solar |  |  | Interconnected | Mankato | 56001 | Pohl | 1 | Residential |  | 35032 | 2021 | 2021
20262-227850-01 | BENCO Electric Cooperative | 10 | 1884 | Co-op | NOVA4215-021-4215-021 | 9.9 | Solar |  |  | Interconnected | Good Thunder | 56037 | Sterling Center | 1 | Residential |  |  | 2018 | 2018
20262-227850-01 | BENCO Electric Cooperative | 10 | 1884 | Co-op | NOVA4216-2025-108 | 15.2 | Solar |  |  | Interconnected | Madison Lake | 56063 | Jamestown | 3 | Residential |  | 73128 | 2021 | 2022
20262-227850-01 | BENCO Electric Cooperative | 10 | 1884 | Co-op | NOVA4229-163-4229-163 | 39.9 | Solar |  |  | Interconnected | Good Thunder | 56037 | Sterling Center | 3 | Residential |  |  | 2016
20262-227850-01 | BENCO Electric Cooperative | 10 | 1884 | Co-op | NOVA4273-30A02-054 | 5 | Solar |  |  | Interconnected | Madison Lake | 56063 | Eagle Lake | 2 | Residential |  | 23300 | 2021 | 2021
20262-227850-01 | BENCO Electric Cooperative | 10 | 1884 | Co-op | NOVA4440-55BC35-081 | 6 | Solar |  |  | Interconnected | Winnebago | 56098 | Winnebago Local 4.16kV E | 1 | Residential |  | 40000 | 2021 | 2021
20262-227850-01 | BENCO Electric Cooperative | 10 | 1884 | Co-op | NOVA4595-8022-039 | 7.68 | Solar |  |  | Interconnected | Blue Earth | 56013 | Blue Earth | 4 | Residential |  | 55625 | 2021 | 2022
20262-227850-01 | BENCO Electric Cooperative | 10 | 1884 | Co-op | NOVA4684-292828-155 | 10.23 | Solar |  |  | Interconnected | Mankato | 56001 | Pohl | 5 | Residential |  | 23000 | 2021 | 2021
20262-227850-01 | BENCO Electric Cooperative | 10 | 1884 | Co-op | NOVA4760-20CD33-025 | 11.4 | Solar |  |  | Withdrawn | Mankato | 56001 | Eagle Lake | 4 | Residential |  | 48929 | 2021
20262-227850-01 | BENCO Electric Cooperative | 10 | 1884 | Co-op | NOVA4765-1210-011 | 10 | Solar |  |  | Interconnected | Lafeyette | 56054 | New Sweden | 2 | Residential |  | 68283 | 2021 | 2023
20262-227850-01 | BENCO Electric Cooperative | 10 | 1884 | Co-op | NOVA4774-292828-229 | 35 | Solar |  |  | Interconnected | Mankato | 56001 | Pohl | 5 | Residential |  | 116193 | 2021 | 2022
20262-227850-01 | BENCO Electric Cooperative | 10 | 1884 | Co-op | NOVA4799-UNKNOWN | 9.07 | Solar |  |  | Withdrawn | Lakeville | 55044 |  |  |  |  | 27324 | 2021
20262-227850-01 | BENCO Electric Cooperative | 10 | 1884 | Co-op | NOVA4825-4224-091 | 7.68 | Solar |  |  | Interconnected | Good Thunder | 56037 | Sterling Center | 1 | Residential |  | 55625 | 2021 | 2022
20262-227850-01 | BENCO Electric Cooperative | 10 | 1884 | Co-op | NOVA4915-071-4915-071 | 1.9 | Wind |  |  | Interconnected | Mapleton | 56065 | Sterling Center | 2 | Residential |  |  | 2008
20262-227850-01 | BENCO Electric Cooperative | 10 | 1884 | Co-op | NOVA4934-27B31-257 | 7.67 | Solar |  |  | Interconnected | Lake Crystal | 56055 | Butternut | 4 | Residential |  | 15000 | 2021 | 2021
20262-227850-01 | BENCO Electric Cooperative | 10 | 1884 | Co-op | NOVA4984-1932-085 | 22.8 | Solar |  |  | Interconnected | Madison Lake | 56063 | Eagle Lake | 1 | Residential |  | 56000 | 2021 | 2021
20262-227850-01 | BENCO Electric Cooperative | 10 | 1884 | Co-op | NOVA4986-0709-042 | 7.6 | Solar |  |  | Withdrawn | Arlington |  | Rush River | 4 | Residential |  | 36795 | 2021
20262-227850-01 | BENCO Electric Cooperative | 10 | 1884 | Co-op | NOVA5059-4925-137 | 15.36 | Solar |  |  | Interconnected | Mapleton | 56065 | Winnebago | 2 | Residential |  | 68975 | 2021 | 2022
20262-227850-01 | BENCO Electric Cooperative | 10 | 1884 | Co-op | NOVA5073-0633-056 | 15.04 | Solar |  |  | Interconnected | Gaylord | 55334 | New Sweden | 3 | Residential |  | 45000 | 2021 | 2021
20262-227850-01 | BENCO Electric Cooperative | 10 | 1884 | Co-op | NOVA5092-1533-200 | 11.21 | Solar |  |  | Withdrawn | Saint Peter | 56082 | Traverse | 3 | Residential |  | 73973 | 2021
20262-227850-01 | BENCO Electric Cooperative | 10 | 1884 | Co-op | NOVA5121-3529-309 | 15.34 | Solar |  |  | Interconnected | Good Thunder | 56037 | Century | 2 | Residential |  | 54447.6 | 2021 | 2021
20262-227850-01 | BENCO Electric Cooperative | 10 | 1884 | Co-op | NOVA5160-2034-193 | 17.6 | Solar |  |  | Interconnected | Mankato | 56001 | Eagle Lake | 4 | Residential |  | 56202 | 2021 | 2021
20262-227850-01 | BENCO Electric Cooperative | 10 | 1884 | Co-op | NOVA5173-4918-103 | 36 | Solar |  |  | Interconnected | Amboy | 56010 | Sterling Center | 2 | Residential |  | 229280 | 2021 | 2022
20262-227850-01 | BENCO Electric Cooperative | 10 | 1884 | Co-op | NOVA5231-28MDB02-146 | 7.08 | Solar |  |  | Interconnected | North Mankato | 56003 | Johnson South | 7 | Residential |  | 40515 | 2021 | 2022
20262-227850-01 | BENCO Electric Cooperative | 10 | 1884 | Co-op | NOVA5265-1116-025 | 38.4 | Solar |  |  | Interconnected | Nicollet | 56074 | New Sweden | 4 | Residential |  | 141840 | 2021 | 2022
20262-227850-01 | BENCO Electric Cooperative | 10 | 1884 | Co-op | NOVA5327-0633-124 | 16.4 | Solar |  |  | Interconnected | Gaylord | 55334 | Rush River | 4 | Residential |  | 45000 | 2021 | 2021
20262-227850-01 | BENCO Electric Cooperative | 10 | 1884 | Co-op | NOVA5389-2727-172 | 7.6 | Solar |  |  | Interconnected | Lake Crystal | 56055 | Century | 3 | Residential |  | 25000 | 2021 | 2022
20262-227850-01 | BENCO Electric Cooperative | 10 | 1884 | Co-op | NOVA5408-7905-332 | 7.68 | Solar |  |  | Interconnected | Blue Earth | 56013 | Blue Earth | 1 | Residential |  | 55650 | 2022 | 2022
20262-227850-01 | BENCO Electric Cooperative | 10 | 1884 | Co-op | NOVA5680-6701-005 | 9.44 | Solar |  |  | Withdrawn | Winnebago | 56098 | Winnebago | 4 | Residential |  | 52757 | 2022
20262-227850-01 | BENCO Electric Cooperative | 10 | 1884 | Co-op | NOVA5702-002-5702-002 | 14.4 | Solar |  |  | Interconnected | Easton | 56025 | Winnebago | 2 | Residential |  |  | 2015
20262-227850-01 | BENCO Electric Cooperative | 10 | 1884 | Co-op | NOVA5744-34E18-027 | 15.37 | Solar |  |  | Interconnected | Mankato | 56001 | Decoria | 1 | Residential |  | 75918 | 2022 | 2022
20262-227850-01 | BENCO Electric Cooperative | 10 | 1884 | Co-op | NOVA5751-5124-108 | 4.6 | Solar |  |  | Interconnected | Amboy | 55010 | Willow Creek | 2 | Residential |  | 7880 | 2022 | 2023
20262-227850-01 | BENCO Electric Cooperative | 10 | 1884 | Co-op | NOVA5764-2723-077 | 21.4 | Solar |  |  | Withdrawn | Lake Crystal | 56055 | Century | 3 | Residential | 2723-077 | 61782.16 | 2022
20262-227850-01 | BENCO Electric Cooperative | 10 | 1884 | Co-op | NOVA5767-35A13-140 | 15.37 | Solar |  | X | Withdrawn | Mankato | 56001 | Decoria | 4 | Residential |  | 88000 | 2022
20262-227850-01 | BENCO Electric Cooperative | 10 | 1884 | Co-op | NOVA5824-073-UNKNOWN | 11.5 | Solar |  |  | Interconnected | Wells | 56097 | Easton | 2 | Residential |  |  | 2013
20262-227850-01 | BENCO Electric Cooperative | 10 | 1884 | Co-op | NOVA5827-084-UNKNOWN | 10 | Wind |  |  | Interconnected | Wells | 55331 | Easton | 1 | Residential |  |  | 2011 | 2011
20262-227850-01 | BENCO Electric Cooperative | 10 | 1884 | Co-op | NOVA5835-2723-314 | 7.6 | Solar |  |  | Withdrawn | Lake Crystal | 56055 | Century | 3 | Residential |  | 18157.84 | 2022
20262-227850-01 | BENCO Electric Cooperative | 10 | 1884 | Co-op | NOVA5847-1929-102 | 38 | Solar |  |  | Interconnected | Madison Lake | 56063 | Jamestown | 3 | Residential |  | 80000 | 2022 | 2023
20262-227850-01 | BENCO Electric Cooperative | 10 | 1884 | Co-op | NOVA5908-4202-154 | 25.5 | Solar |  |  | Withdrawn | Good Thunder | 56037 | Sterling Center | 1 | Residential |  | 103684.21 | 2022
20262-227850-01 | BENCO Electric Cooperative | 10 | 1884 | Co-op | NOVA5940-1619-010 | 24 | Solar |  |  | Interconnected | Saint Peter | 56082 | Traverse | 3 | Residential |  | 90000 | 2022 | 2022
20262-227850-01 | BENCO Electric Cooperative | 10 | 1884 | Co-op | NOVA6014-2723-077 | 29 | Solar |  |  | Withdrawn | Lake Crystal | 56085 | Century | 3 | Residential |  | 79940 | 2022
20262-227850-01 | BENCO Electric Cooperative | 10 | 1884 | Co-op | NOVA6064-09C21-027 | 5 | Solar |  |  | Interconnected | Saint Peter | 56082 | Rush River | 3 | Residential |  | 34492 | 2022 | 2023
20262-227850-01 | BENCO Electric Cooperative | 10 | 1884 | Co-op | NOVA6135-7622-059 | 9 | Solar |  |  | Interconnected | Kiester | 56051 | Bricelyn | 2 | Residential |  | 22000 | 2022 | 2022
20262-227850-01 | BENCO Electric Cooperative | 10 | 1884 | Co-op | NOVA6204-019-UNKNOWN | 10.2 | Solar |  |  | Interconnected | Wells | 56097 | Clark | 1 | Residential |  |  | 2013
20262-227850-01 | BENCO Electric Cooperative | 10 | 1884 | Co-op | NOVA6204-032-UNKNOWN | 19.4 | Solar |  |  | Interconnected | Wells | 56097 | Clark | 1 | Residential |  |  | 2013
20262-227850-01 | BENCO Electric Cooperative | 10 | 1884 | Co-op | NOVA6213-1401-037 | 19.2 | Solar |  |  | Interconnected | Saint Peter | 56082 | New Sweden | 3 | Residential |  | 111027 | 2022 | 2022
20262-227850-01 | BENCO Electric Cooperative | 10 | 1884 | Co-op | NOVA6321-6318-001 | 36 | Solar |  |  | Interconnected | Easton | 56025 | Bricelyn | 5 | Residential |  | 244800 | 2022 | 2022
20262-227850-01 | BENCO Electric Cooperative | 10 | 1884 | Co-op | NOVA6446-20E36-024 | 16.5 | Solar |  |  | Interconnected | Madison Lake | 56063 | Eagle Lake | 1 | Residential |  | 74999 | 2022 | 2022
20262-227850-01 | BENCO Electric Cooperative | 10 | 1884 | Co-op | NOVA6498-6701-005 | 30 | Solar |  |  | Interconnected | Winnebago | 56098 | Winnebago | 4 | Residential |  | 53280 | 2022 | 2022
20262-227850-01 | BENCO Electric Cooperative | 10 | 1884 | Co-op | NOVA6531-3436-049 | 11.71 | Solar |  |  | Interconnected | Mankato | 56001 | St. Clair | 3 | Residential |  | 49040.19 | 2022 | 2022
20262-227850-01 | BENCO Electric Cooperative | 10 | 1884 | Co-op | NOVA6554-35A13-140 | 15 | Solar |  | X | Interconnected | Mankato | 56001 | Decoria | 4 | Residential |  | 88000 | 2022 | 2022
20262-227850-01 | BENCO Electric Cooperative | 10 | 1884 | Co-op | NOVA6598-3001-172 | 19.2 | Solar |  |  | Interconnected | Madison Lake | 56063 | Eagle Lake | 2 | Residential |  | 63000 | 2022 | 2022
20262-227850-01 | BENCO Electric Cooperative | 10 | 1884 | Co-op | NOVA6613-282-UNKNOWN | 12 | Wind |  |  | Interconnected | Winnebago | 56098 | Winnebago Local 12.47 kV | 4 | Residential |  |  | 2009
20262-227850-01 | BENCO Electric Cooperative | 10 | 1884 | Co-op | NOVA6634-2234-117 | 9.52 | Solar |  |  | Interconnected | North Mankato | 56003 | Penelope East | 2 | Residential |  | 54693 | 2022 | 2022
20262-227850-01 | BENCO Electric Cooperative | 10 | 1884 | Co-op | NOVA6671-28DBB10-408 | 10 | Solar |  |  | Interconnected | North Mankato | 56003 | Johnson South | 5 | Residential |  | 34900 | 2022 | 2022
20262-227850-01 | BENCO Electric Cooperative | 10 | 1884 | Co-op | NOVA6903-0932-133 | 17.28 | Solar |  |  | Interconnected | Saint Peter | 56082 | Traverse | 2 | Residential |  | 67824 | 2022 | 2023
20262-227850-01 | BENCO Electric Cooperative | 10 | 1884 | Co-op | NOVA6931-092-6931-092 | 35 | Solar |  |  | Decommissioned | Blue Earth | 56013 | Blue Earth | 4 | Residential |  |  | 2011 |  | 2022
20262-227850-01 | BENCO Electric Cooperative | 10 | 1884 | Co-op | NOVA6951-41V26-208 | 26.7 | Solar |  |  | Interconnected | Vernon Center | 56090 | Vernon Center | 1 | Residential |  | 115459.46 | 2022 | 2023
20262-227850-01 | BENCO Electric Cooperative | 10 | 1884 | Co-op | NOVA6954-20G13-062 | 3.3 | Solar |  |  | Interconnected | Kasota | 56050 | Jamestown | 1 | Residential |  | 32333 | 2022 | 2023
20262-227850-01 | BENCO Electric Cooperative | 10 | 1884 | Co-op | NOVA6982-3505-151 | 8.78 | Solar |  |  | Interconnected | Mankato | 56001 | Century | 1 | Residential |  | 38304 | 2022 | 2023
20262-227850-01 | BENCO Electric Cooperative | 10 | 1884 | Co-op | NOVA7014-3530-032 | 13.18 | Solar |  |  | Interconnected | Good Thunder | 56037 | Century | 2 | Residential |  | 38000 | 2022 | 2022
20262-227850-01 | BENCO Electric Cooperative | 10 | 1884 | Co-op | NOVA7171-1021-132 | 13.18 | Solar |  |  | Interconnected | Saint Peter | 56082 | Rush River | 4 | Residential |  | 42000 | 2022 | 2022
20262-227850-01 | BENCO Electric Cooperative | 10 | 1884 | Co-op | NOVA7208-4232-056 | 37.6 | Solar |  |  | Withdrawn | Amboy | 56010 | Sterling Center | 3 | Residential |  | 170000 | 2022
20262-227850-01 | BENCO Electric Cooperative | 10 | 1884 | Co-op | NOVA7211-1410-068 | 22.6 | Solar |  |  | Interconnected | Nicollet | 56074 | New Sweden | 3 | Residential |  | 93850 | 2023 | 2023
20262-227850-01 | BENCO Electric Cooperative | 10 | 1884 | Co-op | NOVA7214-2116-028 | 15.2 | Solar |  |  | Interconnected | Mankato | 56003 | Penelope West | 5 | Residential |  | 65800 | 2022 | 2023
20262-227850-01 | BENCO Electric Cooperative | 10 | 1884 | Co-op | NOVA7216-1402-134 | 22.6 | Solar |  |  | Interconnected | Nicollet | 56074 | New Sweden | 3 | Residential |  | 93850 | 2022 | 2023
20262-227850-01 | BENCO Electric Cooperative | 10 | 1884 | Co-op | NOVA7219-2925-259 | 15.2 | Solar |  |  | Interconnected | Mankato | 56001 | Eagle Lake | 2 | Residential |  | 67880 | 2022 | 2023
20262-227850-01 | BENCO Electric Cooperative | 10 | 1884 | Co-op | NOVA7237-4202-154 | 24.65 | Solar |  |  | Interconnected | Good Thunder | 56037 | Sterling Center | 1 | Residential |  |  | 2022 | 2023
20262-227850-01 | BENCO Electric Cooperative | 10 | 1884 | Co-op | NOVA7256-20G13-063 | 8.56 | Solar |  |  | Interconnected | Kasota | 56050 | Jamestown | 1 | Residential |  | 37700 | 2022 | 2023
20262-227850-01 | BENCO Electric Cooperative | 10 | 1884 | Co-op | NOVA7264-4232-056 | 38.5 | Solar |  |  | Interconnected | Amboy | 56010 | Sterling Center | 3 | Residential |  | 170000 | 2022 | 2023
20262-227850-01 | BENCO Electric Cooperative | 10 | 1884 | Co-op | NOVA7436-5713-098 | 22.8 | Solar |  |  | Interconnected | Easton | 56025 | Winnebago | 2 | Residential |  | 48708.49 | 2023 | 2023
20262-227850-01 | BENCO Electric Cooperative | 10 | 1884 | Co-op | NOVA7472-2734-054 | 9.9 | Solar |  |  | Interconnected | Lake Crystal | 56055 | Century | 3 | Residential |  | 35000 | 2023 | 2023
20262-227850-01 | BENCO Electric Cooperative | 10 | 1884 | Co-op | NOVA7517-21DDD34-010 | 20 | Solar |  |  | Interconnected | North Mankato | 56003 | Penelope West | 7 | Residential |  | 39575 | 2023 | 2023
20262-227850-01 | BENCO Electric Cooperative | 10 | 1884 | Co-op | NOVA7648-1403-062 | 38.4 | Solar |  |  | Interconnected | Nicollet | 56074 | New Sweden | 3 | Residential |  | 206850 | 2023 | 2023
20262-227850-01 | BENCO Electric Cooperative | 10 | 1884 | Co-op | NOVA7673-29I03-125 | 8.96 | Solar |  |  | Interconnected | Mankato | 56001 | Eagle Lake | 4 | Residential |  | 53690 | 2023 | 2023
20262-227850-01 | BENCO Electric Cooperative | 10 | 1884 | Co-op | NOVA7719-3303-172 | 11.52 | Solar |  |  | Interconnected | Janesville | 56048 | St. Clair | 1 | Residential |  | 79158 | 2023 | 2023
20262-227850-01 | BENCO Electric Cooperative | 10 | 1884 | Co-op | NOVA7729-2101-130 | 30.16 | Solar |  |  | Withdrawn | Saint Peter | 56082 | Traverse | 3 | Residential |  | 120870 | 2023
20262-227850-01 | BENCO Electric Cooperative | 10 | 1884 | Co-op | NOVA7739-2223-039 | 12.8 | Solar |  |  | Interconnected | North Mankato | 56003 | Penelope East | 6 | Residential |  | 95200 | 2023 | 2023
20262-227850-01 | BENCO Electric Cooperative | 10 | 1884 | Co-op | NOVA7777-77A10-266 | 38 | Solar |  |  | Interconnected | Bricelyn | 56014 | Bricelyn SMEC | 1 | Residential |  | 144849.58 | 2023 | 2023
20262-227850-01 | BENCO Electric Cooperative | 10 | 1884 | Co-op | NOVA7828-5809-021 | 38 | Solar |  |  | Interconnected | Minnesota Lake | 56068 | Easton | 4 | Residential |  | 262500 | 2023 | 2023
20262-227850-01 | BENCO Electric Cooperative | 10 | 1884 | Co-op | NOVA7835-6217-066 | 19.99 | Solar |  |  | Interconnected | Wells | 56097 | Clark | 3 | Residential |  | 78840 | 2023 | 2023
20262-227850-01 | BENCO Electric Cooperative | 10 | 1884 | Co-op | NOVA7905-332-7905-332 | 36 | Wind |  |  | Interconnected | Blue Earth | 56013 | Elmore 4.16 kV | 1 | Residential |  |  | 2015
20262-227850-01 | BENCO Electric Cooperative | 10 | 1884 | Co-op | NOVA7994-27B31-238 | 23.24 | Solar |  | X | Interconnected | Lake Crystal | 56055 | Butternut | 4 | Residential |  | 66216 | 2023 | 2023
20262-227850-01 | BENCO Electric Cooperative | 10 | 1884 | Co-op | NOVA7994-27B31-238-S | 14 | Storage |  |  | Interconnected | Lake Crystal | 56055 | Butternut | 4 | Residential |  | 66216 | 2023 | 2023
20262-227850-01 | BENCO Electric Cooperative | 10 | 1884 | Co-op | NOVA8013-333-UNKNOWN | 20 | Wind |  |  | Interconnected | Blue Earth | 56013 | Blue Earth | 2 | Residential |  |  | 2009
20262-227850-01 | BENCO Electric Cooperative | 10 | 1884 | Co-op | NOVA8036-065-8036-065 | 36 | Wind |  |  | Interconnected | Elmore | 56027 | Blue Earth | 4 | Commercial |  |  | 2012
20262-227850-01 | BENCO Electric Cooperative | 10 | 1884 | Co-op | NOVA8069-UNKNOWN | 37.7 | Solar |  |  | Withdrawn | Kasota | 56050 |  |  |  |  | 176400 | 2023
20262-227850-01 | BENCO Electric Cooperative | 10 | 1884 | Co-op | NOVA8181-6307-135 | 22.34 | Solar |  | X | Interconnected | Easton | 56025 | Easton | 3 | Residential |  | 110000 | 2023 | 2024
20262-227850-01 | BENCO Electric Cooperative | 10 | 1884 | Co-op | NOVA8202-8005-081 | 25.2 | Solar |  |  | Interconnected | Blue Earth | 56013 | Blue Earth | 4 | Residential |  | 75000 | 2023 | 2023
20262-227850-01 | BENCO Electric Cooperative | 10 | 1884 | Co-op | NOVA8204-3519-145 | 30.72 | Solar |  |  | Withdrawn | Good Thunder | 56037 | Century | 2 | Residential |  | 57600 | 2023
20262-227850-01 | BENCO Electric Cooperative | 10 | 1884 | Co-op | NOVA8276-29ED16-033 | 9.43 | Solar |  |  | Interconnected | Mankato | 56001 | Pohl | 2 | Residential |  | 27500 | 2023 | 2023
20262-227850-01 | BENCO Electric Cooperative | 10 | 1884 | Co-op | NOVA8288-2014-063 | 37.7 | Solar |  |  | Interconnected | Kasota | 56050 | Jamestown | 4 | Commercial |  | 176400 | 2023 | 2023
20262-227850-01 | BENCO Electric Cooperative | 10 | 1884 | Co-op | NOVA8310-4304-116 | 12 | Solar |  |  | Interconnected | Mapleton | 56065 | St. Clair | 3 | Residential |  | 38000 | 2023 | 2023
20262-227850-01 | BENCO Electric Cooperative | 10 | 1884 | Co-op | NOVA8400-2014-132 | 15 | Solar |  | X | Interconnected | Kasota | 56050 | Jamestown | 4 | Residential |  | 50000 | 2023 | 2024
20262-227850-01 | BENCO Electric Cooperative | 10 | 1884 | Co-op | NOVA8470-2101-130 | 31.2 | Solar |  | X | Interconnected | Saint Peter | 56082 | Traverse | 3 | Residential |  | 120870 | 2023 | 2023
20262-227850-01 | BENCO Electric Cooperative | 10 | 1884 | Co-op | NOVA8486-28L06-004 | 12.44 | Solar |  |  | Interconnected | North Mankato | 56003 | Penelope East | 5 | Residential |  | 40000 | 2023 | 2023
20262-227850-01 | BENCO Electric Cooperative | 10 | 1884 | Co-op | NOVA8550-1130-040 | 15 | Wind |  |  | Interconnected | Nicollet | 56074 | New Sweden | 4 | Residential |  |  | 2023 | 2024
20262-227850-01 | BENCO Electric Cooperative | 10 | 1884 | Co-op | NOVA8591-4218-099 | 37.5 | Solar |  |  | Interconnected | Good Thunder | 56037 | Sterling Center | 3 | Residential |  | 111860 | 2023 | 2023
20262-227850-01 | BENCO Electric Cooperative | 10 | 1884 | Co-op | NOVA8609-3436-314 | 16.4 | Solar |  |  | Interconnected | Mapleton | 56065 | St. Clair | 3 | Residential |  | 124600 | 2023 | 2023
20262-227850-01 | BENCO Electric Cooperative | 10 | 1884 | Co-op | NOVA8759-3322-176 | 16.4 | Solar |  |  | Interconnected | Janesville | 56048 | St. Clair | 1 | Residential |  | 75210 | 2023 | 2024
20262-227850-01 | BENCO Electric Cooperative | 10 | 1884 | Co-op | NOVA8854-340707-250 | 5.12 | Solar |  |  | Interconnected | Mankato | 56001 | Decoria | 4 | Residential |  | 24447 | 2023 | 2024
20262-227850-01 | BENCO Electric Cooperative | 10 | 1884 | Co-op | NOVA8877-29FDC20-203 | 2.9 | Solar |  |  | Interconnected | Mankato | 56001 | Pohl | 1 | Residential |  | 1735.02 | 2023 | 2024
20262-227850-01 | BENCO Electric Cooperative | 10 | 1884 | Co-op | NOVA8899-293434-253 | 12 | Solar |  |  | Interconnected | Mankato | 56001 | Pohl | 5 | Residential |  | 25000 | 2023 | 2024
20262-227850-01 | BENCO Electric Cooperative | 10 | 1884 | Co-op | NOVA8900-0828-029 | 7.68 | Solar |  |  | Interconnected | Le Sueur | 56058 | Rush River | 1 | Residential |  | 31000 | 2023 | 2024
20262-227850-01 | BENCO Electric Cooperative | 10 | 1884 | Co-op | NOVA8927-3519-145 | 36 | Solar |  |  | Interconnected | Good Thunder | 56037 | Century | 2 | Residential |  | 90000 | 2023 | 2024
20262-227850-01 | BENCO Electric Cooperative | 10 | 1884 | Co-op | NOVA8994-340404-167 | 11.86 | Solar |  |  | Interconnected | Mankato | 56001 | Pohl | 5 | Residential |  | 20000 | 2024 | 2024
20262-227850-01 | BENCO Electric Cooperative | 10 | 1884 | Co-op | NOVA9034-7120-064 | 38.5 | Solar |  |  | Interconnected | Blue Earth | 56013 | Blue Earth | 2 | Residential |  | 160800 | 2024 | 2024
20262-227850-01 | BENCO Electric Cooperative | 10 | 1884 | Co-op | NOVA9158-19E17-016 | 6.14 | Solar |  |  | Interconnected | Madison Lake | 56063 | Jamestown | 2 | Residential |  | 20302 | 2024 | 2024
20262-227850-01 | BENCO Electric Cooperative | 10 | 1884 | Co-op | NOVA9189-1135-046 | 12 | Solar |  |  | Interconnected | Nicollet | 56074 | New Sweden | 1 | Residential |  | 38250 | 2024 | 2024
20262-228448-01 | Minnesota Valley Electric Cooperative | 70 | 12651 | Co-op | NOVAQF02 | 17.5 | Wind |  |  | Interconnected | Green Isle | 55338 | 10 | 1 | Residential | Single Phase Solar PV |  | 2012 | 2013
20262-228448-01 | Minnesota Valley Electric Cooperative | 70 | 12651 | Co-op | NOVAQF03 | 10 | Wind |  |  | Interconnected | Arlington | 55307 | 10 | 1 | Residential |  |  | 2011 | 2011
20262-228448-01 | Minnesota Valley Electric Cooperative | 70 | 12651 | Co-op | NOVAQF04 | 10 | Wind |  |  | Interconnected | Shakopee | 55379 | 5 | 1 | Residential |  |  | 1998 | 1998
20262-228448-01 | Minnesota Valley Electric Cooperative | 70 | 12651 | Co-op | NOVAQF05 | 39.75 | Solar |  |  | Interconnected | Elysian | 56028 | 4 | 2 | Residential |  |  | 2013 | 2013
20262-228448-01 | Minnesota Valley Electric Cooperative | 70 | 12651 | Co-op | NOVAQF06 | 39 | Wind |  |  | Decommissioned | Cologne | 55322 | 3 | 1 | Residential |  |  | 2006 |  | 2006
20262-228448-01 | Minnesota Valley Electric Cooperative | 70 | 12651 | Co-op | NOVAQF07 | 39.8 | Wind |  |  | Decommissioned | Le Center | 56057 | 13 | 1 | Commercial |  |  | 2007 | 2007 | 2024
20262-228448-01 | Minnesota Valley Electric Cooperative | 70 | 12651 | Co-op | NOVAQF08 | 20 | Wind |  |  | Interconnected | Belle Plaine | 56011 | 24 | 3 | Residential |  |  | 2007 | 2008
20262-228448-01 | Minnesota Valley Electric Cooperative | 70 | 12651 | Co-op | NOVAQF09 | 1.5 | Wind |  |  | Interconnected | Waconia | 55387 | 3 | 1 | Residential |  |  | 2007 | 2008
20262-228448-01 | Minnesota Valley Electric Cooperative | 70 | 12651 | Co-op | NOVAQF10 | 6.88 | Solar |  |  | Interconnected | Savage | 55378 | 88 | 22 | Residential |  |  | 2009 | 2010
20262-228448-01 | Minnesota Valley Electric Cooperative | 70 | 12651 | Co-op | NOVAQF11 | 5.76 | Solar |  |  | Interconnected | Lakeville | 55044 | 19 | 3 | Residential |  |  | 2009 | 2010
20262-228448-01 | Minnesota Valley Electric Cooperative | 70 | 12651 | Co-op | NOVAQF12 | 39.9 | Wind |  |  | Interconnected | Chaska | 55318 | 3 | 3 | Commercial |  |  | 2011 | 2011
20262-228448-01 | Minnesota Valley Electric Cooperative | 70 | 12651 | Co-op | NOVAQF13 | 19.74 | Solar |  |  | Interconnected | Cleveland | 56017 | 13 | 3 | Residential |  |  | 2012 | 2012
20262-228448-01 | Minnesota Valley Electric Cooperative | 70 | 12651 | Co-op | NOVAQF14 | 7.5 | Solar |  |  | Interconnected | Henderson | 56044 | 10 | 1 | Residential |  |  | 2013 | 2013
20262-228448-01 | Minnesota Valley Electric Cooperative | 70 | 12651 | Co-op | NOVAQF15 | 3 | Solar |  |  | Decommissioned | Prior Lake | 55372 | 12 | 2 | Residential |  |  | 2012 | 2013 | 2022
20262-228448-01 | Minnesota Valley Electric Cooperative | 70 | 12651 | Co-op | NOVAQF16 | 11.02 | Solar |  |  | Interconnected | Prior Lake | 55378 | 8 | 4 | Residential |  |  | 2011 | 2012
20262-228448-01 | Minnesota Valley Electric Cooperative | 70 | 12651 | Co-op | NOVAQF17 | 14 | Solar |  |  | Interconnected | Prior Lake | 55372 | 216 | 1 | Commercial |  |  | 2013 | 2014
20262-228448-01 | Minnesota Valley Electric Cooperative | 70 | 12651 | Co-op | NOVAQF18 | 22 | Solar |  |  | Interconnected | New Prague | 56071 | 1 | 3 | Residential |  |  | 2015 | 2015
20262-228448-01 | Minnesota Valley Electric Cooperative | 70 | 12651 | Co-op | NOVAQF19 | 20 | Wind |  |  | Interconnected | Le Center | 56057 | 25 | 2 | Commercial |  |  | 2015 | 2015
20262-228448-01 | Minnesota Valley Electric Cooperative | 70 | 12651 | Co-op | NOVAQF20 | 3.37 | Solar |  |  | Interconnected | Montgomery | 56069 | 26 | 4 | Residential |  |  | 2015 | 2015
20262-228448-01 | Minnesota Valley Electric Cooperative | 70 | 12651 | Co-op | NOVAQF21 | 35 | Wind |  |  | Interconnected | Le Center | 56057 | 25 | 4 | Residential |  |  | 2015 | 2015
20262-228448-01 | Minnesota Valley Electric Cooperative | 70 | 12651 | Co-op | NOVAQF22 | 13 | Solar |  |  | Interconnected | Prior Lake | 55372 | 12 | 3 | Residential |  |  | 2016 | 2016
20262-228448-01 | Minnesota Valley Electric Cooperative | 70 | 12651 | Co-op | NOVAQF23 | 39.9 | Wind |  |  | Interconnected | Montgomery | 56069 | 2 | 3 | Residential |  |  | 2016 | 2016
20262-228448-01 | Minnesota Valley Electric Cooperative | 70 | 12651 | Co-op | NOVAQF24 | 39.75 | Solar |  |  | Interconnected | Carver | 55315 | 5 | 4 | Residential |  |  | 2016 | 2016
20262-228448-01 | Minnesota Valley Electric Cooperative | 70 | 12651 | Co-op | NOVAQF26 | 0.84 | Solar |  |  | Interconnected | Chanhassen | 55317 | 15 | 94 | Commercial |  |  | 2016 | 2016
20262-228448-01 | Minnesota Valley Electric Cooperative | 70 | 12651 | Co-op | NOVAQF27 | 8.58 | Solar |  |  | Interconnected | Shakopee | 55379 | 18 | 2 | Residential |  |  | 2016 | 2016
20262-228448-01 | Minnesota Valley Electric Cooperative | 70 | 12651 | Co-op | NOVAQF28 | 5.99 | Solar |  |  | Interconnected | Belle Plaine | 56011 | 7 | 4 | Residential |  |  | 2016 | 2016
20262-228448-01 | Minnesota Valley Electric Cooperative | 70 | 12651 | Co-op | NOVAQF29 | 4.2 | Solar |  |  | Interconnected | Henderson | 56044 | 7 | 4 | Commercial | Single Phase PV |  | 2016 | 2016
20262-228448-01 | Minnesota Valley Electric Cooperative | 70 | 12651 | Co-op | NOVAQF30 | 5.1 | Solar |  |  | Interconnected | Elysian | 56028 | 4 | 2 | Residential | Single Phase PV |  | 2016 | 2016
20262-228448-01 | Minnesota Valley Electric Cooperative | 70 | 12651 | Co-op | NOVAQF31 | 6.27 | Solar |  |  | Interconnected | Prior Lake | 55372 | 21 | 3 | Residential |  |  | 2016 | 2016
20262-228448-01 | Minnesota Valley Electric Cooperative | 70 | 12651 | Co-op | NOVAQF32 | 13.5 | Solar |  |  | Interconnected | Prior Lake | 55372 | 12 | 3 | Residential |  |  | 2016 | 2016
20262-228448-01 | Minnesota Valley Electric Cooperative | 70 | 12651 | Co-op | NOVAQF33 | 7.8 | Solar |  |  | Interconnected | Belle Plaine | 56011 | 7 | 4 | Residential |  |  | 2016 | 2016
20262-228448-01 | Minnesota Valley Electric Cooperative | 70 | 12651 | Co-op | NOVAQF34 | 39.68 | Solar |  |  | Interconnected | Burnsville | 55306 | 17 | 2 | Commercial |  |  | 2016 | 2016
20262-228448-01 | Minnesota Valley Electric Cooperative | 70 | 12651 | Co-op | NOVAQF35 | 5.52 | Solar |  |  | Interconnected | Prior Lake | 55372 | 21 | 4 | Residential |  |  | 2016 | 2016
20262-228448-01 | Minnesota Valley Electric Cooperative | 70 | 12651 | Co-op | NOVAQF36 | 7.8 | Solar |  |  | Interconnected | Chaska | 55318 | 20 | 1 | Residential |  |  | 2017 | 2017
20262-228448-01 | Minnesota Valley Electric Cooperative | 70 | 12651 | Co-op | NOVAQF37 | 21 | Solar |  |  | Interconnected | Lakeville | 55044 | 19 | 4 | Residential |  |  | 2017 | 2017
20262-228448-01 | Minnesota Valley Electric Cooperative | 70 | 12651 | Co-op | NOVAQF38 | 8.12 | Solar |  |  | Interconnected | Jordan | 55352 | 23 | 1 | Residential |  |  | 2017 | 2017
20262-228448-01 | Minnesota Valley Electric Cooperative | 70 | 12651 | Co-op | NOVAQF39 | 39.6 | Solar |  |  | Interconnected | Cologne | 55322 | 3 | 3 | Residential |  |  | 2017 | 2017
20262-228448-01 | Minnesota Valley Electric Cooperative | 70 | 12651 | Co-op | NOVAQF40 | 23.1 | Solar |  |  | Interconnected | Madison Lake | 56063 | 13 | 3 | Residential |  |  | 2017 | 2017
20262-228448-01 | Minnesota Valley Electric Cooperative | 70 | 12651 | Co-op | NOVAQF41 | 9.73 | Solar |  |  | Interconnected | Eden Prairie | 55347 | 20 | 2 | Residential |  |  | 2017 | 2017
20262-228448-01 | Minnesota Valley Electric Cooperative | 70 | 12651 | Co-op | NOVAQF42 | 39.9 | Wind |  |  | Interconnected | Le Center | 56057 | 25 | 3 | Commercial |  |  | 2020 | 2020
20262-228448-01 | Minnesota Valley Electric Cooperative | 70 | 12651 | Co-op | NOVAQF43 | 5.9 | Solar |  |  | Interconnected | Savage | 55378 | 17 | 4 | Residential |  |  | 2017 | 2017
20262-228448-01 | Minnesota Valley Electric Cooperative | 70 | 12651 | Co-op | NOVAQF44 | 7.2 | Solar |  |  | Interconnected | Prior Lake | 55372 | 12 | 3 | Residential |  |  | 2017 | 2017
20262-228448-01 | Minnesota Valley Electric Cooperative | 70 | 12651 | Co-op | NOVAQF45 | 12 | Solar |  |  | Interconnected | Henderson | 56044 | 10 | 1 | Residential |  |  | 2017 | 2017
20262-228448-01 | Minnesota Valley Electric Cooperative | 70 | 12651 | Co-op | NOVAQF47 | 10.24 | Solar |  |  | Interconnected | Savage | 55378 | 21 | 11 | Residential |  |  | 2017 | 2017
20262-228448-01 | Minnesota Valley Electric Cooperative | 70 | 12651 | Co-op | NOVAQF48 | 4.55 | Solar |  |  | Interconnected | Savage | 55378 | 17 | 3 | Residential |  |  | 2017 | 2017
20262-228448-01 | Minnesota Valley Electric Cooperative | 70 | 12651 | Co-op | NOVAQF49 | 18.72 | Solar |  |  | Interconnected | Webster | 55088 | 19 | 3 | Residential |  |  | 2018 | 2018
20262-228448-01 | Minnesota Valley Electric Cooperative | 70 | 12651 | Co-op | NOVAQF50 | 17.6 | Solar |  |  | Interconnected | Savage | 55378 | 17 | 4 | Residential |  |  | 2018 | 2018
20262-228448-01 | Minnesota Valley Electric Cooperative | 70 | 12651 | Co-op | NOVAQF51 | 6.5 | Solar |  |  | Interconnected | Chanhassen | 55317 | 20 | 2 | Residential | Single Phase Solar PV |  | 2018 | 2018
20262-228448-01 | Minnesota Valley Electric Cooperative | 70 | 12651 | Co-op | NOVAQF52 | 16.42 | Solar |  |  | Interconnected | Lakeville | 55044 | 19 | 1 | Residential |  |  | 2018 | 2018
20262-228448-01 | Minnesota Valley Electric Cooperative | 70 | 12651 | Co-op | NOVAQF53 | 7.92 | Solar |  |  | Interconnected | Savage | 55378 | 17 | 3 | Residential |  |  | 2018 | 2018
20262-228448-01 | Minnesota Valley Electric Cooperative | 70 | 12651 | Co-op | NOVAQF54 | 19.2 | Solar |  |  | Interconnected | New Prague | 56071 | 1 | 2 | Residential |  |  | 2018 | 2018
20262-228448-01 | Minnesota Valley Electric Cooperative | 70 | 12651 | Co-op | NOVAQF55 | 9.75 | Solar |  |  | Interconnected | Jordan | 55352 | 23 | 2 | Residential | Single Phase PV |  | 2018 | 2018
20262-228448-01 | Minnesota Valley Electric Cooperative | 70 | 12651 | Co-op | NOVAQF56 | 11.25 | Solar |  |  | Interconnected | Carver | 55315 | 3 | 3 | Residential | Single Phase PV |  | 2018 | 2018
20262-228448-01 | Minnesota Valley Electric Cooperative | 70 | 12651 | Co-op | NOVAQF57 | 30 | Solar |  |  | Interconnected | Cologne | 55322 | 3 | 33 | Residential | Single Phase PV |  | 2018 | 2018
20262-228448-01 | Minnesota Valley Electric Cooperative | 70 | 12651 | Co-op | NOVAQF58 | 6 | Solar |  |  | Interconnected | Henderson | 56044 | 9 | 3 | Residential |  |  | 2018 | 2018
20262-228448-01 | Minnesota Valley Electric Cooperative | 70 | 12651 | Co-op | NOVAQF59 | 36 | Solar |  |  | Interconnected | Green Isle | 55338 | 10 | 1 | Residential | Single Phase PV |  | 2018 | 2018
20262-228448-01 | Minnesota Valley Electric Cooperative | 70 | 12651 | Co-op | NOVAQF60 | 36 | Solar |  |  | Interconnected | Le Sueur | 56058 | 7 | 2 | Residential | Single Phase PV |  | 2019 | 2019
20262-228448-01 | Minnesota Valley Electric Cooperative | 70 | 12651 | Co-op | NOVAQF61 | 5.76 | Solar |  |  | Interconnected | Prior Lake | 55372 | 88 | 33 | Residential | Single Phase PV |  | 2019 | 2019
20262-228448-01 | Minnesota Valley Electric Cooperative | 70 | 12651 | Co-op | NOVAQF62 | 5 | Solar |  |  | Interconnected | Prior Lake | 55372 | 8 | 4 | Residential | Single Phase PV |  | 2019 | 2019
20262-228448-01 | Minnesota Valley Electric Cooperative | 70 | 12651 | Co-op | NOVAQF63 | 10.8 | Solar |  |  | Interconnected | Chanhassen | 55317 | 15 | 93 | Residential | Single Phase PV |  | 2019 | 2019
20262-228448-01 | Minnesota Valley Electric Cooperative | 70 | 12651 | Co-op | NOVAQF64 | 37.8 | Solar |  |  | Interconnected | Burnsville | 55306 | 17 | 2 | Commercial | Single Phase PV |  | 2019 | 2019
20262-228448-01 | Minnesota Valley Electric Cooperative | 70 | 12651 | Co-op | NOVAQF65 | 11.4 | Solar |  |  | Interconnected | Montgomery | 56069 | 2 | 2 | Residential | Single Phase PV |  | 2019 | 2019
20262-228448-01 | Minnesota Valley Electric Cooperative | 70 | 12651 | Co-op | NOVAQF66 | 15.2 | Solar |  |  | Interconnected | Elko New Market | 55020 | 11 | 3 | Residential | Single Phase PV |  | 2019 | 2019
20262-228448-01 | Minnesota Valley Electric Cooperative | 70 | 12651 | Co-op | NOVAQF67 | 10 | Solar |  |  | Interconnected | Savage | 55378 | 88 | 1 | Residential | Single Phase PV |  | 2019 | 2019
20262-228448-01 | Minnesota Valley Electric Cooperative | 70 | 12651 | Co-op | NOVAQF68 | 3.6 | Solar |  |  | Interconnected | Jordan | 55352 | 12 | 4 | Residential | Single Phase PV |  | 2019 | 2019
20262-228448-01 | Minnesota Valley Electric Cooperative | 70 | 12651 | Co-op | NOVAQF69 | 7.08 | Solar |  |  | Interconnected | Victoria | 55386 | 22 | 1 | Residential | Single Phase PV |  | 2019 | 2019
20262-228448-01 | Minnesota Valley Electric Cooperative | 70 | 12651 | Co-op | NOVAQF70 | 10.62 | Solar |  |  | Interconnected | New Prague | 56071 | 1 | 3 | Residential | Single Phase PV |  | 2019 | 2019
20262-228448-01 | Minnesota Valley Electric Cooperative | 70 | 12651 | Co-op | NOVAQF71 | 36 | Solar |  |  | Interconnected | Henderson | 56044 | 7 | 4 | Residential | Single Phase PV |  | 2019 | 2019
20262-228448-01 | Minnesota Valley Electric Cooperative | 70 | 12651 | Co-op | NOVAQF72 | 6.96 | Solar |  |  | Interconnected | Savage | 55378 | 17 | 4 | Residential | Single Phase PV |  | 2019 | 2019
20262-228448-01 | Minnesota Valley Electric Cooperative | 70 | 12651 | Co-op | NOVAQF73 | 3.48 | Solar |  |  | Interconnected | Savage | 55378 | 17 | 3 | Residential | Single Phase PV |  | 2019 | 2019
20262-228448-01 | Minnesota Valley Electric Cooperative | 70 | 12651 | Co-op | NOVAQF74 | 6 | Solar |  |  | Interconnected | Prior Lake | 55372 | 12 | 3 | Residential | Single Phase PV |  | 2019 | 2020
20262-228448-01 | Minnesota Valley Electric Cooperative | 70 | 12651 | Co-op | NOVAQF75 | 1.3 | Solar |  |  | Interconnected | Elko New Market | 55020 | 19 | 3 | Residential | Single Phase Solar PV |  | 2019 | 2021
20262-228448-01 | Minnesota Valley Electric Cooperative | 70 | 12651 | Co-op | NOVASPU01 | 9.32 | Solar |  |  | Interconnected | Prior Lake | 55372 | 8 | 4 | Residential | Single Phase Solar PV |  | 2022 | 2022
20262-228448-01 | Minnesota Valley Electric Cooperative | 70 | 12651 | Co-op | NOVASPU02 | 8.22 | Solar |  |  | Interconnected | Prior Lake | 55372 | 8 | 4 | Residential | Single Phase Solar PV |  | 2022 | 2022
20262-228448-01 | Minnesota Valley Electric Cooperative | 70 | 12651 | Co-op | NOVASPU03 | 9.86 | Solar |  |  | Interconnected | Prior Lake | 55372 | 8 | 4 | Residential | Single Phase Solar PV |  | 2022 | 2022
20262-228448-01 | Minnesota Valley Electric Cooperative | 70 | 12651 | Co-op | NOVASPU04 | 8.22 | Solar |  |  | Interconnected | Prior Lake | 55372 | 8 | 4 | Residential | Single Phase Solar PV |  | 2022 | 2022
20262-228448-01 | Minnesota Valley Electric Cooperative | 70 | 12651 | Co-op | NOVASPU05 | 6.02 | Solar |  |  | Interconnected | Prior Lake | 55372 | 8 | 4 | Residential | Single Phase Solar PV |  | 2022 | 2022
20262-228448-01 | Minnesota Valley Electric Cooperative | 70 | 12651 | Co-op | NOVASPU06 | 5.72 | Solar |  |  | Interconnected | Prior Lake | 55372 | 8 | 4 | Residential | Single Phase Solar PV |  | 2022 | 2022
20262-228448-01 | Minnesota Valley Electric Cooperative | 70 | 12651 | Co-op | NOVASPU07 | 4.93 | Solar |  |  | Interconnected | Prior Lake | 55372 | 8 | 4 | Residential | Single Phase Solar PV |  | 2022 | 2022
20262-228448-01 | Minnesota Valley Electric Cooperative | 70 | 12651 | Co-op | NOVASPU08 | 3.96 | Solar |  |  | Interconnected | Prior Lake | 55372 | 8 | 4 | Residential | Single Phase Solar PV |  | 2022 | 2022
20262-228448-01 | Minnesota Valley Electric Cooperative | 70 | 12651 | Co-op | NOVASPU09 | 10.44 | Solar |  |  | Interconnected | Prior Lake | 55372 | 8 | 4 | Residential | Single Phase Solar PV |  | 2022 | 2022
20262-228448-01 | Minnesota Valley Electric Cooperative | 70 | 12651 | Co-op | NOVASPU10 | 8.12 | Solar |  |  | Interconnected | Prior Lake | 55372 | 8 | 4 | Residential | Single Phase Solar PV |  | 2022 | 2022
20262-228448-01 | Minnesota Valley Electric Cooperative | 70 | 12651 | Co-op | NOVASPU11 | 6.38 | Solar |  |  | Interconnected | Prior Lake | 55372 | 8 | 4 | Residential | Single Phase Solar PV |  | 2022 | 2022
20262-228448-01 | Minnesota Valley Electric Cooperative | 70 | 12651 | Co-op | NOVASPU12 | 6.02 | Solar |  |  | Interconnected | Prior Lake | 55372 | 8 | 4 | Residential | Single Phase Solar PV |  | 2022 | 2022
20262-228448-01 | Minnesota Valley Electric Cooperative | 70 | 12651 | Co-op | NOVASPU13 | 3.8 | Solar |  |  | Interconnected | Prior Lake | 55372 | 8 | 4 | Residential | Single Phase Solar PV |  | 2022 | 2022
20262-228448-01 | Minnesota Valley Electric Cooperative | 70 | 12651 | Co-op | NOVASPU14 | 5.22 | Solar |  |  | Interconnected | Prior Lake | 55372 | 8 | 4 | Residential | Single Phase Solar PV |  | 2023 | 2023
20262-228448-01 | Minnesota Valley Electric Cooperative | 70 | 12651 | Co-op | NOVA1048 | 15.2 | Solar |  |  | Interconnected | Chaska | 55318 | 22 | 1 | Residential |  | 54579 | 2019 | 2019
20262-228448-01 | Minnesota Valley Electric Cooperative | 70 | 12651 | Co-op | NOVA1059 | 9.86 | Solar |  |  | Interconnected | Chanhassen | 55317 | 20 | 1 | Residential |  | 49336 | 2019 | 2019
20262-228448-01 | Minnesota Valley Electric Cooperative | 70 | 12651 | Co-op | NOVA1187 | 15.2 | Solar |  |  | Interconnected | Prior Lake | 55372 | 12 | 2 | Residential |  | 25336 | 2019 | 2019
20262-228448-01 | Minnesota Valley Electric Cooperative | 70 | 12651 | Co-op | NOVA1197 | 16.41 | Solar |  |  | Interconnected | Prior Lake | 55372 | 12 | 4 | Residential |  | 46490.57 | 2019 | 2019
20262-228448-01 | Minnesota Valley Electric Cooperative | 70 | 12651 | Co-op | NOVA1386 | 10 | Solar |  |  | Interconnected | Chaska | 55318 | 20 | 1 | Residential |  | 36664 | 2019 | 2019
20262-228448-01 | Minnesota Valley Electric Cooperative | 70 | 12651 | Co-op | NOVA1553 | 10 | Solar |  |  | Interconnected | Prior Lake | 55372 | 21 | 1 | Residential |  | 38100 | 2019 | 2019
20262-228448-01 | Minnesota Valley Electric Cooperative | 70 | 12651 | Co-op | NOVA1695 | 40 | Solar |  | X | Withdrawn | Prior Lake | 55372 |  |  |  |  | 93660 | 2019
20262-228448-01 | Minnesota Valley Electric Cooperative | 70 | 12651 | Co-op | NOVA1725 | 24 | Solar |  |  | Interconnected | Henderson | 56044 | 10 | 3 | Residential |  | 56600 | 2019 | 2020
20262-228448-01 | Minnesota Valley Electric Cooperative | 70 | 12651 | Co-op | NOVA1986 | 11.4 | Solar |  |  | Interconnected | Prior Lake | 55372 | 11 | 1 | Residential |  | 51875 | 2019 | 2019
20262-228448-01 | Minnesota Valley Electric Cooperative | 70 | 12651 | Co-op | NOVA2072 | 11.4 | Solar |  |  | Interconnected | New Prague | 56071 | 1 | 2 | Residential | Single Phase Solar Application | 27400 | 2019 | 2019
20262-228448-01 | Minnesota Valley Electric Cooperative | 70 | 12651 | Co-op | NOVA2075 | 7.08 | Solar |  |  | Interconnected | Chanhassen | 55317 | 20 | 1 | Residential |  | 27426 | 2019 | 2019
20262-228448-01 | Minnesota Valley Electric Cooperative | 70 | 12651 | Co-op | NOVA2076 | 15.2 | Solar |  |  | Interconnected | Chanhassen | 55317 | 20 | 2 | Residential | Single Phase Solar PV | 50409 | 2019 | 2019
20262-228448-01 | Minnesota Valley Electric Cooperative | 70 | 12651 | Co-op | NOVA2077 | 5 | Solar |  |  | Interconnected | Elko New Market | 55020 | 11 | 3 | Residential |  | 22476 | 2019 | 2019
20262-228448-01 | Minnesota Valley Electric Cooperative | 70 | 12651 | Co-op | NOVA2297 | 10 | Solar |  |  | Interconnected | New Prague | 56071 | 1 | 4 | Residential | Single Phase Solar System | 41116 | 2019 | 2019
20262-228448-01 | Minnesota Valley Electric Cooperative | 70 | 12651 | Co-op | NOVA2398 | 11.4 | Solar |  |  | Interconnected | Savage | 55378 | 88 | 1 | Residential | Single Phase Solar Interconnection | 44154 | 2019 | 2019
20262-228448-01 | Minnesota Valley Electric Cooperative | 70 | 12651 | Co-op | NOVA2407 | 8.12 | Solar |  |  | Interconnected | New Prague | 56071 | 1 | 2 | Residential | Single Phase Solar Interconnection | 44066 | 2019 | 2020
20262-228448-01 | Minnesota Valley Electric Cooperative | 70 | 12651 | Co-op | NOVA2435 | 36 | Solar |  |  | Withdrawn | Jordan | 55352 | 5 | 3 | Residential | Single Phase Solar Interconnection | 244800 | 2019
20262-228448-01 | Minnesota Valley Electric Cooperative | 70 | 12651 | Co-op | NOVA2436 | 36 | Solar |  |  | Withdrawn | Jordan | 55352 | 5 | 3 | Residential | Single Phase Solar Interconnection | 244800 | 2019
20262-228448-01 | Minnesota Valley Electric Cooperative | 70 | 12651 | Co-op | NOVA2446 | 15.2 | Solar |  |  | Interconnected | Montgomery | 56069 | 2 | 3 | Residential | Single Phase Solar Interconnection | 53590 | 2019 | 2019
20262-228448-01 | Minnesota Valley Electric Cooperative | 70 | 12651 | Co-op | NOVA2451 | 36 | Solar |  |  | Withdrawn | Jordan | 55352 | 5 | 3 | Residential | Single Phase Solar Interconnection | 244800 | 2019
20262-228448-01 | Minnesota Valley Electric Cooperative | 70 | 12651 | Co-op | NOVA2452 | 10 | Solar |  |  | Interconnected | Lakeville | 55044 | 19 | 4 | Residential | Single Phase Solar Interconnection | 32875 | 2019 | 2020
20262-228448-01 | Minnesota Valley Electric Cooperative | 70 | 12651 | Co-op | NOVA2549 | 11.4 | Solar |  |  | Interconnected | Savage | 55378 | 88 | 1 | Residential | Single Phase Solar Interconnection | 10000 | 2019 | 2020
20262-228448-01 | Minnesota Valley Electric Cooperative | 70 | 12651 | Co-op | NOVA2568 | 10 | Solar |  |  | Interconnected | Burnsville | 55337 | 17 | 1 | Residential | Single Phase Solar Interconnection | 41500 | 2019 | 2020
20262-228448-01 | Minnesota Valley Electric Cooperative | 70 | 12651 | Co-op | NOVA2596 | 17.6 | Solar |  |  | Interconnected | Waconia | 55387 | 3 | 1 | Residential | Single Phase Solar Interconnection | 55450 | 2019 | 2020
20262-228448-01 | Minnesota Valley Electric Cooperative | 70 | 12651 | Co-op | NOVA2626 | 8.88 | Solar |  |  | Interconnected | Green Isle | 55338 | 9 | 4 | Residential | Single Phase Solar Interconnection | 34000 | 2019 | 2020
20262-228448-01 | Minnesota Valley Electric Cooperative | 70 | 12651 | Co-op | NOVA2695 | 10 | Solar |  |  | Interconnected | Waconia | 55387 | 6 | 1 | Residential | Single Phase Solar Interconnection | 31000 | 2019 | 2020
20262-228448-01 | Minnesota Valley Electric Cooperative | 70 | 12651 | Co-op | NOVA2801 | 8.85 | Solar |  |  | Interconnected | Spring Lake Township | 55372 | 12 | 3 | Residential | Single Phase Solar Interconnection | 33764 | 2020 | 2020
20262-228448-01 | Minnesota Valley Electric Cooperative | 70 | 12651 | Co-op | NOVA2896 | 7.6 | Solar |  |  | Interconnected | Montgomery | 56069 | 2 | 4 | Residential | Single Phase Solar Interconnection | 38827 | 2020 | 2020
20262-228448-01 | Minnesota Valley Electric Cooperative | 70 | 12651 | Co-op | NOVA2930 | 7.54 | Solar |  |  | Interconnected | Prior Lake | 55372 | 12 | 3 | Residential | Single Phase Solar Interconnection | 25071 | 2020 | 2020
20262-228448-01 | Minnesota Valley Electric Cooperative | 70 | 12651 | Co-op | NOVA3014 | 5 | Solar |  |  | Interconnected | Savage | 55378 | 17 | 4 | Residential | Single Phase Solar Interconnection | 6289.94 | 2020 | 2020
20262-228448-01 | Minnesota Valley Electric Cooperative | 70 | 12651 | Co-op | NOVA3122 | 11.52 | Solar |  |  | Interconnected | Elko New Market | 55020 | 19 | 4 | Residential | Single Phase Solar Interconnection | 40444 | 2020 | 2020
20262-228448-01 | Minnesota Valley Electric Cooperative | 70 | 12651 | Co-op | NOVA3182 | 11.96 | Solar |  | X | Interconnected | Savage | 55378 | 88 | 22 | Residential | Single Phase Solar Interconnection | 39886 | 2020 | 2020
20262-228448-01 | Minnesota Valley Electric Cooperative | 70 | 12651 | Co-op | NOVA3184 | 8 | Solar |  |  | Interconnected | Jordan | 55352 | 23 | 4 | Residential | Single Phase Solar Interconnection | 35672 | 2020 | 2020
20262-228448-01 | Minnesota Valley Electric Cooperative | 70 | 12651 | Co-op | NOVA3198 | 16 | Solar |  |  | Interconnected | Prior Lake |  | 12 | 2 | Residential | Single Phase Solar Interconnection | 47664 | 2020 | 2020
20262-228448-01 | Minnesota Valley Electric Cooperative | 70 | 12651 | Co-op | NOVA3209 | 6.9 | Solar |  |  | Interconnected | Prior Lake | 55372 | 88 | 33 | Residential | Single Phase Solar Interconnection | 13075 | 2020 | 2020
20262-228448-01 | Minnesota Valley Electric Cooperative | 70 | 12651 | Co-op | NOVA3212 | 7.66 | Solar |  |  | Withdrawn | Montgomery | 56069 | 2 | 3 | Residential | Single Phase Solar Interconnection | 47398 | 2020
20262-228448-01 | Minnesota Valley Electric Cooperative | 70 | 12651 | Co-op | NOVA3292 | 17.6 | Solar |  |  | Withdrawn | Stanchfield | 55080 |  |  | Residential |  | 98035 | 2020
20262-228448-01 | Minnesota Valley Electric Cooperative | 70 | 12651 | Co-op | NOVA3299 | 5.72 | Solar |  |  | Active Application | Carver | 55315 | 5 | 4 | Residential | Single Phase Solar Interconnection | 10052.81 | 2020
20262-228448-01 | Minnesota Valley Electric Cooperative | 70 | 12651 | Co-op | NOVA3330 | 5.76 | Solar |  |  | Interconnected | Jordan | 55352 | 24 | 1 | Residential | Single Phase Solar Interconnection | 29917 | 2020 | 2020
20262-228448-01 | Minnesota Valley Electric Cooperative | 70 | 12651 | Co-op | NOVA3334 | 12.56 | Solar |  |  | Interconnected | Chaska | 55318 | 22 | 3 | Residential | Single Phase Solar Interconnection | 38160 | 2020 | 2020
20262-228448-01 | Minnesota Valley Electric Cooperative | 70 | 12651 | Co-op | NOVA3390 | 4.32 | Solar |  |  | Interconnected | Victoria | 55386 | 22 | 1 | Residential | Single Phase Solar Interconnection | 21978 | 2020 | 2020
20262-228448-01 | Minnesota Valley Electric Cooperative | 70 | 12651 | Co-op | NOVA3416 | 8.12 | Solar |  |  | Interconnected | Savage | 55378 | 21 | 11 | Residential | Single Phase Solar Interconnection | 33634 | 2020 | 2020
20262-228448-01 | Minnesota Valley Electric Cooperative | 70 | 12651 | Co-op | NOVA3418 | 6 | Solar |  |  | Interconnected | Chanhassen | 55317 | 15 | 93 | Residential | Single Phase Solar Interconnection | 20620 | 2020 | 2020
20262-228448-01 | Minnesota Valley Electric Cooperative | 70 | 12651 | Co-op | NOVA3424 | 7.6 | Solar |  |  | Interconnected | Victoria | 55386 | 22 | 3 | Residential | Single Phase Solar Interconnection | 39231 | 2020 | 2020
20262-228448-01 | Minnesota Valley Electric Cooperative | 70 | 12651 | Co-op | NOVA3459 | 36 | Solar |  |  | Interconnected | Jordan | 55352 | 5 | 3 | Commercial | Solar Interconnection | 244800 | 2020 | 2023
20262-228448-01 | Minnesota Valley Electric Cooperative | 70 | 12651 | Co-op | NOVA3460 | 36 | Solar |  |  | Interconnected | Jordan | 55352 | 5 | 3 | Commercial | Solar Interconnection | 244800 | 2020 | 2023
20262-228448-01 | Minnesota Valley Electric Cooperative | 70 | 12651 | Co-op | NOVA3461 | 36 | Solar |  |  | Interconnected | Jordan | 55352 | 5 | 3 | Residential | Single Phase Solar Interconnection | 244800 | 2020 | 2022
20262-228448-01 | Minnesota Valley Electric Cooperative | 70 | 12651 | Co-op | NOVA3462 | 25.2 | Solar |  | X | Withdrawn | Prior Lake | 55372 | 216 | 1 | Residential | Single Phase Solar Interconnection | 48048.12 | 2020
20262-228448-01 | Minnesota Valley Electric Cooperative | 70 | 12651 | Co-op | NOVA3468 | 10 | Solar |  |  | Interconnected | Prior Lake | 55372 | 12 | 1 | Residential | Single Phase Solar Interconnection | 71891 | 2020 | 2021
20262-228448-01 | Minnesota Valley Electric Cooperative | 70 | 12651 | Co-op | NOVA3495 | 23.04 | Solar |  |  | Interconnected | Henderson |  | 10 | 1 | Residential | Single Phase Solar Interconnection | 89545 | 2020 | 2020
20262-228448-01 | Minnesota Valley Electric Cooperative | 70 | 12651 | Co-op | NOVA3559 | 7.54 | Solar |  |  | Interconnected | Savage | 55378 | 88 | 44 | Residential | Single Phase Solar Interconnection | 36890 | 2020 | 2020
20262-228448-01 | Minnesota Valley Electric Cooperative | 70 | 12651 | Co-op | NOVA3577 | 12.18 | Solar |  |  | Interconnected | Henderson | 56044 | 10 | 1 | Residential | Single Phase Solar Interconnection | 42151 | 2020 | 2020
20262-228448-01 | Minnesota Valley Electric Cooperative | 70 | 12651 | Co-op | NOVA3592 | 3.8 | Solar |  |  | Interconnected | Jordan | 55352 | 23 | 2 | Residential | Single Phase Solar Interconnection | 6960 | 2020 | 2021
20262-228448-01 | Minnesota Valley Electric Cooperative | 70 | 12651 | Co-op | NOVA3619 | 7 | Solar |  |  | Interconnected | Arlington | 55307 | 10 | 1 | Residential | Single Phase Solar Interconnection | 26797 | 2020 | 2020
20262-228448-01 | Minnesota Valley Electric Cooperative | 70 | 12651 | Co-op | NOVA3661 | 5 | Solar |  |  | Interconnected | Lonsdale | 55046 | 11 | 3 | Residential | Single Phase Solar Interconnection | 3000 | 2020 | 2021
20262-228448-01 | Minnesota Valley Electric Cooperative | 70 | 12651 | Co-op | NOVA3678 | 6.09 | Solar |  |  | Interconnected | Victoria | 55386 | 22 | 1 | Residential | Single Phase Solar Interconnection | 26415 | 2020 | 2020
20262-228448-01 | Minnesota Valley Electric Cooperative | 70 | 12651 | Co-op | NOVA3798 | 5.48 | Solar |  |  | Interconnected | Savage | 55378 | 88 | 1 | Residential | Single Phase Solar Interconnection | 30710 | 2020 | 2021
20262-228448-01 | Minnesota Valley Electric Cooperative | 70 | 12651 | Co-op | NOVA3799 | 6.03 | Solar |  |  | Withdrawn | Lakeville | 55024 |  |  |  |  | 30146 | 2020
20262-228448-01 | Minnesota Valley Electric Cooperative | 70 | 12651 | Co-op | NOVA3815 | 10 | Solar |  |  | Interconnected | Chanhassen | 55317 | 15 | 93 | Residential | Single Phase Solar Interconnection | 46331 | 2020 | 2020
20262-228448-01 | Minnesota Valley Electric Cooperative | 70 | 12651 | Co-op | NOVA3851 | 10.41 | Solar |  |  | Interconnected | Savage | 55378 | 17 | 3 | Residential | Single Phase Solar Interconnection | 55114 | 2020 | 2021
20262-228448-01 | Minnesota Valley Electric Cooperative | 70 | 12651 | Co-op | NOVA3852 | 12.6 | Solar |  |  | Interconnected | Savage | 55378 | 17 | 3 | Residential | Single Phase Solar Interconnection | 66598 | 2020 | 2021
20262-228448-01 | Minnesota Valley Electric Cooperative | 70 | 12651 | Co-op | NOVA3868 | 7.5 | Solar |  |  | Interconnected | Prior Lake | 55372 | 88 | 33 | Residential | Single Phase Solar Interconnection | 22500 | 2020 | 2021
20262-228448-01 | Minnesota Valley Electric Cooperative | 70 | 12651 | Co-op | NOVA3870 | 8.7 | Solar |  |  | Interconnected | Eden Prairie | 55347 | 20 | 2 | Residential | Single Phase Solar Interconnection | 40950 | 2020 | 2020
20262-228448-01 | Minnesota Valley Electric Cooperative | 70 | 12651 | Co-op | NOVA3873 | 6 | Solar |  |  | Interconnected | Webster | 55088 | 11 | 3 | Residential | Single Phase Solar Interconnection | 35083 | 2020 | 2021
20262-228448-01 | Minnesota Valley Electric Cooperative | 70 | 12651 | Co-op | NOVA3887 | 10 | Solar |  |  | Withdrawn | Eden Prairie | 55347 |  |  | Residential | Single Phase Solar PV | 56832 | 2020
20262-228448-01 | Minnesota Valley Electric Cooperative | 70 | 12651 | Co-op | NOVA3893 | 6.4 | Solar |  |  | Withdrawn | Webster | 55088 | 19 | 3 | Residential | Single Phase Solar Interconnection | 9280 | 2020
20262-228448-01 | Minnesota Valley Electric Cooperative | 70 | 12651 | Co-op | NOVA3908 | 7.67 | Solar |  |  | Interconnected | Prior Lake | 55372 | 8 | 4 | Residential | Single Phase Solar Interconnection | 39759 | 2020 | 2021
20262-228448-01 | Minnesota Valley Electric Cooperative | 70 | 12651 | Co-op | NOVA3909 | 5.48 | Solar |  |  | Interconnected | Savage | 55378 | 29 | 44 | Residential | Single Phase Solar Interconnection | 29275 | 2020 | 2021
20262-228448-01 | Minnesota Valley Electric Cooperative | 70 | 12651 | Co-op | NOVA3986 | 4.38 | Solar |  |  | Interconnected | Shakopee | 55379 | 5 | 2 | Residential | Single Phase Solar Interconnection | 25288 | 2020 | 2021
20262-228448-01 | Minnesota Valley Electric Cooperative | 70 | 12651 | Co-op | NOVA4016 | 5 | Solar |  |  | Interconnected | Cleveland | 56017 | 25 | 2 | Residential | Single Phase Solar Interconnection | 28560 | 2021 | 2021
20262-228448-01 | Minnesota Valley Electric Cooperative | 70 | 12651 | Co-op | NOVA4020 | 11.4 | Solar |  |  | Interconnected | Prior Lake | 55372 | 21 | 3 | Residential | Single Phase Solar Interconnection | 46980 | 2020 | 2021
20262-228448-01 | Minnesota Valley Electric Cooperative | 70 | 12651 | Co-op | NOVA4023 | 6.58 | Solar |  |  | Interconnected | Victoria | 55386 | 22 | 11 | Residential | Single Phase Solar Interconnection | 34017 | 2020 | 2021
20262-228448-01 | Minnesota Valley Electric Cooperative | 70 | 12651 | Co-op | NOVA4024 | 7.67 | Solar |  |  | Interconnected | Savage | 55378 | 21 | 11 | Residential | Single Phase Solar Interconnection | 42194 | 2020 | 2021
20262-228448-01 | Minnesota Valley Electric Cooperative | 70 | 12651 | Co-op | NOVA4025 | 9.32 | Solar |  |  | Interconnected | Victoria | 55386 | 22 | 11 | Residential | Single Phase Solar Interconnection | 48807 | 2020 | 2021
20262-228448-01 | Minnesota Valley Electric Cooperative | 70 | 12651 | Co-op | NOVA4026 | 6.4 | Solar |  |  | Interconnected | Webster | 55088 | 19 | 3 | Residential | Single Phase Solar Interconnection | 9280 | 2020 | 2021
20262-228448-01 | Minnesota Valley Electric Cooperative | 70 | 12651 | Co-op | NOVA4030 | 7.6 | Solar |  |  | Withdrawn | Montevideo | 56265 |  |  | Residential | Single Phase Solar PV | 20000 | 2021
20262-228448-01 | Minnesota Valley Electric Cooperative | 70 | 12651 | Co-op | NOVA4031 | 8.99 | Solar |  |  | Interconnected | Prior Lake | 55372 | 12 | 1 | Residential | Single Phase Solar Interconnection | 45000 | 2021 | 2021
20262-228448-01 | Minnesota Valley Electric Cooperative | 70 | 12651 | Co-op | NOVA4038 | 7.54 | Solar |  |  | Withdrawn | Maple Grove | 55311 |  |  |  |  | 35000 | 2021
20262-228448-01 | Minnesota Valley Electric Cooperative | 70 | 12651 | Co-op | NOVA4054 | 6 | Solar |  |  | Interconnected | Jordan | 55352 | 23 | 4 | Residential | Single Phase Solar Interconnection | 18630 | 2021 | 2021
20262-228448-01 | Minnesota Valley Electric Cooperative | 70 | 12651 | Co-op | NOVA4071 | 9.57 | Solar |  |  | Interconnected | Jordan | 55352 | 12 | 4 | Residential | Single Phase Solar Interconnection | 35792 | 2021 | 2021
20262-228448-01 | Minnesota Valley Electric Cooperative | 70 | 12651 | Co-op | NOVA4088 | 10 | Solar |  |  | Interconnected | Savage | 55378 | 17 | 3 | Residential | Single Phase Solar Interconnection | 40684 | 2021 | 2021
20262-228448-01 | Minnesota Valley Electric Cooperative | 70 | 12651 | Co-op | NOVA4089 | 13.05 | Solar |  |  | Interconnected | Victoria | 55386 | 22 | 11 | Residential | Single Phase Solar Interconnection | 45833 | 2021 | 2021
20262-228448-01 | Minnesota Valley Electric Cooperative | 70 | 12651 | Co-op | NOVA4094 | 7.67 | Solar |  |  | Interconnected | Victoria | 55386 | 22 | 11 | Residential | Single Phase Solar Interconnection | 41194 | 2021 | 2021
20262-228448-01 | Minnesota Valley Electric Cooperative | 70 | 12651 | Co-op | NOVA4095 | 9.28 | Solar |  |  | Interconnected | Elko New Market | 55020 | 19 | 4 | Residential | Single Phase Solar Interconnection | 32753 | 2021 | 2021
20262-228448-01 | Minnesota Valley Electric Cooperative | 70 | 12651 | Co-op | NOVA4099 | 13.05 | Solar |  |  | Interconnected | Norwood Young America | 55368 | 9 | 1 | Residential | Single Phase Solar Interconnection | 33851.25 | 2021 | 2021
20262-228448-01 | Minnesota Valley Electric Cooperative | 70 | 12651 | Co-op | NOVA4159 | 7.6 | Solar |  |  | Interconnected | Prior Lake | 55372 | 216 | 3 | Residential | Single Phase Solar Interconnection | 23760 | 2021 | 2021
20262-228448-01 | Minnesota Valley Electric Cooperative | 70 | 12651 | Co-op | NOVA4201 | 8.37 | Solar |  |  | Interconnected | Belle Plaine | 56011 | 7 | 4 | Residential | Single Phase Solar Interconnection | 40732 | 2021 | 2020
20262-228448-01 | Minnesota Valley Electric Cooperative | 70 | 12651 | Co-op | NOVA4207 | 7.6 | Solar |  |  | Interconnected | Savage | 55378 | 88 | 22 | Residential | Single Phase Solar Interconnection | 37050 | 2021 | 2022
20262-228448-01 | Minnesota Valley Electric Cooperative | 70 | 12651 | Co-op | NOVA4222 | 6.03 | Solar |  |  | Interconnected | Savage | 55378 | 29 | 44 | Residential | Single Phase Solar Interconnection | 30839 | 2021 | 2021
20262-228448-01 | Minnesota Valley Electric Cooperative | 70 | 12651 | Co-op | NOVA4259 | 10.41 | Solar |  |  | Interconnected | Savage | 55378 | 17 | 3 | Residential | Single Phase Solar Interconnection | 56549 | 2021 | 2021
20262-228448-01 | Minnesota Valley Electric Cooperative | 70 | 12651 | Co-op | NOVA4283 | 21.14 | Solar |  |  | Interconnected | Excelsior | 55331 | 22 | 1 | Residential | Single Phase Solar Interconnection | 67908.25 | 2021 | 2021
20262-228448-01 | Minnesota Valley Electric Cooperative | 70 | 12651 | Co-op | NOVA4295 | 37.8 | Solar |  |  | Interconnected | Burnsville | 55306 | 17 | 1 | Commercial | R & D Agency | 112694.4 | 2021 | 2021
20262-228448-01 | Minnesota Valley Electric Cooperative | 70 | 12651 | Co-op | NOVA4317 | 6.38 | Solar |  |  | Interconnected | Victoria | 55386 | 22 | 1 | Residential | Single Phase Solar Interconnection | 26875 | 2021 | 2021
20262-228448-01 | Minnesota Valley Electric Cooperative | 70 | 12651 | Co-op | NOVA4358 | 4.38 | Solar |  |  | Interconnected | Carver | 55315 | 3 | 22 | Residential | Single Phase Solar Interconnection | 23770 | 2021 | 2021
20262-228448-01 | Minnesota Valley Electric Cooperative | 70 | 12651 | Co-op | NOVA4369 | 3.48 | Solar |  |  | Interconnected | Chaska | 55318 | 3 | 1 | Residential | Single Phase Solar Interconnection | 16622 | 2021 | 2021
20262-228448-01 | Minnesota Valley Electric Cooperative | 70 | 12651 | Co-op | NOVA4383 | 5 | Solar |  |  | Withdrawn | Le Center | 56057 |  |  | Residential | Single Phase Solar PV | 21305.13 | 2021
20262-228448-01 | Minnesota Valley Electric Cooperative | 70 | 12651 | Co-op | NOVA4401 | 9.07 | Solar |  |  | Interconnected | Montgomery | 56069 | 2 | 3 | Residential | Single Phase Solar Interconnection | 33000 | 2021 | 2021
20262-228448-01 | Minnesota Valley Electric Cooperative | 70 | 12651 | Co-op | NOVA4402 | 9.77 | Solar |  |  | Interconnected | Savage | 55378 | 17 | 3 | Residential | Single Phase Solar Interconnection | 33000 | 2021 | 2021
20262-228448-01 | Minnesota Valley Electric Cooperative | 70 | 12651 | Co-op | NOVA4417 | 23.42 | Solar |  |  | Interconnected | New Prague | 56071 | 24 | 3 | Residential | Single Phase Solar Interconnection | 89946 | 2021 | 2021
20262-228448-01 | Minnesota Valley Electric Cooperative | 70 | 12651 | Co-op | NOVA4421 | 7.6 | Solar |  |  | Interconnected | Savage | 55378 | 88 | 33 | Residential | Single Phase Solar Interconnection | 39302 | 2021 | 2021
20262-228448-01 | Minnesota Valley Electric Cooperative | 70 | 12651 | Co-op | NOVA4439 | 6.58 | Solar |  |  | Interconnected | Savage | 55378 | 88 | 33 | Residential | Single Phase Solar Interconnection | 37244 | 2021 | 2021
20262-228448-01 | Minnesota Valley Electric Cooperative | 70 | 12651 | Co-op | NOVA4511 | 4.66 | Solar |  |  | Withdrawn | Carver | 55315 | 3 | 22 | Residential | Single Phase Solar Interconnection | 7424 | 2021
20262-228448-01 | Minnesota Valley Electric Cooperative | 70 | 12651 | Co-op | NOVA4512 | 4.35 | Solar |  |  | Interconnected | Savage | 55378 | 17 | 4 | Residential | Single Phase Solar Interconnection | 25360.91 | 2021 | 2021
20262-228448-01 | Minnesota Valley Electric Cooperative | 70 | 12651 | Co-op | NOVA4541 | 8.12 | Solar |  |  | Interconnected | Carver | 55315 | 5 | 4 | Residential | Single Phase Solar Interconnection | 31478 | 2021 | 2021
20262-228448-01 | Minnesota Valley Electric Cooperative | 70 | 12651 | Co-op | NOVA4552 | 12.2 | Solar |  |  | Interconnected | Elko New Market | 55020 | 19 | 3 | Residential | Single Phase Solar Interconnection | 48860.74 | 2021 | 2022
20262-228448-01 | Minnesota Valley Electric Cooperative | 70 | 12651 | Co-op | NOVA4563 | 8.68 | Solar |  |  | Interconnected | Chanhassen | 55317 | 15 | 93 | Residential | Single Phase Solar Interconnection | 7600 | 2021 | 2021
20262-228448-01 | Minnesota Valley Electric Cooperative | 70 | 12651 | Co-op | NOVA4565 | 6 | Solar |  |  | Withdrawn | Clarkfield | 56223 |  |  |  |  | 9280 | 2021
20262-228448-01 | Minnesota Valley Electric Cooperative | 70 | 12651 | Co-op | NOVA4566 | 583 | Solar |  | X | Withdrawn | Carver | 55315 | 3 | 22 | Residential | Three Phase Solar/ Storage System | 1271400 | 2021
20262-228448-01 | Minnesota Valley Electric Cooperative | 70 | 12651 | Co-op | NOVA4600 | 7.6 | Solar |  |  | Withdrawn | Jordan | 55352 | 5 | 3 | Residential | Single Phase PV | 44706 | 2021
20262-228448-01 | Minnesota Valley Electric Cooperative | 70 | 12651 | Co-op | NOVA4616 | 4.66 | Solar |  |  | Withdrawn | Clarkfield | 56223 |  |  |  |  | 9280 | 2021
20262-228448-01 | Minnesota Valley Electric Cooperative | 70 | 12651 | Co-op | NOVA4617 | 13.96 | Solar |  |  | Interconnected | Henderson | 56044 | 10 | 1 | Residential | Single Phase Solar Interconnection | 70869 | 2021 | 2021
20262-228448-01 | Minnesota Valley Electric Cooperative | 70 | 12651 | Co-op | NOVA4618 | 10 | Solar |  |  | Withdrawn | Elko New Market | 55020 | 11 | 3 | Residential | Single Phase Solar Interconnection | 62228 | 2021
20262-228448-01 | Minnesota Valley Electric Cooperative | 70 | 12651 | Co-op | NOVA4673 | 13.92 | Solar |  |  | Withdrawn | Victoria | 55386 |  |  | Residential | Single Phase Solar PV | 67027 | 2021
20262-228448-01 | Minnesota Valley Electric Cooperative | 70 | 12651 | Co-op | NOVA4701 | 4.37 | Solar |  |  | Interconnected | Savage | 55378 | 88 | 22 | Residential | Single Phase Solar Interconnection | 8156.25 | 2021 | 2022
20262-228448-01 | Minnesota Valley Electric Cooperative | 70 | 12651 | Co-op | NOVA4710 | 6.28 | Solar |  |  | Interconnected | Burnsville | 55337 | 17 | 1 | Residential | Single Phase Solar Interconnection | 26000 | 2021 | 2021
20262-228448-01 | Minnesota Valley Electric Cooperative | 70 | 12651 | Co-op | NOVA4742 | 27.92 | Solar |  |  | Interconnected | Mayer | 55360 | 6 | 1 | Residential | Single Phase Solar Interconnection | 136580 | 2021 | 2021
20262-228448-01 | Minnesota Valley Electric Cooperative | 70 | 12651 | Co-op | NOVA4751 | 8.41 | Solar |  |  | Interconnected | Savage | 55378 | 17 | 3 | Residential | Single Phase Solar Interconnection | 43730 | 2021 | 2021
20262-228448-01 | Minnesota Valley Electric Cooperative | 70 | 12651 | Co-op | NOVA4759 | 6.96 | Solar |  |  | Interconnected | New Prague | 56071 | 1 | 2 | Residential | Single Phase Solar Interconnection | 33379 | 2021 | 2021
20262-228448-01 | Minnesota Valley Electric Cooperative | 70 | 12651 | Co-op | NOVA4769 | 9.28 | Solar |  |  | Interconnected | Carver | 55315 | 3 | 22 | Residential | Single Phase Solar Interconnection | 34757 | 2021 | 2021
20262-228448-01 | Minnesota Valley Electric Cooperative | 70 | 12651 | Co-op | NOVA4830 | 3.19 | Solar |  |  | Interconnected | Jordan | 55352 | 12 | 4 | Residential | Single Phase Solar Interconnection | 13995 | 2021 | 2021
20262-228448-01 | Minnesota Valley Electric Cooperative | 70 | 12651 | Co-op | NOVA4841 | 9.28 | Solar |  |  | Interconnected | Jordan | 55352 | 23 | 3 | Residential | Single Phase Solar Interconnection | 41551 | 2021 | 2021
20262-228448-01 | Minnesota Valley Electric Cooperative | 70 | 12651 | Co-op | NOVA4842 | 42.8 | Solar |  | X | Withdrawn | Prior Lake | 55372 | 21 | 3 | Residential | Single Phase Solar Interconnection | 72966.67 | 2021
20262-228448-01 | Minnesota Valley Electric Cooperative | 70 | 12651 | Co-op | NOVA4847 | 9.28 | Solar |  |  | Interconnected | Chanhassen | 55317 | 15 | 93 | Residential | Single Phase Solar Interconnection1060 La | 34257 | 2021 | 2021
20262-228448-01 | Minnesota Valley Electric Cooperative | 70 | 12651 | Co-op | NOVA4853 | 14.75 | Solar |  |  | Interconnected | Spring Lake Township | 55372 | 12 | 3 | Residential | Single Phase Solar Interconnection | 19999 | 2021 | 2022
20262-228448-01 | Minnesota Valley Electric Cooperative | 70 | 12651 | Co-op | NOVA4855 | 8.7 | Solar |  |  | Interconnected | Savage | 55378 | 88 | 44 | Residential | Single Phase Solar Interconnection | 41722 | 2021 | 2021
20262-228448-01 | Minnesota Valley Electric Cooperative | 70 | 12651 | Co-op | NOVA4865 | 11.4 | Solar |  |  | Withdrawn | Savage | 55378 | 88 | 1 | Residential | Single Phase Solar Interconnection | 24600 | 2021
20262-228448-01 | Minnesota Valley Electric Cooperative | 70 | 12651 | Co-op | NOVA4878 | 13.63 | Solar |  |  | Interconnected | Prior Lake | 55372 | 12 | 1 | Residential | Single Phase Solar Interconnection | 48377 | 2021 | 2021
20262-228448-01 | Minnesota Valley Electric Cooperative | 70 | 12651 | Co-op | NOVA4888 | 6.63 | Solar |  |  | Interconnected | Prior Lake | 55372 | 21 | 4 | Residential | Single Phase PV | 31942.7 | 2021 | 2021
20262-228448-01 | Minnesota Valley Electric Cooperative | 70 | 12651 | Co-op | NOVA4897 | 7.6 | Solar |  |  | Withdrawn | Prior Lake | 55372 | 216 | 1 | Residential | Single Phase PV | 15716.67 | 2021
20262-228448-01 | Minnesota Valley Electric Cooperative | 70 | 12651 | Co-op | NOVA4951 | 14.79 | Solar |  |  | Interconnected | Henderson | 56044 | 10 | 1 | Residential | Single Phase PV | 80288 | 2021 | 2021
20262-228448-01 | Minnesota Valley Electric Cooperative | 70 | 12651 | Co-op | NOVA5006 | 10.73 | Solar |  |  | Withdrawn | New Prague | 56071 | 11 | 4 | Residential | Single Phase PV | 36278.5 | 2021
20262-228448-01 | Minnesota Valley Electric Cooperative | 70 | 12651 | Co-op | NOVA5045 | 14.21 | Solar |  |  | Interconnected | Prior Lake | 55372 | 12 | 4 | Residential | Single Phase PV | 80500 | 2021 | 2022
20262-228448-01 | Minnesota Valley Electric Cooperative | 70 | 12651 | Co-op | NOVA5052 | 16 | Solar |  |  | Interconnected | Montgomery | 56069 | 2 | 4 | Commercial | Single Phase PV | 46400 | 2021 | 2021
20262-228448-01 | Minnesota Valley Electric Cooperative | 70 | 12651 | Co-op | NOVA5083 | 12.56 | Solar |  |  | Interconnected | Webster | 55088 | 19 | 3 | Residential | Single Phase PV | 48980 | 2021 | 2021
20262-228448-01 | Minnesota Valley Electric Cooperative | 70 | 12651 | Co-op | NOVA5084 | 5.8 | Solar |  |  | Interconnected | Victoria | 55386 | 22 | 1 | Residential | Single Phase PV | 22580 | 2021 | 2021
20262-228448-01 | Minnesota Valley Electric Cooperative | 70 | 12651 | Co-op | NOVA5098 | 11.4 | Solar |  |  | Withdrawn | Savage | 55378 | 88 | 1 | Residential | Single Phase PV | 24600 | 2021
20262-228448-01 | Minnesota Valley Electric Cooperative | 70 | 12651 | Co-op | NOVA5110 | 7.6 | Solar |  |  | Withdrawn | Carver | 55315 | 3 | 22 | Residential | Single Phase PV | 32227 | 2021
20262-228448-01 | Minnesota Valley Electric Cooperative | 70 | 12651 | Co-op | NOVA5113 | 10.56 | Solar |  |  | Interconnected | Jordan | 55352 | 5 | 3 | Residential | Single Phase PV | 52112 | 2021 | 2022
20262-228448-01 | Minnesota Valley Electric Cooperative | 70 | 12651 | Co-op | NOVA5126 | 16.75 | Solar |  |  | Interconnected | Mayer | 55360 | 6 | 1 | Residential | Single Phase PV | 44975 | 2021 | 2022
20262-228448-01 | Minnesota Valley Electric Cooperative | 70 | 12651 | Co-op | NOVA5152 | 11.4 | Solar |  |  | Interconnected | Prior Lake | 55372 | 11 | 1 | Residential | Single Phase PV | 53068 | 2021 | 2021
20262-228448-01 | Minnesota Valley Electric Cooperative | 70 | 12651 | Co-op | NOVA5169 | 36 | Solar |  |  | Interconnected | Henderson | 56044 | 10 | 1 | Residential | Single Phase PV | 1e+05 | 2021 | 2022
20262-228448-01 | Minnesota Valley Electric Cooperative | 70 | 12651 | Co-op | NOVA5190 | 15.2 | Solar |  |  | Withdrawn | Prior Lake | 55372 | 12 | 2 | Residential | Single Phase PV | 9000 | 2021
20262-228448-01 | Minnesota Valley Electric Cooperative | 70 | 12651 | Co-op | NOVA5204 | 6.28 | Solar |  |  | Interconnected | Eden Prairie | 55347 | 20 | 2 | Residential | Single Phase PV | 30534 | 2021 | 2021
20262-228448-01 | Minnesota Valley Electric Cooperative | 70 | 12651 | Co-op | NOVA5310 | 6.96 | Solar |  |  | Interconnected | Savage | 55378 | 88 | 1 | Residential | Single Phase PV | 42699 | 2021 | 2022
20262-228448-01 | Minnesota Valley Electric Cooperative | 70 | 12651 | Co-op | NOVA5332 | 10.15 | Solar |  |  | Interconnected | Jordan | 55352 | 24 | 2 | Residential | Single Phase PV | 40000 | 2021 | 2022
20262-228448-01 | Minnesota Valley Electric Cooperative | 70 | 12651 | Co-op | NOVA5367 | 7.6 | Solar |  |  | Interconnected | Prior Lake | 55372 | 21 | 4 | Residential | Single Phase PV | 25800 | 2021 | 2021
20262-228448-01 | Minnesota Valley Electric Cooperative | 70 | 12651 | Co-op | NOVA5452 | 6.28 | Solar |  |  | Interconnected | Prior Lake | 55372 | 12 | 1 | Residential | Single Phase PV | 23508 | 2022 | 2022
20262-228448-01 | Minnesota Valley Electric Cooperative | 70 | 12651 | Co-op | NOVA5538 | 8.12 | Solar |  |  | Interconnected | Prior Lake | 55372 | 216 | 1 | Residential | Single Phase PV | 29940 | 2022 | 2022
20262-228448-01 | Minnesota Valley Electric Cooperative | 70 | 12651 | Co-op | NOVA5543 | 5 | Solar |  |  | Interconnected | Jordan | 55352 | 23 | 4 | Residential | Single Phase PV | 17864 | 2022 | 2022
20262-228448-01 | Minnesota Valley Electric Cooperative | 70 | 12651 | Co-op | NOVA5547 | 8.16 | Solar |  |  | Withdrawn | Chanhassen | 55317 | 20 | 2 | Residential | Single Phase PV | 32141 | 2022
20262-228448-01 | Minnesota Valley Electric Cooperative | 70 | 12651 | Co-op | NOVA5553 | 7.54 | Solar |  |  | Interconnected | Cologne | 55322 | 3 | 33 | Residential | Single Phase PV | 28000 | 2022 | 2022
20262-228448-01 | Minnesota Valley Electric Cooperative | 70 | 12651 | Co-op | NOVA5554 | 20.2 | Solar |  | X | Interconnected | Savage | 55378 | 88 | 1 | Residential | Single Phase PV | 48100 | 2022 | 2022
20262-228448-01 | Minnesota Valley Electric Cooperative | 70 | 12651 | Co-op | NOVA5558 | 16.4 | Solar |  | X | Interconnected | Eden Prairie | 55347 | 20 | 2 | Residential | Single Phase PV | 28950 | 2022 | 2022
20262-228448-01 | Minnesota Valley Electric Cooperative | 70 | 12651 | Co-op | NOVA5567 | 7.6 | Solar |  |  | Interconnected | Savage | 55378 | 17 | 3 | Residential | Single Phase PV | 44956 | 2022 | 2022
20262-228448-01 | Minnesota Valley Electric Cooperative | 70 | 12651 | Co-op | NOVA5569 | 11.4 | Solar |  |  | Interconnected | Savage | 55378 | 88 | 1 | Residential | Single Phase PV | 25600 | 2022 | 2023
20262-228448-01 | Minnesota Valley Electric Cooperative | 70 | 12651 | Co-op | NOVA5612 | 13 | Solar |  |  | Interconnected | Prior Lake | 55372 | 11 | 1 | Residential | Single Phase PV | 59470.27 | 2022 | 2022
20262-228448-01 | Minnesota Valley Electric Cooperative | 70 | 12651 | Co-op | NOVA5692 | 9.77 | Solar |  |  | Interconnected | Chanhassen | 55317 | 20 | 2 | Residential | Single Phase PV | 37668 | 2022 | 2022
20262-228448-01 | Minnesota Valley Electric Cooperative | 70 | 12651 | Co-op | NOVA5698 | 18 | Solar |  |  | Interconnected | Elysian | 56028 | 4 | 4 | Residential | Single Phase PV | 30000 | 2022 | 2022
20262-228448-01 | Minnesota Valley Electric Cooperative | 70 | 12651 | Co-op | NOVA5699 | 3.48 | Solar |  |  | Interconnected | Prior Lake | 55372 | 12 | 2 | Residential | Single Phase PV | 8540 | 2022 | 2022
20262-228448-01 | Minnesota Valley Electric Cooperative | 70 | 12651 | Co-op | NOVA5706 | 22.47 | Solar |  |  | Interconnected | Chaska | 55318 | 22 | 11 | Residential | Single Phase PV | 134316 | 2022 | 2022
20262-228448-01 | Minnesota Valley Electric Cooperative | 70 | 12651 | Co-op | NOVA5760 | 21.17 | Solar |  |  | Interconnected | Prior Lake | 55372 | 88 | 33 | Residential | Single Phase PV | 64240 | 2022 | 2022
20262-228448-01 | Minnesota Valley Electric Cooperative | 70 | 12651 | Co-op | NOVA5766 | 23.01 | Solar |  |  | Interconnected | Cologne | 55322 | 3 | 33 | Residential | Single Phase PV | 74533 | 2022 | 2023
20262-228448-01 | Minnesota Valley Electric Cooperative | 70 | 12651 | Co-op | NOVA5779 | 4.93 | Solar |  |  | Interconnected | Savage | 55378 | 17 | 4 | Residential | Single Phase PV | 24160 | 2022 | 2022
20262-228448-01 | Minnesota Valley Electric Cooperative | 70 | 12651 | Co-op | NOVA5807 | 9.32 | Solar |  |  | Interconnected | New Prague | 56071 | 1 | 2 | Residential | Single Phase PV | 54964 | 2022 | 2022
20262-228448-01 | Minnesota Valley Electric Cooperative | 70 | 12651 | Co-op | NOVA5821 | 21.6 | Solar |  |  | Withdrawn | Maynard | 56260 |  |  |  |  | 29000 | 2022
20262-228448-01 | Minnesota Valley Electric Cooperative | 70 | 12651 | Co-op | NOVA5834 | 18 | Solar |  |  | Interconnected | Montgomery | 56069 | 2 | 3 | Residential | Single Phase PV | 75000 | 2022 | 2022
20262-228448-01 | Minnesota Valley Electric Cooperative | 70 | 12651 | Co-op | NOVA5838 | 8.7 | Solar |  |  | Withdrawn | Savage | 55378 | 88 | 1 | Residential | Single Phase PV | 50148 | 2022
20262-228448-01 | Minnesota Valley Electric Cooperative | 70 | 12651 | Co-op | NOVA5853 | 11.87 | Solar |  |  | Active Application | Eden Prairie | 55347 | 20 | 2 | Residential | Single Phase PV | 38686 | 2022
20262-228448-01 | Minnesota Valley Electric Cooperative | 70 | 12651 | Co-op | NOVA5860 | 38 | Solar |  |  | Interconnected | Victoria | 55386 | 22 | 1 | Commercial | Single Phase PV | 140850 | 2022 | 2022
20262-228448-01 | Minnesota Valley Electric Cooperative | 70 | 12651 | Co-op | NOVA5885 | 20 | Solar |  |  | Interconnected | New Prague | 56071 | 1 | 2 | Residential | Single Phase Wind & Existing Solar PV | 145000 | 2022 | 2023
20262-228448-01 | Minnesota Valley Electric Cooperative | 70 | 12651 | Co-op | NOVA5898 | 6.03 | Solar |  |  | Interconnected | Victoria | 55386 | 22 | 1 | Residential | Single Phase PV | 33350 | 2022 | 2022
20262-228448-01 | Minnesota Valley Electric Cooperative | 70 | 12651 | Co-op | NOVA5899 | 5.48 | Solar |  |  | Interconnected | Savage | 55378 | 17 | 4 | Residential | Single Phase PV | 31740 | 2022 | 2022
20262-228448-01 | Minnesota Valley Electric Cooperative | 70 | 12651 | Co-op | NOVA5906 | 8.78 | Solar |  |  | Interconnected | Savage | 55378 | 17 | 3 | Residential | Single Phase PV | 29876 | 2022 | 2022
20262-228448-01 | Minnesota Valley Electric Cooperative | 70 | 12651 | Co-op | NOVA5923 | 12.76 | Solar |  |  | Interconnected | Elko New Market | 55020 | 11 | 1 | Residential | Single Phase PV | 47520 | 2022 | 2023
20262-228448-01 | Minnesota Valley Electric Cooperative | 70 | 12651 | Co-op | NOVA5976 | 7.6 | Solar |  |  | Interconnected | Excelsior | 55331 | 22 | 1 | Residential | Single Phase PV | 56717 | 2022 | 2022
20262-228448-01 | Minnesota Valley Electric Cooperative | 70 | 12651 | Co-op | NOVA6006 | 6.67 | Solar |  |  | Interconnected | Chanhassen | 55317 | 20 | 1 | Residential | Single Phase PV | 15000 | 2022 | 2022
20262-228448-01 | Minnesota Valley Electric Cooperative | 70 | 12651 | Co-op | NOVA6043 | 15.2 | Solar |  |  | Interconnected | Henderson | 56044 | 10 | 1 | Residential | Single Phase PV | 71975 | 2022 | 2022
20262-228448-01 | Minnesota Valley Electric Cooperative | 70 | 12651 | Co-op | NOVA6061 | 39 | Solar |  | X | Withdrawn | Prior Lake | 55372 | 21 | 3 | Residential | Single Phase PV | 71000 | 2022
20262-228448-01 | Minnesota Valley Electric Cooperative | 70 | 12651 | Co-op | NOVA6076 | 37.6 | Solar |  |  | Interconnected | Elko New Market | 55020 | 11 | 3 | Residential | Single Phase PV | 111883.2 | 2022 | 2022
20262-228448-01 | Minnesota Valley Electric Cooperative | 70 | 12651 | Co-op | NOVA6111 | 9.28 | Solar |  |  | Active Application | Prior Lake | 55372 | 12 | 2 | Residential | Single Phase PV | 53528 | 2022
20262-228448-01 | Minnesota Valley Electric Cooperative | 70 | 12651 | Co-op | NOVA6139 | 5.22 | Solar |  |  | Interconnected | Chanhassen | 55317 | 15 | 94 | Residential | Single Phase PV | 24029 | 2022 | 2022
20262-228448-01 | Minnesota Valley Electric Cooperative | 70 | 12651 | Co-op | NOVA6169 | 17.4 | Solar |  |  | Interconnected | Montgomery | 56069 | 2 | 2 | Residential | Single Phase PV | 72816 | 2022 | 2022
20262-228448-01 | Minnesota Valley Electric Cooperative | 70 | 12651 | Co-op | NOVA6218 | 4.35 | Solar |  |  | Interconnected | Chaska | 55315 | 3 | 22 | Residential | Single Phase PV | 31200 | 2022 | 2022
20262-228448-01 | Minnesota Valley Electric Cooperative | 70 | 12651 | Co-op | NOVA6236 | 17.11 | Solar |  |  | Withdrawn | Shakopee | 55379 | 18 | 2 | Residential | Single Phase PV | 86000 | 2022
20262-228448-01 | Minnesota Valley Electric Cooperative | 70 | 12651 | Co-op | NOVA6256 | 6.67 | Solar |  |  | Interconnected | Savage | 55378 | 88 | 22 | Residential | Single Phase Solar PV | 39947 | 2022 | 2022
20262-228448-01 | Minnesota Valley Electric Cooperative | 70 | 12651 | Co-op | NOVA6275 | 5.48 | Solar |  |  | Interconnected | Victoria | 55386 | 22 | 3 | Residential | Single Phase PV | 31488 | 2022 | 2022
20262-228448-01 | Minnesota Valley Electric Cooperative | 70 | 12651 | Co-op | NOVA6306 | 17.57 | Solar |  |  | Interconnected | Prior Lake | 55372 | 17 | 3 | Residential | Single Phase PV | 47000 | 2022 | 2023
20262-228448-01 | Minnesota Valley Electric Cooperative | 70 | 12651 | Co-op | NOVA6338 | 25.8 | Solar |  | X | Interconnected | Eden Prairie | 55347 | 20 | 2 | Residential | Single Phase Solar PV | 85950 | 2022 | 2023
20262-228448-01 | Minnesota Valley Electric Cooperative | 70 | 12651 | Co-op | NOVA6380 | 25.52 | Solar |  |  | Withdrawn | Cologne | 55322 | 3 | 33 | Residential | Single Phase PV | 104944 | 2022
20262-228448-01 | Minnesota Valley Electric Cooperative | 70 | 12651 | Co-op | NOVA6448 | 19.73 | Solar |  |  | Interconnected | Prior Lake | 55372 | 12 | 4 | Residential | Single Phase PV | 113925 | 2022 | 2022
20262-228448-01 | Minnesota Valley Electric Cooperative | 70 | 12651 | Co-op | NOVA6488 | 3.48 | Solar |  |  | Interconnected | Jordan | 55352 | 12 | 4 | Residential | Single Phase Solar PV | 15879 | 2022 | 2022
20262-228448-01 | Minnesota Valley Electric Cooperative | 70 | 12651 | Co-op | NOVA6499 | 12.56 | Solar |  |  | Interconnected | Chanhassen | 55317 | 15 | 93 | Residential | Single Phase Solar PV | 56744 | 2022 | 2023
20262-228448-01 | Minnesota Valley Electric Cooperative | 70 | 12651 | Co-op | NOVA6512 | 37.5 | Solar |  |  | Interconnected | Jordan | 55352 | 24 | 2 | Residential | Single Phase Solar PV | 80000 | 2022 | 2023
20262-228448-01 | Minnesota Valley Electric Cooperative | 70 | 12651 | Co-op | NOVA6518 | 10.47 | Solar |  |  | Interconnected | Jordan | 55352 | 23 | 2 | Residential | Single Phase Solar PV | 60521 | 2022 | 2022
20262-228448-01 | Minnesota Valley Electric Cooperative | 70 | 12651 | Co-op | NOVA6522 | 15 | Solar |  |  | Interconnected | Carver | 55315 | 5 | 4 | Residential | Single Phase Solar PV | 46000 | 2022 | 2022
20262-228448-01 | Minnesota Valley Electric Cooperative | 70 | 12651 | Co-op | NOVA6536 | 7.83 | Solar |  |  | Interconnected | Lakeville | 55044 | 19 | 1 | Residential | Single Phase Solar PV | 41280 | 2022 | 2022
20262-228448-01 | Minnesota Valley Electric Cooperative | 70 | 12651 | Co-op | NOVA6537 | 10.2 | Solar |  |  | Interconnected | Lonsdale | 55046 | 2 | 2 | Residential | Single Phase Solar PV | 59236.84 | 2022 | 2023
20262-228448-01 | Minnesota Valley Electric Cooperative | 70 | 12651 | Co-op | NOVA6539 | 20 | Solar |  |  | Interconnected | Lakeville | 55044 | 19 | 1 | Residential | Single Phase Solar PV | 35000 | 2022 | 2023
20262-228448-01 | Minnesota Valley Electric Cooperative | 70 | 12651 | Co-op | NOVA6561 | 16.05 | Solar |  |  | Interconnected | Lakeville | 55044 | 19 | 4 | Residential | Single Phase Solar PV | 65618 | 2022 | 2022
20262-228448-01 | Minnesota Valley Electric Cooperative | 70 | 12651 | Co-op | NOVA6586 | 9.9 | Solar |  |  | Interconnected | Prior Lake | 55372 | 12 | 4 | Residential | Single Phase Solar PV | 58710.53 | 2022 | 2023
20262-228448-01 | Minnesota Valley Electric Cooperative | 70 | 12651 | Co-op | NOVA6602 | 40 | Solar |  |  | Interconnected | Montgomery | 56069 | 26 | 4 | Commercial | Three Phase Solar PV | 174640 | 2022 | 2023
20262-228448-01 | Minnesota Valley Electric Cooperative | 70 | 12651 | Co-op | NOVA6639 | 5.22 | Solar |  |  | Withdrawn | Elko New Market | 55020 | 19 | 3 | Residential | Single Phase Solar PV | 25022 | 2022
20262-228448-01 | Minnesota Valley Electric Cooperative | 70 | 12651 | Co-op | NOVA6652 | 30.4 | Solar |  |  | Interconnected | Le Sueur | 56058 | 25 | 4 | Residential | Single Phase Solar PV | 128970 | 2022 | 2022
20262-228448-01 | Minnesota Valley Electric Cooperative | 70 | 12651 | Co-op | NOVA6668 | 13.05 | Solar |  |  | Interconnected | Lonsdale | 55046 | 11 | 3 | Residential | Single Phase Solar PV | 73513 | 2022 | 2023
20262-228448-01 | Minnesota Valley Electric Cooperative | 70 | 12651 | Co-op | NOVA6669 | 4.35 | Solar |  |  | Interconnected | Carver | 55315 | 3 | 22 | Residential | Single Phase Solar PV | 9000 | 2022 | 2022
20262-228448-01 | Minnesota Valley Electric Cooperative | 70 | 12651 | Co-op | NOVA6698 | 15.2 | Solar |  |  | Interconnected | Chaska | 55318 | 22 | 1 | Residential | Single Phase Solar PV | 50840 | 2022 | 2022
20262-228448-01 | Minnesota Valley Electric Cooperative | 70 | 12651 | Co-op | NOVA6748 | 6 | Solar |  |  | Withdrawn | Victoria | 55386 | 22 | 11 | Residential | Single Phase Solar PV | 33582 | 2022
20262-228448-01 | Minnesota Valley Electric Cooperative | 70 | 12651 | Co-op | NOVA6772 | 27.5 | Solar |  | X | Interconnected | Prior Lake | 55372 | 216 | 1 | Residential | Single Phase Solar PV | 74606 | 2022 | 2023
20262-228448-01 | Minnesota Valley Electric Cooperative | 70 | 12651 | Co-op | NOVA6776 | 18.3 | Solar |  |  | Withdrawn | Elko New Market | 55020 | 19 | 3 | Residential | Single Phase Solar PV | 75657 | 2022
20262-228448-01 | Minnesota Valley Electric Cooperative | 70 | 12651 | Co-op | NOVA6778 | 14.4 | Solar |  |  | Interconnected | Prior Lake | 55372 | 11 | 1 | Residential | Single Phase Solar PV | 73184 | 2022 | 2022
20262-228448-01 | Minnesota Valley Electric Cooperative | 70 | 12651 | Co-op | NOVA6803 | 40 | Solar |  |  | Interconnected | Le Center | 56057 | 25 | 1 | Commercial | Three Phase Solar PV | 174640 | 2022 | 2023
20262-228448-01 | Minnesota Valley Electric Cooperative | 70 | 12651 | Co-op | NOVA6809 | 4.19 | Solar |  |  | Interconnected | Savage | 55378 | 17 | 4 | Residential | Single Phase Solar PV | 17314 | 2022 | 2022
20262-228448-01 | Minnesota Valley Electric Cooperative | 70 | 12651 | Co-op | NOVA6827 | 18 | Solar |  |  | Interconnected | Montgomery | 56069 | 26 | 4 | Residential | Single Phase Solar PV | 90405.41 | 2022 | 2023
20262-228448-01 | Minnesota Valley Electric Cooperative | 70 | 12651 | Co-op | NOVA6839 | 5.76 | Solar |  |  | Interconnected | Prior Lake | 55372 | 8 | 4 | Residential | Single Phase Solar PV | 35280 | 2022 | 2022
20262-228448-01 | Minnesota Valley Electric Cooperative | 70 | 12651 | Co-op | NOVA6859 | 16.8 | Solar |  |  | Interconnected | Montgomery | 56069 | 2 | 3 | Residential | Single Phase Solar PV | 62000 | 2022 | 2023
20262-228448-01 | Minnesota Valley Electric Cooperative | 70 | 12651 | Co-op | NOVA6879 | 11.7 | Solar |  |  | Interconnected | Elko New Market | 55020 | 11 | 2 | Residential | Single Phase Solar PV | 73918 | 2022 | 2023
20262-228448-01 | Minnesota Valley Electric Cooperative | 70 | 12651 | Co-op | NOVA6898 | 29.1 | Solar |  | X | Interconnected | Shakopee | 55379 | 18 | 2 | Residential | Single Phase Solar PV | 121243.24 | 2022 | 2023
20262-228448-01 | Minnesota Valley Electric Cooperative | 70 | 12651 | Co-op | NOVA6920 | 4.48 | Solar |  |  | Interconnected | Prior Lake | 55372 | 21 | 4 | Residential | Single Phase Solar PV | 28280 | 2022 | 2022
20262-228448-01 | Minnesota Valley Electric Cooperative | 70 | 12651 | Co-op | NOVA6929 | 29.04 | Solar |  | X | Interconnected | Prior Lake | 55372 | 216 | 3 | Residential | Single Phase Solar PV | 76906 | 2022 | 2023
20262-228448-01 | Minnesota Valley Electric Cooperative | 70 | 12651 | Co-op | NOVA6932 | 5.31 | Solar |  |  | Interconnected | Waconia | 55387 | 3 | 1 | Residential | Single Phase Solar PV | 32743 | 2022 | 2022
20262-228448-01 | Minnesota Valley Electric Cooperative | 70 | 12651 | Co-op | NOVA6934 | 7.04 | Solar |  |  | Interconnected | Prior Lake | 55372 | 21 | 4 | Residential | Single Phase Solar PV | 43120 | 2022 | 2022
20262-228448-01 | Minnesota Valley Electric Cooperative | 70 | 12651 | Co-op | NOVA6952 | 6.59 | Solar |  |  | Interconnected | Savage | 55378 | 17 | 4 | Residential | Single Phase Solar PV | 27794 | 2022 | 2022
20262-228448-01 | Minnesota Valley Electric Cooperative | 70 | 12651 | Co-op | NOVA6963 | 16.47 | Solar |  |  | Interconnected | New Prague | 56071 | 11 | 4 | Residential | Single Phase Solar PV | 68638 | 2022 | 2023
20262-228448-01 | Minnesota Valley Electric Cooperative | 70 | 12651 | Co-op | NOVA6997 | 9.6 | Solar |  |  | Interconnected | Prior Lake | 55372 | 21 | 4 | Residential | Single Phase Solar PV | 56260 | 2022 | 2023
20262-228448-01 | Minnesota Valley Electric Cooperative | 70 | 12651 | Co-op | NOVA7063 | 8.4 | Solar |  |  | Interconnected | Jordan | 55352 | 23 | 4 | Residential | Single Phase Solar PV | 25000 | 2022 | 2023
20262-228448-01 | Minnesota Valley Electric Cooperative | 70 | 12651 | Co-op | NOVA7064 | 6 | Solar |  |  | Interconnected | Savage | 55378 | 17 | 4 | Residential | Single Phase Solar PV | 26960.05 | 2022 | 2023
20262-228448-01 | Minnesota Valley Electric Cooperative | 70 | 12651 | Co-op | NOVA7066 | 13.6 | Solar |  |  | Interconnected | Savage | 55378 | 88 | 22 | Residential | Single Phase Solar PV | 48828.7 | 2022 | 2023
20262-228448-01 | Minnesota Valley Electric Cooperative | 70 | 12651 | Co-op | NOVA7076 | 6 | Solar |  |  | Interconnected | Burnsville | 55306 | 17 | 3 | Residential | Single Phase Solar PV | 18550 | 2022 | 2023
20262-228448-01 | Minnesota Valley Electric Cooperative | 70 | 12651 | Co-op | NOVA7077 | 3.77 | Solar |  |  | Withdrawn | Savage | 55378 | 88 | 22 | Residential | Single Phase Solar PV | 25126 | 2023
20262-228448-01 | Minnesota Valley Electric Cooperative | 70 | 12651 | Co-op | NOVA7080 | 8.7 | Solar |  |  | Interconnected | Montgomery | 56069 | 26 | 4 | Residential | Single Phase Solar PV | 37785 | 2022 | 2023
20262-228448-01 | Minnesota Valley Electric Cooperative | 70 | 12651 | Co-op | NOVA7151 | 12 | Solar |  |  | Interconnected | Jordan | 55352 | 24 | 2 | Residential | Single Phase Solar PV | 45360 | 2022 | 2023
20262-228448-01 | Minnesota Valley Electric Cooperative | 70 | 12651 | Co-op | NOVA7154 | 12.3 | Solar |  |  | Interconnected | Victoria | 55386 | 22 | 11 | Residential | Single Phase Solar PV | 50100 | 2022 | 2023
20262-228448-01 | Minnesota Valley Electric Cooperative | 70 | 12651 | Co-op | NOVA7156 | 10 | Solar |  |  | Interconnected | Savage | 55378 | 17 | 4 | Residential | Single Phase Solar PV | 34500 | 2022 | 2023
20262-228448-01 | Minnesota Valley Electric Cooperative | 70 | 12651 | Co-op | NOVA7166 | 11.1 | Solar |  |  | Interconnected | Savage | 55378 | 17 | 4 | Residential | Single Phase Solar PV | 46600 | 2023 | 2023
20262-228448-01 | Minnesota Valley Electric Cooperative | 70 | 12651 | Co-op | NOVA7185 | 133.2 | Solar |  | X | Interconnected | Carver | 55315 | 3 | 22 | Commercial | Three Phase Solar PV | 1300000 | 2022 | 2023
20262-228448-01 | Minnesota Valley Electric Cooperative | 70 | 12651 | Co-op | NOVA7185-S | 250 | Solar |  | X | Interconnected | Carver | 55315 | 3 | 22 | Commercial | Three Phase Solar PV | 1300000 | 2022 | 2023
20262-228448-01 | Minnesota Valley Electric Cooperative | 70 | 12651 | Co-op | NOVA7186 | 199.8 | Solar |  |  | Interconnected | Carver | 55315 | 3 | 22 | Commercial | Three Phase Solar PV | 750000 | 2022 | 2023
20262-228448-01 | Minnesota Valley Electric Cooperative | 70 | 12651 | Co-op | NOVA7193 | 5.4 | Solar |  |  | Interconnected | Prior Lake | 55372 | 8 | 4 | Residential | Single Phase Solar PV | 24504 | 2022 | 2023
20262-228448-01 | Minnesota Valley Electric Cooperative | 70 | 12651 | Co-op | NOVA7200 | 5.7 | Solar |  |  | Interconnected | Savage | 55378 | 21 | 11 | Residential | Single Phase Solar PV | 37366 | 2023 | 2023
20262-228448-01 | Minnesota Valley Electric Cooperative | 70 | 12651 | Co-op | NOVA7201 | 5.51 | Solar |  |  | Withdrawn | Savage | 55378 | 88 | 44 | Residential | Single Phase Solar PV | 41369 | 2022
20262-228448-01 | Minnesota Valley Electric Cooperative | 70 | 12651 | Co-op | NOVA7203 | 6 | Solar |  |  | Interconnected | Carver | 55315 | 3 | 22 | Residential | Single Phase Solar PV | 32650 | 2022 | 2023
20262-228448-01 | Minnesota Valley Electric Cooperative | 70 | 12651 | Co-op | NOVA7235 | 11.71 | Solar |  |  | Interconnected | Savage | 55378 | 17 | 3 | Residential | Single Phase Solar PV | 44598 | 2022 | 2023
20262-228448-01 | Minnesota Valley Electric Cooperative | 70 | 12651 | Co-op | NOVA7253 | 6.9 | Solar |  |  | Interconnected | Prior Lake | 55372 | 88 | 44 | Residential | Single Phase Solar PV | 30515 | 2022 | 2023
20262-228448-01 | Minnesota Valley Electric Cooperative | 70 | 12651 | Co-op | NOVA7258 | 10.61 | Solar |  |  | Interconnected | Shakopee | 55372 | 21 | 4 | Residential | Single Phase Solar PV | 44453 | 2023 | 2023
20262-228448-01 | Minnesota Valley Electric Cooperative | 70 | 12651 | Co-op | NOVA7259 | 8.42 | Solar |  |  | Interconnected | Carver | 55315 | 3 | 22 | Residential | Single Phase Solar PV | 32522.05 | 2022 | 2023
20262-228448-01 | Minnesota Valley Electric Cooperative | 70 | 12651 | Co-op | NOVA7265 | 10.62 | Solar |  |  | Active Application | Elysian | 56028 | 4 | 2 | Residential | Single Phase Solar PV | 72358 | 2023
20262-228448-01 | Minnesota Valley Electric Cooperative | 70 | 12651 | Co-op | NOVA7299 | 57 | Solar |  |  | Withdrawn | Burnsville | 55306 | 17 | 3 | Residential | Single Phase Solar PV | 21277 | 2022
20262-228448-01 | Minnesota Valley Electric Cooperative | 70 | 12651 | Co-op | NOVA7304 | 6.38 | Solar |  |  | Withdrawn | Prior Lake | 55372 | 21 | 4 | Residential | Single Phase Solar PV | 46227 | 2022
20262-228448-01 | Minnesota Valley Electric Cooperative | 70 | 12651 | Co-op | NOVA7314 | 9.3 | Solar |  |  | Interconnected | Eden Prairie | 55347 | 20 | 2 | Residential | Single Phase Solar PV | 61645 | 2023 | 2023
20262-228448-01 | Minnesota Valley Electric Cooperative | 70 | 12651 | Co-op | NOVA7330 | 5.76 | Solar |  |  | Interconnected | Prior Lake | 55372 | 19 | 4 | Residential | Single Phase Solar PV | 28180 | 2023 | 2023
20262-228448-01 | Minnesota Valley Electric Cooperative | 70 | 12651 | Co-op | NOVA7366 | 10.98 | Solar |  |  | Interconnected | Jordan | 55352 | 23 | 2 | Residential | Single Phase Solar PV | 55660 | 2022 | 2023
20262-228448-01 | Minnesota Valley Electric Cooperative | 70 | 12651 | Co-op | NOVA7372 | 13.57 | Solar |  |  | Interconnected | Savage | 55378 | 88 | 44 | Residential | Single Phase Solar PV | 51205 | 2023 | 2023
20262-228448-01 | Minnesota Valley Electric Cooperative | 70 | 12651 | Co-op | NOVA7377 | 10.73 | Solar |  |  | Withdrawn | Prior Lake | 55372 | [5 empty] | 2022
20262-228448-01 | Minnesota Valley Electric Cooperative | 70 | 12651 | Co-op | NOVA7417 | 13.18 | Solar |  |  | Interconnected | Chanhassen | 55317 | 20 | 2 | Residential | Single Phase Solar PV | 99633 | 2023 | 2023
20262-228448-01 | Minnesota Valley Electric Cooperative | 70 | 12651 | Co-op | NOVA7423 | 5.1 | Solar |  |  | Interconnected | Cologne | 55322 | 3 | 33 | Residential | Single Phase Solar PV | 10200 | 2023 | 2023
20262-228448-01 | Minnesota Valley Electric Cooperative | 70 | 12651 | Co-op | NOVA7439 | 13.5 | Solar |  |  | Interconnected | Henderson | 56044 | 10 | 1 | Residential | Single Phase Solar PV | 42000 | 2023 | 2023
20262-228448-01 | Minnesota Valley Electric Cooperative | 70 | 12651 | Co-op | NOVA7444 | 3.9 | Solar |  |  | Interconnected | Savage | 55378 | 88 | 22 | Residential | Single Phase Solar PV | 25126 | 2023 | 2023
20262-228448-01 | Minnesota Valley Electric Cooperative | 70 | 12651 | Co-op | NOVA7445 | 6.6 | Solar |  |  | Interconnected | Prior Lake | 55372 | 21 | 4 | Residential | Single Phase Solar PV | 46227 | 2023 | 2023
20262-228448-01 | Minnesota Valley Electric Cooperative | 70 | 12651 | Co-op | NOVA7446 | 25.38 | Solar |  | X | Interconnected | Elko New Market | 55020 | 19 | 3 | Residential | Single Phase Solar PV | 66949 | 2023 | 2023
20262-228448-01 | Minnesota Valley Electric Cooperative | 70 | 12651 | Co-op | NOVA7449 | 11.1 | Solar |  |  | Interconnected | Prior Lake | 55372 | 19 | 4 | Residential | Single Phase Solar PV | 76058 | 2023 | 2023
20262-228448-01 | Minnesota Valley Electric Cooperative | 70 | 12651 | Co-op | NOVA7450 | 3 | Solar |  |  | Interconnected | Burnsville | 55306 | 17 | 3 | Residential | Single Phase Solar PV | 21277 | 2023 | 2023
20262-228448-01 | Minnesota Valley Electric Cooperative | 70 | 12651 | Co-op | NOVA7451 | 5.7 | Solar |  |  | Interconnected | Savage | 55378 | 88 | 44 | Residential | Single Phase Solar PV | 41369 | 2023 | 2023
20262-228448-01 | Minnesota Valley Electric Cooperative | 70 | 12651 | Co-op | NOVA7461 | 7.04 | Solar |  |  | Interconnected | Jordan | 55352 | 12 | 4 | Residential | Single Phase Solar PV | 44989 | 2023 | 2023
20262-228448-01 | Minnesota Valley Electric Cooperative | 70 | 12651 | Co-op | NOVA7483 | 7.04 | Solar |  |  | Interconnected | Prior Lake | 55372 | 21 | 3 | Residential | Single Phase Solar PV | 36589 | 2023 | 2023
20262-228448-01 | Minnesota Valley Electric Cooperative | 70 | 12651 | Co-op | NOVA7487 | 309.76 | Solar |  |  | Withdrawn | Wood Lake | 56297 |  |  |  |  | 55293 | 2023
20262-228448-01 | Minnesota Valley Electric Cooperative | 70 | 12651 | Co-op | NOVA7494 | 4.5 | Solar |  |  | Withdrawn | Prior Lake | 55372 | 8 | 4 | Residential | Single Phase Solar PV | 37228 | 2023
20262-228448-01 | Minnesota Valley Electric Cooperative | 70 | 12651 | Co-op | NOVA7508 | 5.12 | Solar |  |  | Interconnected | Cleveland | 56017 | 13 | 3 | Residential | Single Phase Solar PV | 32144 | 2023 | 2023
20262-228448-01 | Minnesota Valley Electric Cooperative | 70 | 12651 | Co-op | NOVA7512 | 80 | Solar |  |  | Interconnected | Chaska | 55318 | 22 | 1 | Commercial | Three Phase Solar PV | 217404 | 2023 | 2023
20262-228448-01 | Minnesota Valley Electric Cooperative | 70 | 12651 | Co-op | NOVA7516 | 3.3 | Solar |  |  | Withdrawn | Prior Lake | 55372 | 8 | 4 | Residential | Single Phase Solar PV | 27960 | 2023
20262-228448-01 | Minnesota Valley Electric Cooperative | 70 | 12651 | Co-op | NOVA7520 | 3.8 | Solar |  |  | Interconnected | Prior Lake | 55372 | 21 | 4 | Residential | Single Phase Solar PV | 18192 | 2023 | 2023
20262-228448-01 | Minnesota Valley Electric Cooperative | 70 | 12651 | Co-op | NOVA7529 | 8.05 | Solar |  |  | Interconnected | Savage | 55378 | 88 | 1 | Residential | Single Phase Solar PV | 36603 | 2023 | 2023
20262-228448-01 | Minnesota Valley Electric Cooperative | 70 | 12651 | Co-op | NOVA7543 | 6.3 | Solar |  |  | Withdrawn | Savage | 55378 | 88 | 1 | Residential | Single Phase Solar PV | 48226 | 2023
20262-228448-01 | Minnesota Valley Electric Cooperative | 70 | 12651 | Co-op | NOVA7546 | 13 | Solar |  |  | Interconnected | Elko New Market | 55020 | 19 | 3 | Residential | Single Phase Solar PV | 59980 | 2023 | 2023
20262-228448-01 | Minnesota Valley Electric Cooperative | 70 | 12651 | Co-op | NOVA7553 | 27.65 | Solar |  |  | Interconnected | Webster | 55088 | 19 | 3 | Residential | Single Phase Solar PV | 96920 | 2023 | 2023
20262-228448-01 | Minnesota Valley Electric Cooperative | 70 | 12651 | Co-op | NOVA7560 | 33.3 | Solar |  |  | Interconnected | Chaska | 55318 | 22 | 1 | Residential | Three Phase Solar PV | 116068 | 2023 | 2023
20262-228448-01 | Minnesota Valley Electric Cooperative | 70 | 12651 | Co-op | NOVA7567 | 11.7 | Solar |  |  | Interconnected | Madison Lake | 56063 | 13 | 3 | Residential | Single Phase Solar PV | 70000 | 2023 | 2023
20262-228448-01 | Minnesota Valley Electric Cooperative | 70 | 12651 | Co-op | NOVA7569 | 8.32 | Solar |  |  | Interconnected | New Prague | 56071 | 1 | 3 | Residential | Single Phase Solar PV | 49712.5 | 2023 | 2023
20262-228448-01 | Minnesota Valley Electric Cooperative | 70 | 12651 | Co-op | NOVA7573 | 9.15 | Solar |  |  | Interconnected | Savage | 55378 | 17 | 3 | Residential | Single Phase Solar PV | 25461 | 2023 | 2023
20262-228448-01 | Minnesota Valley Electric Cooperative | 70 | 12651 | Co-op | NOVA7578 | 16.2 | Solar |  |  | Interconnected | Lakeville | 55044 | 19 | 1 | Residential | Single Phase Solar PV | 90000 | 2023 | 2023
20262-228448-01 | Minnesota Valley Electric Cooperative | 70 | 12651 | Co-op | NOVA7590 | 12.16 | Solar |  |  | Interconnected | Waconia | 55387 | 3 | 1 | Residential | Single Phase Solar PV | 75563 | 2023 | 2023
20262-228448-01 | Minnesota Valley Electric Cooperative | 70 | 12651 | Co-op | NOVA7602 | 16 | Solar |  |  | Withdrawn | Montevideo | 56265 |  |  |  |  | 29000 | 2023
20262-228448-01 | Minnesota Valley Electric Cooperative | 70 | 12651 | Co-op | NOVA7622 | 11.7 | Solar |  |  | Interconnected | Savage | 55378 | 21 | 11 | Residential | Single Phase Solar PV | 43660 | 2023 | 2023
20262-228448-01 | Minnesota Valley Electric Cooperative | 70 | 12651 | Co-op | NOVA7632 | 10.95 | Solar |  |  | Interconnected | Prior Lake | 55372 | 88 | 33 | Residential | Single Phase Solar PV | 25000 | 2023 | 2023
20262-228448-01 | Minnesota Valley Electric Cooperative | 70 | 12651 | Co-op | NOVA7647 | 5.4 | Solar |  |  | Withdrawn | Jordan | 55352 | 23 | 4 | Residential | Single Phase Solar PV | 48236 | 2023
20262-228448-01 | Minnesota Valley Electric Cooperative | 70 | 12651 | Co-op | NOVA7651 | 9 | Solar |  |  | Interconnected | Savage | 55378 | 88 | 1 | Residential | Single Phase Solar PV | 62459 | 2023 | 2023
20262-228448-01 | Minnesota Valley Electric Cooperative | 70 | 12651 | Co-op | NOVA7678 | 4.48 | Solar |  |  | Interconnected | Prior Lake | 55372 | 8 | 4 | Residential | Single Phase Solar PV | 29987 | 2023 | 2023
20262-228448-01 | Minnesota Valley Electric Cooperative | 70 | 12651 | Co-op | NOVA7682 | 4.5 | Solar |  |  | Interconnected | Prior Lake | 55372 | 8 | 4 | Residential | Single Phase Solar PV | 37228 | 2023 | 2023
20262-228448-01 | Minnesota Valley Electric Cooperative | 70 | 12651 | Co-op | NOVA7683 | 3.3 | Solar |  |  | Interconnected | Prior Lake | 55372 | 8 | 4 | Residential | Single Phase Solar PV | 27960 | 2023 | 2023
20262-228448-01 | Minnesota Valley Electric Cooperative | 70 | 12651 | Co-op | NOVA7690 | 13.3 | Solar |  |  | Withdrawn | Elysian | 56028 | 4 | 2 | Residential | Single Phase Solar PV | 35900 | 2023
20262-228448-01 | Minnesota Valley Electric Cooperative | 70 | 12651 | Co-op | NOVA7696 | 8.32 | Solar |  |  | Interconnected | Jordan | 55352 | 23 | 3 | Residential | Single Phase Solar PV | 49712.5 | 2023 | 2023
20262-228448-01 | Minnesota Valley Electric Cooperative | 70 | 12651 | Co-op | NOVA7697 | 39.98 | Solar |  |  | Interconnected | New Prague | 56071 | 23 | 3 | Residential | Single Phase Solar PV | 80000 | 2023 | 2024
20262-228448-01 | Minnesota Valley Electric Cooperative | 70 | 12651 | Co-op | NOVA7698 | 9.24 | Solar |  |  | Interconnected | Chanhassen | 55317 | 20 | 1 | Residential | Single Phase Solar PV | 39654 | 2023 | 2023
20262-228448-01 | Minnesota Valley Electric Cooperative | 70 | 12651 | Co-op | NOVA7707 | 4.8 | Solar |  |  | Interconnected | Prior Lake | 55372 | 23 | 2 | Residential | Single Phase Solar PV | 27928 | 2023 | 2023
20262-228448-01 | Minnesota Valley Electric Cooperative | 70 | 12651 | Co-op | NOVA7731 | 6.3 | Solar |  |  | Interconnected | Savage | 55378 | 88 | 1 | Residential | Single Phase Solar PV | 48226 | 2023 | 2023
20262-228448-01 | Minnesota Valley Electric Cooperative | 70 | 12651 | Co-op | NOVA7768 | 19.2 | Solar |  |  | Interconnected | Elko New Market | 55020 | 19 | 3 | Residential | Single Phase Solar PV | 108081 | 2023 | 2023
20262-228448-01 | Minnesota Valley Electric Cooperative | 70 | 12651 | Co-op | NOVA7780 | 38 | Solar |  |  | Interconnected | Cleveland | 56017 | 13 | 4 | Residential | Single Phase Solar PV | 261250 | 2023 | 2023
20262-228448-01 | Minnesota Valley Electric Cooperative | 70 | 12651 | Co-op | NOVA7815 | 14.21 | Solar |  |  | Interconnected | Savage | 55378 | 88 | 33 | Residential | Single Phase Solar PV | 54824 | 2023 | 2023
20262-228448-01 | Minnesota Valley Electric Cooperative | 70 | 12651 | Co-op | NOVA7843 | 5.12 | Solar |  |  | Interconnected | Waconia | 55387 | 3 | 1 | Residential | Single Phase Solar PV | 31135 | 2023 | 2023
20262-228448-01 | Minnesota Valley Electric Cooperative | 70 | 12651 | Co-op | NOVA7856 | 10.56 | Solar |  |  | Interconnected | Eden Prairie |  | 20 | 2 | Residential | Single Phase Solar PV | 42300 | 2023 | 2023
20262-228448-01 | Minnesota Valley Electric Cooperative | 70 | 12651 | Co-op | NOVA7868 | 8.96 | Solar |  |  | Interconnected | Prior Lake | 55372 | 8 | 4 | Residential | Single Phase Solar PV | 20000 | 2023 | 2023
20262-228448-01 | Minnesota Valley Electric Cooperative | 70 | 12651 | Co-op | NOVA7909 | 15 | Solar |  | X | Interconnected | Jordan | 55352 | 23 | 3 | Residential | Single Phase Solar PV | 45000 | 2023 | 2023
20262-228448-01 | Minnesota Valley Electric Cooperative | 70 | 12651 | Co-op | NOVA7913 | 3.84 | Solar |  |  | Interconnected | Prior Lake | 55372 | 8 | 4 | Residential | Single Phase Solar PV | 17793 | 2023 | 2023
20262-228448-01 | Minnesota Valley Electric Cooperative | 70 | 12651 | Co-op | NOVA7939 | 37.6 | Solar |  |  | Interconnected | Cologne | 55322 | 3 | 33 | Residential | Single Phase Solar PV | 112385 | 2023 | 2023
20262-228448-01 | Minnesota Valley Electric Cooperative | 70 | 12651 | Co-op | NOVA7949 | 7.04 | Solar |  |  | Interconnected | Victoria | 55386 | 22 | 3 | Residential | Single Phase Solar PV | 42189 | 2023 | 2023
20262-228448-01 | Minnesota Valley Electric Cooperative | 70 | 12651 | Co-op | NOVA7952 | 6.4 | Solar |  |  | Interconnected | Prior Lake | 55372 | 8 | 4 | Residential | Single Phase Solar PV | 29812 | 2023 | 2023
20262-228448-01 | Minnesota Valley Electric Cooperative | 70 | 12651 | Co-op | NOVA7989 | 6.6 | Solar |  |  | Interconnected | Carver | 55315 | 3 | 22 | Residential | Single Phase Solar PV | 30290 | 2023 | 2023
20262-228448-01 | Minnesota Valley Electric Cooperative | 70 | 12651 | Co-op | NOVA8053 | 15.36 | Solar |  |  | Interconnected | Prior Lake | 55372 | 12 | 3 | Residential | Single Phase Solar PV | 9759 | 2023 | 2023
20262-228448-01 | Minnesota Valley Electric Cooperative | 70 | 12651 | Co-op | NOVA8054 | 13.06 | Solar |  |  | Interconnected | Victoria | 55386 | 22 | 11 | Residential | Single Phase Solar PV | 37719 | 2023 | 2023
20262-228448-01 | Minnesota Valley Electric Cooperative | 70 | 12651 | Co-op | NOVA8062 | 2.7 | Solar |  |  | Interconnected | Victoria | 55386 | 22 | 1 | Residential | Single Phase Solar PV | 21477 | 2023 | 2023
20262-228448-01 | Minnesota Valley Electric Cooperative | 70 | 12651 | Co-op | NOVA8087 | 9.6 | Solar |  |  | Interconnected | Chaska | 55318 | 22 | 3 | Residential | Single Phase Solar PV | 31807 | 2023 | 2023
20262-228448-01 | Minnesota Valley Electric Cooperative | 70 | 12651 | Co-op | NOVA8091 | 25.6 | Solar |  |  | Interconnected | New Prague | 56071 | 1 | 4 | Residential | Single Phase Solar PV | 66034 | 2023 | 2023
20262-228448-01 | Minnesota Valley Electric Cooperative | 70 | 12651 | Co-op | NOVA8096 | 3.3 | Solar |  |  | Interconnected | Carver | 55315 | 3 | 22 | Residential | Single Phase Solar PV | 37251 | 2023 | 2024
20262-228448-01 | Minnesota Valley Electric Cooperative | 70 | 12651 | Co-op | NOVA8140 | 3.52 | Solar |  |  | Interconnected | Victoria | 55386 | 22 | 1 | Residential | Single Phase Solar PV | 27243 | 2023 | 2023
20262-228448-01 | Minnesota Valley Electric Cooperative | 70 | 12651 | Co-op | NOVA8142 | 17.07 | Solar |  |  | Interconnected | Chanhassen | 55317 | 20 | 1 | Residential | Single Phase Solar PV | 35614 | 2023 | 2023
20262-228448-01 | Minnesota Valley Electric Cooperative | 70 | 12651 | Co-op | NOVA8152 | 5.44 | Solar |  |  | Interconnected | Victoria | 55386 | 22 | 1 | Residential | Single Phase Solar PV | 25005 | 2023 | 2023
20262-228448-01 | Minnesota Valley Electric Cooperative | 70 | 12651 | Co-op | NOVA8153 | 5.44 | Solar |  |  | Interconnected | Prior Lake | 55372 | 88 | 33 | Residential | Single Phase Solar PV | 23862 | 2023 | 2023
20262-228448-01 | Minnesota Valley Electric Cooperative | 70 | 12651 | Co-op | NOVA8159 | 3.8 | Solar |  |  | Interconnected | New Prague | 56071 | 11 | 4 | Residential | Single Phase Solar PV | 19668.99 | 2023 | 2023
20262-228448-01 | Minnesota Valley Electric Cooperative | 70 | 12651 | Co-op | NOVA8164 | 3.9 | Solar |  |  | Interconnected | Carver | 55315 | 3 | 22 | Residential | Single Phase Solar PV | 34120 | 2023 | 2023
20262-228448-01 | Minnesota Valley Electric Cooperative | 70 | 12651 | Co-op | NOVA8172 | 12 | Solar |  |  | Interconnected | Savage | 55378 | 88 | 1 | Residential | Single Phase Solar PV | 65319 | 2023 | 2023
20262-228448-01 | Minnesota Valley Electric Cooperative | 70 | 12651 | Co-op | NOVA8190 | 18.67 | Solar |  |  | Interconnected | Prior Lake | 55372 | 12 | 2 | Residential | Single Phase Solar PV | 60000 | 2023 | 2023
20262-228448-01 | Minnesota Valley Electric Cooperative | 70 | 12651 | Co-op | NOVA8201 | 11.71 | Solar |  |  | Interconnected | New Prague | 56071 | 1 | 2 | Residential | Single Phase Solar PV | 65900 | 2023 | 2023
20262-228448-01 | Minnesota Valley Electric Cooperative | 70 | 12651 | Co-op | NOVA8216 | 6.4 | Solar |  |  | Interconnected | Victoria | 55386 | 22 | 3 | Residential | Single Phase Solar PV | 30084 | 2023 | 2023
20262-228448-01 | Minnesota Valley Electric Cooperative | 70 | 12651 | Co-op | NOVA8265 | 6.4 | Solar |  |  | Interconnected | Carver | 55315 | 3 | 22 | Residential | Single Phase Solar PV | 30634 | 2023 | 2023
20262-228448-01 | Minnesota Valley Electric Cooperative | 70 | 12651 | Co-op | NOVA8266 | 9.28 | Solar |  |  | Interconnected | Victoria | 55386 | 22 | 1 | Residential | Single Phase Solar PV | 43727 | 2023 | 2023
20262-228448-01 | Minnesota Valley Electric Cooperative | 70 | 12651 | Co-op | NOVA8281 | 5.12 | Solar |  |  | Withdrawn | Montevideo | 56265 |  |  |  |  | 2405 | 2023
20262-228448-01 | Minnesota Valley Electric Cooperative | 70 | 12651 | Co-op | NOVA8283 | 8.96 | Solar |  |  | Interconnected | Eden Prairie | 55347 | 20 | 2 | Residential | Single Phase Solar PV | 32400 | 2023 | 2023
20262-228448-01 | Minnesota Valley Electric Cooperative | 70 | 12651 | Co-op | NOVA8289 | 13 | Solar |  |  | Interconnected | Lakeville | 55044 | 19 | 1 | Residential | Single Phase Solar PV | 50184 | 2023 | 2023
20262-228448-01 | Minnesota Valley Electric Cooperative | 70 | 12651 | Co-op | NOVA8305 | 15.2 | Solar |  |  | Interconnected | New Prague | 56071 | 23 | 3 | Residential | Single Phase Solar PV | 9288 | 2023 | 2023
20262-228448-01 | Minnesota Valley Electric Cooperative | 70 | 12651 | Co-op | NOVA8313 | 10.37 | Solar |  |  | Interconnected | Carver | 55315 | 3 | 22 | Residential | Single Phase Solar PV | 34000 | 2023 | 2023
20262-228448-01 | Minnesota Valley Electric Cooperative | 70 | 12651 | Co-op | NOVA8317 | 16.32 | Solar |  |  | Interconnected | Jordan | 55352 | 5 | 3 | Residential | Single Phase Solar PV | 55000 | 2023 | 2023
20262-228448-01 | Minnesota Valley Electric Cooperative | 70 | 12651 | Co-op | NOVA8348 | 5.4 | Solar |  |  | Interconnected | Victoria | 55386 | 22 | 11 | Residential | Single Phase Solar PV | 44953 | 2023 | 2023
20262-228448-01 | Minnesota Valley Electric Cooperative | 70 | 12651 | Co-op | NOVA8352 | 5.12 | Solar |  |  | Withdrawn | Montevideo | 56265 |  |  |  |  | 2405 | 2023
20262-228448-01 | Minnesota Valley Electric Cooperative | 70 | 12651 | Co-op | NOVA8356 | 4.5 | Solar |  |  | Withdrawn | Victoria | 55386 | 22 | 1 | Residential | Single Phase Solar PV | 37844 | 2023
20262-228448-01 | Minnesota Valley Electric Cooperative | 70 | 12651 | Co-op | NOVA8382 | 37.6 | Solar |  |  | Interconnected | Webster | 55088 | 19 | 3 | Residential | Single Phase Solar PV | 125769.87 | 2023 | 2023
20262-228448-01 | Minnesota Valley Electric Cooperative | 70 | 12651 | Co-op | NOVA8388 | 8.32 | Solar |  | X | Interconnected | Prior Lake | 55372 | 16 | 4 | Residential | Single Phase Solar PV | 65696 | 2023 | 2024
20262-228448-01 | Minnesota Valley Electric Cooperative | 70 | 12651 | Co-op | NOVA8388-S | 10 | Storage |  |  | Interconnected | Prior Lake | 55372 | 16 | 4 | Residential | Single Phase Solar PV | 65696 | 2023 | 2024
20262-228448-01 | Minnesota Valley Electric Cooperative | 70 | 12651 | Co-op | NOVA8390 | 10.56 | Solar |  |  | Interconnected | Prior Lake | 55372 | 21 | 4 | Residential | Single Phase Solar PV | 47928 | 2023 | 2024
20262-228448-01 | Minnesota Valley Electric Cooperative | 70 | 12651 | Co-op | NOVA8412 | 8.64 | Solar |  |  | Interconnected | Prior Lake | 55372 | 21 | 1 | Residential | Single Phase Solar PV | 37000 | 2023 | 2024
20262-228448-01 | Minnesota Valley Electric Cooperative | 70 | 12651 | Co-op | NOVA8425 | 36 | Solar |  |  | Interconnected | Chanhassen | 55318 | 15 | 94 | Commercial | Three Phase Solar PV | 140000 | 2023 | 2024
20262-228448-01 | Minnesota Valley Electric Cooperative | 70 | 12651 | Co-op | NOVA8449 | 5.12 | Solar |  |  | Interconnected | Prior Lake | 55372 | 8 | 4 | Residential | Single Phase Solar PV | 29189 | 2023 | 2023
20262-228448-01 | Minnesota Valley Electric Cooperative | 70 | 12651 | Co-op | NOVA8467 | 3.84 | Solar |  |  | Interconnected | Chaska | 55318 | 22 | 1 | Residential | Single Phase Solar PV | 21412 | 2023 | 2023
20262-228448-01 | Minnesota Valley Electric Cooperative | 70 | 12651 | Co-op | NOVA8481 | 14.98 | Solar |  |  | Interconnected | Carver | 55315 | 3 | 22 | Residential | Single Phase Solar PV | 35000 | 2023 | 2023
20262-228448-01 | Minnesota Valley Electric Cooperative | 70 | 12651 | Co-op | NOVA8496 | 7.68 | Solar |  |  | Interconnected | Prior Lake | 55372 | 216 | 3 | Residential | Single Phase Solar PV | 48214 | 2023 | 2023
20262-228448-01 | Minnesota Valley Electric Cooperative | 70 | 12651 | Co-op | NOVA8513 | 17.28 | Solar |  |  | Interconnected | Jordan | 55352 | 23 | 2 | Residential | Single Phase Solar PV | 72349 | 2023 | 2024
20262-228448-01 | Minnesota Valley Electric Cooperative | 70 | 12651 | Co-op | NOVA8514 | 10 | Solar |  |  | Interconnected | Burnsville | 55306 | 17 | 3 | Residential | Single Phase Solar PV | 20000 | 2023 | 2024
20262-228448-01 | Minnesota Valley Electric Cooperative | 70 | 12651 | Co-op | NOVA8515 | 7.68 | Solar |  |  | Interconnected | Prior Lake | 55372 | 8 | 4 | Residential | Single Phase Solar PV | 45814 | 2023 | 2023
20262-228448-01 | Minnesota Valley Electric Cooperative | 70 | 12651 | Co-op | NOVA8516 | 5.76 | Solar |  |  | Interconnected | Chaska | 55318 | 22 | 1 | Residential | Single Phase Solar PV | 34957 | 2023 | 2023
20262-228448-01 | Minnesota Valley Electric Cooperative | 70 | 12651 | Co-op | NOVA8519 | 5.1 | Solar |  |  | Interconnected | Carver | 55315 | 3 | 22 | Residential | Single Phase Solar PV | 44499 | 2023 | 2024
20262-228448-01 | Minnesota Valley Electric Cooperative | 70 | 12651 | Co-op | NOVA8545 | 7.36 | Solar |  |  | Interconnected | Savage | 55378 | 17 | 3 | Residential | Single Phase Solar PV | 53412 | 2023 | 2024
20262-228448-01 | Minnesota Valley Electric Cooperative | 70 | 12651 | Co-op | NOVA8559 | 4.5 | Solar |  |  | Interconnected | Carver | 55315 | 3 | 22 | Residential | Single Phase Solar PV | 35125 | 2023 | 2024
20262-228448-01 | Minnesota Valley Electric Cooperative | 70 | 12651 | Co-op | NOVA8595 | 10 | Solar |  |  | Interconnected | Carver | 55315 | 3 | 22 | Residential | Single Phase Solar PV | 31590.5 | 2023 | 2023
20262-228448-01 | Minnesota Valley Electric Cooperative | 70 | 12651 | Co-op | NOVA8596 | 6.91 | Solar |  |  | Interconnected | Le Sueur | 56058 | 7 | 2 | Residential | Single Phase Solar PV | 34950 | 2023 | 2023
20262-228448-01 | Minnesota Valley Electric Cooperative | 70 | 12651 | Co-op | NOVA8598 | 6.72 | Solar |  |  | Interconnected | Eden Prairie | 55347 | 20 | 2 | Residential | Single Phase Solar PV | 31244 | 2023 | 2023
20262-228448-01 | Minnesota Valley Electric Cooperative | 70 | 12651 | Co-op | NOVA8599 | 7.68 | Solar |  |  | Interconnected | Prior Lake | 55372 | 88 | 33 | Residential | Single Phase Solar PV | 34623 | 2023 | 2024
20262-228448-01 | Minnesota Valley Electric Cooperative | 70 | 12651 | Co-op | NOVA8604 | 9.92 | Solar |  |  | Interconnected | Prior Lake | 55372 | 12 | 1 | Residential | Single Phase Solar PV | 43108 | 2023 | 2023
20262-228448-01 | Minnesota Valley Electric Cooperative | 70 | 12651 | Co-op | NOVA8606 | 8.32 | Solar |  |  | Interconnected | Prior Lake | 55372 | 8 | 4 | Residential | Single Phase Solar PV | 44814 | 2023 | 2024
20262-228448-01 | Minnesota Valley Electric Cooperative | 70 | 12651 | Co-op | NOVA8661 | 12.16 | Solar |  |  | Interconnected | Prior Lake | 55372 | 21 | 4 | Residential | Single Phase Solar PV | 70113 | 2023 | 2023
20262-228448-01 | Minnesota Valley Electric Cooperative | 70 | 12651 | Co-op | NOVA8711 | 3.84 | Solar |  |  | Interconnected | Prior Lake | 55372 | 21 | 4 | Residential | Single Phase Solar PV | 23331 | 2023 | 2023
20262-228448-01 | Minnesota Valley Electric Cooperative | 70 | 12651 | Co-op | NOVA8713 | 5.76 | Solar |  |  | Interconnected | Prior Lake | 55372 | 21 | 4 | Residential | Single Phase Solar PV | 33095 | 2023 | 2023
20262-228448-01 | Minnesota Valley Electric Cooperative | 70 | 12651 | Co-op | NOVA8726 | 24 | Solar |  | X | Interconnected | Savage | 55378 | 21 | 11 | Residential | Single Phase Solar PV | 55000 | 2023 | 2025
20262-228448-01 | Minnesota Valley Electric Cooperative | 70 | 12651 | Co-op | NOVA8740 | 4.48 | Solar |  |  | Interconnected | Victoria | 55386 | 22 | 11 | Residential | Single Phase Solar PV | 23783 | 2023 | 2024
20262-228448-01 | Minnesota Valley Electric Cooperative | 70 | 12651 | Co-op | NOVA8741 | 4.48 | Solar |  |  | Interconnected | Chanhassen | 55317 | 20 | 1 | Residential | Single Phase Solar PV | 39466 | 2023 | 2024
20262-228448-01 | Minnesota Valley Electric Cooperative | 70 | 12651 | Co-op | NOVA8750 | 5.76 | Solar |  |  | Interconnected | Savage | 55378 | 88 | 1 | Residential | Single Phase Solar PV | 33957 | 2023 | 2024
20262-228448-01 | Minnesota Valley Electric Cooperative | 70 | 12651 | Co-op | NOVA8768 | 7.04 | Solar |  |  | Interconnected | Prior Lake | 55372 | 8 | 4 | Residential | Single Phase Solar PV | 41503 | 2023 | 2024
20262-228448-01 | Minnesota Valley Electric Cooperative | 70 | 12651 | Co-op | NOVA8776 | 12.67 | Solar |  |  | Interconnected | Lakeville | 55044 | 19 | 1 | Residential | Single Phase Solar PV | 19800 | 2023 | 2023
20262-228448-01 | Minnesota Valley Electric Cooperative | 70 | 12651 | Co-op | NOVA8782 | 7.6 | Solar |  |  | Interconnected | Prior Lake | 55372 | 8 | 4 | Residential | Single Phase Solar PV | 22370 | 2023 | 2023
20262-228448-01 | Minnesota Valley Electric Cooperative | 70 | 12651 | Co-op | NOVA8783 | 4.5 | Solar |  |  | Interconnected | Jordan | 55352 | 23 | 4 | Residential | Single Phase Solar PV | 44337 | 2023 | 2024
20262-228448-01 | Minnesota Valley Electric Cooperative | 70 | 12651 | Co-op | NOVA8788 | 5.76 | Solar |  |  | Interconnected | Savage | 55378 | 29 | 44 | Residential | Single Phase Solar PV | 35957 | 2023 | 2024
20262-228448-01 | Minnesota Valley Electric Cooperative | 70 | 12651 | Co-op | NOVA8794 | 15.2 | Solar |  |  | Withdrawn | New Prague | 56071 | 23 | 3 | Residential | Single Phase Solar PV |  | 2023
20262-228448-01 | Minnesota Valley Electric Cooperative | 70 | 12651 | Co-op | NOVA8800 | 4.48 | Solar |  |  | Interconnected | Savage | 55378 | 29 | 44 | Residential | Single Phase Solar PV | 29220 | 2023 | 2024
20262-228448-01 | Minnesota Valley Electric Cooperative | 70 | 12651 | Co-op | NOVA8802 | 7.04 | Solar |  |  | Interconnected | Savage | 55378 | 88 | 44 | Residential | Single Phase Solar PV | 41503 | 2023 | 2024
20262-228448-01 | Minnesota Valley Electric Cooperative | 70 | 12651 | Co-op | NOVA8814 | 5.76 | Solar |  |  | Interconnected | Prior Lake | 55372 | 88 | 33 | Residential | Single Phase Solar PV | 32095 | 2023 | 2024
20262-228448-01 | Minnesota Valley Electric Cooperative | 70 | 12651 | Co-op | NOVA8816 | 12.29 | Solar |  |  | Interconnected | Prior Lake | 55372 | 8 | 4 | Residential | Single Phase Solar PV | 42000 | 2023 | 2023
20262-228448-01 | Minnesota Valley Electric Cooperative | 70 | 12651 | Co-op | NOVA8824 | 3.9 | Solar |  |  | Interconnected | Jordan | 55352 | 24 | 2 | Residential | Single Phase Solar PV | 39366 | 2023 | 2024
20262-228448-01 | Minnesota Valley Electric Cooperative | 70 | 12651 | Co-op | NOVA8828 | 8.96 | Solar |  |  | Withdrawn | Lakeville | 55044 |  |  |  |  | 52283 | 2023
20262-228448-01 | Minnesota Valley Electric Cooperative | 70 | 12651 | Co-op | NOVA8833 | 12 | Solar |  | X | Interconnected | Prior Lake | 55372 | 11 | 1 | Residential | Single Phase Solar PV | 30000 | 2023 | 2024
20262-228448-01 | Minnesota Valley Electric Cooperative | 70 | 12651 | Co-op | NOVA8883 | 4.5 | Solar |  |  | Interconnected | Prior Lake | 55372 | 8 | 4 | Residential | Single Phase Solar PV | 43288 | 2023 | 2024
20262-228448-01 | Minnesota Valley Electric Cooperative | 70 | 12651 | Co-op | NOVA8897 | 15 | Solar |  | X | Interconnected | Cleveland | 56017 | 13 | 1 | Residential | Single Phase Solar PV | 45000 | 2023 | 2024
20262-228448-01 | Minnesota Valley Electric Cooperative | 70 | 12651 | Co-op | NOVA8910 | 25 | Solar |  |  | Interconnected | Cleveland | 56017 | 25 | 2 | Residential | Single Phase Solar PV | 60000 | 2023 | 2024
20262-228448-01 | Minnesota Valley Electric Cooperative | 70 | 12651 | Co-op | NOVA8911 | 8.96 | Solar |  |  | Interconnected | Savage | 55378 | 88 | 44 | Residential | Single Phase Solar PV | 52440 | 2023 | 2024
20262-228448-01 | Minnesota Valley Electric Cooperative | 70 | 12651 | Co-op | NOVA8923 | 13.12 | Solar |  |  | Interconnected | Savage | 55122 | 29 | 33 | Residential | Single Phase Solar PV | 65064 | 2023 | 2024
20262-228448-01 | Minnesota Valley Electric Cooperative | 70 | 12651 | Co-op | NOVA8958 | 5.22 | Solar |  |  | Active Application | Savage | 55378 | 21 | 11 | Residential | Single Phase Solar PV | 33307.31 | 2023
20262-228448-01 | Minnesota Valley Electric Cooperative | 70 | 12651 | Co-op | NOVA8959 | 10.24 | Solar |  |  | Interconnected | Savage | 55372 | 17 | 3 | Residential | Single Phase Solar PV | 80529 | 2023 | 2024
20262-228448-01 | Minnesota Valley Electric Cooperative | 70 | 12651 | Co-op | NOVA8960 | 5.4 | Solar |  |  | Interconnected | Carver | 55315 | 3 | 22 | Residential | Single Phase Solar PV | 46973 | 2023 | 2024
20262-228448-01 | Minnesota Valley Electric Cooperative | 70 | 12651 | Co-op | NOVA8975 | 19.2 | Solar |  |  | Interconnected | Elko New Market | 55020 | 19 | 4 | Residential | Single Phase Solar PV | 79939 | 2024 | 2024
20262-228448-01 | Minnesota Valley Electric Cooperative | 70 | 12651 | Co-op | NOVA9019 | 6.72 | Solar |  |  | Interconnected | Elysian | 56028 | 4 | 4 | Residential | Single Phase Solar PV | 13230 | 2024 | 2024
20262-228448-01 | Minnesota Valley Electric Cooperative | 70 | 12651 | Co-op | NOVA9050 | 4.2 | Solar |  |  | Withdrawn | Victoria | 55386 | 22 | 1 | Residential | Single Phase Solar PV | 32615 | 2024
20262-228448-01 | Minnesota Valley Electric Cooperative | 70 | 12651 | Co-op | NOVA9068 | 8.64 | Solar |  |  | Interconnected | Savage | 55378 | 17 | 3 | Residential | Single Phase Solar PV | 68080 | 2024 | 2024
20262-228448-01 | Minnesota Valley Electric Cooperative | 70 | 12651 | Co-op | NOVA9069 | 3.3 | Solar |  |  | Interconnected | Savage | 55378 | 17 | 4 | Residential | Single Phase Solar PV | 25323 | 2024 | 2024
20262-228448-01 | Minnesota Valley Electric Cooperative | 70 | 12651 | Co-op | NOVA9076 | 28.67 | Solar |  |  | Withdrawn | Granite Falls | 56241 |  |  |  |  | 57330 | 2024
20262-228448-01 | Minnesota Valley Electric Cooperative | 70 | 12651 | Co-op | NOVA9104 | 15.36 | Solar |  | X | Interconnected | Prior Lake | 55372 | 12 | 2 | Residential | Single Phase Solar PV | 74715 | 2024 | 2024
20262-228448-01 | Minnesota Valley Electric Cooperative | 70 | 12651 | Co-op | NOVA9104-S | 23.04 | Storage |  |  | Interconnected | Prior Lake | 55372 | 12 | 2 | Residential | Single Phase Solar PV | 74715 | 2024 | 2024
20262-228448-01 | Minnesota Valley Electric Cooperative | 70 | 12651 | Co-op | NOVA9108 | 12.67 | Solar |  |  | Interconnected | Savage | 55378 | 21 | 11 | Residential | Single Phase Solar PV | 38946.6 | 2024 | 2024
20262-228448-01 | Minnesota Valley Electric Cooperative | 70 | 12651 | Co-op | NOVA9156 | 24.72 | Solar |  | X | Interconnected | Victoria | 55386 | 22 | 3 | Residential | Single Phase Solar PV | 81630 | 2024 | 2024
20262-228448-01 | Minnesota Valley Electric Cooperative | 70 | 12651 | Co-op | NOVA9164 | 37.5 | Solar |  |  | Interconnected | Cleveland | 56017 | 25 | 2 | Residential | Single Phase Solar PV | 1e+05 | 2024 | 2024
20262-228448-01 | Minnesota Valley Electric Cooperative | 70 | 12651 | Co-op | NOVA9167 | 9.6 | Solar |  |  | Interconnected | Prior Lake | 55372 | 8 | 4 | Residential | Single Phase Solar PV | 39385 | 2024 | 2024
20262-228448-01 | Minnesota Valley Electric Cooperative | 70 | 12651 | Co-op | NOVA9177 | 8 | Solar |  |  | Interconnected | Eden Prairie | 55347 | 20 | 2 | Residential | Single Phase Solar PV | 29135 | 2024 | 2024
20262-228448-01 | Minnesota Valley Electric Cooperative | 70 | 12651 | Co-op | NOVA9190 | 4.8 | Solar |  |  | Interconnected | Prior Lake | 55372 | 8 | 4 | Residential | Single Phase Solar PV | 20031 | 2024 | 2024
20262-228448-01 | Minnesota Valley Electric Cooperative | 70 | 12651 | Co-op | NOVA10208 | 3.3 | Solar |  |  | Interconnected | Chanhassen | 55317 | 20 | 1 | Residential | Single Phase Solar PV | 21117 | 2024 | 2024
20262-228448-01 | Minnesota Valley Electric Cooperative | 70 | 12651 | Co-op | NOVA10217 | 11.35 | Solar |  |  | Interconnected | Savage | 55378 | 21 | 11 | Residential | Single Phase Solar PV | 32000 | 2024 | 2024
20262-228448-01 | Minnesota Valley Electric Cooperative | 70 | 12651 | Co-op | NOVA10231 | 16 | Solar |  |  | Interconnected | Chaska | 55318 | 22 | 3 | Residential | Single Phase Solar PV | 50872.8 | 2024 | 2024
20262-228448-01 | Minnesota Valley Electric Cooperative | 70 | 12651 | Co-op | NOVA10240 | 19.2 | Solar |  |  | Interconnected | Webster | 55088 | 11 | 4 | Residential | Single Phase Solar PV | 51744 | 2024 | 2024
20262-228448-01 | Minnesota Valley Electric Cooperative | 70 | 12651 | Co-op | NOVA10259 | 40 | Solar |  |  | Interconnected | Montgomery | 56069 | 2 | 3 | Commercial | Three Phase Solar PV | 162500 | 2024 | 2025
20262-228448-01 | Minnesota Valley Electric Cooperative | 70 | 12651 | Co-op | NOVA10270 | 9.22 | Solar |  |  | Interconnected | Le Center | 56057 | 7 | 3 | Residential | Single Phase PV | 40018 | 2024 | 2025
20262-228448-01 | Minnesota Valley Electric Cooperative | 70 | 12651 | Co-op | NOVA10294 | 19.97 | Solar |  |  | Interconnected | Belle Plaine | 56011 | 1 | 4 | Residential | Single Phase Solar PV | 55840 | 2024 | 2024
20262-228448-01 | Minnesota Valley Electric Cooperative | 70 | 12651 | Co-op | NOVA10295 | 11.52 | Solar |  |  | Interconnected | Victoria | 55386 | 22 | 1 | Residential | Single Phase Solar PV | 50000 | 2024 | 2024
20262-228448-01 | Minnesota Valley Electric Cooperative | 70 | 12651 | Co-op | NOVA10296 | 2.88 | Solar |  |  | Interconnected | Savage | 55378 | 17 | 4 | Residential | Single Phase Solar PV | 16921 | 2024 | 2024
20262-228448-01 | Minnesota Valley Electric Cooperative | 70 | 12651 | Co-op | NOVA10314 | 24 | Solar |  | X | Active Application | Prior Lake | 55372 | 11 | 1 | Residential | Single Phase Solar PV | 30000 | 2024
20262-228448-01 | Minnesota Valley Electric Cooperative | 70 | 12651 | Co-op | NOVA10338 | 17.92 | Solar |  |  | Interconnected | Montgomery | 56069 | 2 | 3 | Residential | Single Phase Solar PV | 78433 | 2024 | 2024
20262-228448-01 | Minnesota Valley Electric Cooperative | 70 | 12651 | Co-op | NOVA10393 | 11.14 | Solar |  |  | Interconnected | Elko New Market | 55020 | 19 | 3 | Residential | Single Phase Solar PV | 40956 | 2024 | 2024
20262-228448-01 | Minnesota Valley Electric Cooperative | 70 | 12651 | Co-op | NOVA10398 | 4.39 | Solar |  |  | Interconnected | Jordan | 55352 | 24 | 2 | Residential | Single Phase Solar PV | 18338 | 2024 | 2024
20262-228448-01 | Minnesota Valley Electric Cooperative | 70 | 12651 | Co-op | NOVA10443 | 10 | Solar |  |  | Interconnected | Cologne | 55322 | 3 | 33 | Residential | Single Phase Solar PV | 30473.92 | 2024 | 2024
20262-228448-01 | Minnesota Valley Electric Cooperative | 70 | 12651 | Co-op | NOVA10451 | 10.98 | Solar |  |  | Withdrawn | Excelsior | 55331 | 22 | 1 | Residential | Single Phase Solar PV | 46093 | 2024
20262-228448-01 | Minnesota Valley Electric Cooperative | 70 | 12651 | Co-op | NOVA10530 | 7.68 | Solar |  |  | Interconnected | Prior Lake | 55372 | 12 | 1 | Residential | Single Phase Solar PV | 51776 | 2024 | 2024
20262-228448-01 | Minnesota Valley Electric Cooperative | 70 | 12651 | Co-op | NOVA10546 | 18.05 | Solar |  |  | Interconnected | Elko New Market | 55020 | 19 | 3 | Residential | Single Phase Solar PV | 47589 | 2024 | 2024
20262-228448-01 | Minnesota Valley Electric Cooperative | 70 | 12651 | Co-op | NOVA10562 | 6 | Solar |  |  | Interconnected | Prior Lake | 55372 | 21 | 1 | Residential | Single Phase PV | 6500 | 2024 | 2025
20262-228448-01 | Minnesota Valley Electric Cooperative | 70 | 12651 | Co-op | NOVA10618 | 6.14 | Solar |  |  | Interconnected | Jordan | 55352 | 23 | 4 | Residential | Single Phase Solar PV | 24236 | 2024 | 2024
20262-228448-01 | Minnesota Valley Electric Cooperative | 70 | 12651 | Co-op | NOVA10620 | 8.4 | Solar |  |  | Interconnected | Savage | 55378 | 29 | 11 | Residential | Single Phase Solar PV | 66128 | 2024 | 2024
20262-228448-01 | Minnesota Valley Electric Cooperative | 70 | 12651 | Co-op | NOVA10623 | 9.9 | Solar |  |  | Interconnected | Victoria | 55386 | 22 | 1 | Residential | Single Phase Solar PV | 30739.5 | 2024 | 2024
20262-228448-01 | Minnesota Valley Electric Cooperative | 70 | 12651 | Co-op | NOVA10630 | 13.54 | Solar |  |  | Interconnected | Elko New Market | 55020 | 11 | 1 | Residential | Single Phase Solar PV | 41802.6 | 2024 | 2024
20262-228448-01 | Minnesota Valley Electric Cooperative | 70 | 12651 | Co-op | NOVA10631 | 2.4 | Solar |  |  | Active Application | Prior Lake | 55372 |  |  |  |  | 5000 | 2024
20262-228448-01 | Minnesota Valley Electric Cooperative | 70 | 12651 | Co-op | NOVA10638 | 3.8 | Solar |  |  | Interconnected | Savage | 55378 | 17 | 4 | Residential | Single Phase PV | 18566.75 | 2024 | 2024
20262-228448-01 | Minnesota Valley Electric Cooperative | 70 | 12651 | Co-op | NOVA10680 | 10.24 | Solar |  |  | Interconnected | Chaska | 55318 | 22 | 3 | Residential | Single Phase PV | 53398.5 | 2024 | 2024
20262-228448-01 | Minnesota Valley Electric Cooperative | 70 | 12651 | Co-op | NOVA10687 | 6 | Solar |  |  | Withdrawn | Shakopee | 55379 | 18 | 2 | Residential | Single Phase Solar PV | 25000 | 2024
20262-228448-01 | Minnesota Valley Electric Cooperative | 70 | 12651 | Co-op | NOVA10709 | 14.59 | Solar |  |  | Interconnected | Webster | 55088 | 11 | 4 | Residential | Single Phase Solar PV | 30308.36 | 2024 | 2024
20262-228448-01 | Minnesota Valley Electric Cooperative | 70 | 12651 | Co-op | NOVA10717 | 10.98 | Solar |  |  | Interconnected | New Prague | 56071 | 1 | 4 | Residential | Single Phase Solar PV | 35000 | 2024 | 2024
20262-228448-01 | Minnesota Valley Electric Cooperative | 70 | 12651 | Co-op | NOVA10797 | 5.38 | Solar |  |  | Interconnected | Eden Prairie | 55347 | 20 | 2 | Residential | Single Phase PV | 22704 | 2024 | 2024
20262-228448-01 | Minnesota Valley Electric Cooperative | 70 | 12651 | Co-op | NOVA10822 | 9.15 | Solar |  |  | Interconnected | Carver | 55315 | 3 | 22 | Residential | Single Phase PV | 31750 | 2024 | 2024
20262-228448-01 | Minnesota Valley Electric Cooperative | 70 | 12651 | Co-op | NOVA11867 | 4.29 | Solar |  |  | Interconnected | Savage | 55378 | 21 | 11 | Residential | Single Phase PV | 35473 | 2024 | 2025
20262-228448-01 | Minnesota Valley Electric Cooperative | 70 | 12651 | Co-op | NOVA11874 | 15.36 | Solar |  | X | Interconnected | Elko New Market | 55020 | 19 | 3 | Residential | Single Phase Solar PV | 99807 | 2024 | 2024
20262-228448-01 | Minnesota Valley Electric Cooperative | 70 | 12651 | Co-op | NOVA11874-S | 23 | Storage |  |  | Interconnected | Elko New Market | 55020 | 19 | 3 | Residential | Single Phase Solar PV | 99807 | 2024 | 2024
20262-228448-01 | Minnesota Valley Electric Cooperative | 70 | 12651 | Co-op | NOVA11879 | 2.2 | Solar |  |  | Interconnected | Jordan |  | 12 | 4 | Residential | Single Phase PV | 11266 | 2024 | 2024
20262-228448-01 | Minnesota Valley Electric Cooperative | 70 | 12651 | Co-op | NOVA11885 | 6.91 | Solar |  |  | Interconnected | Savage | 55378 | 17 | 4 | Residential | Single Phase Solar PV | 32824 | 2024 | 2025
20262-228448-01 | Minnesota Valley Electric Cooperative | 70 | 12651 | Co-op | NOVA11903 | 3.84 | Solar |  |  | Interconnected | Savage | 55378 | 17 | 1 | Residential | Single Phase PV | 21513 | 2024 | 2024
20262-228448-01 | Minnesota Valley Electric Cooperative | 70 | 12651 | Co-op | NOVA11916-S | 23 | Storage |  |  | Interconnected | Chanhassen | 55317 | 15 | 93 | Residential | Single Phase PV | 22895 | 2024 | 2024
20262-228448-01 | Minnesota Valley Electric Cooperative | 70 | 12651 | Co-op | NOVA11918-S | 23 | Storage |  |  | Interconnected | Prior Lake | 55372 | 21 | 1 | Residential | Single Phase PV | 22895 | 2024 | 2025
20262-228448-01 | Minnesota Valley Electric Cooperative | 70 | 12651 | Co-op | NOVA11930 | 10 | Solar |  |  | Interconnected | Elko New Market | 55020 | 11 | 2 | Residential | Single Phase PV | 139742.6 | 2024 | 2025
20262-228448-01 | Minnesota Valley Electric Cooperative | 70 | 12651 | Co-op | NOVA11936 | 12.29 | Solar |  |  | Interconnected | Chaska | 55318 | 3 | 3 | Residential | Single Phase PV | 45860 | 2024 | 2025
20262-228448-01 | Minnesota Valley Electric Cooperative | 70 | 12651 | Co-op | NOVA11948 | 6.91 | Solar |  |  | Interconnected | Eden Prairie | 55347 | 20 | 2 | Residential | Single Phase Solar PV | 31795 | 2024 | 2024
20262-228448-01 | Minnesota Valley Electric Cooperative | 70 | 12651 | Co-op | NOVA11955 | 7.68 | Solar |  |  | Interconnected | Eden Prairie | 55347 | 20 | 2 | Residential | Single Phase PV | 37023 | 2024 | 2025
20262-228448-01 | Minnesota Valley Electric Cooperative | 70 | 12651 | Co-op | NOVA11988 | 16.51 | Solar |  |  | Interconnected | Victoria | 55386 | 22 | 11 | Residential | Single Phase PV | 48482.5 | 2024 | 2024
20262-228448-01 | Minnesota Valley Electric Cooperative | 70 | 12651 | Co-op | NOVA12049 | 20.86 | Solar |  |  | Interconnected | Prior Lake | 55372 | 19 | 4 | Residential | Single Phase PV | 64398.6 | 2024 | 2025
20262-228448-01 | Minnesota Valley Electric Cooperative | 70 | 12651 | Co-op | NOVA12068 | 4.99 | Solar |  |  | Interconnected | Prior Lake | 55372 | 23 | 2 | Residential | Single Phase PV | 24342 | 2024 | 2025
20262-228448-01 | Minnesota Valley Electric Cooperative | 70 | 12651 | Co-op | NOVA12096 | 6.53 | Solar |  |  | Interconnected | Prior Lake | 55372 | 216 | 1 | Residential | Single Phase PV | 27126 | 2024 | 2025
20262-228448-01 | Minnesota Valley Electric Cooperative | 70 | 12651 | Co-op | NOVA12131 | 8.5 | Solar |  |  | Active Application | Victoria | 55386 | 22 | 1 | Residential | Single Phase PV | 11937 | 2024
20262-228448-01 | Minnesota Valley Electric Cooperative | 70 | 12651 | Co-op | NOVA12132 | 4.95 | Solar |  |  | Interconnected | Eden Prairie | 55347 | 20 | 1 | Residential | Single Phase PV | 24243 | 2024 | 2025
20262-228448-01 | Minnesota Valley Electric Cooperative | 70 | 12651 | Co-op | NOVA12162 | 12.08 | Solar |  |  | Interconnected | Waconia | 55387 | 6 | 3 | Residential | Single Phase PV | 40350 | 2024 | 2025
20262-228448-01 | Minnesota Valley Electric Cooperative | 70 | 12651 | Co-op | NOVA12168 | 9.24 | Solar |  |  | Interconnected | Savage | 55378 | 17 | 3 | Residential | Single Phase PV | 40011.4 | 2024 | 2024
20262-228448-01 | Minnesota Valley Electric Cooperative | 70 | 12651 | Co-op | NOVA12188 | 4.95 | Solar |  |  | Interconnected | Victoria | 55386 | 22 | 1 | Residential | Single Phase PV | 23993 | 2024 | 2024
20262-228448-01 | Minnesota Valley Electric Cooperative | 70 | 12651 | Co-op | NOVA12217 | 33 | Solar |  |  | Interconnected | New Prague | 56071 | 1 | 2 | Residential | Single Phase PV | 45000 | 2024 | 2025
20262-228448-01 | Minnesota Valley Electric Cooperative | 70 | 12651 | Co-op | NOVA12224 | 11.5 | Solar |  | X | Interconnected | Prior Lake | 55372 | 19 | 4 | Residential | Single Phase PV | 37658.81 | 2024 | 2025
20262-228448-01 | Minnesota Valley Electric Cooperative | 70 | 12651 | Co-op | NOVA12255 | 3.84 | Solar |  |  | Interconnected | Carver | 55315 | 3 | 22 | Residential | Single Phase PV | 19762 | 2024 | 2025
20262-228448-01 | Minnesota Valley Electric Cooperative | 70 | 12651 | Co-op | NOVA12256 | 3.84 | Solar |  |  | Interconnected | Carver | 55315 | 3 | 22 | Residential | Single Phase PV | 19614 | 2024 | 2025
20262-228448-01 | Minnesota Valley Electric Cooperative | 70 | 12651 | Co-op | NOVA12269 | 3.84 | Solar |  |  | Interconnected | Carver | 55315 | 3 | 22 | Residential | Single Phase PV | 19762 | 2024 | 2025
20262-228448-01 | Minnesota Valley Electric Cooperative | 70 | 12651 | Co-op | NOVA12280 | 13.44 | Solar |  |  | Interconnected | Le Center | 56057 | 25 | 2 | Residential | Single Phase PV | 22313 | 2024 | 2024
20262-228448-01 | Minnesota Valley Electric Cooperative | 70 | 12651 | Co-op | NOVA12283 | 9.6 | Solar |  |  | Interconnected | Waconia | 55387 | 3 | 1 | Residential | Single Phase PV | 55581 | 2024 | 2024
20262-228448-01 | Minnesota Valley Electric Cooperative | 70 | 12651 | Co-op | NOVA12302 | 5.7 | Solar |  |  | Interconnected | Montgomery | 56069 | 2 | 2 | Residential | Single Phase PV | 30000 | 2024 | 2025
20262-228448-01 | Minnesota Valley Electric Cooperative | 70 | 12651 | Co-op | NOVA12316 | 3.84 | Solar |  |  | Interconnected | Carver | 55315 | 3 | 22 | Residential | Single Phase PV | 22313 | 2024 | 2025
20262-228448-01 | Minnesota Valley Electric Cooperative | 70 | 12651 | Co-op | NOVA12317 | 13.82 | Solar |  | X | Interconnected | Lakeville | 55044 | 19 | 1 | Residential | Single Phase PV | 73136 | 2024 | 2025
20262-228448-01 | Minnesota Valley Electric Cooperative | 70 | 12651 | Co-op | NOVA12317-S | 11.5 | Storage |  |  | Interconnected | Lakeville | 55044 | 19 | 1 | Residential | Single Phase PV | 73136 | 2024 | 2025
20262-228448-01 | Minnesota Valley Electric Cooperative | 70 | 12651 | Co-op | NOVA12419 | 6.27 | Solar |  |  | Interconnected | Eden Prairie | 55347 | 20 | 2 | Residential | Single Phase PV | 57151 | 2024 | 2025
20262-228448-01 | Minnesota Valley Electric Cooperative | 70 | 12651 | Co-op | NOVA12420 | 4.22 | Solar |  |  | Interconnected | Carver | 55315 | 3 | 22 | Residential | Single Phase PV | 19286 | 2024 | 2025
20262-228448-01 | Minnesota Valley Electric Cooperative | 70 | 12651 | Co-op | NOVA12426 | 36 | Solar |  |  | Withdrawn | Prior Lake | 55372 | 21 | 3 | Residential | Single Phase PV | 35000 | 2024
20262-228448-01 | Minnesota Valley Electric Cooperative | 70 | 12651 | Co-op | NOVA12434 | 7.6 | Solar |  |  | Interconnected | Le Center | 56057 | 2 | 4 | Residential | Single Phase PV | 45000 | 2024 | 2025
20262-228448-01 | Minnesota Valley Electric Cooperative | 70 | 12651 | Co-op | NOVA12467 | 3.84 | Solar |  |  | Interconnected | Carver | 55315 | 3 | 22 | Residential | Single Phase PV | 17183 | 2025 | 2025
20262-228448-01 | Minnesota Valley Electric Cooperative | 70 | 12651 | Co-op | NOVA12491 | 11.9 | Solar |  |  | Interconnected | Jordan | 55352 | 24 | 1 | Residential | Single Phase PV | 34800 | 2025 | 2025
20262-228448-01 | Minnesota Valley Electric Cooperative | 70 | 12651 | Co-op | NOVA12499 | 5.12 | Solar |  |  | Interconnected | Prior Lake | 55372 | 88 | 44 | Residential | Single Phase PV | 33368 | 2025 | 2025
20262-228448-01 | Minnesota Valley Electric Cooperative | 70 | 12651 | Co-op | NOVA12502 | 8.96 | Solar |  |  | Interconnected | Prior Lake | 55372 | 12 | 1 | Residential | Single Phase PV | 53641 | 2025 | 2025
20262-228448-01 | Minnesota Valley Electric Cooperative | 70 | 12651 | Co-op | NOVA12513 | 4.48 | Solar |  |  | Interconnected | Prior Lake | 55372 | 21 | 4 | Residential | Single Phase PV | 25957 | 2025 | 2025
20262-228448-01 | Minnesota Valley Electric Cooperative | 70 | 12651 | Co-op | NOVA12521 | 3.84 | Solar |  |  | Interconnected | Prior Lake | 55372 | 21 | 1 | Residential | Single Phase PV | 26337 | 2025 | 2025
20262-228448-01 | Minnesota Valley Electric Cooperative | 70 | 12651 | Co-op | NOVA12539 | 4.22 | Solar |  |  | Interconnected | Carver | 55315 | 3 | 22 | Residential | Single Phase PV | 28783 | 2025 | 2025
20262-228448-01 | Minnesota Valley Electric Cooperative | 70 | 12651 | Co-op | NOVA12540 | 8.96 | Solar |  |  | Interconnected | Savage | 55378 | 29 | 33 | Residential | Single Phase PV | 54150 | 2025 | 2025
20262-228448-01 | Minnesota Valley Electric Cooperative | 70 | 12651 | Co-op | NOVA12543 | 8.83 | Solar |  |  | Interconnected | Savage | 55378 | 17 | 3 | Residential | Single Phase PV | 22081 | 2025 | 2025
20262-228448-01 | Minnesota Valley Electric Cooperative | 70 | 12651 | Co-op | NOVA12545 | 6.4 | Solar |  |  | Interconnected | Prior Lake | 55372 | 88 | 44 | Residential | Single Phase PV | 36799 | 2025 | 2025
20262-228448-01 | Minnesota Valley Electric Cooperative | 70 | 12651 | Co-op | NOVA12546 | 12.29 | Solar |  |  | Interconnected | Eden Prairie | 55347 | 20 | 2 | Residential | Single Phase PV | 48029 | 2025 | 2025
20262-228448-01 | Minnesota Valley Electric Cooperative | 70 | 12651 | Co-op | NOVA12549 | 7.68 | Solar |  |  | Interconnected | Jordan | 55352 | 23 | 4 | Residential | Single Phase PV | 30772 | 2025 | 2025
20262-228448-01 | Minnesota Valley Electric Cooperative | 70 | 12651 | Co-op | NOVA12553 | 13.44 | Solar |  |  | Interconnected | New Prague | 56071 | 2 | 2 | Residential | Single Phase PV | 80462 | 2025 | 2025
20262-228448-01 | Minnesota Valley Electric Cooperative | 70 | 12651 | Co-op | NOVA12564 | 8.96 | Solar |  |  | Interconnected | Savage | 55378 | 21 | 11 | Residential | Single Phase PV | 54150 | 2025 | 2025
20262-228448-01 | Minnesota Valley Electric Cooperative | 70 | 12651 | Co-op | NOVA12569 | 6.4 | Solar |  |  | Interconnected | Savage | 55378 | 17 | 4 | Residential | Single Phase PV | 39199 | 2025 | 2025
20262-228448-01 | Minnesota Valley Electric Cooperative | 70 | 12651 | Co-op | NOVA12571 | 7.04 | Solar |  |  | Interconnected | Savage | 55378 | 21 | 11 | Residential | Single Phase PV | 43070 | 2025 | 2025
20262-228448-01 | Minnesota Valley Electric Cooperative | 70 | 12651 | Co-op | NOVA12572 | 39.9 | Solar |  | X | Interconnected | Webster | 55088 | 11 | 3 | Residential | Single Phase PV | 150000 | 2025 | 2025
20262-228448-01 | Minnesota Valley Electric Cooperative | 70 | 12651 | Co-op | NOVA12579 | 8.91 | Solar |  |  | Interconnected | Lakeville | 55044 | 19 | 1 | Residential | Single Phase Solar PV | 36221 | 2025 | 2025
20262-228448-01 | Minnesota Valley Electric Cooperative | 70 | 12651 | Co-op | NOVA12584 | 4.22 | Solar |  |  | Interconnected | Carver | 55315 | 3 | 22 | Residential | Single Phase PV | 18016 | 2025 | 2025
20262-228448-01 | Minnesota Valley Electric Cooperative | 70 | 12651 | Co-op | NOVA12590 | 12.81 | Solar |  |  | Interconnected | Prior Lake | 55372 | 21 | 3 | Residential | Single Phase PV | 43990 | 2025 | 2025
20262-228448-01 | Minnesota Valley Electric Cooperative | 70 | 12651 | Co-op | NOVA12592 | 3.84 | Solar |  |  | Interconnected | Savage | 55378 | 88 | 22 | Residential | Single Phase PV | 26337 | 2025 | 2025
20262-228448-01 | Minnesota Valley Electric Cooperative | 70 | 12651 | Co-op | NOVA12593 | 8.32 | Solar |  |  | Interconnected | Prior Lake | 55372 | 8 | 4 | Residential | Single Phase PV | 49810 | 2025 | 2025
20262-228448-01 | Minnesota Valley Electric Cooperative | 70 | 12651 | Co-op | NOVA12595 | 5.12 | Solar |  |  | Interconnected | Burnsville | 55337 | 17 | 1 | Residential | Single Phase PV | 32347 | 2025 | 2025
20262-228448-01 | Minnesota Valley Electric Cooperative | 70 | 12651 | Co-op | NOVA12606 | 6.4 | Solar |  |  | Interconnected | Burnsville | 55337 | 17 | 1 | Residential | Single Phase PV | 39199 | 2025 | 2025
20262-228448-01 | Minnesota Valley Electric Cooperative | 70 | 12651 | Co-op | NOVA12607 | 7.68 | Solar |  |  | Interconnected | Prior Lake | 55372 | 216 | 3 | Residential | Single Phase PV | 48378 | 2025 | 2025
20262-228448-01 | Minnesota Valley Electric Cooperative | 70 | 12651 | Co-op | NOVA12612 | 8.32 | Solar |  |  | Interconnected | Savage | 55378 | 17 | 4 | Residential | Single Phase PV | 50318 | 2025 | 2025
20262-228448-01 | Minnesota Valley Electric Cooperative | 70 | 12651 | Co-op | NOVA12614 | 20 | Solar |  |  | Interconnected | Elko New Market | 55020 | 11 | 2 | Residential | Single Phase PV | 139742.6 | 2025 | 2025
20262-228448-01 | Minnesota Valley Electric Cooperative | 70 | 12651 | Co-op | NOVA12618 | 8.05 | Solar |  |  | Interconnected | Prior Lake | 55372 | 12 | 3 | Residential | Single Phase PV | 26631 | 2025 | 2025
20262-228448-01 | Minnesota Valley Electric Cooperative | 70 | 12651 | Co-op | NOVA12649 | 15.36 | Solar |  |  | Active Application | Webster | 55088 | 11 | 3 | Residential | Single Phase PV | 57408 | 2025
20262-228448-01 | Minnesota Valley Electric Cooperative | 70 | 12651 | Co-op | NOVA12653 | 5.76 | Solar |  |  | Interconnected | Savage | 55378 | 21 | 11 | Residential | Single Phase PV | 35328 | 2025 | 2025
20262-228448-01 | Minnesota Valley Electric Cooperative | 70 | 12651 | Co-op | NOVA12655 | 7.68 | Solar |  |  | Interconnected | Prior Lake | 55372 | 8 | 4 | Residential | Single Phase PV | 12113 | 2025 | 2025
20262-228448-01 | Minnesota Valley Electric Cooperative | 70 | 12651 | Co-op | NOVA12656 | 37.68 | Solar |  | X | Active Application | Prior Lake | 55372 | 21 | 3 | Residential | Single Phase Solar PV | 55000 | 2025
20262-228448-01 | Minnesota Valley Electric Cooperative | 70 | 12651 | Co-op | NOVA12656-ESS ONLY | 15 | Storage |  |  | Pending Installation | Prior Lake | 55372 | 21 | 3 | Residential |  |  | 2025
20262-228448-01 | Minnesota Valley Electric Cooperative | 70 | 12651 | Co-op | NOVA12742 | 11.9 | Solar |  |  | Interconnected | Elko New Market | 55020 | 19 | 3 | Residential | Single Phase PV | 37300 | 2025 | 2025
20262-228448-01 | Minnesota Valley Electric Cooperative | 70 | 12651 | Co-op | NOVA12748 | 10.37 | Solar |  |  | Interconnected | Victoria | 55386 | 22 | 1 | Residential | Single Phase PV | 34560 | 2025 | 2025
20262-228448-01 | Minnesota Valley Electric Cooperative | 70 | 12651 | Co-op | NOVA12752 | 19.1 | Solar |  | X | Interconnected | Chaska | 55318 | 22 | 11 | Residential | Single Phase PV | 90000 | 2025 | 2025
20262-228448-01 | Minnesota Valley Electric Cooperative | 70 | 12651 | Co-op | NOVA12756 | 9.22 | Solar |  |  | Interconnected | Elko New Market | 55020 | 19 | 3 | Residential | Single Phase PV | 28470 | 2025 | 2025
20262-228448-01 | Minnesota Valley Electric Cooperative | 70 | 12651 | Co-op | NOVA12758 | 13.44 | Solar |  | X | Interconnected | Lakeville | 55044 | 19 | 1 | Residential | Single Phase PV | 46516 | 2025 | 2025
20262-228448-01 | Minnesota Valley Electric Cooperative | 70 | 12651 | Co-op | NOVA12765 | 5.76 | Solar |  |  | Interconnected | Prior Lake | 55372 | 216 | 1 | Residential | Single Phase PV | 32928 | 2025 | 2025
20262-228448-01 | Minnesota Valley Electric Cooperative | 70 | 12651 | Co-op | NOVA12796 | 7.04 | Solar |  |  | Interconnected | Savage | 55378 | 8 | 2 | Residential | Single Phase PV | 41110 | 2025 | 2025
20262-228448-01 | Minnesota Valley Electric Cooperative | 70 | 12651 | Co-op | NOVA12819 | 19.2 | Solar |  |  | Interconnected | Elko New Market | 55020 | 19 | 3 | Residential | Single Phase PV | 51150 | 2025 | 2025
20262-228448-01 | Minnesota Valley Electric Cooperative | 70 | 12651 | Co-op | NOVA12823 | 39.6 | Solar |  |  | Interconnected | Jordan | 55352 | 24 | 1 | Residential | Single Phase PV | 94350 | 2025 | 2025
20262-228448-01 | Minnesota Valley Electric Cooperative | 70 | 12651 | Co-op | NOVA12832 | 5.12 | Solar |  |  | Interconnected | Prior Lake | 55372 | 21 | 4 | Residential | Single Phase PV | 29947 | 2025 | 2025
20262-228448-01 | Minnesota Valley Electric Cooperative | 70 | 12651 | Co-op | NOVA12836 | 25.2 | Solar |  |  | Interconnected | Webster | 55088 | 11 | 3 | Residential | Single Phase PV | 100070 | 2025 | 2025
20262-228448-01 | Minnesota Valley Electric Cooperative | 70 | 12651 | Co-op | NOVA12841 | 39.9 | Solar |  |  | Interconnected | Burnsville | 55306 | 17 | 2 | Residential | Three Phase PV | 119000 | 2025 | 2025
20262-228448-01 | Minnesota Valley Electric Cooperative | 70 | 12651 | Co-op | NOVA12843 | 7.6 | Solar |  |  | Withdrawn | Elysian | 56028 | 4 | 4 | Residential | Single Phase PV | 44031.57 | 2025
20262-228448-01 | Minnesota Valley Electric Cooperative | 70 | 12651 | Co-op | NOVA12913 | 16 | Solar |  |  | Interconnected | Prior Lake | 55372 | 11 | 1 | Residential | Single Phase PV |  | 2025 | 2025
20262-228448-01 | Minnesota Valley Electric Cooperative | 70 | 12651 | Co-op | NOVA12916 | 31.74 | Solar |  |  | Interconnected | New Prague | 56071 | 11 | 4 | Residential | Single Phase PV | 29750 | 2025 | 2025
20262-228448-01 | Minnesota Valley Electric Cooperative | 70 | 12651 | Co-op | NOVA12926 | 6.91 | Solar |  |  | Withdrawn | Madison | 56256 |  |  |  |  | 16420 | 2025
20262-228448-01 | Minnesota Valley Electric Cooperative | 70 | 12651 | Co-op | NOVA12935 | 16.13 | Solar |  |  | Interconnected | Savage | 55378 | 88 | 22 | Residential | Single Phase PV | 52920 | 2025 | 2025
20262-228448-01 | Minnesota Valley Electric Cooperative | 70 | 12651 | Co-op | NOVA12937 | 39.9 | Solar |  |  | Interconnected | Savage | 55378 | 8 | 11 | Residential | Three Phase PV | 129542.97 | 2025 | 2025
20262-228448-01 | Minnesota Valley Electric Cooperative | 70 | 12651 | Co-op | NOVA12947 | 9.6 | Solar |  |  | Interconnected | Prior Lake | 55372 | 21 | 4 | Residential | Single Phase PV | 37312.5 | 2025 | 2025
20262-228448-01 | Minnesota Valley Electric Cooperative | 70 | 12651 | Co-op | NOVA12971 | 15.2 | Solar |  |  | Interconnected | Savage | 55378 | 8 | 2 | Residential | Single Phase PV | 30240 | 2025 | 2025
20262-228448-01 | Minnesota Valley Electric Cooperative | 70 | 12651 | Co-op | NOVA12978 | 4.48 | Solar |  |  | Interconnected | Prior Lake | 55372 | 21 | 4 | Residential | Single Phase PV | 25957 | 2025 | 2025
20262-228448-01 | Minnesota Valley Electric Cooperative | 70 | 12651 | Co-op | NOVA12990 | 38.4 | Solar |  |  | Active Application | Henderson | 56044 | 10 | 1 | Residential | Single Phase PV | 68667 | 2025
20262-228448-01 | Minnesota Valley Electric Cooperative | 70 | 12651 | Co-op | NOVA13001 | 5.76 | Solar |  |  | Interconnected | Savage | 55378 | 17 | 4 | Residential | Single Phase PV | 37239 | 2025 | 2025
20262-228448-01 | Minnesota Valley Electric Cooperative | 70 | 12651 | Co-op | NOVA13015 | 3.46 | Solar |  |  | Active Application | Chaska | 55318 | 22 | 3 | Residential | Single Phase PV | 21008 | 2025
20262-228448-01 | Minnesota Valley Electric Cooperative | 70 | 12651 | Co-op | NOVA13045 | 4.99 | Solar |  |  | Withdrawn | Victoria | 55386 | 22 | 1 | Residential | Single Phase PV | 28813 | 2025
20262-228448-01 | Minnesota Valley Electric Cooperative | 70 | 12651 | Co-op | NOVA13046 | 4.61 | Solar |  |  | Interconnected | Chaska | 55318 | 22 | 3 | Residential | Single Phase PV | 28170 | 2025 | 2025
20262-228448-01 | Minnesota Valley Electric Cooperative | 70 | 12651 | Co-op | NOVA13072 | 9.22 | Solar |  |  | Interconnected | Savage | 55378 | 17 | 3 | Residential | Single Phase PV | 31536 | 2025 | 2025
20262-228448-01 | Minnesota Valley Electric Cooperative | 70 | 12651 | Co-op | NOVA13102 | 11.52 | Solar |  |  | Interconnected | Savage | 55378 | 88 | 1 | Residential | Single Phase PV | 70533 | 2025 | 2025
20262-228448-01 | Minnesota Valley Electric Cooperative | 70 | 12651 | Co-op | NOVA13105 | 36.3 | Solar |  |  | Interconnected | Montgomery | 56069 | 2 | 4 | Residential | Single Phase PV | 105187.5 | 2025 | 2025
20262-228448-01 | Minnesota Valley Electric Cooperative | 70 | 12651 | Co-op | NOVA13146 | 6.14 | Solar |  |  | Interconnected | Carver | 55315 | 5 | 4 | Residential | Single Phase PV | 26204 | 2025 | 2025
20262-228448-01 | Minnesota Valley Electric Cooperative | 70 | 12651 | Co-op | NOVA13194 | 9.6 | Solar |  |  | Withdrawn | Granite Falls | 56241 |  |  |  |  | 42293 | 2025
20262-228448-01 | Minnesota Valley Electric Cooperative | 70 | 12651 | Co-op | NOVA13203 | 10.75 | Solar |  | X | Interconnected | Savage | 55378 | 17 | 3 | Residential | Single Phase PV | 69043 | 2025 | 2025
20262-228448-01 | Minnesota Valley Electric Cooperative | 70 | 12651 | Co-op | NOVA13203-S | 23 | Storage |  |  | Interconnected | Savage | 55378 | 17 | 3 | Residential | Single Phase PV | 69043 | 2025 | 2025
20262-228448-01 | Minnesota Valley Electric Cooperative | 70 | 12651 | Co-op | NOVA13220 | 15.84 | Solar |  | X | Interconnected | Cleveland | 56017 | 25 | 2 | Residential | Single Phase PV | 31347 | 2025 | 2025
20262-228448-01 | Minnesota Valley Electric Cooperative | 70 | 12651 | Co-op | NOVA13266 | 37.16 | Solar |  |  | Interconnected | Prior Lake | 55372 | 11 | 1 | Residential | Single Phase PV | 95588.68 | 2025 | 2025
20262-228448-01 | Minnesota Valley Electric Cooperative | 70 | 12651 | Co-op | NOVA13272 | 8.42 | Solar |  |  | Interconnected | Prior Lake | 55372 | 88 | 44 | Residential | Single Phase PV | 33017.05 | 2025 | 2025
20262-228448-01 | Minnesota Valley Electric Cooperative | 70 | 12651 | Co-op | NOVA13316 | 6.91 | Solar |  |  | Interconnected | Carver | 55315 | 3 | 22 | Residential | Single Phase PV | 26724 | 2025 | 2025
20262-228448-01 | Minnesota Valley Electric Cooperative | 70 | 12651 | Co-op | NOVA13360 | 10.98 | Solar |  |  | Interconnected | Carver | 55315 | 3 | 22 | Residential | Single Phase PV | 37664 | 2025 | 2025
20262-228448-01 | Minnesota Valley Electric Cooperative | 70 | 12651 | Co-op | NOVA13373 | 13.91 | Solar |  |  | Active Application | Henderson | 56044 | 7 | 4 | Residential | Single Phase PV | 47155.6 | 2025
20262-228448-01 | Minnesota Valley Electric Cooperative | 70 | 12651 | Co-op | NOVA13404 | 15.36 | Solar |  |  | Active Application | Cologne | 55322 | 3 | 33 | Residential | Single Phase PV | 85000 | 2025
20262-228448-01 | Minnesota Valley Electric Cooperative | 70 | 12651 | Co-op | NOVA13440 | 31.47 | Solar |  | X | Interconnected | Prior Lake | 55044 | 19 | 4 | Residential | Single Phase PV | 145312 | 2025 | 2025
20262-228448-01 | Minnesota Valley Electric Cooperative | 70 | 12651 | Co-op | NOVA13448 | 7.6 | Solar |  |  | Active Application | Savage | 55378 | 17 | 4 | Residential | Single Phase PV | 45150 | 2025
20262-228448-01 | Minnesota Valley Electric Cooperative | 70 | 12651 | Co-op | NOVA13465 | 11.35 | Solar |  |  | Interconnected | Prior Lake | 55372 | 12 | 4 | Residential | Single Phase PV | 43750.39 | 2025 | 2025
20262-228448-01 | Minnesota Valley Electric Cooperative | 70 | 12651 | Co-op | NOVA13491 | 19.58 | Solar |  |  | Interconnected | Chaska | 55318 | 3 | 33 | Residential | Single Phase PV | 62773.75 | 2025 | 2025
20262-228448-01 | Minnesota Valley Electric Cooperative | 70 | 12651 | Co-op | NOVA13578 | 99.99 | Solar |  |  | Active Application | Prior Lake | 55427 | 216 | 3 | Residential | Three Phase PV | 267174 | 2025
20262-228448-01 | Minnesota Valley Electric Cooperative | 70 | 12651 | Co-op | NOVA13587 | 16.2 | Solar |  |  | Active Application | Lakeville | 55044 | 19 | 1 | Residential | Single Phase PV | 50000 | 2025
20262-228448-01 | Minnesota Valley Electric Cooperative | 70 | 12651 | Co-op | NOVA13599 | 7.6 | Solar |  |  | Withdrawn | Prior Lake | 55372 | 21 | 4 | Residential | Single Phase PV |  | 2025
20262-228448-01 | Minnesota Valley Electric Cooperative | 70 | 12651 | Co-op | NOVA13607 | 99.99 | Solar |  |  | Active Application | Prior Lake | 55372 | 216 | 3 | Residential | Three Phase PV | 274774 | 2025
20262-228448-01 | Minnesota Valley Electric Cooperative | 70 | 12651 | Co-op | NOVA13620 | 32.22 | Solar |  | X | Active Application | Elko New Market | 55020 | 19 | 3 | Residential | Single Phase Solar | 62520 | 2025
20262-228448-01 | Minnesota Valley Electric Cooperative | 70 | 12651 | Co-op | NOVA13679 | 24 | Solar |  |  | Active Application | Lakeville | 55044 | 19 | 4 | Residential | Single Phase PV | 30000 | 2025
20262-228448-01 | Minnesota Valley Electric Cooperative | 70 | 12651 | Co-op | NOVA13728 | 16.1 | Solar |  |  | Interconnected | Prior Lake |  | 216 | 22 | Residential | Single Phase PV | 53886 | 2025 | 2025
20262-228448-01 | Minnesota Valley Electric Cooperative | 70 | 12651 | Co-op | NOVA13754 | 5.58 | Solar |  |  | Active Application | Chanhassen | 55317 | 15 | 93 | Residential | Single Phase PV | 50165 | 2025
20262-228448-01 | Minnesota Valley Electric Cooperative | 70 | 12651 | Co-op | NOVA13774 | 10.25 | Solar |  |  | Interconnected | Carver | 55315 | 3 | 22 | Residential | Single Phase PV | 41310 | 2025 | 2025
20262-228448-01 | Minnesota Valley Electric Cooperative | 70 | 12651 | Co-op | NOVA13779 | 12.29 | Solar |  |  | Active Application | Belle Plaine | 56011 | 24 | 3 | Residential | Single Phase PV | 49318 | 2025
20262-228448-01 | Minnesota Valley Electric Cooperative | 70 | 12651 | Co-op | NOVA13789 | 11.14 | Solar |  |  | Active Application | Cologne | 55322 | 3 | 33 | Residential | Single Phase PV | 45460 | 2025
20262-228448-01 | Minnesota Valley Electric Cooperative | 70 | 12651 | Co-op | NOVA13791 | 16 | Solar |  | X | Active Application | Montgomery | 56069 | 1 | 3 | Residential | Single Phase PV | 76439 | 2025
20262-228448-01 | Minnesota Valley Electric Cooperative | 70 | 12651 | Co-op | NOVA13819 | 13.54 | Solar |  |  | Active Application | Lakeville | 55044 | 19 | 1 | Residential | Single Phase PV | 55875 | 2025
20262-228448-01 | Minnesota Valley Electric Cooperative | 70 | 12651 | Co-op | NOVA13829 | 9.98 | Solar |  |  | Active Application | Victoria | 55386 | 22 | 1 | Residential | Single Phase | 36846 | 2025
20262-228448-01 | Minnesota Valley Electric Cooperative | 70 | 12651 | Co-op | NOVA13833 | 16.47 | Solar |  |  | Interconnected | Elko New Market | 55020 | 11 | 2 | Residential | Single Phase PV | 64570 | 2025 | 2025
20262-228448-01 | Minnesota Valley Electric Cooperative | 70 | 12651 | Co-op | NOVA13843 | 34.2 | Solar |  | X | Interconnected | Prior Lake | 55372 | 216 | 3 | Residential | Single Phase PV | 42000 | 2025 | 2025
20262-228448-01 | Minnesota Valley Electric Cooperative | 70 | 12651 | Co-op | NOVA13852 | 8.56 | Solar |  |  | Interconnected | Savage | 55378 | 17 | 4 | Residential | Single Phase PV | 18644 | 2025 | 2025
20262-228448-01 | Minnesota Valley Electric Cooperative | 70 | 12651 | Co-op | NOVA13905 | 9.6 | Solar |  |  | Interconnected | Prior Lake | 55372 | 216 | 22 | Residential | Single Phase PV | 56406 | 2025 | 2025
20262-228448-01 | Minnesota Valley Electric Cooperative | 70 | 12651 | Co-op | NOVA13911 | 5.76 | Solar |  | X | Active Application | Prior Lake | 55372 | 12 | 1 | Residential | Single Phase PV | 35440.7 | 2025
20262-228448-01 | Minnesota Valley Electric Cooperative | 70 | 12651 | Co-op | NOVA13937 | 17.16 | Solar |  |  | Active Application | Prior Lake | 55372 | 11 | 1 | Residential | Single Phase Solar | 72292 | 2025
20262-228448-01 | Minnesota Valley Electric Cooperative | 70 | 12651 | Co-op | NOVA13950 | 10 | Solar |  |  | Active Application | Prior Lake | 55372 | 12 | 3 | Residential | Single Phase | 25000 | 2025
20262-228448-01 | Minnesota Valley Electric Cooperative | 70 | 12651 | Co-op | NOVA13955 | 30 | Solar |  |  | Active Application | Shakopee | 55379 | 5 | 1 | Residential | Single Phase Solar | 85000 | 2025
20262-228448-01 | Minnesota Valley Electric Cooperative | 70 | 12651 | Co-op | NOVA13982 | 11.71 | Solar |  |  | Active Application | Prior Lake | 55372 | 12 | 4 | Residential | Single Phase PV | 43770 | 2025
20262-228448-01 | Minnesota Valley Electric Cooperative | 70 | 12651 | Co-op | NOVA13995 | 9.15 | Solar |  | X | Active Application | Prior Lake | 55372 | 8 | 4 | Residential | Single Phase Solar | 51550 | 2025
20262-228448-01 | Minnesota Valley Electric Cooperative | 70 | 12651 | Co-op | NOVA14012 | 2.64 | Solar |  |  | Active Application | Carver | 55315 | 3 | 22 | Residential | Single Phase Solar | 15788 | 2025
20262-228448-01 | Minnesota Valley Electric Cooperative | 70 | 12651 | Co-op | NOVA14017 | 14.27 | Solar |  | X | Active Application | Jordan | 55352 | 5 | 3 | Residential | Single Phase | 88487 | 2025
20262-228448-01 | Minnesota Valley Electric Cooperative | 70 | 12651 | Co-op | NOVA14024 | 4.99 | Solar |  |  | Active Application | New Prague | 56071 | 1 | 4 | Residential | Single Phase | 22500 | 2025
20262-228448-01 | Minnesota Valley Electric Cooperative | 70 | 12651 | Co-op | NOVA14044 | 6.93 | Solar |  |  | Active Application | Savage | 55378 | 29 | 11 | Residential | Single Phase Solar | 33759 | 2025
20262-228448-01 | Minnesota Valley Electric Cooperative | 70 | 12651 | Co-op | NOVA14084 | 20.52 | Solar |  |  | Active Application | Prior Lake | 55379 | 16 | 4 | Residential | Single Phase Solar | 17064 | 2025
20261-227034-01 | MINNESOTA VALLEY COOPERATIVE LIGHT AND POWER ASSOCIATION | 22 | 40304 | Co-op | 11258 | 30 | Wind |  |  | Interconnected | Maynard | 56260 | Gluek | 4 | Residential |  |  | 2014 | 2014
20261-227034-01 | MINNESOTA VALLEY COOPERATIVE LIGHT AND POWER ASSOCIATION | 22 | 40304 | Co-op | 15004 | 15 | Solar |  |  | Interconnected | Dawson | 56232 | Riverside | 2 | Residential |  |  | 2014 | 2014
20261-227034-01 | MINNESOTA VALLEY COOPERATIVE LIGHT AND POWER ASSOCIATION | 22 | 40304 | Co-op | 25375 | 10.71 | Solar |  |  | Interconnected | Hanley Falls | 56245 | Lisbon | 2 | Residential |  |  | 2010 | 2010
20261-227034-01 | MINNESOTA VALLEY COOPERATIVE LIGHT AND POWER ASSOCIATION | 22 | 40304 | Co-op | 14755 | 18.32 | Solar |  |  | Interconnected | Sacred Heart | 56285 | Asbury | 2 | Residential |  |  | 2016 | 2016
20261-227034-01 | MINNESOTA VALLEY COOPERATIVE LIGHT AND POWER ASSOCIATION | 22 | 40304 | Co-op | 10752 | 35 | Wind |  |  | Interconnected | Granite Falls | 56241 | Asbury | 2 | Residential |  |  | 2005 | 2005
20261-227034-01 | MINNESOTA VALLEY COOPERATIVE LIGHT AND POWER ASSOCIATION | 22 | 40304 | Co-op | 22883 | 6.44 | Solar |  |  | Interconnected | Granite Falls | 56241 | Chapman | 3 | Residential |  |  | 2010 | 2010
20261-227034-01 | MINNESOTA VALLEY COOPERATIVE LIGHT AND POWER ASSOCIATION | 22 | 40304 | Co-op | 22883 | 2.4 | Wind |  |  | Interconnected | Granite Falls | 56241 | Chapman | 3 | Residential |  |  | 2010 | 2010
20261-227034-01 | MINNESOTA VALLEY COOPERATIVE LIGHT AND POWER ASSOCIATION | 22 | 40304 | Co-op | 21735 | 35 | Wind |  |  | Interconnected | Vesta | 56292 | Echo | 3 | Residential |  |  | 2007 | 2007
20261-227034-01 | MINNESOTA VALLEY COOPERATIVE LIGHT AND POWER ASSOCIATION | 22 | 40304 | Co-op | 23499 | 7.72 | Solar |  |  | Interconnected | Bellingham | 56212 | Madison | 1 | Residential |  |  | 2017 | 2017
20261-227034-01 | MINNESOTA VALLEY COOPERATIVE LIGHT AND POWER ASSOCIATION | 22 | 40304 | Co-op | 20931 | 9.75 | Solar |  |  | Interconnected | Montevideo | 56265 | Lisbon | 1 | Residential |  |  | 2017 | 2017
20261-227034-01 | MINNESOTA VALLEY COOPERATIVE LIGHT AND POWER ASSOCIATION | 22 | 40304 | Co-op | 15255 | 35 | Wind |  |  | Interconnected | Madison | 56256 | Madison | 6 | Residential |  |  | 1992 | 1992
20261-227034-01 | MINNESOTA VALLEY COOPERATIVE LIGHT AND POWER ASSOCIATION | 22 | 40304 | Co-op | 13857 | 10 | Wind |  |  | Interconnected | Boyd | 56218 | Watson | 3 | Residential |  |  | 2013 | 2013
20261-227034-01 | MINNESOTA VALLEY COOPERATIVE LIGHT AND POWER ASSOCIATION | 22 | 40304 | Co-op | 20568 | 39.9 | Wind |  |  | Interconnected | Canby | 56220 | Garfield | 3 | Residential |  |  | 2010 | 2010
20261-227034-01 | MINNESOTA VALLEY COOPERATIVE LIGHT AND POWER ASSOCIATION | 22 | 40304 | Co-op | 17012 | 15 | Solar |  |  | Interconnected | Boyd | 56218 | Riverside | 2 | Residential |  |  | 2015 | 2015
20261-227034-01 | MINNESOTA VALLEY COOPERATIVE LIGHT AND POWER ASSOCIATION | 22 | 40304 | Co-op | 24801 | 19.8 | Solar |  |  | Interconnected | Clarkfield | 56223 | Lisbon | 4 | Residential |  |  | 2015 | 2015
20261-227034-01 | MINNESOTA VALLEY COOPERATIVE LIGHT AND POWER ASSOCIATION | 22 | 40304 | Co-op | 23152 | 39.44 | Solar |  |  | Interconnected | Kerkhoven | 56252 | Gluek | 2 | Residential |  |  | 2016 | 2016
20261-227034-01 | MINNESOTA VALLEY COOPERATIVE LIGHT AND POWER ASSOCIATION | 22 | 40304 | Co-op | 25130 | 7.62 | Solar |  |  | Interconnected | Montevideo | 56265 | Rosen | 3 | Residential |  |  | 2018 | 2018
20261-227034-01 | MINNESOTA VALLEY COOPERATIVE LIGHT AND POWER ASSOCIATION | 22 | 40304 | Co-op | 19946 | 20.3 | Solar |  |  | Interconnected | Granite Falls | 56241 | Chapman | 3 | Residential |  |  | 2018 | 2018
20261-227034-01 | MINNESOTA VALLEY COOPERATIVE LIGHT AND POWER ASSOCIATION | 22 | 40304 | Co-op | 19547 | 10.08 | Solar |  |  | Interconnected | Madison | 56256 | Canby | 1 | Residential |  |  | 2018 | 2019
20261-227034-01 | MINNESOTA VALLEY COOPERATIVE LIGHT AND POWER ASSOCIATION | 22 | 40304 | Co-op | 19412 | 8.64 | Solar |  |  | Interconnected | Boyd | 56218 | Minneota | 1 | Residential |  |  | 2019 | 2019
20261-227034-01 | MINNESOTA VALLEY COOPERATIVE LIGHT AND POWER ASSOCIATION | 22 | 40304 | Co-op | 25691 | 7.44 | Solar |  |  | Interconnected | Hazel Run | 56241 | Woodlake | 1 | Residential |  |  | 2019 | 2019
20261-227034-01 | MINNESOTA VALLEY COOPERATIVE LIGHT AND POWER ASSOCIATION | 22 | 40304 | Co-op | 19970 | 16.12 | Solar |  |  | Interconnected | Hazel Run | 56245 | Woodlake | 2 | Residential |  |  | 2019 | 2019
20261-227034-01 | MINNESOTA VALLEY COOPERATIVE LIGHT AND POWER ASSOCIATION | 22 | 40304 | Co-op | 25279 | 15.17 | Solar |  |  | Interconnected | Dawson | 56232 | Watson | 4 | Residential |  |  | 2019 | 2020
20261-227034-01 | MINNESOTA VALLEY COOPERATIVE LIGHT AND POWER ASSOCIATION | 22 | 40304 | Co-op | 23499 | 7.6 | Solar |  |  | Interconnected | Bellingham | 56212 | Madison | 1 | Residential |  |  | 2021 | 2021
20261-227034-01 | MINNESOTA VALLEY COOPERATIVE LIGHT AND POWER ASSOCIATION | 22 | 40304 | Co-op | 20536 | 9.24 | Solar |  |  | Interconnected | Montevideo | 56265 | Lisbon | 4 | Residential |  |  | 2021 | 2021
20261-227034-01 | MINNESOTA VALLEY COOPERATIVE LIGHT AND POWER ASSOCIATION | 22 | 40304 | Co-op | 21897 | 9.24 | Solar |  |  | Interconnected | Montevideo | 56265 | Watson | 3 | Residential |  |  | 2021 | 2021
20261-227034-01 | MINNESOTA VALLEY COOPERATIVE LIGHT AND POWER ASSOCIATION | 22 | 40304 | Co-op | 16804 | 10 | Solar |  |  | Interconnected | Dawson | 56232 | Watson | 4 | Residential |  |  | 2021 | 2021
20261-227034-01 | MINNESOTA VALLEY COOPERATIVE LIGHT AND POWER ASSOCIATION | 22 | 40304 | Co-op | 24226 | 7.6 | Solar |  |  | Interconnected | Madison | 56256 | Garfield | 2 | Residential |  |  | 2022 | 2022
20261-227034-01 | MINNESOTA VALLEY COOPERATIVE LIGHT AND POWER ASSOCIATION | 22 | 40304 | Co-op | 21735 | 35 | Solar |  |  | Interconnected | Vesta | 56292 | Echo | 3 | Residential |  |  | 2022 | 2022
20261-227034-01 | MINNESOTA VALLEY COOPERATIVE LIGHT AND POWER ASSOCIATION | 22 | 40304 | Co-op | 19332 | 19.72 | Solar |  |  | Interconnected | Maynard | 56260 | Asbury | 1 | Residential |  |  | 2022 | 2022
20261-227034-01 | MINNESOTA VALLEY COOPERATIVE LIGHT AND POWER ASSOCIATION | 22 | 40304 | Co-op | 20890 | 38.28 | Solar |  |  | Interconnected | Hanley Falls | 56245 | Woodlake | 1 | Residential |  |  | 2022 | 2022
20261-227034-01 | MINNESOTA VALLEY COOPERATIVE LIGHT AND POWER ASSOCIATION | 22 | 40304 | Co-op | 18184 | 38.4 | Solar |  |  | Interconnected | Clarkfield | 56223 | Minneota | 1 | Residential |  |  | 2023 | 2023
20261-227034-01 | MINNESOTA VALLEY COOPERATIVE LIGHT AND POWER ASSOCIATION | 22 | 40304 | Co-op | 18687 | 7.6 | Solar |  |  | Interconnected | Clarkfield | 56223 | Minneota | 2 | Residential |  |  | 2023 | 2023
20261-227034-01 | MINNESOTA VALLEY COOPERATIVE LIGHT AND POWER ASSOCIATION | 22 | 40304 | Co-op | 14360 | 15.2 | Solar |  |  | Interconnected | Madison | 56256 | Garfield | 2 | Residential |  |  | 2023 | 2023
20261-227034-01 | MINNESOTA VALLEY COOPERATIVE LIGHT AND POWER ASSOCIATION | 22 | 40304 | Co-op | 23102 | 10 | Solar |  |  | Interconnected | Dawson | 56232 | Watson | 4 | Residential |  |  | 2023 | 2023
20261-227034-01 | MINNESOTA VALLEY COOPERATIVE LIGHT AND POWER ASSOCIATION | 22 | 40304 | Co-op | 17330 | 38.4 | Solar |  |  | Interconnected | Minneota | 56264 | Minneota | 3 | Residential |  |  | 2023 | 2023
20261-227034-01 | MINNESOTA VALLEY COOPERATIVE LIGHT AND POWER ASSOCIATION | 22 | 40304 | Co-op | 26520 | 14 | Solar |  |  | Interconnected | Wood Lake | 56297 | Woodlake | 2 | Residential |  |  | 2023 | 2023
20261-227034-01 | MINNESOTA VALLEY COOPERATIVE LIGHT AND POWER ASSOCIATION | 22 | 40304 | Co-op | 13455 | 37.1 | Solar |  |  | Interconnected | Madison | 56256 | Madison | 4 | Residential |  |  | 2024 | 2024
20261-227034-01 | MINNESOTA VALLEY COOPERATIVE LIGHT AND POWER ASSOCIATION | 22 | 40304 | Co-op | 10752 | 15.3 | Solar |  |  | Interconnected | Granite Falls | 56241 | Chapman | 3 | Residential |  |  | 2024 | 2024
20261-227034-01 | MINNESOTA VALLEY COOPERATIVE LIGHT AND POWER ASSOCIATION | 22 | 40304 | Co-op | 14000 | 21.4 | Solar |  |  | Interconnected | Madison | 56256 | Madison | 2 | Residential |  |  | 2024 | 2024
20261-227034-01 | MINNESOTA VALLEY COOPERATIVE LIGHT AND POWER ASSOCIATION | 22 | 40304 | Co-op | 22546 | 18.5 | Solar |  |  | Interconnected | Montevideo | 56265 | Lisbon | 1 | Residential |  |  | 2024 | 2024
20261-227034-01 | MINNESOTA VALLEY COOPERATIVE LIGHT AND POWER ASSOCIATION | 22 | 40304 | Co-op | 14095 | 7.5 | Solar |  |  | Interconnected | Madison | 56256 | Madison | 4 | Residential |  |  | 2024 | 2024
20261-227034-01 | MINNESOTA VALLEY COOPERATIVE LIGHT AND POWER ASSOCIATION | 22 | 40304 | Co-op | 23283 | 15 | Solar |  |  | Interconnected | Minneota | 56264 | Minneota | 3 | Residential |  |  | 2025 | 2025
20261-227034-01 | MINNESOTA VALLEY COOPERATIVE LIGHT AND POWER ASSOCIATION | 22 | 40304 | Co-op | 22973 | 9.6 | Solar |  |  | Interconnected | Granite Falls | 56241 | Chapman | 3 | Residential |  |  | 2025 | 2025
20261-227034-01 | MINNESOTA VALLEY COOPERATIVE LIGHT AND POWER ASSOCIATION | 22 | 40304 | Co-op | 21697 | 13.9 | Solar |  |  | Interconnected | Appleton | 56208 | Madison | 2 | Residential |  |  | 2025 | 2025
20261-227034-01 | MINNESOTA VALLEY COOPERATIVE LIGHT AND POWER ASSOCIATION | 22 | 40304 | Co-op | 17321 | 3.48 | Solar |  |  | Interconnected | Madison | 56256 | Madison | 2 | Residential |  |  | 2025 | 2025
20261-227038-01 | Moorhead Public Service | 81 | 12894 | Muni | DG-001 | 0.432 | Solar |  |  | Interconnected | Moorhead | 56560 | Southeast | 18 | Commercial | Capture The Energy |  | 2012 | 2012
20261-227038-01 | Moorhead Public Service | 81 | 12894 | Muni | DG-002 | 2.82 | Solar |  |  | Interconnected | Moorhead | 56560 | Southeast | 16 | Residential | Capture The Energy | 12000 | 2014 | 2015
20261-227038-01 | Moorhead Public Service | 81 | 12894 | Muni | DG-003 | 6.05 | Solar |  |  | Interconnected | Moorhead | 56560 | Southeast | 20 | Residential | Capture The Energy | 16000 | 2015 | 2015
20261-227038-01 | Moorhead Public Service | 81 | 12894 | Muni | DG-004 | 40 | Solar |  |  | Interconnected | Moorhead | 56560 | Northeast | 23 | Utility |  | 87900 | 2015 | 2015
20261-227038-01 | Moorhead Public Service | 81 | 12894 | Muni | DG-005 | 20 | Solar |  |  | Interconnected | Moorhead | 56561 | Northeast | 23 | Utility |  | 71012 | 2016 | 2016
20261-227038-01 | Moorhead Public Service | 81 | 12894 | Muni | DG-006 | 80 | Solar |  |  | Interconnected | Moorhead | 56562 | Northeast | 23 | Utility |  | 163238 | 2017 | 2017
20261-227038-01 | Moorhead Public Service | 81 | 12894 | Muni | DG-007 | 20 | Solar |  |  | Interconnected | Moorhead | 56563 | Northeast | 23 | Utility |  | 66876 | 2018 | 2018
20261-227038-01 | Moorhead Public Service | 81 | 12894 | Muni | DG-008 | 20 | Solar |  |  | Interconnected | Moorhead | 56560 | Northeast | 23 | Utility |  | 54896 | 2019 | 2019
20261-227038-01 | Moorhead Public Service | 81 | 12894 | Muni | DG-009 | 10.56 | Solar |  |  | Interconnected | Moorhead | 56560 | Northeast | 23 | Utility |  | 40000 | 2011 | 2011
20261-227038-01 | Moorhead Public Service | 81 | 12894 | Muni | DG-010 | 2.16 | Solar |  |  | Interconnected | Moorhead | 56560 | Centennial | 36 | Commercial |  |  | 2015 | 2015
20261-227038-01 | Moorhead Public Service | 81 | 12894 | Muni | DG-011 | 6.3 | Solar |  |  | Interconnected | Moorhead | 56560 | Brookdale | Express TB1 | Residential |  |  | 2016 | 2016
20261-227038-01 | Moorhead Public Service | 81 | 12894 | Muni | DG-012 | 23 | Solar |  |  | Interconnected | Moorhead | 56560 | Centennial | 36 | Commercial |  | 123000 | 2017 | 2017
20261-227038-01 | Moorhead Public Service | 81 | 12894 | Muni | DG-013 | 10 | Solar |  |  | Interconnected | Moorhead | 56560 | Southeast | 18 | Residential |  | 18000 | 2018 | 2018
20261-227038-01 | Moorhead Public Service | 81 | 12894 | Muni | DG-014 | 5.7 | Solar |  |  | Interconnected | Moorhead | 56560 | Southeast | 15 | Residential |  |  | 2019 | 2019
20261-227038-01 | Moorhead Public Service | 81 | 12894 | Muni | DG-015 | 5.5 | Solar |  |  | Interconnected | Moorhead | 56560 | Southeast | 15 | Residential |  |  | 2019 | 2019
20261-227038-01 | Moorhead Public Service | 81 | 12894 | Muni | DG-016 | 750 | Wind |  |  | Interconnected | Moorhead | 56560 | Northeast | 23 | Utility | Federal and State | 750000 | 1998 | 1999
20261-227038-01 | Moorhead Public Service | 81 | 12894 | Muni | DG-017 | 750 | Wind |  |  | Interconnected | Moorhead | 56560 | Northeast | 23 | Utility | Federal and State | 750000 | 2001 | 2002
20261-227038-01 | Moorhead Public Service | 81 | 12894 | Muni | DG-005 | 20 | Solar |  |  | Interconnected | Moorhead | 56560 | Northeast | 23 | Utility |  | 60000 | 2016 | 2016
20261-227038-01 | Moorhead Public Service | 81 | 12894 | Muni | DG-006 | 80 | Solar |  |  | Interconnected | Moorhead | 56560 | Northeast | 23 | Utility |  | 240000 | 2017 | 2017
20261-227038-01 | Moorhead Public Service | 81 | 12894 | Muni | DG-007 | 20 | Solar |  |  | Interconnected | Moorhead | 56560 | Northeast | 23 | Utility |  | 60000 | 2018 | 2018
20261-227038-01 | Moorhead Public Service | 81 | 12894 | Muni | DG-008 | 20 | Solar |  |  | Interconnected | Moorhead | 56560 | Northeast | 23 | Utility |  | 60000 | 2019 | 2019
20261-227038-01 | Moorhead Public Service | 81 | 12894 | Muni | DG-018 | 7.54 | Solar |  |  | Interconnected | Moorhead | 56560 | Southeast | 20 | Residential |  |  | 2020 | 2020
20261-227038-01 | Moorhead Public Service | 81 | 12894 | Muni | DG-019 | 15.95 | Solar |  |  | Interconnected | Moorhead | 56560 | Southeast | 16 | Residential |  | 68961 | 2021 | 2021
20261-227038-01 | Moorhead Public Service | 81 | 12894 | Muni | DG-020 | 8.96 | Solar |  |  | Interconnected | Moorhead | 56560 | Centennial | 36 | Residential |  | 32253.71 | 2021 | 2021
20261-227038-01 | Moorhead Public Service | 81 | 12894 | Muni | DG-021 | 6.96 | Solar |  |  | Interconnected | Moorhead | 56560 | Southeast | 19 | Residential |  | 27834 | 2021 | 2021
20261-227038-01 | Moorhead Public Service | 81 | 12894 | Muni | DG-022 | 3.8 | Solar |  |  | Interconnected | Moorhead | 56560 | Brookdale | Express TB1 | Residential |  | 25682 | 2021 | 2022
20261-227038-01 | Moorhead Public Service | 81 | 12894 | Muni | DG-023 | 8.4 | Solar |  |  | Interconnected | Moorhead | 56560 | Northeast | 25 | Residential |  | 25500 | 2022 | 2022
20261-227038-01 | Moorhead Public Service | 81 | 12894 | Muni | DG-024 | 4.46 | Solar |  |  | Interconnected | Moorhead | 56560 | Southeast | 16 | Residential |  | 21232 | 2022
20261-227038-01 | Moorhead Public Service | 81 | 12894 | Muni | DG-025 | 7.2 | Solar |  |  | Interconnected | Moorhead | 56560 | Brookdale | Express TB1 | Residential |  | 22500 | 2022 | 2022
20261-227038-01 | Moorhead Public Service | 81 | 12894 | Muni | DG-026 | 7.6 | Solar |  |  | Interconnected | Moorhead | 56560 | Northeast | 24 | Residential |  | 45847 | 2022 | 2023
20261-227038-01 | Moorhead Public Service | 81 | 12894 | Muni | DG-027 | 10.8 | Solar |  |  | Interconnected | Moorhead | 56560 | Southeast | 20 | Residential |  | 33342.24 | 2023 | 2023
20261-227038-01 | Moorhead Public Service | 81 | 12894 | Muni | DG-028 | 180 | Solar |  |  | Interconnected | Moorhead | 56560 | Northeast | 25 | Industrial |  | 485026.39 | 2023 | 2023
20261-227038-01 | Moorhead Public Service | 81 | 12894 | Muni | DG-029 | 4.5 | Solar |  |  | Withdrawn | Moorhead | 56560 | Brookdale | Express TB1 | Residential |  | 32613.89 | 2023
20261-227038-01 | Moorhead Public Service | 81 | 12894 | Muni | DG-030 | 4.35 | Solar |  |  | Interconnected | Moorhead | 56560 | Brookdale | 3 | Residential |  | 20950 | 2023 | 2023
20261-227038-01 | Moorhead Public Service | 81 | 12894 | Muni | DG-031 | 11.52 | Solar |  |  | Interconnected | Moorhead | 56560 | Northeast | 22 | Residential |  | 42422 | 2023 | 2023
20261-227038-01 | Moorhead Public Service | 81 | 12894 | Muni | DG-032 | 39.9 | Solar |  |  | Interconnected | Moorhead | 56560 | Centennial | 18 | Commercial | Solar for Schools | 162000 | 2023 | 2023
20261-227038-01 | Moorhead Public Service | 81 | 12894 | Muni | DG-033 | 39.9 | Solar |  |  | Interconnected | Moorhead | 56560 | Oppo | 56 | Commercial | Solar for Schools | 162000 | 2023 | 2023
20261-227038-01 | Moorhead Public Service | 81 | 12894 | Muni | DG-034 | 29.4 | Solar |  |  | Interconnected | Moorhead | 56560 | Northeast | 24 | Residential |  | 68890 | 2023 | 2024
20261-227038-01 | Moorhead Public Service | 81 | 12894 | Muni | DG-035 | 11.66 | Solar |  |  | Interconnected | Moorhead | 56560 | Northeast | 27 | Residential |  | 53360.24 | 2024 | 2024
20261-227038-01 | Moorhead Public Service | 81 | 12894 | Muni | DG-036 | 5.76 | Solar |  |  | Interconnected | Moorhead | 56560 | Southeast | 19 | Residential |  | 14112 | 2024 | 2024
20261-227038-01 | Moorhead Public Service | 81 | 12894 | Muni | DG-037 | 39.9 | Solar |  |  | Interconnected | Moorhead | 56560 | Oppo | 56 | Commercial | Solar for Schools | 162500 | 2024 | 2024
20261-227038-01 | Moorhead Public Service | 81 | 12894 | Muni | DG-038 | 39.9 | Solar |  |  | Interconnected | Moorhead | 56560 | Southeast | 17 | Commercial | Solar for Schools | 162500 | 2024 | 2024
20261-227038-01 | Moorhead Public Service | 81 | 12894 | Muni | DG-039 | 39.9 | Solar |  |  | Interconnected | Moorhead | 56560 | Centennial | 39 | Commercial | Solar for Schools | 162500 | 2024 | 2024
20261-227038-01 | Moorhead Public Service | 81 | 12894 | Muni | DG-040 | 39.9 | Solar |  |  | Interconnected | Moorhead | 56560 | Oppo | 56 | Commercial | Solar for Schools | 162500 | 2024 | 2024
20261-227038-01 | Moorhead Public Service | 81 | 12894 | Muni | DG-041 | 39.9 | Solar |  |  | Interconnected | Moorhead | 56560 | Southeast | 20 | Commercial | Solar for Schools | 162500 | 2024 | 2024
20261-227038-01 | Moorhead Public Service | 81 | 12894 | Muni | DG-042 | 5.76 | Solar |  |  | Interconnected | Moorhead | 56560 | Northeast | 25 | Residential |  | 19164.09 | 2024 | 2024
20261-227038-01 | Moorhead Public Service | 81 | 12894 | Muni | DG-043 | 38.4 | Solar |  |  | Interconnected | Moorhead | 56560 | Centennial | 34 | Commercial |  | 113464 | 2024 | 2024
20261-227038-01 | Moorhead Public Service | 81 | 12894 | Muni | DG-044 | 38.4 | Solar |  |  | Interconnected | Moorhead | 56560 | Centennial | 18 | Commercial |  | 95000 | 2024 | 2024
20261-227038-01 | Moorhead Public Service | 81 | 12894 | Muni | DG-045 | 8.45 | Solar |  |  | Interconnected | Moorhead | 56560 | Centennial | 38 | Residential |  | 44000 | 2024 | 2024
20261-227038-01 | Moorhead Public Service | 81 | 12894 | Muni | DG-046 | 9.98 | Solar |  |  | Interconnected | Moorhead | 56560 | Northeast | 27 | Residential |  | 25120.15 | 2024 | 2024
20261-227038-01 | Moorhead Public Service | 81 | 12894 | Muni | DG-047 | 3.48 | Solar |  |  | Active Application | Moorhead | 56560 | Centennial | 19 | Residential |  | 9983 | 2024
20261-227038-01 | Moorhead Public Service | 81 | 12894 | Muni | DG-048 | 8.45 | Solar |  |  | Active Application | Moorhead | 56560 | Centennial | 20 | Residential |  | 14000 | 2024
20261-227038-01 | Moorhead Public Service | 81 | 12894 | Muni | DG-049 | 5.76 | Solar |  |  | Interconnected | Moorhead | 56560 | Oppo | 56 | Residential |  | 20500 | 2025 | 2025
20261-227038-01 | Moorhead Public Service | 81 | 12894 | Muni | DG-050 | 8.32 | Solar |  |  | Interconnected | Moorhead | 56560 | Southeast | 20 | Residential |  | 24115 | 2025 | 2025
20261-227038-01 | Moorhead Public Service | 81 | 12894 | Muni | DG-051 | 3.6 | Solar |  |  | Interconnected | Moorhead | 56560 | Centennial | 36 | Residential |  | 13912.5 | 2025 | 2025
20261-227038-01 | Moorhead Public Service | 81 | 12894 | Muni | DG-052 | 11.14 | Solar |  |  | Interconnected | Moorhead | 56560 | Southeast | 20 | Residential |  | 38280 | 2025 | 2025
20261-227038-01 | Moorhead Public Service | 81 | 12894 | Muni | DG-053 | 11.97 | Solar |  |  | Interconnected | Moorhead | 56560 | Brookdale | 11 | Residential |  | 32615 | 2025 | 2025
20261-227038-01 | Moorhead Public Service | 81 | 12894 | Muni | DG-054 | 11.4 | Solar |  |  | Interconnected | Moorhead | 56560 | Centennial | 33 | Commercial |  | 40439 | 2025 | 2025
20261-227038-01 | Moorhead Public Service | 81 | 12894 | Muni | DG-055 | 8.82 | Solar |  |  | Interconnected | Moorhead | 56560 | Centennial | 36 | Residential |  | 25970 | 2025 | 2025
20263-229211-01 | Moose Lake Water & Light Commission | 72 | 12897 | Muni | 01-00003800-00-4 | 3.8 | Solar |  | X | Interconnected | Moose Lake | 55767 | North Sub | N52-F1 | Residential |  | 30650 | 2019 | 2019
20263-229211-01 | Moose Lake Water & Light Commission | 72 | 12897 | Muni | 01-00071427-00-2 | 6.5 | Solar |  |  | Interconnected | Moose Lake | 55767 | South Sub | S52-F3 | Residential |  |  | 2016 | 2016
20263-229211-01 | Moose Lake Water & Light Commission | 72 | 12897 | Muni | 01-00071440-00-1 | 2.9 | Solar |  |  | Interconnected | Moose Lake | 55767 | South Sub | S52-F3 | Residential |  | 12016 | 2020 | 2020
20263-229211-01 | Moose Lake Water & Light Commission | 72 | 12897 | Muni | 01-00500000-00-9 | 12.9 | Solar |  |  | Interconnected | Moose Lake | 55767 | North Sub | N52-F2 | Residential |  |  | 2020 | 2020
20263-229211-01 | Moose Lake Water & Light Commission | 72 | 12897 | Muni | 02-00000661-00-3 | 37.5 | Solar |  |  | Interconnected | Moose Lake | 55767 | South Sub | S52-F3 | Commercial |  | 114080 | 2022 | 2022
20262-228333-01 | Mora Municipal Utilities | 73 | 12900 | Muni | 05_Res1 | 15 | Solar |  |  | Interconnected | Mora | 55051 | Mora PP Sub | NW Feeder | Residential |  |  | 2005 | 2005
20262-228333-01 | Mora Municipal Utilities | 73 | 12900 | Muni | 21_Comm1 | 20 | Solar |  |  | Interconnected | Mora | 55051 | Mora PP Sub | W Feeder | Commercial |  | 39000
20262-228333-01 | Mora Municipal Utilities | 73 | 12900 | Muni | 21_Comm2 | 19.99 | Solar |  |  | Interconnected | Mora | 55051 | Mora PP Sub | W Feeder | Commercial |  | 52000 | 2021 | 2021
20262-228333-01 | Mora Municipal Utilities | 73 | 12900 | Muni | 22_Res1 | 16 | Solar |  |  | Interconnected | Mora | 55051 | Mora PP Sub | SE Feeder | Residential |  | 68421.05 | 2022 | 2022
20262-228333-01 | Mora Municipal Utilities | 73 | 12900 | Muni | 22_Res2 | 12.5 | Solar |  |  | Interconnected | Mora | 55051 | Mora PP Sub | NW Feeder | Residential |  | 43000 | 2022 | 2023
20262-228333-01 | Mora Municipal Utilities | 73 | 12900 | Muni | 22_Comm2 | 39.9 | Solar |  |  | Interconnected | Mora | 55051 | Mora PP Sub | NE Feeder | Commercial |  | 162000 | 2022 | 2023
20262-228333-01 | Mora Municipal Utilities | 73 | 12900 | Muni | 22_Comm3 | 39.9 | Solar |  |  | Interconnected | Mora | 55051 | Mora PP Sub | NE Feeder | Commercial |  | 174640 | 2022 | 2023
20262-228333-01 | Mora Municipal Utilities | 73 | 12900 | Muni | 23_Res1 | 3.8 | Solar |  |  | Interconnected | Mora | 55051 | Mora Ind Sub | Industrial Feeder | Residential |  | 21524.23 | 2023 | 2023
20262-228333-01 | Mora Municipal Utilities | 73 | 12900 | Muni | 23_Res2 | 4.725 | Solar |  |  | Interconnected | Mora | 55051 | Mora PP Sub | W Feeder | Residential |  | 23748 | 2023 | 2023
20262-228333-01 | Mora Municipal Utilities | 73 | 12900 | Muni | 22_Comm1 | 30 | Solar |  |  | Interconnected | Mora | 55051 | Mora PP Sub | W Feeder | Commercial |  | 85000 | 2022 | 2024
20262-228333-01 | Mora Municipal Utilities | 73 | 12900 | Muni | 24-Comm1 | 999 | Solar |  |  | Interconnected | Mora | 55051 | Mora 65 Sub | Industrial Feeder | Commercial |  | 2732000 | 2024 | 2025
20262-228333-01 | Mora Municipal Utilities | 73 | 12900 | Muni | 24_Res1 | 7.6 | Solar |  |  | Interconnected | Mora | 55051 | Mora PP Sub | W Feeder | Residential |  | 42000 | 2024 | 2025
20262-228333-01 | Mora Municipal Utilities | 73 | 12900 | Muni | 24_Comm2 | 11.2 | Solar |  |  | Interconnected | Mora | 55051 | Mora PP Sub | SW Feeder | Commercial |  | 45014 | 2024 | 2024
20262-228333-01 | Mora Municipal Utilities | 73 | 12900 | Muni | 24_Res2 | 9.746 | Solar |  |  | Interconnected | Mora | 55051 | Mora PP Sub | Industrial Feeder | Residential |  | 40849.08 | 2025 | 2025
20262-228333-01 | Mora Municipal Utilities | 73 | 12900 | Muni | 25_Res | 15.2 | Solar |  |  | Interconnected | Mora | 55051 | Mora PP Sub | NW Feeder | Residential |  | 52250 | 2025 | 2025
20261-227250-01 | Mountain Lake Municipal Utilities | 152 | 13048 | Muni | NOVA5631 | 4.61 | Solar |  |  | Interconnected | Mountain Lake | 56159 | Mountain Lake | City Feeder 6 | Residential |  | 28286 | 2022 | 2022
20261-227250-01 | Mountain Lake Municipal Utilities | 152 | 13048 | Muni | NOVA7161 | 6.14 | Solar |  |  | Interconnected | Mountain Lake | 56159 | Mountain Lake | City Feeder 7 | Residential |  | 32980 | 2023 | 2023
20261-227250-01 | Mountain Lake Municipal Utilities | 152 | 13048 | Muni | NOVA12611 | 5.76 | Solar |  |  | Interconnected | Mountain Lake | 56159 | Mountain Lake | City Feeder 6 | Residential |  | 30480 | 2025 | 2025
20263-228961-01 | Nashwauk Public Utilities | 75 | 13219 | Muni | 09-24-246 | 14.976 | Solar |  |  | Interconnected | Nashwauk | 55769 | Nashwauk | Nashwauk | Residential |  |  | 2024 | 2024
20263-228961-01 | Nashwauk Public Utilities | 75 | 13219 | Muni | 10-24-430 | 14.592 | Solar |  |  | Interconnected | Nashwauk | 55769 | Nashwauk | Nashwauk | Residential |  |  | 2024 | 2024
20262-228316-01 | BPU | 30 | 1753 | Muni | S-01-22 | 20.6 | Solar |  |  | Interconnected | Biwabik | 55708 | Biwabik | 317 | Commercial |  |  | 2022 | 2022
20261-227573-01 | New Prague Utilities | 131 | 13480 | Muni | 08-000910-05 | 5.94 | Solar |  |  | Interconnected | New Prague | 56071 | Plant | P5 | Residential |  |  | 2018 | 2018
20261-227573-01 | New Prague Utilities | 131 | 13480 | Muni | 08-005060-06 | 3.84 | Solar |  |  | Interconnected | New Prague | 56071 | Plant | P5 | Residential |  |  | 2018 | 2018
20261-227573-01 | New Prague Utilities | 131 | 13480 | Muni | 10-002540-02 | 11.02 | Solar |  |  | Interconnected | New Prague | 56071 | Plant | P9 | Residential |  |  | 2023 | 2023
20261-227573-01 | New Prague Utilities | 131 | 13480 | Muni | 06-000700-07 | 9.86 | Solar |  |  | Interconnected | New Prague | 56071 | Plant | P1 | Residential |  |  | 2023 | 2024
20261-227573-01 | New Prague Utilities | 131 | 13480 | Muni | 05-000140-04 | 9.6 | Solar |  |  | Interconnected | New Prague | 56071 | Plant | W5 | Residential |  |  | 2024 | 2024
20261-227573-01 | New Prague Utilities | 131 | 13480 | Muni | 02-002368-01 | 5.584 | Solar |  |  | Interconnected | New Prague | 56071 | Plant | W3 | Residential |  |  | 2024 | 2024
20261-227573-01 | New Prague Utilities | 131 | 13480 | Muni | 08-001465-03 | 5.12 | Solar |  |  | Active Application | New Prague | 56071 | plant | P5 | Residential |  |  | 2025
20261-227573-01 | New Prague Utilities | 131 | 13480 | Muni | 08-001641-01 | 8.96 | Solar |  |  | Interconnected | New Prague | 56071 | plant | P5 | Residential |  |  | 2025 | 2025
20261-227573-01 | New Prague Utilities | 131 | 13480 | Muni | 11-000760-03 | 5.12 | Solar |  |  | Interconnected | New Prague | 56071 | plant | P9 | Residential |  |  | 2025 | 2025
20261-227573-01 | New Prague Utilities | 131 | 13480 | Muni | 10-001240-02 | 12.16 | Solar |  |  | Interconnected | New Prague | 56071 | plant | P9 | Residential |  |  | 2025 | 2025
20261-227573-01 | New Prague Utilities | 131 | 13480 | Muni | 09-000480-00 | 7.04 | Solar |  |  | Interconnected | New Prague | 56071 | plant | P8 | Residential |  |  | 2025 | 2025
20261-227573-01 | New Prague Utilities | 131 | 13480 | Muni | 08-010019-00 | 3.8 | Solar |  |  | Interconnected | New Prague | 56071 | Plant | P5 | Residential |  |  | 2024 | 2025
20261-227573-01 | New Prague Utilities | 131 | 13480 | Muni | 11-001720-01 | 9.6 | Solar |  |  | Interconnected | New Prague | 56071 | Plant | P9 | Residential |  |  | 2025 | 2025
20261-227573-01 | New Prague Utilities | 131 | 13480 | Muni | 04-000980-00 | 6.08 | Solar |  |  | Interconnected | New Prague | 56071 | Plant | P8 | Residential |  |  | 2024 | 2025
20261-227573-01 | New Prague Utilities | 131 | 13480 | Muni | 10-003240-04 | 6 | Solar |  |  | Withdrawn | New Prague | 56071 | Plant |  | Residential |  |  | 2021
20261-227573-01 | New Prague Utilities | 131 | 13480 | Muni | 02-002377-04 | 10.3 | Solar |  |  | Active Application | New Prague | 56071 | Plant |  | Residential |  |  | 2025
20261-227253-01 | New Ulm Public Utilities | 76 | 13488 | Muni | 1 | 1 | Solar |  |  | Decommissioned | New Ulm | 56073 |  |  | Commercial | Utility Rebate |  | 2005 | 2006 | 2018
20261-227253-01 | New Ulm Public Utilities | 76 | 13488 | Muni | NOVA2 | 22.2 | Solar |  |  | Interconnected | New Ulm | 56073 | 3 | 332N | Commercial | Utility Rebate | 150000 | 2011 | 2011
20261-227253-01 | New Ulm Public Utilities | 76 | 13488 | Muni | NOVA3 | 3.36 | Solar |  |  | Interconnected | New Ulm | 56073 | 4 | 431W | Residential | Utility Rebate | 26800 | 2011 | 2011
20261-227253-01 | New Ulm Public Utilities | 76 | 13488 | Muni | NOVA4 | 1.72 | Solar |  |  | Interconnected | New Ulm | 56073 | 2 | 233S | Commercial | Utility Rebate | 5760 | 2014 | 2014
20261-227253-01 | New Ulm Public Utilities | 76 | 13488 | Muni | NOVA5 | 1.72 | Solar |  |  | Interconnected | New Ulm | 56073 | 2 | 233S | Commercial | Utility Rebate | 2420 | 2016 | 2016
20261-227253-01 | New Ulm Public Utilities | 76 | 13488 | Muni | NOVA6 | 36 | Solar |  |  | Interconnected | New Ulm | 56073 | 5 | 531W | Commercial | Utility Rebate | 156000 | 2015 | 2015
20261-227253-01 | New Ulm Public Utilities | 76 | 13488 | Muni | NOVA7 | 10 | Solar |  |  | Interconnected | New Ulm | 56073 | 3 | 331WC2 | Residential |  | 16781 | 2016 | 2016
20261-227253-01 | New Ulm Public Utilities | 76 | 13488 | Muni | NOVA8 | 10.75 | Solar |  |  | Interconnected | New Ulm | 56073 | 5 | 531W | Commercial | Utility Rebate | 34166 | 2014 | 2014
20261-227253-01 | New Ulm Public Utilities | 76 | 13488 | Muni | NOVA9 | 7.74 | Solar |  |  | Interconnected | New Ulm | 56073 | 5 | 531W | Commercial |  | 2500 | 2016 | 2016
20261-227253-01 | New Ulm Public Utilities | 76 | 13488 | Muni | NOVA10 | 5 | Solar |  |  | Interconnected | New Ulm | 56073 | 3 | 331WC2 | Residential | Utility Rebate |  | 2016 | 2016
20261-227253-01 | New Ulm Public Utilities | 76 | 13488 | Muni | NOVA11 | 15.2 | Solar |  | X | Interconnected | New Ulm | 56073 | 5 | 531W | Residential | Utility Rebate | 48000 | 2016 | 2016
20261-227253-01 | New Ulm Public Utilities | 76 | 13488 | Muni | 12 | 5.76 | Solar |  |  | Interconnected | New Ulm | 56073 | 4 | 431E | Residential | Utility Rebate |  | 2017 | 2017
20261-227253-01 | New Ulm Public Utilities | 76 | 13488 | Muni | NOVA13 | 10 | Solar |  |  | Interconnected | New Ulm | 56073 | 5 | 531W | Commercial | Utilty Ed. Grant | 23240 | 2018 | 2019
20261-227253-01 | New Ulm Public Utilities | 76 | 13488 | Muni | NOVA14 | 7.83 | Solar |  |  | Interconnected | New Ulm | 56073 | 4 | 431N | Residential |  | 38222 | 2019 | 2019
20261-227253-01 | New Ulm Public Utilities | 76 | 13488 | Muni | NOVA4274 | 4.06 | Solar |  |  | Interconnected | New Ulm | 56073 | 3 | 331WC2 | Residential |  | 17055.36 | 2021 | 2021
20261-227253-01 | New Ulm Public Utilities | 76 | 13488 | Muni | NOVA5174 | 2.79 | Solar |  |  | Interconnected | New Ulm | 56073 | 5 | 531S | Residential |  | 18984 | 2021 | 2021
20261-227253-01 | New Ulm Public Utilities | 76 | 13488 | Muni | NOVA4605 | 39.99 | Solar |  |  | Interconnected | New Ulm | 56073 | 5 | 531W | Commercial |  | 92500 | 2021 | 2023
20261-227253-01 | New Ulm Public Utilities | 76 | 13488 | Muni | NOVA6074 | 6.59 | Solar |  |  | Interconnected | New Ulm | 56073 | North Side | East | Residential |  | 30876 | 2022 | 2022
20261-227253-01 | New Ulm Public Utilities | 76 | 13488 | Muni | NOVA6114 | 10 | Solar |  |  | Interconnected | New Ulm | 56073 | South Side | N | Residential |  | 45057 | 2022 | 2022
20261-227253-01 | New Ulm Public Utilities | 76 | 13488 | Muni | NOVA6362 | 1.05 | Solar |  |  | Interconnected | New Ulm | 56073 | North Side | East | Residential |  | 7460 | 2022 | 2023
20261-227253-01 | New Ulm Public Utilities | 76 | 13488 | Muni | NOVA6510 | 7.08 | Solar |  |  | Interconnected | New Ulm | 56073 | North Side | S | Residential |  | 42638 | 2022 | 2022
20261-227253-01 | New Ulm Public Utilities | 76 | 13488 | Muni | NOVA7420 | 9.57 | Solar |  |  | Interconnected | New Ulm | 56073 | South Side | W | Residential |  | 24000 | 2023 | 2023
20261-227253-01 | New Ulm Public Utilities | 76 | 13488 | Muni | NOVA7514 | 5 | Solar |  |  | Interconnected | New Ulm | 56073 | South Side | N | Residential |  | 24068 | 2023 | 2023
20261-227253-01 | New Ulm Public Utilities | 76 | 13488 | Muni | NOVA7613 | 16 | Solar |  |  | Interconnected | New Ulm | 56073 | South Side | W | Residential |  | 82000 | 2023 | 2023
20261-227253-01 | New Ulm Public Utilities | 76 | 13488 | Muni | NOVA7750 | 15.2 | Solar |  |  | Interconnected | New Ulm | 56073 | South Side | W | Residential |  | 45000 | 2023 | 2023
20261-227253-01 | New Ulm Public Utilities | 76 | 13488 | Muni | NOVA8261 | 12.6 | Solar |  | X | Withdrawn | New Ulm | 56073 | South Side | W | Residential |  | 67500 | 2023
20261-227253-01 | New Ulm Public Utilities | 76 | 13488 | Muni | NOVA8269 | 9.6 | Solar |  |  | Interconnected | New Ulm | 56073 | North Side | S | Residential |  | 31449 | 2023 | 2023
20261-227253-01 | New Ulm Public Utilities | 76 | 13488 | Muni | NOVA8295 | 4.48 | Solar |  |  | Interconnected | New Ulm | 56073 | North Side | West | Residential |  | 24844 | 2023 | 2023
20261-227253-01 | New Ulm Public Utilities | 76 | 13488 | Muni | NOVA8311 | 13.44 | Solar |  |  | Interconnected | New Ulm | 56073 | South Side | W | Residential |  | 30870 | 2023 | 2023
20261-227253-01 | New Ulm Public Utilities | 76 | 13488 | Muni | NOVA8479 | 11.14 | Solar |  |  | Interconnected | New Ulm | 56073 | Power Plant | West Center Fdr-2 | Residential |  | 25000 | 2023 | 2023
20261-227253-01 | New Ulm Public Utilities | 76 | 13488 | Muni | NOVA8935 | 7.08 | Solar |  |  | Interconnected | New Ulm | 56073 | Power Plant | West Center Fdr-2 | Residential |  | 25707 | 2023 | 2024
20261-227253-01 | New Ulm Public Utilities | 76 | 13488 | Muni | NOVA10222 | 6.08 | Solar |  |  | Interconnected | New Ulm | 56073 | South Side | E | Residential |  | 30000 | 2024 | 2024
20261-227253-01 | New Ulm Public Utilities | 76 | 13488 | Muni | NOVA10247 | 6.4 | Solar |  |  | Interconnected | S German St | 56073 | South Side | E | Residential |  | 26730 | 2024 | 2024
20261-227253-01 | New Ulm Public Utilities | 76 | 13488 | Muni | NOVA10248 | 7.36 | Solar |  |  | Interconnected | New Ulm | 56073 | South Side | E | Residential |  | 30739.5 | 2024 | 2024
20261-227253-01 | New Ulm Public Utilities | 76 | 13488 | Muni | NOVA10249 | 7.36 | Solar |  |  | Interconnected | New Ulm | 56073 | South Side | E | Residential |  | 30273.75 | 2024 | 2024
20261-227253-01 | New Ulm Public Utilities | 76 | 13488 | Muni | NOVA10250 | 5.12 | Solar |  |  | Interconnected | New Ulm | 56073 | North Side | East | Residential |  | 21168 | 2024 | 2024
20261-227253-01 | New Ulm Public Utilities | 76 | 13488 | Muni | NOVA10251 | 9.28 | Solar |  |  | Interconnected | New Ulm | 56073 | North Side | East | Residential |  | 40144 | 2024 | 2024
20261-227253-01 | New Ulm Public Utilities | 76 | 13488 | Muni | NOVA10252 | 39.68 | Solar |  |  | Withdrawn | New Ulm | 56037 | Center Street | Downtown | Commercial |  | 142155 | 2024
20261-227253-01 | New Ulm Public Utilities | 76 | 13488 | Muni | NOVA11946 | 50 | Solar |  |  | Interconnected | New Ulm | 56037 | Center Street | Downtown | Commercial |  | 1e+05 | 2024 | 2024
20261-227253-01 | New Ulm Public Utilities | 76 | 13488 | Muni | NOVA13008 | 14.79 | Solar |  | X | Interconnected | New Ulm | 56073 | South Side | N | Residential |  | 29844 | 2025 | 2025
20261-227253-01 | New Ulm Public Utilities | 76 | 13488 | Muni | NOVA13188 | 524 | Solar |  |  | Withdrawn | New Ulm | 56073 | North Side | West | Commercial |  | 1e+05 | 2025
20262-227725-01 | Nobles Cooperative Electric | 148 | 13684 | Co-op | 23090.02 | 39.9 | Wind |  |  | Interconnected | Lismore | 56155 | 7 | #4 | Residential
20262-227725-01 | Nobles Cooperative Electric | 148 | 13684 | Co-op | 13746.01 | 10 | Wind |  |  | Decommissioned | Brewster | 56119 | 13 | #4 | Residential |  |  |  |  | 2019
20262-227725-01 | Nobles Cooperative Electric | 148 | 13684 | Co-op | 23675 | 10 | Wind |  |  | Interconnected | Wilmont | 56185 | 12 | #2 | Residential
20262-227725-01 | Nobles Cooperative Electric | 148 | 13684 | Co-op | 14999 | 1 | Wind |  |  | Interconnected | Worthington | 56187 | 9 | #4 | Residential
20262-227725-01 | Nobles Cooperative Electric | 148 | 13684 | Co-op | 19044 | 39.95 | Solar |  |  | Interconnected | Edgerton | 56128 | 7 | #1 | Residential
20262-227725-01 | Nobles Cooperative Electric | 148 | 13684 | Co-op | 19044.03 | 39.95 | Solar |  |  | Interconnected | Edgerton | 56128 | 7 | #1 | Residential
20262-227725-01 | Nobles Cooperative Electric | 148 | 13684 | Co-op | 14784 | 10 | Wind |  |  | Interconnected | Avoca | 56114 | 8 | #2 | Residential |  |  |  |  | 2024
20262-227725-01 | Nobles Cooperative Electric | 148 | 13684 | Co-op | 17942 | 10 | Wind |  |  | Interconnected | Iona | 56141 | 8 | #1 | Residential
20262-227725-01 | Nobles Cooperative Electric | 148 | 13684 | Co-op | 19768 | 8 | Solar |  |  | Interconnected | Lake Wilson | 56151 | 6 | #1 | Residential
20262-227725-01 | Nobles Cooperative Electric | 148 | 13684 | Co-op | 24167 | 20 | Solar |  |  | Interconnected | Slayton | 56172 | 3 | #4 | Residential
20262-227725-01 | Nobles Cooperative Electric | 148 | 13684 | Co-op | 24444 | 10 | Solar |  |  | Interconnected | Brewster | 56119 | 5 | #3 | Residential
20262-227725-01 | Nobles Cooperative Electric | 148 | 13684 | Co-op | 60970 | 10 | Solar |  |  | Interconnected | Dundee | 56131 | 15 | #1 | Residential
20262-227725-01 | Nobles Cooperative Electric | 148 | 13684 | Co-op | 16767 | 15 | Solar |  |  | Interconnected | Westbrook | 56183 | 3 | #2 | Residential
20262-227725-01 | Nobles Cooperative Electric | 148 | 13684 | Co-op | 25403 | 38 | Solar |  |  | Interconnected | Avoca | 56114 | 3 | Fdr2 | Residential |  | 95000 |  | 2019
20262-227725-01 | Nobles Cooperative Electric | 148 | 13684 | Co-op | 24180 | 22.8 | Solar |  |  | Interconnected | Worthington | 56187 | 9 | Fdr3 | Residential |  | 79750 | 2018 | 2019
20262-227725-01 | Nobles Cooperative Electric | 148 | 13684 | Co-op | 26576 | 36 | Solar |  |  | Interconnected | Avoca | 56114 | 3 | Fdr2 | Residential |  | 95000 | 2020 | 2020
20262-227725-01 | Nobles Cooperative Electric | 148 | 13684 | Co-op | 24539 | 120 | Wind |  |  | Interconnected | Hadley | 56151 | 6 | Fdr1 | Residential |  |  | 2019 | 2020
20262-227725-01 | Nobles Cooperative Electric | 148 | 13684 | Co-op | 26733 | 36 | Solar |  |  | Interconnected | Lake Wilson | 56151 | 6 | Fdr1 | Residential |  | 230865 | 2020 | 2021
20262-227725-01 | Nobles Cooperative Electric | 148 | 13684 | Co-op | NOVA2188 | 11.4 | Solar |  |  | Interconnected | Westbrook | 56183 | 3 | Fdr2 | Residential |  | 38000 | 2019 | 2019
20262-227725-01 | Nobles Cooperative Electric | 148 | 13684 | Co-op | NOVA2247 | 25 | Solar |  |  | Interconnected | Avoca | 56114 | 3 | Fdr2 | Residential |  | 103950 | 2019 | 2020
20262-227725-01 | Nobles Cooperative Electric | 148 | 13684 | Co-op | NOVA2992 | 36 | Solar |  |  | Interconnected | Avoca | 56114 | 3 | Fdr2 | Residential |  | 89000 | 2020 | 2020
20262-227725-01 | Nobles Cooperative Electric | 148 | 13684 | Co-op | NOVA3723 | 36 | Solar |  |  | Interconnected | Lake Wilson | 56151 | 6 | Fdr1 | Residential |  | 230865 | 2020 | 2021
20262-227725-01 | Nobles Cooperative Electric | 148 | 13684 | Co-op | NOVA4787 | 39 | Solar |  |  | Interconnected | Edgerton | 56128 | 7 | Fdr1 | Commercial |  | 1e+05 | 2021 | 2022
20262-227725-01 | Nobles Cooperative Electric | 148 | 13684 | Co-op | NOVA4972 | 39 | Solar |  |  | Interconnected | Chandler | 56122 | 7 | Fdr1 | Residential |  | 1e+05 | 2021 | 2022
20262-227725-01 | Nobles Cooperative Electric | 148 | 13684 | Co-op | NOVA4973 | 38 | Solar |  |  | Interconnected | Chandler | 56122 | 7 | Fdr1 | Residential |  | 1e+05 | 2021 | 2022
20262-227725-01 | Nobles Cooperative Electric | 148 | 13684 | Co-op | NOVA5283 | 36 | Solar |  |  | Interconnected | Lismore | 56155 | 7 | Fdr2 | Commercial |  | 222740 | 2021 | 2022
20262-227725-01 | Nobles Cooperative Electric | 148 | 13684 | Co-op | NOVA5284 | 36 | Solar |  |  | Interconnected | Lismore | 56155 | 7 | Fdr2 | Residential |  | 222740 | 2022 | 2022
20262-227725-01 | Nobles Cooperative Electric | 148 | 13684 | Co-op | NOVA5328 | 39.98 | Solar |  |  | Interconnected | Worthington | 56187 | 9 | Fdr3 | Residential |  | 100740 | 2021 | 2022
20262-227725-01 | Nobles Cooperative Electric | 148 | 13684 | Co-op | NOVA5371 | 38.4 | Solar |  |  | Interconnected | Rushmore | 56168 | 10 | Fdr3 | Commercial |  | 85000 | 2021 | 2023
20262-227725-01 | Nobles Cooperative Electric | 148 | 13684 | Co-op | NOVA5419 | 69 | Solar |  |  | Withdrawn | Lake Wilson | 56151 | 6 | Fdr1 | Commercial |  | 148000 | 2021
20262-227725-01 | Nobles Cooperative Electric | 148 | 13684 | Co-op | NOVA5917 | 15 | Solar |  |  | Interconnected | Bigelow | 56117 | 10 | Fdr4 | Residential |  | 35000 | 2022 | 2022
20262-227725-01 | Nobles Cooperative Electric | 148 | 13684 | Co-op | NOVA6282 | 36 | Solar |  |  | Interconnected | Lismore | 56155 | 7 | Fdr2 | Commercial |  | 252870 | 2022 | 2022
20262-227725-01 | Nobles Cooperative Electric | 148 | 13684 | Co-op | NOVA6414 | 39.2 | Solar |  |  | Interconnected | Lismore | 56155 | 7 | Fdr1 | Commercial |  | 119360 | 2022 | 2022
20262-227725-01 | Nobles Cooperative Electric | 148 | 13684 | Co-op | NOVA6908 | 38.5 | Solar |  |  | Interconnected | Rushmore | 56168 | 10 | Fdr3 | Commercial |  | 85000 | 2023 | 2023
20262-227725-01 | Nobles Cooperative Electric | 148 | 13684 | Co-op | NOVA6909 | 38.4 | Solar |  |  | Interconnected | Rushmore | 56168 | 10 | Fdr3 | Commercial |  | 85000 | 2023 | 2023
20262-227725-01 | Nobles Cooperative Electric | 148 | 13684 | Co-op | NOVA8057 | 39.2 | Solar |  |  | Interconnected | Lismore | 56155 | 7 | Fdr2 | Commercial |  | 132000 | 2023 | 2023
20262-227725-01 | Nobles Cooperative Electric | 148 | 13684 | Co-op | NOVA8104 | 5.8 | Solar |  |  | Withdrawn | Wilmont | 56185 | 17 | Fdr1 | Residential |  | 49000 | 2023
20262-227725-01 | Nobles Cooperative Electric | 148 | 13684 | Co-op | NOVA8107 | 39.2 | Solar |  |  | Interconnected | Worthington |  | 5 | Fdr1 | Commercial |  | 123868 | 2023 | 2023
20262-227725-01 | Nobles Cooperative Electric | 148 | 13684 | Co-op | NOVA8286 | 22.8 | Solar |  |  | Interconnected | Slayton | 56172 | 3 | Fdr4 | Commercial |  | 164700 | 2023 | 2023
20262-227725-01 | Nobles Cooperative Electric | 148 | 13684 | Co-op | NOVA8365 | 38 | Solar |  |  | Interconnected | Lake Wilson | 56151 | 6 | Fdr1 | Residential |  | 105352 | 2023 | 2023
20262-227725-01 | Nobles Cooperative Electric | 148 | 13684 | Co-op | NOVA8612 | 5.8 | Solar |  |  | Interconnected | Wilmont | 56185 | 17 | Fdr1 | Residential |  | 50000 | 2023 | 2024
20262-227725-01 | Nobles Cooperative Electric | 148 | 13684 | Co-op | NOVA8862 | 7.68 | Solar |  |  | Interconnected | Garvin | 56132 | 11 | Fdr4 | Residential |  | 22229 | 2024 | 2024
20262-227725-01 | Nobles Cooperative Electric | 148 | 13684 | Co-op | NOVA9062 | 38.5 | Solar |  |  | Interconnected | Adrian | 56110 | 10 | Fdr4 | Residential |  | 183000 | 2024 | 2024
20262-227725-01 | Nobles Cooperative Electric | 148 | 13684 | Co-op | NOVA9099 | 10.08 | Solar |  |  | Interconnected | Tracy | 56175 | 11 | Fdr2 | Residential |  | 53000 | 2024 | 2024
20262-227725-01 | Nobles Cooperative Electric | 148 | 13684 | Co-op | NOVA9111 | 8.19 | Solar |  |  | Withdrawn | Magnolia | 56158 | 7 | Fdr4 | Residential |  | 28456 | 2024
20262-227725-01 | Nobles Cooperative Electric | 148 | 13684 | Co-op | NOVA9191 | 10.37 | Solar |  |  | Interconnected | Fulda | 56131 | 5 | Fdr2 | Residential |  | 34620.55 | 2024 | 2024
20262-227725-01 | Nobles Cooperative Electric | 148 | 13684 | Co-op | NOVA10785 | 25 | Wind |  |  | Active Application | Woodstock | 56186 | 6 | Fdr1 | Residential |  | 2e+05 | 2024
20262-227725-01 | Nobles Cooperative Electric | 148 | 13684 | Co-op | NOVA12016 | 3.8 | Solar |  |  | Interconnected | Slayton | 56172 | 11 | Fdr2 | Residential |  | 21000 | 2024 | 2025
20262-227725-01 | Nobles Cooperative Electric | 148 | 13684 | Co-op | NOVA12104 | 15 | Solar |  |  | Withdrawn | Kenneth |  | 7 | Fdr1 | Residential |  | 60000 | 2024
20262-227725-01 | Nobles Cooperative Electric | 148 | 13684 | Co-op | NOVA12393 | 35.74 | Solar |  | X | Withdrawn | Slayton | 56172 | 8 | Fdr3 | Residential |  | 175000 | 2024
20262-227725-01 | Nobles Cooperative Electric | 148 | 13684 | Co-op | NOVA12421 | 38.9 | Solar |  |  | Interconnected | Slayton | 56172 | 8 | Fdr2 | Commercial |  | 148901 | 2024 | 2025
20262-227725-01 | Nobles Cooperative Electric | 148 | 13684 | Co-op | NOVA12496 | 15 | Solar |  | X | Interconnected | Kenneth | 56147 | 7 | Fdr1 | Residential |  | 76000 | 2025 | 2025
20262-227725-01 | Nobles Cooperative Electric | 148 | 13684 | Co-op | NOVA12498 | 36.89 | Solar |  | X | Interconnected | Slayton | 56172 | 8 | Fdr3 | Residential |  | 175000 | 2025 | 2025
20262-227725-01 | Nobles Cooperative Electric | 148 | 13684 | Co-op | NOVA12877 | 18 | Solar |  |  | Active Application | Lismore | 56155 | 7 | Fdr1 | Residential |  | 9000 | 2025
20262-227725-01 | Nobles Cooperative Electric | 148 | 13684 | Co-op | NOVA13293 | 9.6 | Solar |  |  | Withdrawn | Round Lake | 56167 | 9 | Fdr3 | Residential |  | 67394 | 2025
20262-227725-01 | Nobles Cooperative Electric | 148 | 13684 | Co-op | NOVA13743 | 19.2 | Solar |  |  | Active Application | Round Lake | 56167 | 9 | Fdr3 | Residential |  | 67394 | 2025
20262-228680-01 | North Itasca Electric Cooperative Inc. | 79 | 13700 | Co-op | NOVA12410 | 10.75 | Solar |  |  | Interconnected | Bigfork | 56628 | 3 | F1 | Residential |  | 58000 | 2024 | 2025
20262-228680-01 | North Itasca Electric Cooperative Inc. | 79 | 13700 | Co-op | NOVANIECI01 | 9.71 | Solar |  |  | Interconnected | Max | 56659 | 1 | F1 | Residential |  | 18236 | 2024 | 2024
20262-228680-01 | North Itasca Electric Cooperative Inc. | 79 | 13700 | Co-op | NOVANIECI02 | 15.36 | Solar |  |  | Interconnected | Bigfork | 56628 | 3 | F1 | Residential |  | 50000 | 2023 | 2023
20262-228680-01 | North Itasca Electric Cooperative Inc. | 79 | 13700 | Co-op | NOVANIECI03 | 8.41 | Solar |  |  | Interconnected | Deer River | 56636 | 2 | F1 | Residential |  | 47000 | 2022 | 2024
20262-228680-01 | North Itasca Electric Cooperative Inc. | 79 | 13700 | Co-op | NOVANIECI04 | 18 | Solar |  |  | Interconnected | Talmoon | 56637 | 2 | F1 | Residential |  | 57816 | 2022 | 2022
20262-228680-01 | North Itasca Electric Cooperative Inc. | 79 | 13700 | Co-op | NOVANIECI05 | 2.8 | Solar |  |  | Interconnected | Bigfork | 56628 | 3 | F1 | Residential |  |  | 2011 | 2011
20262-228680-01 | North Itasca Electric Cooperative Inc. | 79 | 13700 | Co-op | NOVANIECI07 | 10.22 | Solar |  | X | Interconnected | Bigfork | 56628 | 5 | F1 | Residential |  |  | 2021 | 2021
20262-228680-01 | North Itasca Electric Cooperative Inc. | 79 | 13700 | Co-op | NOVANIECI08 | 9.07 | Solar |  |  | Interconnected | Marcell | 56657 | 5 | F1 | Residential |  |  | 2020 | 2020
20262-228680-01 | North Itasca Electric Cooperative Inc. | 79 | 13700 | Co-op | NOVANIECI08 | 5 | Solar |  |  | Interconnected | Bigfork | 56628 | 5 | F1 | Residential |  |  | 2019 | 2019
20262-228680-01 | North Itasca Electric Cooperative Inc. | 79 | 13700 | Co-op | NOVANIECI10 | 5.94 | Solar |  |  | Interconnected | Max | 56659 | 1 | F1 | Residential |  |  | 2019 | 2019
20262-228680-01 | North Itasca Electric Cooperative Inc. | 79 | 13700 | Co-op | NOVANIECI11 | 3.72 | Solar |  |  | Interconnected | Bigfork | 56628 | 3 | F1 | Residential |  |  | 2016 | 2016
20262-228680-01 | North Itasca Electric Cooperative Inc. | 79 | 13700 | Co-op | NOVANIECI12 | 3.36 | Solar |  |  | Interconnected | Marcell | 56657 | 5 |  | Residential |  | 17201 | 2019 | 2024
20262-228680-01 | North Itasca Electric Cooperative Inc. | 79 | 13700 | Co-op | NOVANIECI13 | 3.78 | Solar |  |  | Interconnected | Marcell | 56657 | 2 | F1 | Residential |  | 18728 | 2019 | 2019
20262-228680-01 | North Itasca Electric Cooperative Inc. | 79 | 13700 | Co-op | NOVANIECI14 | 3.9 | Solar |  |  | Interconnected | Marcell | 56657 | 2 | F1 | Residential |  | 21192 | 2022 | 2022
20262-228680-01 | North Itasca Electric Cooperative Inc. | 79 | 13700 | Co-op | NOVANIECI15 | 36 | Solar |  |  | Interconnected | Mizpah | 56660 | NH | F1 | Residential |  | 255500 | 2022 | 2022
20262-228680-01 | North Itasca Electric Cooperative Inc. | 79 | 13700 | Co-op | NOVANIECI16 | 27.6 | Solar |  |  | Interconnected | Deer River | 56636 | 2 | F1 | Residential |  | 90616 | 2021 | 2021
20262-228680-01 | North Itasca Electric Cooperative Inc. | 79 | 13700 | Co-op | NOVANIECI17 | 16.24 | Solar |  |  | Interconnected | Mizpah | 56660 | NH | F1 | Residential |  | 75000 | 2022 | 2022
20262-228680-01 | North Itasca Electric Cooperative Inc. | 79 | 13700 | Co-op | NOVA12183 | 12.6 | Solar |  |  | Withdrawn | Talmoon | 56637 | 2 | F1 | Residential |  | 4500 | 2025
20262-228680-01 | North Itasca Electric Cooperative Inc. | 79 | 13700 | Co-op | NOVA13339 | 20.13 | Solar |  |  | Interconnected | Marcell | 56657 | 2 | F1 | Residential |  |  | 2025 | 2025
20261-227570-01 | NORTH STAR ELECTRIC COOPERATIVE INC. | 83 | 13731 | Co-op | 2525 | 39 | Wind |  |  | Interconnected | Williams | 56686 | 1 | 1 | Residential |  | 68000 |  | 2008
20261-227570-01 | NORTH STAR ELECTRIC COOPERATIVE INC. | 83 | 13731 | Co-op | 2519 | 2 | Solar |  |  | Interconnected | Ray | 56669 | 2 | 2 | Residential |  | 14000 |  | 2011
20261-227570-01 | NORTH STAR ELECTRIC COOPERATIVE INC. | 83 | 13731 | Co-op | 3519 | 6 | Solar |  |  | Interconnected | Birchdale | 56623 | 3 | 3 | Residential |  | 24000 |  | 2011
20261-227570-01 | NORTH STAR ELECTRIC COOPERATIVE INC. | 83 | 13731 | Co-op | NSEC Site | 4.92 | Solar |  |  | Interconnected | Baudette | 56623 | 3 | 3 | Residential |  | 22000 |  | 2014
20261-227570-01 | NORTH STAR ELECTRIC COOPERATIVE INC. | 83 | 13731 | Co-op | 0306 | 15.2 | Solar |  |  | Interconnected | Baudette | 56623 | 3 | 3 | Commercial |  | 33852 | 2019 | 2019
20261-227570-01 | NORTH STAR ELECTRIC COOPERATIVE INC. | 83 | 13731 | Co-op | 20301 | 2.9 | Solar |  |  | Interconnected | Kabetogama | 56669 | 7 | 1 | Residential |  | 12810 | 2020 | 2020
20261-227570-01 | NORTH STAR ELECTRIC COOPERATIVE INC. | 83 | 13731 | Co-op | NOVA4175 | 11.4 | Solar |  |  | Interconnected | Williams | 56686 | 10 | 1 | Residential |  | 68000 | 2021 | 2023
20261-227570-01 | NORTH STAR ELECTRIC COOPERATIVE INC. | 83 | 13731 | Co-op | NOVA4681 | 38 | Solar |  |  | Interconnected | Big Falls | 56627 | 6 | 3 | Commercial |  | 126500 | 2021 | 2023
20261-227570-01 | NORTH STAR ELECTRIC COOPERATIVE INC. | 83 | 13731 | Co-op | NOVA5252 | 15.2 | Solar |  |  | Withdrawn | Baudette | 56623 | 8 | 4 | Residential |  | 22800 | 2021
20261-227570-01 | NORTH STAR ELECTRIC COOPERATIVE INC. | 83 | 13731 | Co-op | NOVA6684 | 22.04 | Solar |  |  | Interconnected | Baudette | 56623 | 10 | 2 | Residential |  | 45600 | 2022 | 2023
20261-227570-01 | NORTH STAR ELECTRIC COOPERATIVE INC. | 83 | 13731 | Co-op | NOVA6892 | 29 | Solar |  |  | Interconnected | Baudette | 56623 | 10 | 2 | Residential |  | 60000 | 2022 | 2025
20261-227570-01 | NORTH STAR ELECTRIC COOPERATIVE INC. | 83 | 13731 | Co-op | NOVA7955 | 14.72 | Solar |  |  | Interconnected | Littlefork | 56653 | 4 | 5 | Residential |  | 56864 | 2023 | 2023
20261-227570-01 | NORTH STAR ELECTRIC COOPERATIVE INC. | 83 | 13731 | Co-op | NOVA8520 | 4.23 | Solar |  |  | Interconnected | Kabetogama | 56669 | 7 | 1 | Residential |  | 11389 | 2023 | 2023
20261-227570-01 | NORTH STAR ELECTRIC COOPERATIVE INC. | 83 | 13731 | Co-op | NOVA8929 | 38.4 | Solar |  |  | Active Application | Warroad | 56763 | 3 | 2 | Residential |  | 140000 | 2024
20261-227570-01 | NORTH STAR ELECTRIC COOPERATIVE INC. | 83 | 13731 | Co-op | NOVA10654 | 11.4 | Solar |  | X | Interconnected | Williams | 56686 | 2 | 1 | Residential |  | 14000 | 2024 | 2024
20261-227570-01 | NORTH STAR ELECTRIC COOPERATIVE INC. | 83 | 13731 | Co-op | NOVA10654-S | 5 | Storage |  |  | Interconnected | Williams | 56686 | 2 | 1 | Residential |  | 14000 | 2024 | 2024
20261-227570-01 | NORTH STAR ELECTRIC COOPERATIVE INC. | 83 | 13731 | Co-op | NOVA10821 | 15.74 | Solar |  |  | Interconnected | International Falls | 56649 | 5 | 4 | Residential |  | 77053.57 | 2024 | 2024
20261-227570-01 | NORTH STAR ELECTRIC COOPERATIVE INC. | 83 | 13731 | Co-op | NOVA11843 | 13.82 | Solar |  |  | Withdrawn | Roosevelt | 56673 | 11 | 1 | Residential |  | 56400 | 2024
20261-227570-01 | NORTH STAR ELECTRIC COOPERATIVE INC. | 83 | 13731 | Co-op | NOVA12673 | 18.56 | Solar |  |  | Interconnected | Littlefork | 56653 | 4 | 5 | Residential |  | 12000 | 2025 | 2025
20261-227570-01 | NORTH STAR ELECTRIC COOPERATIVE INC. | 83 | 13731 | Co-op | NOVA12740 | 9.22 | Solar |  |  | Interconnected | Baudette | 56623 | 1 | 1 | Residential |  | 37082 | 2025 | 2025
20261-227570-01 | NORTH STAR ELECTRIC COOPERATIVE INC. | 83 | 13731 | Co-op | NOVA12850 | 37.7 | Solar |  |  | Interconnected | Williams | 56686 | 2 | 4 | Residential |  | 129900 | 2025 | 2025
20261-227570-01 | NORTH STAR ELECTRIC COOPERATIVE INC. | 83 | 13731 | Co-op | NOVA12861 | 15.36 | Solar |  |  | Interconnected | International Falls | 56649 | 5 | 3 | Residential |  | 52360 | 2025 | 2025
20261-227570-01 | NORTH STAR ELECTRIC COOPERATIVE INC. | 83 | 13731 | Co-op | NOVA13249 | 21.5 | Solar |  |  | Interconnected | Littlefork | 56653 | 4 | 2 | Residential |  | 85800 | 2025 | 2025
20261-227570-01 | NORTH STAR ELECTRIC COOPERATIVE INC. | 83 | 13731 | Co-op | NOVA13814 | 15.36 | Solar |  | X | Active Application | International Falls | 56649 | 5 | 1 | Residential |  | 71754 | 2025
20261-227570-01 | NORTH STAR ELECTRIC COOPERATIVE INC. | 83 | 13731 | Co-op | NOVA13889 | 9.98 | Solar |  |  | Active Application | International Falls | 56649 | 5 | 4 | Residential |  | 26170 | 2025
20262-228789-04 | Otter Tail Power Co | 87 | 14232 | IOU | D94-01 | 35 | Other |  |  | Interconnected | Trade Secret | Trade Secret | 7461 | Trade Secret | Commercial |  | Trade Secret |  | 1994
20262-228789-04 | Otter Tail Power Co | 87 | 14232 | IOU | D97-01 | 225 | Wind |  |  | Interconnected | Trade Secret | Trade Secret | 620206 | Trade Secret | Commercial |  | Trade Secret |  | 1997
20262-228789-04 | Otter Tail Power Co | 87 | 14232 | IOU | D07-02 | 1.8 | Wind |  |  | Interconnected | Trade Secret | Trade Secret | 7168 | Trade Secret | Commercial |  | Trade Secret |  | 2008
20262-228789-04 | Otter Tail Power Co | 87 | 14232 | IOU | D07-03 | 39.5 | Wind |  |  | Interconnected | Trade Secret | Trade Secret | 7164 | Trade Secret | Residential |  | Trade Secret | 2007 | 2008
20262-228789-04 | Otter Tail Power Co | 87 | 14232 | IOU | D08-01 | 20 | Wind |  |  | Interconnected | Trade Secret | Trade Secret | 7457 | Trade Secret | Commercial |  | Trade Secret | 2008 | 2012
20262-228789-04 | Otter Tail Power Co | 87 | 14232 | IOU | D08-03 | 39.5 | Wind |  |  | Interconnected | Trade Secret | Trade Secret | 620170 | Trade Secret | Residential |  | Trade Secret | 2008 | 2011
20262-228789-04 | Otter Tail Power Co | 87 | 14232 | IOU | D08-04 | 39.5 | Wind |  |  | Interconnected | Trade Secret | Trade Secret | 620232 | Trade Secret | Commercial |  | Trade Secret |  | 2008
20262-228789-04 | Otter Tail Power Co | 87 | 14232 | IOU | D08-06 | 39.5 | Wind |  |  | Interconnected | Trade Secret | Trade Secret | 7147 | Trade Secret | Residential |  | Trade Secret | 2008 | 2009
20262-228789-04 | Otter Tail Power Co | 87 | 14232 | IOU | D09-01 | 7.2 | Wind |  |  | Withdrawn | Trade Secret | Trade Secret | 7180 | Trade Secret |  |  | Trade Secret
20262-228789-04 | Otter Tail Power Co | 87 | 14232 | IOU | D09-02 | 1650 | Wind |  |  | Interconnected | Trade Secret | Trade Secret | 7434 | Trade Secret | Commercial |  | Trade Secret | 2009 | 2009
20262-228789-04 | Otter Tail Power Co | 87 | 14232 | IOU | D09-03 | 2.4 | Wind |  |  | Interconnected | Trade Secret | Trade Secret | 7180 | Trade Secret | Commercial |  | Trade Secret | 2009 | 2009
20262-228789-04 | Otter Tail Power Co | 87 | 14232 | IOU | D09-04 | 1.8 | Wind |  |  | Interconnected | Trade Secret | Trade Secret | 620235 | Trade Secret | Residential |  | Trade Secret | 1900 | 2008
20262-228789-04 | Otter Tail Power Co | 87 | 14232 | IOU | D09-05 | 4 | Solar |  |  | Interconnected | Trade Secret | Trade Secret | 7979 | Trade Secret | Residential |  | Trade Secret | 2009 | 2009
20262-228789-04 | Otter Tail Power Co | 87 | 14232 | IOU | D10-01 | 315 | Other |  |  | Interconnected | Trade Secret | Trade Secret | 7434 | Trade Secret | Commercial |  | Trade Secret | 2010 | 2010
20262-228789-04 | Otter Tail Power Co | 87 | 14232 | IOU | D10-02 | 4 | Solar |  |  | Interconnected | Trade Secret | Trade Secret | 7210 | Trade Secret | Commercial |  | Trade Secret | 2010 | 2011
20262-228789-04 | Otter Tail Power Co | 87 | 14232 | IOU | D10-04 | 75 | Wind |  |  | Withdrawn | Trade Secret | Trade Secret | 7180 | Trade Secret |  |  | Trade Secret
20262-228789-04 | Otter Tail Power Co | 87 | 14232 | IOU | D10-06 | 33 | Solar |  |  | Interconnected | Trade Secret | Trade Secret | 7434 | Trade Secret | Commercial |  | Trade Secret | 2010 | 2010
20262-228789-04 | Otter Tail Power Co | 87 | 14232 | IOU | D10-07 | 60 | Other |  |  | Interconnected | Trade Secret | Trade Secret | 7434 | Trade Secret | Commercial |  | Trade Secret | 2010 | 2010
20262-228789-04 | Otter Tail Power Co | 87 | 14232 | IOU | D10-10 | 33 | Wind |  |  | Interconnected | Trade Secret | Trade Secret | 8033 | Trade Secret | Commercial |  | Trade Secret | 2010 | 2010
20262-228789-04 | Otter Tail Power Co | 87 | 14232 | IOU | D10-14 | 40 | Wind |  |  | Interconnected | Trade Secret | Trade Secret | 7831 | Trade Secret | Commercial |  | Trade Secret |  | 2010
20262-228789-04 | Otter Tail Power Co | 87 | 14232 | IOU | D11-02 | 65 | Wind |  |  | Interconnected | Trade Secret | Trade Secret | 620232 | Trade Secret | Commercial |  | Trade Secret | 2011 | 2011
20262-228789-04 | Otter Tail Power Co | 87 | 14232 | IOU | D12-01 | 100 | Other |  |  | Interconnected | Trade Secret | Trade Secret | 7434 | Trade Secret | Commercial |  | Trade Secret | 2012 | 2012
20262-228789-04 | Otter Tail Power Co | 87 | 14232 | IOU | D12-04 | 20 | Solar |  |  | Interconnected | Trade Secret | Trade Secret | 620288 | Trade Secret | Commercial |  | Trade Secret | 2012 | 2012
20262-228789-04 | Otter Tail Power Co | 87 | 14232 | IOU | D13-01 | 39.5 | Wind |  |  | Withdrawn | Trade Secret | Trade Secret | 7180 | Trade Secret |  |  | Trade Secret
20262-228789-04 | Otter Tail Power Co | 87 | 14232 | IOU | D13-03 | 11 | Solar |  |  | Interconnected | Trade Secret | Trade Secret | 7996 | Trade Secret | Residential |  | Trade Secret
20262-228789-04 | Otter Tail Power Co | 87 | 14232 | IOU | D13-05 | 3 | Solar |  |  | Interconnected | Trade Secret | Trade Secret | 7181 | Trade Secret | Commercial |  | Trade Secret | 2013 | 2014
20262-228789-04 | Otter Tail Power Co | 87 | 14232 | IOU | D14-01 | 250 | Solar |  |  | Withdrawn | Trade Secret | Trade Secret |  | Trade Secret |  |  | Trade Secret
20262-228789-04 | Otter Tail Power Co | 87 | 14232 | IOU | D14-02 | 10 | Solar |  |  | Interconnected | Trade Secret | Trade Secret | 7457 | Trade Secret | Residential |  | Trade Secret | 2014 | 2014
20262-228789-04 | Otter Tail Power Co | 87 | 14232 | IOU | D14-03 | 3.675 | Solar |  |  | Withdrawn | Trade Secret | Trade Secret | 620245 | Trade Secret |  | MiM | Trade Secret | 2014 |  | 2017
20262-228789-04 | Otter Tail Power Co | 87 | 14232 | IOU | D14-04 | 9.1 | Solar |  |  | Interconnected | Trade Secret | Trade Secret | 7856 | Trade Secret | Residential | MiM | Trade Secret | 2014 | 2014
20262-228789-04 | Otter Tail Power Co | 87 | 14232 | IOU | D14-05 | 3.225 | Solar |  |  | Interconnected | Trade Secret | Trade Secret | 620245 | Trade Secret | Commercial |  | Trade Secret | 2014 | 2014
20262-228789-04 | Otter Tail Power Co | 87 | 14232 | IOU | D14-07 | 19.68 | Solar |  |  | Interconnected | Trade Secret | Trade Secret | 7434 | Trade Secret | Commercial | MiM | Trade Secret | 2014 | 2014
20262-228789-04 | Otter Tail Power Co | 87 | 14232 | IOU | D15-01 | 9.84 | Solar |  |  | Interconnected | Trade Secret | Trade Secret | 620223 | Trade Secret | Residential |  | Trade Secret | 2015 | 2015
20262-228789-04 | Otter Tail Power Co | 87 | 14232 | IOU | D15-02 | 8.4 | Solar |  |  | Interconnected | Trade Secret | Trade Secret | 7210 | Trade Secret | Residential | MiM | Trade Secret | 2015 | 2015
20262-228789-04 | Otter Tail Power Co | 87 | 14232 | IOU | D15-03 | 5 | Solar |  |  | Interconnected | Trade Secret | Trade Secret | 620235 | Trade Secret | Residential |  | Trade Secret | 2015 | 2015
20262-228789-04 | Otter Tail Power Co | 87 | 14232 | IOU | D15-04 | 20 | Solar |  |  | Interconnected | Trade Secret | Trade Secret | 7979 | Trade Secret | Commercial |  | Trade Secret | 2015 | 2016
20262-228789-04 | Otter Tail Power Co | 87 | 14232 | IOU | D15-05 | 11.995 | Solar |  |  | Interconnected | Trade Secret | Trade Secret | 658115 | Trade Secret | Commercial |  | Trade Secret | 2015 | 2016
20262-228789-04 | Otter Tail Power Co | 87 | 14232 | IOU | D15-06 | 6.8 | Solar |  |  | Interconnected | Trade Secret | Trade Secret | 7178 | Trade Secret | Residential |  | Trade Secret | 2015 | 2015
20262-228789-04 | Otter Tail Power Co | 87 | 14232 | IOU | D15-07 | 22.8 | Solar |  |  | Interconnected | Trade Secret | Trade Secret | 658115 | Trade Secret | Residential |  | Trade Secret | 2015 | 2016
20262-228789-04 | Otter Tail Power Co | 87 | 14232 | IOU | D15-08 | 6.48 | Solar |  |  | Interconnected | Trade Secret | Trade Secret | 7845 | Trade Secret | Residential | MiM | Trade Secret | 2015 | 2016
20262-228789-04 | Otter Tail Power Co | 87 | 14232 | IOU | D16-01 | 12 | Wind |  |  | Interconnected | Trade Secret | Trade Secret | 7180 | Trade Secret | Commercial |  | Trade Secret | 2016 | 2016
20262-228789-04 | Otter Tail Power Co | 87 | 14232 | IOU | D16-02 | 39.9 | Solar |  |  | Interconnected | Trade Secret | Trade Secret | 7855 | Trade Secret | Commercial | MiM | Trade Secret | 2016 | 2016
20262-228789-04 | Otter Tail Power Co | 87 | 14232 | IOU | D16-03 | 6.72 | Solar |  |  | Interconnected | Trade Secret | Trade Secret | 620235 | Trade Secret | Residential | MiM | Trade Secret | 2016 | 2016
20262-228789-04 | Otter Tail Power Co | 87 | 14232 | IOU | D16-04 | 7.5 | Solar |  |  | Interconnected | Trade Secret | Trade Secret | 7166 | Trade Secret | Residential | MiM | Trade Secret | 2016 | 2016
20262-228789-04 | Otter Tail Power Co | 87 | 14232 | IOU | D16-05 | 14.4 | Solar |  |  | Interconnected | Trade Secret | Trade Secret | 7928 | Trade Secret | Commercial |  | Trade Secret | 2016 | 2016
20262-228789-04 | Otter Tail Power Co | 87 | 14232 | IOU | D16-06 | 7.6 | Solar |  |  | Interconnected | Trade Secret | Trade Secret | 7210 | Trade Secret | Residential |  | Trade Secret | 2016 | 2016
20262-228789-04 | Otter Tail Power Co | 87 | 14232 | IOU | D16-07 | 7.975 | Solar |  |  | Interconnected | Trade Secret | Trade Secret | 620218 | Trade Secret | Residential | MiM | Trade Secret | 2016 | 2016
20262-228789-04 | Otter Tail Power Co | 87 | 14232 | IOU | D17-01 | 36 | Solar |  |  | Interconnected | Trade Secret | Trade Secret | 7928 | Trade Secret | Commercial |  | Trade Secret | 2017 | 2017
20262-228789-04 | Otter Tail Power Co | 87 | 14232 | IOU | D17-02 | 10 | Solar |  |  | Interconnected | Trade Secret | Trade Secret | 620246 | Trade Secret | Residential | MiM | Trade Secret | 2017 | 2017
20262-228789-04 | Otter Tail Power Co | 87 | 14232 | IOU | D17-03 | 8.5 | Solar |  |  | Interconnected | Trade Secret | Trade Secret | 620218 | Trade Secret | Residential | MiM | Trade Secret | 2017 | 2017
20262-228789-04 | Otter Tail Power Co | 87 | 14232 | IOU | D17-04 | 8.35 | Solar |  |  | Interconnected | Trade Secret | Trade Secret | 7154 | Trade Secret | Residential | MiM | Trade Secret | 2017 | 2017
20262-228789-04 | Otter Tail Power Co | 87 | 14232 | IOU | D17-05 | 5.04 | Solar |  |  | Interconnected | Trade Secret | Trade Secret | 7166 | Trade Secret | Residential | MiM | Trade Secret | 2017 | 2017
20262-228789-04 | Otter Tail Power Co | 87 | 14232 | IOU | D17-06 | 5.45 | Solar |  |  | Interconnected | Trade Secret | Trade Secret | 7434 | Trade Secret | Residential | MiM | Trade Secret | 2017 | 2017
20262-228789-04 | Otter Tail Power Co | 87 | 14232 | IOU | D17-10 | 10 | Solar |  |  | Interconnected | Trade Secret | Trade Secret | 7925 | Trade Secret | Residential |  | Trade Secret | 2017 | 2018
20262-228789-04 | Otter Tail Power Co | 87 | 14232 | IOU | D17-11 | 3 | Solar |  |  | Interconnected | Trade Secret | Trade Secret | 7925 | Trade Secret | Commercial |  | Trade Secret | 2017 | 2017
20262-228789-04 | Otter Tail Power Co | 87 | 14232 | IOU | D17-12 | 9.92 | Solar |  |  | Interconnected | Trade Secret | Trade Secret | 7849 | Trade Secret | Residential | MiM | Trade Secret | 2017 | 2017
20262-228789-04 | Otter Tail Power Co | 87 | 14232 | IOU | D17-13 | 10.35 | Solar |  |  | Interconnected | Trade Secret | Trade Secret | 8220 | Trade Secret | Commercial |  | Trade Secret | 2017 | 2017
20262-228789-04 | Otter Tail Power Co | 87 | 14232 | IOU | D18-01 | 38.7 | Solar |  |  | Interconnected | Trade Secret | Trade Secret | 8540 | Trade Secret | Commercial | POP Solar | Trade Secret | 2018 | 2018
20262-228789-04 | Otter Tail Power Co | 87 | 14232 | IOU | D18-02 | 3.84 | Solar |  |  | Interconnected | Trade Secret | Trade Secret | 7166 | Trade Secret | Residential |  | Trade Secret | 2018 | 2018
20262-228789-04 | Otter Tail Power Co | 87 | 14232 | IOU | D18-03 | 12.96 | Solar |  |  | Interconnected | Trade Secret | Trade Secret | 7925 | Trade Secret | Commercial |  | Trade Secret | 2018 | 2018
20262-228789-04 | Otter Tail Power Co | 87 | 14232 | IOU | D18-04 | 38.98 | Solar |  |  | Interconnected | Trade Secret | Trade Secret | 7918 | Trade Secret | Commercial | POP Solar | Trade Secret | 2018 | 2018
20262-228789-04 | Otter Tail Power Co | 87 | 14232 | IOU | D19-01 | 11.31 | Solar |  |  | Interconnected | Trade Secret | Trade Secret | 719 | Trade Secret | Residential |  | Trade Secret | 2019 | 2019
20262-228789-04 | Otter Tail Power Co | 87 | 14232 | IOU | D19-03 | 8.03 | Solar |  |  | Interconnected | Trade Secret | Trade Secret | 620218 | Trade Secret | Commercial | POP Solar | Trade Secret | 2019 | 2020
20262-228789-04 | Otter Tail Power Co | 87 | 14232 | IOU | D19-04 | 15.2 | Solar |  |  | Interconnected | Trade Secret | Trade Secret | 658115 | Trade Secret | Residential |  | Trade Secret | 2019 | 2019
20262-228789-04 | Otter Tail Power Co | 87 | 14232 | IOU | D19-06 | 33.3 | Solar |  |  | Interconnected | Trade Secret | Trade Secret | 7172 | Trade Secret | Residential |  | Trade Secret | 2019 | 2020
20262-228789-04 | Otter Tail Power Co | 87 | 14232 | IOU | D19-07 | 20 | Solar |  |  | Interconnected | Trade Secret | Trade Secret | 7465 | Trade Secret | Commercial |  | Trade Secret | 2019 | 2020
20262-228789-04 | Otter Tail Power Co | 87 | 14232 | IOU | D19-08 | 215 | Solar |  |  | Interconnected | Trade Secret | Trade Secret | 7434 | Trade Secret | Commercial | POP Solar | Trade Secret | 2019 | 2021
20262-228789-04 | Otter Tail Power Co | 87 | 14232 | IOU | D20-01 | 8.26 | Solar |  |  | Interconnected | Trade Secret | Trade Secret | 8540 | Trade Secret | Residential |  | Trade Secret | 2020 | 2021
20262-228789-04 | Otter Tail Power Co | 87 | 14232 | IOU | D20-02 | 33.3 | Solar |  |  | Interconnected | Trade Secret | Trade Secret | 7918 | Trade Secret | Commercial | POP Solar | Trade Secret | 2020 | 2020
20262-228789-04 | Otter Tail Power Co | 87 | 14232 | IOU | D20-02 | 600 | Other |  |  | Interconnected | Trade Secret | Trade Secret | 7918 | Trade Secret | Commercial |  | Trade Secret | 2020 | 2020
20262-228789-04 | Otter Tail Power Co | 87 | 14232 | IOU | D20-03 | 17.63 | Solar |  |  | Withdrawn | Trade Secret | Trade Secret | 7214 | Trade Secret | Residential |  | Trade Secret | 2020 | 2021
20262-228789-04 | Otter Tail Power Co | 87 | 14232 | IOU | D20-04 | 14.45 | Solar |  |  | Interconnected | Trade Secret | Trade Secret | 7203 | Trade Secret | Residential |  | Trade Secret | 2020 | 2020
20262-228789-04 | Otter Tail Power Co | 87 | 14232 | IOU | D20-05 | 10.41 | Solar |  |  | Interconnected | Trade Secret | Trade Secret | 7197 | Trade Secret | Residential |  | Trade Secret | 2020 | 2021
20262-228789-04 | Otter Tail Power Co | 87 | 14232 | IOU | D20-06 | 37.5 | Solar |  |  | Interconnected | Trade Secret | Trade Secret | 620237 | Trade Secret | Commercial |  | Trade Secret | 2020 | 2021
20262-228789-04 | Otter Tail Power Co | 87 | 14232 | IOU | D21-01 | 16.4 | Solar |  |  | Interconnected | Trade Secret | Trade Secret | 620206R1 | Trade Secret | Residential |  | Trade Secret | 2021 | 2021
20262-228789-04 | Otter Tail Power Co | 87 | 14232 | IOU | D21-02 | 36 | Solar |  |  | Interconnected | Trade Secret | Trade Secret | 7994R1 | Trade Secret | Commercial |  | Trade Secret | 2021 | 2021
20262-228789-04 | Otter Tail Power Co | 87 | 14232 | IOU | D21-03 | 13.6 | Solar |  |  | Interconnected | Trade Secret | Trade Secret | 7139R125 | Trade Secret | Residential |  | Trade Secret | 2021 | 2021
20262-228789-04 | Otter Tail Power Co | 87 | 14232 | IOU | D21-04 | 2.03 | Solar |  |  | Interconnected | Trade Secret | Trade Secret | 7916R1 | Trade Secret | Residential |  | Trade Secret | 2021 | 2021
20262-228789-04 | Otter Tail Power Co | 87 | 14232 | IOU | D21-05 | 16 | Solar |  |  | Interconnected | Trade Secret | Trade Secret | 7465R665 | Trade Secret | Residential |  | Trade Secret | 2021 | 2021
20262-228789-04 | Otter Tail Power Co | 87 | 14232 | IOU | D21-06 | 22.7 | Solar |  |  | Withdrawn | Trade Secret | Trade Secret |  | Trade Secret | Commercial |  | Trade Secret | 2021
20262-228789-04 | Otter Tail Power Co | 87 | 14232 | IOU | D21-07 | 30.8 | Solar |  |  | Interconnected | Trade Secret | Trade Secret | 620218R1 | Trade Secret | Commercial | POP Solar | Trade Secret | 2021 | 2021
20262-228789-04 | Otter Tail Power Co | 87 | 14232 | IOU | D21-08 | 18 | Solar |  |  | Interconnected | Trade Secret | Trade Secret | 620218R1 | Trade Secret | Commercial | POP Solar | Trade Secret | 2021 | 2021
20262-228789-04 | Otter Tail Power Co | 87 | 14232 | IOU | D21-10 | 15.2 | Solar |  |  | Interconnected | Trade Secret | Trade Secret | 620177R3 | Trade Secret | Residential |  | Trade Secret | 2021 | 2021
20262-228789-04 | Otter Tail Power Co | 87 | 14232 | IOU | D21-11 | 120 | Solar |  |  | Interconnected | Trade Secret | Trade Secret | 620218R2 | Trade Secret | Commercial |  | Trade Secret | 2021 | 2021
20262-228789-04 | Otter Tail Power Co | 87 | 14232 | IOU | D21-14 | 36 | Solar |  |  | Interconnected | Trade Secret | Trade Secret | 7434R4 | Trade Secret | Commercial | POP Solar | Trade Secret | 2021 | 2022
20262-228789-04 | Otter Tail Power Co | 87 | 14232 | IOU | D21-15 | 23.1 | Solar |  |  | Interconnected | Trade Secret | Trade Secret | 620218R1 | Trade Secret | Commercial | POP Solar | Trade Secret | 2021 | 2021
20262-228789-04 | Otter Tail Power Co | 87 | 14232 | IOU | D21-16 | 39 | Solar |  |  | Interconnected | Trade Secret | Trade Secret | 7474R1 | Trade Secret | Commercial |  | Trade Secret | 2021 | 2021
20262-228789-04 | Otter Tail Power Co | 87 | 14232 | IOU | D21-17 | 25 | Wind |  |  | Interconnected | Trade Secret | Trade Secret | 7465R665 | Trade Secret | Residential |  | Trade Secret | 2021 | 2021
20262-228789-04 | Otter Tail Power Co | 87 | 14232 | IOU | D21-18 | 6 | Solar |  |  | Withdrawn | Trade Secret | Trade Secret | 8220R25 | Trade Secret | Residential |  | Trade Secret | 2021
20262-228789-04 | Otter Tail Power Co | 87 | 14232 | IOU | D21-19 | 4.35 | Solar |  |  | Interconnected | Trade Secret | Trade Secret | 7434R4 | Trade Secret | Residential |  | Trade Secret | 2021 | 2021
20262-228789-04 | Otter Tail Power Co | 87 | 14232 | IOU | D21-20 | 4.64 | Solar |  |  | Interconnected | Trade Secret | Trade Secret | 7434R4 | Trade Secret | Residential |  | Trade Secret | 2021 | 2021
20262-228789-04 | Otter Tail Power Co | 87 | 14232 | IOU | D21-22 | 3.84 | Solar |  |  | Interconnected | Trade Secret | Trade Secret | 7434R3 | Trade Secret | Residential |  | Trade Secret | 2021 | 2022
20262-228789-04 | Otter Tail Power Co | 87 | 14232 | IOU | D21-23 | 7.6 | Solar |  |  | Interconnected | Trade Secret | Trade Secret | 7206R875 | Trade Secret | Residential |  | Trade Secret | 2021 | 2022
20262-228789-04 | Otter Tail Power Co | 87 | 14232 | IOU | D21-24 | 10.44 | Solar |  |  | Interconnected | Trade Secret | Trade Secret | 620218R2 | Trade Secret | Residential |  | Trade Secret | 2021 | 2022
20262-228789-04 | Otter Tail Power Co | 87 | 14232 | IOU | D21-25 | 13.6 | Solar |  |  | Interconnected | Trade Secret | Trade Secret | 620170R15 | Trade Secret | Residential |  | Trade Secret | 2021 | 2022
20262-228789-04 | Otter Tail Power Co | 87 | 14232 | IOU | D21-26 | 5.8 | Solar |  |  | Interconnected | Trade Secret | Trade Secret | 7434R3 | Trade Secret | Residential |  | Trade Secret | 2021 | 2022
20262-228789-04 | Otter Tail Power Co | 87 | 14232 | IOU | D21-27 | 10.6 | Solar |  | X | Interconnected | Trade Secret | Trade Secret | 7172R865 | Trade Secret | Residential |  | Trade Secret | 2021 | 2022
20262-228789-04 | Otter Tail Power Co | 87 | 14232 | IOU | D22-01 | 7000 | Solar |  |  | Withdrawn | Trade Secret | Trade Secret | 7918R2 | Trade Secret | Commercial |  | Trade Secret | 2022
20262-228789-04 | Otter Tail Power Co | 87 | 14232 | IOU | D22-02 | 3150 | Solar |  |  | Withdrawn | Trade Secret | Trade Secret | 7918R2 | Trade Secret | Commercial |  | Trade Secret | 2022
20262-228789-04 | Otter Tail Power Co | 87 | 14232 | IOU | D22-04 | 11.4 | Solar |  |  | Interconnected | Trade Secret | Trade Secret | 7172R865 | Trade Secret | Residential |  | Trade Secret | 2022 | 2022
20262-228789-04 | Otter Tail Power Co | 87 | 14232 | IOU | D22-05 | 60 | Solar |  |  | Interconnected | Trade Secret | Trade Secret | 8004R1 | Trade Secret | Commercial |  | Trade Secret | 2022 | 2023
20262-228789-04 | Otter Tail Power Co | 87 | 14232 | IOU | D22-06 | 240 | Solar |  |  | Interconnected | Trade Secret | Trade Secret | 8004R1 | Trade Secret | Commercial |  | Trade Secret | 2022 | 2023
20262-228789-04 | Otter Tail Power Co | 87 | 14232 | IOU | D22-07 | 180 | Solar |  |  | Interconnected | Trade Secret | Trade Secret | 8004R1 | Trade Secret | Commercial |  | Trade Secret | 2022 | 2023
20262-228789-04 | Otter Tail Power Co | 87 | 14232 | IOU | D22-08 | 180 | Solar |  |  | Interconnected | Trade Secret | Trade Secret | 8004R1 | Trade Secret | Commercial |  | Trade Secret | 2022 | 2023
20262-228789-04 | Otter Tail Power Co | 87 | 14232 | IOU | D22-09 | 38.5 | Solar |  |  | Interconnected | Trade Secret | Trade Secret | 7197R15 | Trade Secret | Commercial |  | Trade Secret | 2022 | 2022
20262-228789-04 | Otter Tail Power Co | 87 | 14232 | IOU | D22-10 | 14.8 | Solar |  |  | Active Application | Trade Secret | Trade Secret | 7465R2 | Trade Secret | Commercial |  | Trade Secret | 2022
20262-228789-04 | Otter Tail Power Co | 87 | 14232 | IOU | D22-12 | 38.4 | Solar |  |  | Interconnected | Trade Secret | Trade Secret | 620206R2 | Trade Secret | Commercial |  | Trade Secret | 2022 | 2022
20262-228789-04 | Otter Tail Power Co | 87 | 14232 | IOU | D22-13 | 10.4 | Solar |  |  | Withdrawn | Trade Secret | Trade Secret | 7172R865 | Trade Secret | Residential |  | Trade Secret | 2022 | 2022
20262-228789-04 | Otter Tail Power Co | 87 | 14232 | IOU | D22-14 | 38.4 | Solar |  |  | Interconnected | Trade Secret | Trade Secret | 7434R4 | Trade Secret | Residential |  | Trade Secret | 2022 | 2022
20262-228789-04 | Otter Tail Power Co | 87 | 14232 | IOU | D22-15 | 9.772 | Solar |  |  | Interconnected | Trade Secret | Trade Secret | 7936R1 | Trade Secret | Residential |  | Trade Secret | 2022 | 2022
20262-228789-04 | Otter Tail Power Co | 87 | 14232 | IOU | D22-23 | 38.4 | Solar |  |  | Withdrawn | Trade Secret | Trade Secret | 605047R495 | Trade Secret | Residential |  | Trade Secret | 2022
20262-228789-04 | Otter Tail Power Co | 87 | 14232 | IOU | D22-24 | 2.61 | Solar |  |  | Interconnected | Trade Secret | Trade Secret | 7434R3 | Trade Secret | Residential |  | Trade Secret | 2022 | 2022
20262-228789-04 | Otter Tail Power Co | 87 | 14232 | IOU | D22-25 | 11.31 | Solar |  |  | Interconnected | Trade Secret | Trade Secret | 7434R4 | Trade Secret | Residential |  | Trade Secret | 2022 | 2023
20262-228789-04 | Otter Tail Power Co | 87 | 14232 | IOU | D22-26 | 30.74 | Solar |  |  | Interconnected | Trade Secret | Trade Secret | 7465R2 | Trade Secret | Residential |  | Trade Secret | 2022 | 2023
20262-228789-04 | Otter Tail Power Co | 87 | 14232 | IOU | D22-27 | 36 | Solar |  |  | Interconnected | Trade Secret | Trade Secret | 605047R495 | Trade Secret | Residential |  | Trade Secret | 2022 | 2024
20262-228789-04 | Otter Tail Power Co | 87 | 14232 | IOU | D22-28 | 5 | Solar |  |  | Active Application | Trade Secret | Trade Secret | 7855R1 | Trade Secret | Residential |  | Trade Secret | 2022 | 2024
20262-228789-04 | Otter Tail Power Co | 87 | 14232 | IOU | D23-01 | 11.4 | Solar |  |  | Interconnected | Trade Secret | Trade Secret | 658096R435 | Trade Secret | Residential |  | Trade Secret | 44921 | 2024
20262-228789-04 | Otter Tail Power Co | 87 | 14232 | IOU | D23-02 | 34.6 | Solar |  |  | Interconnected | Trade Secret | Trade Secret | 7203R295 | Trade Secret | Commercial | POP Solar | Trade Secret | 44923 | 2024
20262-228789-04 | Otter Tail Power Co | 87 | 14232 | IOU | D23-03 | 34.6 | Solar |  |  | Withdrawn | Trade Secret | Trade Secret | 620274R1 | Trade Secret | Commercial | POP Solar | Trade Secret | 44931 | 2024
20262-228789-04 | Otter Tail Power Co | 87 | 14232 | IOU | D23-04 | 40 | Solar |  |  | Interconnected | Trade Secret | Trade Secret | 7144R1 | Trade Secret | Commercial | POP Solar | Trade Secret | 44929 | 2024
20262-228789-04 | Otter Tail Power Co | 87 | 14232 | IOU | D23-05 | 8.96 | Solar |  |  | Interconnected | Trade Secret | Trade Secret | 7210R875 | Trade Secret | Residential |  | Trade Secret | 44935 | 2024
20262-228789-04 | Otter Tail Power Co | 87 | 14232 | IOU | D23-06 | 7.68 | Solar |  |  | Interconnected | Trade Secret | Trade Secret | 8044R1 | Trade Secret | Residential |  | Trade Secret | 44975 | 2024
20262-228789-04 | Otter Tail Power Co | 87 | 14232 | IOU | D23-07 | 25.1 | Solar |  | X | Interconnected | Trade Secret | Trade Secret | 7149R1 | Trade Secret | Residential |  | Trade Secret | 44972 | 2024
20262-228789-04 | Otter Tail Power Co | 87 | 14232 | IOU | D23-08 | 5 | Solar |  | X | Interconnected | Trade Secret | Trade Secret | 7197R25 | Trade Secret | Residential |  | Trade Secret | 45007 | 2024
20262-228789-04 | Otter Tail Power Co | 87 | 14232 | IOU | D23-09 | 11.71 | Solar |  | X | Interconnected | Trade Secret | Trade Secret | 7166R825 | Trade Secret | Residential |  | Trade Secret | 45007 | 2024
20262-228789-04 | Otter Tail Power Co | 87 | 14232 | IOU | D23-10 | 20.5 | Solar |  |  | Interconnected | Trade Secret | Trade Secret | 620245R25 | Trade Secret | Commercial | POP Solar | Trade Secret | 45014 | 2024
20262-228789-04 | Otter Tail Power Co | 87 | 14232 | IOU | D23-11 | 11.4 | Solar |  |  | Interconnected | Trade Secret | Trade Secret | 620122R535 | Trade Secret | Residential |  | Trade Secret | 45026 | 2024
20262-228789-04 | Otter Tail Power Co | 87 | 14232 | IOU | D23-12 | 33 | Solar |  |  | Interconnected | Trade Secret | Trade Secret | 7166R825 | Trade Secret | Residential |  | Trade Secret | 45047 | 2024
20262-228789-04 | Otter Tail Power Co | 87 | 14232 | IOU | D23-14 | 38.39 | Solar |  |  | Interconnected | Trade Secret | Trade Secret | 620218R2 | Trade Secret | Commercial | POP Solar | Trade Secret | 45061 | 2024
20262-228789-04 | Otter Tail Power Co | 87 | 14232 | IOU | D23-15 | 40 | Solar |  |  | Interconnected | Trade Secret | Trade Secret | 7168R1 | Trade Secret | Commercial | POP Solar | Trade Secret | 45062 | 2024
20262-228789-04 | Otter Tail Power Co | 87 | 14232 | IOU | D23-16 | 11.52 | Solar |  |  | Withdrawn | Trade Secret | Trade Secret | 7434R3 | Trade Secret | Residential |  | Trade Secret | 45056 | 2024
20262-228789-04 | Otter Tail Power Co | 87 | 14232 | IOU | D23-17 | 22.88 | Solar |  |  | Interconnected | Trade Secret | Trade Secret | 7942R1 | Trade Secret | Residential |  | Trade Secret | 45022 | 2024
20262-228789-04 | Otter Tail Power Co | 87 | 14232 | IOU | D23-18 | 10 | Solar |  |  | Interconnected | Trade Secret | Trade Secret | 7206R875 | Trade Secret | Residential |  | Trade Secret | 45076 | 2024
20262-228789-04 | Otter Tail Power Co | 87 | 14232 | IOU | D23-19 | 15 | Solar |  |  | Interconnected | Trade Secret | Trade Secret | 7147R335 | Trade Secret | Residential |  | Trade Secret | 45103 | 2024
20262-228789-04 | Otter Tail Power Co | 87 | 14232 | IOU | D23-20 | 6.68 | Solar |  |  | Interconnected | Trade Secret | Trade Secret | 7831R2 | Trade Secret | Residential |  | Trade Secret | 45134 | 2024
20262-228789-04 | Otter Tail Power Co | 87 | 14232 | IOU | D23-21 | 2.03 | Solar |  |  | Interconnected | Trade Secret | Trade Secret | 7831R2 | Trade Secret | Residential |  | Trade Secret | 45134 | 2024
20262-228789-04 | Otter Tail Power Co | 87 | 14232 | IOU | D23-22 | 23.04 | Solar |  |  | Interconnected | Trade Secret | Trade Secret | 7203R295 | Trade Secret | Residential |  | Trade Secret | 45118 | 2024
20262-228789-04 | Otter Tail Power Co | 87 | 14232 | IOU | D23-25 | 6.96 | Solar |  |  | Interconnected | Trade Secret | Trade Secret | 7206R875 | Trade Secret | Residential |  | Trade Secret | 45134 | 2024
20262-228789-04 | Otter Tail Power Co | 87 | 14232 | IOU | D23-26 | 11.4 | Solar |  |  | Active Application | Trade Secret | Trade Secret | 7166R825 | Trade Secret | Residential |  | Trade Secret |  | 2024
20262-228789-04 | Otter Tail Power Co | 87 | 14232 | IOU | D23-29 | 16.8 | Solar |  |  | Interconnected | Trade Secret | Trade Secret | 658096R435 | Trade Secret | Residential |  | Trade Secret | 45178 | 2024
20262-228789-04 | Otter Tail Power Co | 87 | 14232 | IOU | D23-30 | 16.8 | Solar |  |  | Interconnected | Trade Secret | Trade Secret | 7154R1 | Trade Secret | Residential |  | Trade Secret | 2023 | 2024
20262-228789-04 | Otter Tail Power Co | 87 | 14232 | IOU | D23-31 | 33.01 | Solar |  |  | Interconnected | Trade Secret | Trade Secret | 620223R15 | Trade Secret | Commercial |  | Trade Secret | 45215 | 2024
20262-228789-04 | Otter Tail Power Co | 87 | 14232 | IOU | D23-32 | 11.4 | Solar |  |  | Interconnected | Trade Secret | Trade Secret | 7197R865 | Trade Secret | Residential |  | Trade Secret | 45234 | 2024
20262-228789-04 | Otter Tail Power Co | 87 | 14232 | IOU | D23-33 | 12 | Solar |  |  | Interconnected | Trade Secret | Trade Secret | 658096R435 | Trade Secret | Residential |  | Trade Secret | 45241 | 2024
20262-228789-04 | Otter Tail Power Co | 87 | 14232 | IOU | D23-34 | 8.32 | Solar |  |  | Interconnected | Trade Secret | Trade Secret | 7979R1 | Trade Secret | Residential |  | Trade Secret | 2023 | 2024
20262-228789-04 | Otter Tail Power Co | 87 | 14232 | IOU | D23-35 | 40 | Solar |  |  | Interconnected | Trade Secret | Trade Secret | 7831R1 | Trade Secret | Commercial | POP Solar | Trade Secret | 2023 | 2025
20262-228789-04 | Otter Tail Power Co | 87 | 14232 | IOU | D24-04 | 500 | Solar |  |  | Withdrawn | Trade Secret | Trade Secret | 620237R3 | Trade Secret | Commercial |  | Trade Secret | 2024
20262-228789-04 | Otter Tail Power Co | 87 | 14232 | IOU | D24-05 | 11.52 | Solar |  |  | Interconnected | Trade Secret | Trade Secret | 7925R15 | Trade Secret | Residential |  | Trade Secret | 2024 | 2024
20262-228789-04 | Otter Tail Power Co | 87 | 14232 | IOU | D24-06 | 39.99 | Solar |  |  | Interconnected | Trade Secret | Trade Secret | 7928R55 | Trade Secret | Commercial |  | Trade Secret | 2024 | 2024
20262-228789-04 | Otter Tail Power Co | 87 | 14232 | IOU | D24-07 | 9.98 | Solar |  |  | Interconnected | Trade Secret | Trade Secret | 7188R4 | Trade Secret | Residential |  | Trade Secret | 2024 | 2024
20262-228789-04 | Otter Tail Power Co | 87 | 14232 | IOU | D24-08 | 500 | Solar |  |  | Withdrawn | Trade Secret | Trade Secret | 620237R2 | Trade Secret | Residential |  | Trade Secret | 2024
20262-228789-04 | Otter Tail Power Co | 87 | 14232 | IOU | D24-09 | 9.22 | Solar |  |  | Interconnected | Trade Secret | Trade Secret | 620218R2 | Trade Secret | Residential |  | Trade Secret | 2024 | 2024
20262-228789-04 | Otter Tail Power Co | 87 | 14232 | IOU | D24-10 | 40 | Solar |  |  | Interconnected | Trade Secret | Trade Secret | 7849R1 | Trade Secret | Commercial | POP Solar | Trade Secret | 2024 | 2024
20262-228789-04 | Otter Tail Power Co | 87 | 14232 | IOU | D24-12 | 40 | Solar |  |  | Interconnected | Trade Secret | Trade Secret | 8046R2 | Trade Secret | Commercial |  | Trade Secret | 2024 | 2024
20262-228789-04 | Otter Tail Power Co | 87 | 14232 | IOU | D24-13 | 40 | Solar |  |  | Interconnected | Trade Secret | Trade Secret | 7974R3 | Trade Secret | Commercial |  | Trade Secret | 2024 | 2024
20262-228789-04 | Otter Tail Power Co | 87 | 14232 | IOU | D24-14 | 38.4 | Solar |  |  | Interconnected | Trade Secret | Trade Secret | 7966R1 | Trade Secret | Commercial |  | Trade Secret | 2024 | 2024
20262-228789-04 | Otter Tail Power Co | 87 | 14232 | IOU | D24-15 | 38.4 | Solar |  |  | Interconnected | Trade Secret | Trade Secret | 7180R1 | Trade Secret | Commercial |  | Trade Secret | 2024 | 2024
20262-228789-04 | Otter Tail Power Co | 87 | 14232 | IOU | D24-16 | 38.4 | Solar |  |  | Interconnected | Trade Secret | Trade Secret | 8572R1 | Trade Secret | Commercial |  | Trade Secret | 2024 | 2024
20262-228789-04 | Otter Tail Power Co | 87 | 14232 | IOU | D24-17 | 40 | Solar |  |  | Interconnected | Trade Secret | Trade Secret | 7970R2 | Trade Secret | Commercial |  | Trade Secret | 2024 | 2024
20262-228789-04 | Otter Tail Power Co | 87 | 14232 | IOU | D24-18 | 38.4 | Solar |  |  | Interconnected | Trade Secret | Trade Secret | 7147R335 | Trade Secret | Commercial |  | Trade Secret | 2024 | 2024
20262-228789-04 | Otter Tail Power Co | 87 | 14232 | IOU | D24-19 | 38.4 | Solar |  |  | Interconnected | Trade Secret | Trade Secret | 7145R1 | Trade Secret | Commercial |  | Trade Secret | 2024 | 2024
20262-228789-04 | Otter Tail Power Co | 87 | 14232 | IOU | D24-20 | 38.4 | Solar |  |  | Interconnected | Trade Secret | Trade Secret | 620232R25 | Trade Secret | Commercial |  | Trade Secret | 2024 | 2024
20262-228789-04 | Otter Tail Power Co | 87 | 14232 | IOU | D24-21 | 38.4 | Solar |  |  | Interconnected | Trade Secret | Trade Secret | 7164R865 | Trade Secret | Commercial |  | Trade Secret | 2024 | 2024
20262-228789-04 | Otter Tail Power Co | 87 | 14232 | IOU | D24-22 | 38.4 | Solar |  |  | Interconnected | Trade Secret | Trade Secret | 658115R2 | Trade Secret | Commercial |  | Trade Secret | 2024 | 2024
20262-228789-04 | Otter Tail Power Co | 87 | 14232 | IOU | D24-23 | 22.27 | Solar |  |  | Interconnected | Trade Secret | Trade Secret | 7194R1 | Trade Secret | Residential |  | Trade Secret | 2024 | 2024
20262-228789-04 | Otter Tail Power Co | 87 | 14232 | IOU | D24-24 | 280 | Solar |  |  | Active Application | Trade Secret | Trade Secret | 7434R4 | Trade Secret | Commercial |  | Trade Secret | 2024
20262-228789-04 | Otter Tail Power Co | 87 | 14232 | IOU | D24-24 | 27 | Storage |  |  | Interconnected | Trade Secret | Trade Secret | 7434R5 | Trade Secret | Commercial |  | Trade Secret | 2024 | 2025
20262-228789-04 | Otter Tail Power Co | 87 | 14232 | IOU | D24-25 | 2000 | Solar |  |  | Withdrawn | Trade Secret | Trade Secret | 620223R25 | Trade Secret | Commercial |  | Trade Secret | 2024
20262-228789-04 | Otter Tail Power Co | 87 | 14232 | IOU | D24-26 | 38.4 | Solar |  |  | Interconnected | Trade Secret | Trade Secret | 7925R15 | Trade Secret | Commercial |  | Trade Secret | 2024 | 2024
20262-228789-04 | Otter Tail Power Co | 87 | 14232 | IOU | D24-27 | 11.5 | Solar |  |  | Interconnected | Trade Secret | Trade Secret | 620174R2 | Trade Secret | Residential |  | Trade Secret | 2024 | 2024
20262-228789-04 | Otter Tail Power Co | 87 | 14232 | IOU | D24-28 | 40 | Solar |  |  | Interconnected | Trade Secret | Trade Secret | 7928R55 | Trade Secret | Commercial |  | Trade Secret | 2024 | 2024
20262-228789-04 | Otter Tail Power Co | 87 | 14232 | IOU | D24-29 | 13.056 | Solar |  |  | Interconnected | Trade Secret | Trade Secret | 7928R55 | Trade Secret | Commercial |  | Trade Secret | 2024
20262-228789-04 | Otter Tail Power Co | 87 | 14232 | IOU | D24-30 | 39.36 | Solar |  |  | Interconnected | Trade Secret | Trade Secret | 7855R2 | Trade Secret | Commercial | POP Solar | Trade Secret | 2024 | 2024
20262-228789-04 | Otter Tail Power Co | 87 | 14232 | IOU | D24-31 | 38.4 | Solar |  |  | Active Application | Trade Secret | Trade Secret | 7910R25 | Trade Secret | Commercial |  | Trade Secret | 2024
20262-228789-04 | Otter Tail Power Co | 87 | 14232 | IOU | D24-32 | 38.4 | Solar |  |  | Interconnected | Trade Secret | Trade Secret | 7910R25 | Trade Secret | Commercial |  | Trade Secret | 2024 | 2024
20262-228789-04 | Otter Tail Power Co | 87 | 14232 | IOU | D24-33 | 39.52 | Solar |  |  | Interconnected | Trade Secret | Trade Secret | 658096R435 | Trade Secret | Commercial | POP Solar | Trade Secret | 2024 | 2025
20262-228789-04 | Otter Tail Power Co | 87 | 14232 | IOU | D24-34 | 39.52 | Solar |  |  | Interconnected | Trade Secret | Trade Secret | 7192R2 | Trade Secret | Commercial | POP Solar | Trade Secret | 2024 | 2025
20262-228789-04 | Otter Tail Power Co | 87 | 14232 | IOU | D24-35 | 11.02 | Solar |  |  | Interconnected | Trade Secret | Trade Secret | 620218R2 | Trade Secret | Residential |  | Trade Secret | 2024 | 2024
20262-228789-04 | Otter Tail Power Co | 87 | 14232 | IOU | D24-36 | 38.4 | Solar |  |  | Interconnected | Trade Secret | Trade Secret | 7168R1 | Trade Secret | Commercial |  | Trade Secret | 2024 | 2024
20262-228789-04 | Otter Tail Power Co | 87 | 14232 | IOU | D24-37 | 3.8 | Solar |  |  | Interconnected | Trade Secret | Trade Secret | 620174R2 | Trade Secret | Residential |  | Trade Secret | 2024 | 2024
20262-228789-04 | Otter Tail Power Co | 87 | 14232 | IOU | D24-39 | 9.98 | Solar |  | X | Interconnected | Trade Secret | Trade Secret | 7172R865 | Trade Secret | Residential |  | Trade Secret | 2024 | 2024
20262-228789-04 | Otter Tail Power Co | 87 | 14232 | IOU | D24-40 | 4.56 | Solar |  | X | Interconnected | Trade Secret | Trade Secret | 7194R2 | Trade Secret | Residential |  | Trade Secret | 2024 | 2025
20262-228789-04 | Otter Tail Power Co | 87 | 14232 | IOU | D25-01 | 19.95 | Solar |  |  | Interconnected | Trade Secret | Trade Secret | 620237R1 | Trade Secret | Commercial |  | Trade Secret | 2025 | 2025
20262-228789-04 | Otter Tail Power Co | 87 | 14232 | IOU | D25-02 | 20.9 | Solar |  |  | Interconnected | Trade Secret | Trade Secret | 7928R65R25 | Trade Secret | Residential |  | Trade Secret | 2025 | 2025
20262-228789-04 | Otter Tail Power Co | 87 | 14232 | IOU | D25-03 | 4.224 | Solar |  |  | Interconnected | Trade Secret | Trade Secret | 7844R1 | Trade Secret | Residential |  | Trade Secret | 2025 | 2025
20262-228789-04 | Otter Tail Power Co | 87 | 14232 | IOU | D25-06 | 8.74 | Solar |  |  | Interconnected | Trade Secret | Trade Secret | 7925R15 | Trade Secret | Residential |  | Trade Secret | 2025 | 2025
20262-228789-04 | Otter Tail Power Co | 87 | 14232 | IOU | D25-07 | 39.5 | Solar |  |  | Active Application | Trade Secret | Trade Secret | 7477R1 | Trade Secret | Commercial | POP Solar | Trade Secret | 2025
20262-228789-04 | Otter Tail Power Co | 87 | 14232 | IOU | D25-08 | 27.6 | Solar |  |  | Interconnected | Trade Secret | Trade Secret | 7465R665 | Trade Secret | Residential |  | Trade Secret | 2025 | 2025
20262-228789-04 | Otter Tail Power Co | 87 | 14232 | IOU | D25-09 | 40 | Solar |  |  | Interconnected | Trade Secret | Trade Secret | 605047R585 | Trade Secret | Residential |  | Trade Secret | 2025 | 2025
20262-228789-04 | Otter Tail Power Co | 87 | 14232 | IOU | D25-10 | 40 | Solar |  |  | Interconnected | Trade Secret | Trade Secret | 605047R585 | Trade Secret | Residential |  | Trade Secret | 2025 | 2025
20262-228789-04 | Otter Tail Power Co | 87 | 14232 | IOU | D25-12 | 10.75 | Solar |  |  | Interconnected | Trade Secret | Trade Secret | 8220R25 | Trade Secret | Residential |  | Trade Secret | 2025 | 2025
20262-228789-04 | Otter Tail Power Co | 87 | 14232 | IOU | D25-13 | 100 | Solar |  |  | Withdrawn | Trade Secret | Trade Secret | 7172R865 | Trade Secret | Commercial | POP Solar | Trade Secret | 2025
20262-228789-04 | Otter Tail Power Co | 87 | 14232 | IOU | D25-14 | 480 | Solar |  |  | Withdrawn | Trade Secret | Trade Secret | 7162R25 | Trade Secret | Commercial | POP Solar | Trade Secret | 2025
20262-228789-04 | Otter Tail Power Co | 87 | 14232 | IOU | D25-15 | 5.04 | Solar |  |  | Interconnected | Trade Secret | Trade Secret | 620223R15 | Trade Secret | Residential |  | Trade Secret | 2025 | 2025
20262-228789-04 | Otter Tail Power Co | 87 | 14232 | IOU | D25-16 | 4200 | Solar |  |  | Active Application | Trade Secret | Trade Secret | 7197R15 | Trade Secret | Commercial |  | Trade Secret | 2025
20262-228789-04 | Otter Tail Power Co | 87 | 14232 | IOU | D25-17 | 4550 | Solar |  |  | Withdrawn | Trade Secret | Trade Secret | 7188R3 | Trade Secret | Commercial |  | Trade Secret | 2025
20262-228789-04 | Otter Tail Power Co | 87 | 14232 | IOU | D25-18 | 3850 | Solar |  |  | Active Application | Trade Secret | Trade Secret | 620232R75 | Trade Secret | Commercial |  | Trade Secret | 2025
20262-228789-04 | Otter Tail Power Co | 87 | 14232 | IOU | D25-20 | 50.75 | Solar |  |  | Interconnected | Trade Secret | Trade Secret | 7910R25 | Trade Secret | Residential |  | Trade Secret | 2025 | 2025
20262-228789-04 | Otter Tail Power Co | 87 | 14232 | IOU | D25-21 | 12.215 | Solar |  |  | Active Application | Trade Secret | Trade Secret | 7434R4 | Trade Secret | Residential |  | Trade Secret | 2025
20262-228789-04 | Otter Tail Power Co | 87 | 14232 | IOU | D25-22 | 11.3 | Solar |  | X | Active Application | Trade Secret | Trade Secret | 7443R1 | Trade Secret | Residential |  | Trade Secret | 2025
20262-228789-04 | Otter Tail Power Co | 87 | 14232 | IOU | D25-23 | 11.5 | Solar |  |  | Interconnected | Trade Secret | Trade Secret | 7164R865 | Trade Secret | Residential |  | Trade Secret | 2025 | 2025
20262-228789-04 | Otter Tail Power Co | 87 | 14232 | IOU | D25-31 | 38.4 | Solar |  |  | Active Application | Trade Secret | Trade Secret | 658115R2 | Trade Secret | Commercial |  | Trade Secret | 2025
20262-228789-04 | Otter Tail Power Co | 87 | 14232 | IOU | D25-32 | 38.4 | Solar |  |  | Active Application | Trade Secret | Trade Secret | 620232R25 | Trade Secret | Commercial |  | Trade Secret | 2025
20262-228789-04 | Otter Tail Power Co | 87 | 14232 | IOU | D25-33 | 38.4 | Solar |  |  | Active Application | Trade Secret | Trade Secret | 7203R295 | Trade Secret | Commercial |  | Trade Secret | 2025
20262-228789-04 | Otter Tail Power Co | 87 | 14232 | IOU | D25-34 | 38.4 | Solar |  |  | Active Application | Trade Secret | Trade Secret | 8047R2 | Trade Secret | Commercial |  | Trade Secret | 2025
20262-228789-04 | Otter Tail Power Co | 87 | 14232 | IOU | D25-35 | 38.4 | Solar |  |  | Active Application | Trade Secret | Trade Secret | 8572R1 | Trade Secret | Commercial |  | Trade Secret | 2025
20262-228789-04 | Otter Tail Power Co | 87 | 14232 | IOU | D25-36 | 12 | Solar |  | X | Active Application | Trade Secret | Trade Secret | 620235R6 | Trade Secret | Residential |  | Trade Secret | 2025
20262-228789-04 | Otter Tail Power Co | 87 | 14232 | IOU | D25-37 | 38.4 | Solar |  |  | Active Application | Trade Secret | Trade Secret | 7199R1 | Trade Secret | Commercial |  | Trade Secret | 2025
20262-228789-04 | Otter Tail Power Co | 87 | 14232 | IOU | D25-38 | 36 | Solar |  | X | Active Application | Trade Secret | Trade Secret | 7203R295 | Trade Secret | Commercial | POP Solar | Trade Secret | 2025
20262-228789-04 | Otter Tail Power Co | 87 | 14232 | IOU | D25-39 | 7.296 | Solar |  |  | Active Application | Trade Secret | Trade Secret | 7162R15 | Trade Secret | Residential |  | Trade Secret | 2025
20262-228789-04 | Otter Tail Power Co | 87 | 14232 | IOU | D25-40 | 40 | Solar |  |  | Active Application | Trade Secret | Trade Secret | 620177R2 | Trade Secret | Commercial | POP Solar | Trade Secret | 2025
20262-228789-04 | Otter Tail Power Co | 87 | 14232 | IOU | D25-41 | 36 | Solar |  |  | Active Application | Trade Secret | Trade Secret | 620232R25 | Trade Secret | Commercial |  | Trade Secret | 2025
20262-228789-04 | Otter Tail Power Co | 87 | 14232 | IOU | D25-42 | 37 | Solar |  |  | Active Application | Trade Secret | Trade Secret | 7171R2 | Trade Secret | Commercial | POP Solar | Trade Secret | 2025
20262-228789-04 | Otter Tail Power Co | 87 | 14232 | IOU | D25-43 | 38 | Solar |  |  | Active Application | Trade Secret | Trade Secret | 7178R1 | Trade Secret | Commercial | POP Solar | Trade Secret | 2025
20262-228789-04 | Otter Tail Power Co | 87 | 14232 | IOU | D25-44 | 39 | Solar |  |  | Active Application | Trade Secret | Trade Secret | 8008RN | Trade Secret | Residential |  | Trade Secret | 2025
20262-228789-04 | Otter Tail Power Co | 87 | 14232 | IOU | D25-45 | 9.86 | Solar |  |  | Interconnected | Trade Secret | Trade Secret | 7434R4 | Trade Secret | Residential |  | Trade Secret | 2025 | 2025
20261-227237-01 | Owatonna Public Utilities | 88 | 14246 | Muni | Wind 1 | 90 | Wind |  |  | Interconnected | Owatonna | 55060 | West Owatonna Sub | W27 | Commercial |  |  | 2011 | 2011
20261-227237-01 | Owatonna Public Utilities | 88 | 14246 | Muni | Solar U1 | 5000 | Solar |  |  | Interconnected | Owatonna | 55060 | West Owatonna Sub | W25 | Utility |  |  | 2017 | 2017
20261-227237-01 | Owatonna Public Utilities | 88 | 14246 | Muni | Methane 1 | 150 | Biogas |  |  | Decommissioned | Owatonna | 55060 | Power Plant Sub | P48 | Utility |  |  | 1987 | 1987 | 2024
20261-227237-01 | Owatonna Public Utilities | 88 | 14246 | Muni | Solar 1 | 6.88 | Solar |  |  | Interconnected | Owatonna | 55060 | Power Plant Sub | P42 | Residential | Conserve & Save | 33696 | 2013 | 2013
20261-227237-01 | Owatonna Public Utilities | 88 | 14246 | Muni | Solar 2 | 8 | Solar |  |  | Interconnected | Owatonna | 55060 | East Owatonna Sub | E39 | Residential | Conserve & Save | 30488 | 2014 | 2014
20261-227237-01 | Owatonna Public Utilities | 88 | 14246 | Muni | Solar 3 | 7.5 | Solar |  |  | Interconnected | Owatonna | 55060 | East Owatonna Sub | E34 | Residential | Conserve & Save | 27729 | 2015 | 2015
20261-227237-01 | Owatonna Public Utilities | 88 | 14246 | Muni | Solar 4 | 10 | Solar |  |  | Interconnected | Owatonna | 55060 | Power Plant Sub | P48 | Residential | Conserve & Save | 32516 | 2016 | 2016
20261-227237-01 | Owatonna Public Utilities | 88 | 14246 | Muni | Solar 5 | 8.74 | Solar |  |  | Interconnected | Owatonna | 55060 | Power Plant Sub | P48 | Residential | Conserve & Save | 27560 | 2017 | 2017
20261-227237-01 | Owatonna Public Utilities | 88 | 14246 | Muni | Solar 6 | 7.6 | Solar |  |  | Interconnected | Owatonna | 55060 | East Owatonna Sub | E34 | Residential | Conserve & Save | 30234 | 2018 | 2018
20261-227237-01 | Owatonna Public Utilities | 88 | 14246 | Muni | Solar 7 | 38 | Solar |  |  | Interconnected | Owatonna | 55060 | Power Plant Sub | P45 | Commercial | Conserve & Save | 94945 | 2018 | 2019
20261-227237-01 | Owatonna Public Utilities | 88 | 14246 | Muni | Solar 8 | 5 | Solar |  |  | Interconnected | Owatonna | 55060 | Power Plant Sub | P45 | Residential | Conserve & Save | 24380 | 2018 | 2019
20261-227237-01 | Owatonna Public Utilities | 88 | 14246 | Muni | Solar 9 | 3.48 | Solar |  |  | Interconnected | Owatonna | 55060 | East Owatonna Sub | E39 | Residential | Conserve & Save | 14433 | 2019 | 2019
20261-227237-01 | Owatonna Public Utilities | 88 | 14246 | Muni | Solar 10 | 7.6 | Solar |  |  | Interconnected | Owatonna | 55060 | East Owatonna Sub | E34 | Residential | Conserve & Save | 30700 | 2019 | 2019
20261-227237-01 | Owatonna Public Utilities | 88 | 14246 | Muni | Solar 11 | 6 | Solar |  |  | Interconnected | Owatonna | 55060 | East Owatonna Sub | E37 | Residential | Conserve & Save |  | 2019 | 2019
20261-227237-01 | Owatonna Public Utilities | 88 | 14246 | Muni | Solar 12 | 5 | Solar |  |  | Interconnected | Owatonna | 55060 | Power Plant Sub | P48 | Residential | Conserve & Save | 22000 | 2020 | 2020
20261-227237-01 | Owatonna Public Utilities | 88 | 14246 | Muni | Solar 13 | 15.12 | Solar |  |  | Interconnected | Owatonna | 55060 | East Owatonna Sub | E39 | Residential | Conserve & Save | 41742 | 2020 | 2020
20261-227237-01 | Owatonna Public Utilities | 88 | 14246 | Muni | Solar 14 | 8.99 | Solar |  |  | Interconnected | Owatonna | 55060 | East Owatonna Sub | E39 | Residential | Conserve & Save | 32478 | 2020 | 2021
20261-227237-01 | Owatonna Public Utilities | 88 | 14246 | Muni | Solar 15 | 8.33 | Solar |  |  | Interconnected | Owatonna | 55060 | Power Plant Sub | P48 | Residential | Conserve & Save | 12495 | 2021 | 2021
20261-227237-01 | Owatonna Public Utilities | 88 | 14246 | Muni | Solar 16 | 10 | Solar |  |  | Interconnected | Owatonna | 55060 | East Owatonna Sub | E34 | Residential | Conserve & Save | 30950 | 2021 | 2021
20261-227237-01 | Owatonna Public Utilities | 88 | 14246 | Muni | Solar 17 | 5 | Solar |  |  | Interconnected | Owatonna | 55060 | East Owatonna Sub | E39 | Residential | Conserve & Save | 41646 | 2021 | 2021
20261-227237-01 | Owatonna Public Utilities | 88 | 14246 | Muni | Solar 18 | 6.47 | Solar |  |  | Interconnected | Owatonna | 55060 | Power Plant Sub | P48 | Residential | Conserve & Save | 28377 | 2021 | 2021
20261-227237-01 | Owatonna Public Utilities | 88 | 14246 | Muni | Solar 19 | 3.77 | Solar |  |  | Interconnected | Owatonna | 55060 | East Owatonna Sub | E34 | Residential | Conserve & Save | 18516 | 2021 | 2021
20261-227237-01 | Owatonna Public Utilities | 88 | 14246 | Muni | Solar 20 | 37.8 | Solar |  |  | Interconnected | Owatonna | 55060 | East Owatonna Sub | E36 | Residential | Conserve & Save | 118215 | 2021 | 2021
20261-227237-01 | Owatonna Public Utilities | 88 | 14246 | Muni | Solar 21 | 9.28 | Solar |  |  | Interconnected | Owatonna | 55060 | East Owatonna Sub | E34 | Residential | Conserve & Save | 32257 | 2021 | 2021
20261-227237-01 | Owatonna Public Utilities | 88 | 14246 | Muni | Solar 22 | 4.35 | Solar |  |  | Interconnected | Owatonna | 55060 | Power Plant Sub | P45 | Residential | Conserve & Save | 16927 | 2021 | 2021
20261-227237-01 | Owatonna Public Utilities | 88 | 14246 | Muni | Solar 23 | 7.25 | Solar |  |  | Interconnected | Owatonna | 55060 | East Owatonna Sub | E34 | Residential | Conserve & Save | 39744 | 2022 | 2022
20261-227237-01 | Owatonna Public Utilities | 88 | 14246 | Muni | Solar 24 | 11.508 | Solar |  |  | Interconnected | Owatonna | 55060 | East Owatonna Sub | E34 | Residential | Conserve & Save | 67158 | 2022 | 2022
20261-227237-01 | Owatonna Public Utilities | 88 | 14246 | Muni | Solar 25 | 4.384 | Solar |  |  | Interconnected | Owatonna | 55060 | East Owatonna Sub | E34 | Residential | Conserve & Save | 27360 | 2022 | 2022
20261-227237-01 | Owatonna Public Utilities | 88 | 14246 | Muni | Solar 26 | 5.48 | Solar |  |  | Interconnected | Owatonna | 55060 | East Owatonna Sub | E39 | Residential | Conserve & Save | 33120 | 2022 | 2022
20261-227237-01 | Owatonna Public Utilities | 88 | 14246 | Muni | Solar 27 | 3.836 | Solar |  |  | Interconnected | Owatonna | 55060 | East Owatonna Sub | E39 | Residential | Conserve & Save | 23940 | 2022 | 2022
20261-227237-01 | Owatonna Public Utilities | 88 | 14246 | Muni | Solar 28 | 8.768 | Solar |  |  | Interconnected | Owatonna | 55060 | East Owatonna Sub | E34 | Residential | Conserve & Save | 52416 | 2022 | 2022
20261-227237-01 | Owatonna Public Utilities | 88 | 14246 | Muni | Solar 29 | 6.576 | Solar |  |  | Interconnected | Owatonna | 55060 | East Owatonna Sub | E39 | Residential | Conserve & Save | 39744 | 2022 | 2022
20261-227237-01 | Owatonna Public Utilities | 88 | 14246 | Muni | Solar 30 | 4.384 | Solar |  |  | Interconnected | Owatonna | 55060 | East Owatonna Sub | E39 | Residential | Conserve & Save | 25650 | 2022 | 2022
20261-227237-01 | Owatonna Public Utilities | 88 | 14246 | Muni | Solar 31 | 9.316 | Solar |  |  | Interconnected | Owatonna | 55060 | East Owatonna Sub | E34 | Residential | Conserve & Save | 54054 | 2022 | 2022
20261-227237-01 | Owatonna Public Utilities | 88 | 14246 | Muni | Solar 32 | 7.124 | Solar |  |  | Interconnected | Owatonna | 55060 | East Owatonna Sub | E34 | Residential | Conserve & Save | 39744 | 2022 | 2022
20261-227237-01 | Owatonna Public Utilities | 88 | 14246 | Muni | Solar 33 | 6.028 | Solar |  |  | Interconnected | Owatonna | 55060 | East Owatonna Sub | E34 | Residential | Conserve & Save | 34776 | 2022 | 2022
20261-227237-01 | Owatonna Public Utilities | 88 | 14246 | Muni | Solar 34 | 7.672 | Solar |  |  | Interconnected | Owatonna | 55060 | East Owatonna Sub | E34 | Residential | Conserve & Save | 45864 | 2022 | 2022
20261-227237-01 | Owatonna Public Utilities | 88 | 14246 | Muni | Solar 35 | 3.836 | Solar |  |  | Interconnected | Owatonna | 55060 | Power Plant Sub | P48 | Residential | Conserve & Save | 22230 | 2022 | 2022
20261-227237-01 | Owatonna Public Utilities | 88 | 14246 | Muni | Solar 36 | 7.672 | Solar |  |  | Interconnected | Owatonna | 55060 | East Owatonna Sub | E34 | Residential | Conserve & Save | 44226 | 2022 | 2022
20261-227237-01 | Owatonna Public Utilities | 88 | 14246 | Muni | Solar 37 | 3.836 | Solar |  |  | Interconnected | Owatonna | 55060 | East Owatonna Sub | E36 | Residential | Conserve & Save | 23940 | 2022 | 2022
20261-227237-01 | Owatonna Public Utilities | 88 | 14246 | Muni | Solar 38 | 7.124 | Solar |  |  | Interconnected | Owatonna | 55060 | Power Plant Sub | P48 | Residential | Conserve & Save | 42588 | 2022 | 2022
20261-227237-01 | Owatonna Public Utilities | 88 | 14246 | Muni | Solar 39 | 5.48 | Solar |  |  | Interconnected | Owatonna | 55060 | East Owatonna Sub | E39 | Residential | Conserve & Save | 31464 | 2022 | 2022
20261-227237-01 | Owatonna Public Utilities | 88 | 14246 | Muni | Solar 40 | 12.604 | Solar |  |  | Interconnected | Owatonna | 55060 | Power Plant Sub | P48 | Residential | Conserve & Save | 78148 | 2022 | 2022
20261-227237-01 | Owatonna Public Utilities | 88 | 14246 | Muni | Solar 41 | 5.48 | Solar |  |  | Interconnected | Owatonna | 55060 | East Owatonna Sub | E39 | Residential | Conserve & Save | 33120 | 2022 | 2022
20261-227237-01 | Owatonna Public Utilities | 88 | 14246 | Muni | Solar 42 | 3.288 | Solar |  |  | Interconnected | Owatonna | 55060 | Power Plant Sub | P48 | Residential | Conserve & Save | 20520 | 2022 | 2022
20261-227237-01 | Owatonna Public Utilities | 88 | 14246 | Muni | Solar 43 | 8.22 | Solar |  |  | Interconnected | Owatonna | 55060 | East Owatonna Sub | E39 | Residential | Conserve & Save | 47502 | 2022 | 2022
20261-227237-01 | Owatonna Public Utilities | 88 | 14246 | Muni | Solar 44 | 8.768 | Solar |  |  | Interconnected | Owatonna | 55060 | East Owatonna Sub | E34 | Residential | Conserve & Save | 52416 | 2022 | 2022
20261-227237-01 | Owatonna Public Utilities | 88 | 14246 | Muni | Solar 45 | 7.672 | Solar |  |  | Interconnected | Owatonna | 55060 | East Owatonna Sub | E39 | Residential | Conserve & Save | 44226 | 2022 | 2022
20261-227237-01 | Owatonna Public Utilities | 88 | 14246 | Muni | Solar 46 | 8.12 | Solar |  |  | Interconnected | Owatonna | 55060 | Power Plant Sub | P43 | Residential | Conserve & Save | 34530 | 2022 | 2022
20261-227237-01 | Owatonna Public Utilities | 88 | 14246 | Muni | Solar 47 | 6.028 | Solar |  |  | Interconnected | Owatonna | 55060 | East Owatonna Sub | E34 | Residential | Conserve & Save | 36432 | 2022 | 2022
20261-227237-01 | Owatonna Public Utilities | 88 | 14246 | Muni | Solar 48 | 4.384 | Solar |  |  | Interconnected | Owatonna | 55060 | East Owatonna Sub | E34 | Residential | Conserve & Save | 25650 | 2022 | 2022
20261-227237-01 | Owatonna Public Utilities | 88 | 14246 | Muni | Solar 49 | 7.672 | Solar |  |  | Interconnected | Owatonna | 55060 | Power Plant Sub | P48 | Residential | Conserve & Save | 44226 | 2022 | 2022
20261-227237-01 | Owatonna Public Utilities | 88 | 14246 | Muni | Solar 50 | 11.02 | Solar |  |  | Interconnected | Owatonna | 55060 | East Owatonna Sub | E39 | Residential | Conserve & Save | 41946 | 2022 | 2022
20261-227237-01 | Owatonna Public Utilities | 88 | 14246 | Muni | Solar 51 | 4.384 | Solar |  |  | Interconnected | Owatonna | 55060 | East Owatonna Sub | E39 | Residential | Conserve & Save | 24605 | 2022 | 2022
20261-227237-01 | Owatonna Public Utilities | 88 | 14246 | Muni | Solar 52 | 3.288 | Solar |  |  | Interconnected | Owatonna | 55060 | East Owatonna Sub | E39 | Residential | Conserve & Save | 19665 | 2022 | 2022
20261-227237-01 | Owatonna Public Utilities | 88 | 14246 | Muni | Solar 53 | 5.51 | Solar |  |  | Interconnected | Owatonna | 55060 | East Owatonna Sub | E39 | Residential | Conserve & Save | 23660 | 2022 | 2022
20261-227237-01 | Owatonna Public Utilities | 88 | 14246 | Muni | Solar 54 | 22.8 | Solar |  |  | Interconnected | Owatonna | 55060 | Power Plant Sub | P48 | Residential | Conserve & Save | 84560 | 2022 | 2022
20261-227237-01 | Owatonna Public Utilities | 88 | 14246 | Muni | Solar 55 | 6.98 | Solar |  |  | Interconnected | Owatonna | 55060 | Power Plant Sub | P42 | Residential | Conserve & Save | 26200 | 2022 | 2022
20261-227237-01 | Owatonna Public Utilities | 88 | 14246 | Muni | Solar 56 | 12.76 | Solar |  |  | Interconnected | Owatonna | 55060 | East Owatonna Sub | E34 | Residential | Conserve & Save | 48920 | 2022 | 2022
20261-227237-01 | Owatonna Public Utilities | 88 | 14246 | Muni | Solar 57 | 7.678 | Solar |  |  | Interconnected | Owatonna | 55060 | East Owatonna Sub | E34 | Residential | Conserve & Save | 40827 | 2022 | 2022
20261-227237-01 | Owatonna Public Utilities | 88 | 14246 | Muni | Solar 58 | 9.5 | Solar |  |  | Interconnected | Owatonna | 55060 | East Owatonna Sub | E34 | Residential | Conserve & Save | 32760 | 2022 | 2022
20261-227237-01 | Owatonna Public Utilities | 88 | 14246 | Muni | Solar 59 | 10.73 | Solar |  |  | Interconnected | Owatonna | 55060 | East Owatonna Sub | E39 | Residential | Conserve & Save | 58031.58 | 2022 | 2022
20261-227237-01 | Owatonna Public Utilities | 88 | 14246 | Muni | Solar 60 | 4.48 | Solar |  |  | Interconnected | Owatonna | 55060 | East Owatonna Sub | E36 | Residential | Conserve & Save | 28280 | 2022 | 2022
20261-227237-01 | Owatonna Public Utilities | 88 | 14246 | Muni | Solar 61 | 3.8 | Solar |  |  | Interconnected | Owatonna | 55060 | East Owatonna Sub | E39 | Residential | Conserve & Save | 18600 | 2023 | 2023
20261-227237-01 | Owatonna Public Utilities | 88 | 14246 | Muni | Solar 62 | 7.6 | Solar |  |  | Interconnected | Owatonna | 55060 | East Owatonna Sub | E36 | Residential | Conserve & Save | 25200 | 2023 | 2023
20261-227237-01 | Owatonna Public Utilities | 88 | 14246 | Muni | Solar 63 | 7.54 | Solar |  |  | Interconnected | Owatonna | 55060 | East Owatonna Sub | E36 | Residential | Conserve & Save | 10500 | 2023 | 2023
20261-227237-01 | Owatonna Public Utilities | 88 | 14246 | Muni | Solar 64 | 5.22 | Solar |  |  | Interconnected | Owatonna | 55060 | Power Plant Sub | P48 | Residential | Conserve & Save | 10800 | 2023 | 2023
20261-227237-01 | Owatonna Public Utilities | 88 | 14246 | Muni | Solar 65 | 10.15 | Solar |  |  | Interconnected | Owatonna | 55060 | East Owatonna Sub | E36 | Residential | Conserve & Save | 52397 | 2023 | 2023
20261-227237-01 | Owatonna Public Utilities | 88 | 14246 | Muni | Solar 66 | 10 | Solar |  |  | Interconnected | Owatonna | 55060 | East Owatonna Sub | E39 | Residential | Conserve & Save | 66940 | 2023 | 2023
20261-227237-01 | Owatonna Public Utilities | 88 | 14246 | Muni | Solar 67 | 5.8 | Solar |  |  | Interconnected | Owatonna | 55060 | East Owatonna Sub | E36 | Residential | Conserve & Save | 27200 | 2023 | 2023
20261-227237-01 | Owatonna Public Utilities | 88 | 14246 | Muni | Solar 68 | 22.05 | Solar |  |  | Interconnected | Owatonna | 55060 | East Owatonna Sub | E39 | Residential | Conserve & Save | 106964 | 2023 | 2023
20261-227237-01 | Owatonna Public Utilities | 88 | 14246 | Muni | Solar 69 | 20 | Solar |  | X | Interconnected | Owatonna | 55060 | East Owatonna Sub | E39 | Residential | Conserve & Save | 74000 | 2023 | 2024
20261-227237-01 | Owatonna Public Utilities | 88 | 14246 | Muni | Solar 70 | 5.51 | Solar |  |  | Interconnected | Owatonna | 55060 | East Owatonna Sub | E39 | Residential | Conserve & Save | 28875 | 2023 | 2024
20261-227237-01 | Owatonna Public Utilities | 88 | 14246 | Muni | Solar 71 | 13.824 | Solar |  |  | Interconnected | Owatonna | 55060 | Power Plant Sub | P44 | Residential | Conserve & Save | 53408 | 2024 | 2024
20261-227237-01 | Owatonna Public Utilities | 88 | 14246 | Muni | Solar 72 | 12.288 | Solar |  |  | Interconnected | Owatonna | 55060 | Power Plant Sub | P42 | Residential | Conserve & Save | 18000 | 2024 | 2024
20261-227237-01 | Owatonna Public Utilities | 88 | 14246 | Muni | Solar 73 | 8.064 | Solar |  |  | Interconnected | Owatonna | 55060 | East Owatonna Sub | E34 | Residential | Conserve & Save | 10000 | 2024 | 2024
20261-227237-01 | Owatonna Public Utilities | 88 | 14246 | Muni | Solar 74 | 5.76 | Solar |  |  | Interconnected | Owatonna | 55060 | Power Plant Sub | P48 | Residential | Conserve & Save | 31311 | 2024 | 2024
20261-227237-01 | Owatonna Public Utilities | 88 | 14246 | Muni | Solar 75 | 3.84 | Solar |  |  | Interconnected | Owatonna | 55060 | East Owatonna Sub | E34 | Residential | Conserve & Save | 23913 | 2024 | 2024
20261-227237-01 | Owatonna Public Utilities | 88 | 14246 | Muni | Solar 76 | 8.96 | Solar |  |  | Interconnected | Owatonna | 55060 | East Owatonna Sub | E34 | Residential | Conserve & Save | 48209 | 2024 | 2024
20261-227237-01 | Owatonna Public Utilities | 88 | 14246 | Muni | Solar 77 | 6.4 | Solar |  |  | Interconnected | Owatonna | 55060 | East Owatonna Sub | E39 | Residential |  | 42660 | 2025 | 2025
20261-227237-01 | Owatonna Public Utilities | 88 | 14246 | Muni | Solar 78 | 15.36 | Solar |  |  | Active Application | Owatonna | 55060 | Power Plant Sub | P43 | Residential |  | 94707 | 2025
20261-227237-01 | Owatonna Public Utilities | 88 | 14246 | Muni | Solar 79 | 8.32 | Solar |  |  | Active Application | Owatonna | 55060 | East Owatonna Sub | E34 | Residential |  | 52377 | 2025
20262-228247-01 | People's Energy Cooperative | 89 | 14468 | Co-op | WD0001 | 39.5 | Wind |  |  | Interconnected | Eyota | 55934 | 6 | 2 | Commercial |  |  | 2008 | 2008
20262-228247-01 | People's Energy Cooperative | 89 | 14468 | Co-op | PV0002 | 7.2 | Solar |  |  | Interconnected | Oronoco | 55960 | 16 | 2 | Residential |  |  | 2009 | 2009
20262-228247-01 | People's Energy Cooperative | 89 | 14468 | Co-op | PV0004 | 6.048 | Solar |  |  | Interconnected | Byron | 55920 | 9 | 1 | Residential |  |  | 2010 | 2010
20262-228247-01 | People's Energy Cooperative | 89 | 14468 | Co-op | PV0005 | 3.584 | Solar |  |  | Interconnected | Oronoco | 55960 | 16 | 2 | Residential |  |  | 2010 | 2010
20262-228247-01 | People's Energy Cooperative | 89 | 14468 | Co-op | PV0006 | 8.28 | Solar |  |  | Interconnected | Oronoco | 55960 | 9 | 2 | Residential |  |  | 2011 | 2011
20262-228247-01 | People's Energy Cooperative | 89 | 14468 | Co-op | WD0002 | 10 | Wind |  |  | Interconnected | Stewartville | 55976 | 10 | 3 | Residential |  |  | 2011 | 2011
20262-228247-01 | People's Energy Cooperative | 89 | 14468 | Co-op | WD0004 | 20 | Wind |  |  | Decommissioned | Viola | 55934 | 6 | 1 | Residential |  |  | 2011 | 2011 | 2016
20262-228247-01 | People's Energy Cooperative | 89 | 14468 | Co-op | WD0003 | 39.5 | Wind |  |  | Decommissioned | Elgin | 55932 | 15 | 2 | Residential |  |  | 2011 | 2011 | 2016
20262-228247-01 | People's Energy Cooperative | 89 | 14468 | Co-op | WD0005 | 10 | Wind |  |  | Interconnected | Saint Charles | 55972 | 22 | 1 | Residential |  |  | 2011 | 2011
20262-228247-01 | People's Energy Cooperative | 89 | 14468 | Co-op | PV0007 | 32.4 | Solar |  |  | Interconnected | Elgin | 55932 | 15 | 1 | Commercial |  |  | 2011 | 2011
20262-228247-01 | People's Energy Cooperative | 89 | 14468 | Co-op | WD0006 | 10 | Wind |  |  | Interconnected | Rochester | 55902 | 14 | 2 | Commercial |  |  | 2011 | 2011
20262-228247-01 | People's Energy Cooperative | 89 | 14468 | Co-op | PV0008 | 6.9 | Solar |  |  | Interconnected | Mazeppa | 55956 | 16 | 1 | Residential |  |  | 2012 | 2012
20262-228247-01 | People's Energy Cooperative | 89 | 14468 | Co-op | PV0009 | 39.9 | Solar |  |  | Interconnected | Chatfield | 55923 | 10 | 1 | Commercial |  |  | 2013 | 2013
20262-228247-01 | People's Energy Cooperative | 89 | 14468 | Co-op | PV0010 | 7.2 | Solar |  |  | Interconnected | Rochester | 55904 | 17 | 3 | Commercial |  |  | 2013 | 2013
20262-228247-01 | People's Energy Cooperative | 89 | 14468 | Co-op | PV0011 | 11.8 | Solar |  |  | Interconnected | Plainview | 55964 | 4 | 2 | Residential |  |  | 2013 | 2013 | 2019
20262-228247-01 | People's Energy Cooperative | 89 | 14468 | Co-op | PV0012 | 6.9 | Solar |  |  | Decommissioned | Rochester | 55904 | 17 | 3 | Residential |  |  | 2013 | 2013 | 2025
20262-228247-01 | People's Energy Cooperative | 89 | 14468 | Co-op | PV0013 | 4.2 | Solar |  |  | Interconnected | Rochester | 55904 | 17 | 4 | Residential |  |  | 2013 | 2013
20262-228247-01 | People's Energy Cooperative | 89 | 14468 | Co-op | PV0014 | 3.96 | Solar |  |  | Interconnected | Rochester | 55906 | 5 | 1 | Residential |  |  | 2013 | 2013
20262-228247-01 | People's Energy Cooperative | 89 | 14468 | Co-op | PV0015 | 37.5 | Solar |  |  | Interconnected | Chatfield | 55923 | 10 | 2 | Commercial |  |  | 2013 | 2013
20262-228247-01 | People's Energy Cooperative | 89 | 14468 | Co-op | PV0016 | 13.5 | Solar |  |  | Interconnected | Chatfield | 55923 | 10 | 1 | Residential |  |  | 2013 | 2013
20262-228247-01 | People's Energy Cooperative | 89 | 14468 | Co-op | WD0007 | 10 | Wind |  |  | Decommissioned | Chatfield | 55923 | 20 | 1 | Commercial |  |  | 2014 | 2014 | 2025
20262-228247-01 | People's Energy Cooperative | 89 | 14468 | Co-op | PV0017 | 12.72 | Solar |  |  | Interconnected | Mantorville | 55955 | 9 | 1 | Residential |  |  | 2014 | 2014
20262-228247-01 | People's Energy Cooperative | 89 | 14468 | Co-op | PV0018 | 515 | Solar |  |  | Interconnected | Oronoco | 55960 | 16 | 1 | Commercial |  |  | 2014 | 2014
20262-228247-01 | People's Energy Cooperative | 89 | 14468 | Co-op | PV0019 | 21.45 | Solar |  |  | Interconnected | Byron | 55920 | 2 | 2 | Residential |  |  | 2014 | 2014
20262-228247-01 | People's Energy Cooperative | 89 | 14468 | Co-op | PV0020 | 19.1 | Solar |  |  | Interconnected | Stewartville | 55976 | 2 | 2 | Residential |  |  | 2014 | 2014
20262-228247-01 | People's Energy Cooperative | 89 | 14468 | Co-op | WD0008 | 39.9 | Wind |  |  | Interconnected | Elgin | 55932 | 4 | 3 | Commercial |  |  | 2017 | 2017
20262-228247-01 | People's Energy Cooperative | 89 | 14468 | Co-op | PV0021 | 16.5 | Solar |  |  | Interconnected | Byron | 55920 | 9 | 1 | Residential |  |  | 2014 | 2014
20262-228247-01 | People's Energy Cooperative | 89 | 14468 | Co-op | PV0022 | 8.2 | Solar |  |  | Interconnected | Oronoco | 55960 | 16 | 2 | Residential |  |  | 2014 | 2014
20262-228247-01 | People's Energy Cooperative | 89 | 14468 | Co-op | PV0023 | 5.775 | Solar |  |  | Interconnected | Rochester | 55904 | 5 | 3 | Residential |  |  | 2014 | 2014
20262-228247-01 | People's Energy Cooperative | 89 | 14468 | Co-op | PV0024 | 27.5 | Solar |  |  | Interconnected | Chatfield | 55923 | 10 | 1 | Commercial |  |  | 2015 | 2015
20262-228247-01 | People's Energy Cooperative | 89 | 14468 | Co-op | PV0025 | 14.3 | Solar |  |  | Interconnected | Rochester | 55902 | 14 | 2 | Commercial |  |  | 2015 | 2015
20262-228247-01 | People's Energy Cooperative | 89 | 14468 | Co-op | PV0026 | 5 | Solar |  |  | Interconnected | Rochester | 55906 | 5 | 1 | Residential |  |  | 2015 | 2015
20262-228247-01 | People's Energy Cooperative | 89 | 14468 | Co-op | PV0027 | 7.9 | Solar |  |  | Interconnected | Rochester | 55902 | 14 | 2 | Residential |  |  | 2015 | 2015
20262-228247-01 | People's Energy Cooperative | 89 | 14468 | Co-op | PV0028 | 14.5 | Solar |  |  | Interconnected | Millville | 55957 | 4 | 3 | Commercial |  |  | 2015 | 2015
20262-228247-01 | People's Energy Cooperative | 89 | 14468 | Co-op | PV0029 | 30.2 | Solar |  |  | Interconnected | Millville | 55957 | 4 | 3 | Commercial |  |  | 2015 | 2015
20262-228247-01 | People's Energy Cooperative | 89 | 14468 | Co-op | PV0030 | 39.69 | Solar |  |  | Interconnected | Saint Charles | 55972 | 22 | 1 | Commercial |  |  | 2015 | 2015
20262-228247-01 | People's Energy Cooperative | 89 | 14468 | Co-op | PV0031 | 27 | Solar |  |  | Interconnected | Plainview | 55964 | 27 | 34 | Commercial |  |  | 2014 | 2014
20262-228247-01 | People's Energy Cooperative | 89 | 14468 | Co-op | PV0032 | 26 | Solar |  |  | Interconnected | Plainview | 55964 | 27 | 34 | Residential |  |  | 2013 | 2013
20262-228247-01 | People's Energy Cooperative | 89 | 14468 | Co-op | PV0033 | 8.4 | Solar |  |  | Interconnected | Byron | 55920 | 2 | 1 | Residential |  |  | 2015 | 2015
20262-228247-01 | People's Energy Cooperative | 89 | 14468 | Co-op | PV0034 | 8.4 | Solar |  |  | Decommissioned | Plainview | 55964 | 27 | 34 | Commercial |  |  | 2015 | 2015 | 2025
20262-228247-01 | People's Energy Cooperative | 89 | 14468 | Co-op | PV0035 | 15.86 | Solar |  |  | Interconnected | Rochester | 55906 | 3 | 1 | Residential |  |  | 2015 | 2015
20262-228247-01 | People's Energy Cooperative | 89 | 14468 | Co-op | PV0036 | 10.26 | Solar |  |  | Interconnected | Oronoco | 55960 | 16 | 1 | Residential |  |  | 2015 | 2015
20262-228247-01 | People's Energy Cooperative | 89 | 14468 | Co-op | PV0037 | 14.4 | Solar |  |  | Interconnected | Chatfield | 55923 | 1 | 2 | Residential |  |  | 2015 | 2015
20262-228247-01 | People's Energy Cooperative | 89 | 14468 | Co-op | PV0038 | 20.79 | Solar |  |  | Interconnected | Rochester | 55902 | 14 | 2 | Commercial |  |  | 2015 | 2015
20262-228247-01 | People's Energy Cooperative | 89 | 14468 | Co-op | PV0039 | 11.44 | Solar |  |  | Interconnected | Rochester | 55902 | 14 | 2 | Residential |  |  | 2015 | 2015
20262-228247-01 | People's Energy Cooperative | 89 | 14468 | Co-op | PV0040 | 12.04 | Solar |  |  | Interconnected | Rochester | 55901 | 16 | 3 | Residential |  |  | 2015 | 2015
20262-228247-01 | People's Energy Cooperative | 89 | 14468 | Co-op | PV0041 | 11.5 | Solar |  |  | Interconnected | Kellogg | 55945 | 8 | 1 | Residential |  |  | 2015 | 2015
20262-228247-01 | People's Energy Cooperative | 89 | 14468 | Co-op | PV0042 | 4.5 | Solar |  |  | Interconnected | Rochester | 55904 | 25 | 1 | Residential |  |  | 2015 | 2015
20262-228247-01 | People's Energy Cooperative | 89 | 14468 | Co-op | PV0043 | 11.7 | Solar |  |  | Interconnected | Rochester | 55906 | 5 | 1 | Residential |  |  | 2015 | 2015
20262-228247-01 | People's Energy Cooperative | 89 | 14468 | Co-op | PV0044 | 13.8 | Solar |  |  | Interconnected | Rochester | 55904 | 17 | 3 | Residential |  |  | 2015 | 2015
20262-228247-01 | People's Energy Cooperative | 89 | 14468 | Co-op | PV0045 | 7.8 | Solar |  |  | Interconnected | Elgin | 55932 | 26 | 38 | Residential |  |  | 2015 | 2015
20262-228247-01 | People's Energy Cooperative | 89 | 14468 | Co-op | PV0046 | 11.34 | Solar |  |  | Interconnected | Eyota | 55934 | 6 | 1 | Residential |  |  | 2015 | 2015
20262-228247-01 | People's Energy Cooperative | 89 | 14468 | Co-op | PV0047 | 11.55 | Solar |  |  | Interconnected | Theilman | 55945 |  | 2 | Commercial |  |  | 2016 | 2016
20262-228247-01 | People's Energy Cooperative | 89 | 14468 | Co-op | PV0048 | 13.44 | Solar |  |  | Interconnected | Plainview | 55964 | 4 | 3 | Commercial |  |  | 2016 | 2016
20262-228247-01 | People's Energy Cooperative | 89 | 14468 | Co-op | PV0049 | 10.2 | Solar |  |  | Interconnected | Stewartville | 55976 | 17 | 4 | Residential |  |  | 2016 | 2016
20262-228247-01 | People's Energy Cooperative | 89 | 14468 | Co-op | PV0050 | 10.8 | Solar |  |  | Interconnected | Rochester | 55904 | 5 | 3 | Residential |  |  | 2016 | 2016
20262-228247-01 | People's Energy Cooperative | 89 | 14468 | Co-op | PV0051 | 9.24 | Solar |  |  | Interconnected | Rochester | 55906 | 3 | 2 | Residential |  |  | 2016 | 2016
20262-228247-01 | People's Energy Cooperative | 89 | 14468 | Co-op | PV0052 | 8.45 | Solar |  |  | Interconnected | Elgin | 55932 | 15 | 2 | Residential |  |  | 2016 | 2016
20262-228247-01 | People's Energy Cooperative | 89 | 14468 | Co-op | PV0053 | 8.4 | Solar |  |  | Interconnected | Rochester | 55904 | 25 | 3 | Residential |  |  | 2016 | 2016
20262-228247-01 | People's Energy Cooperative | 89 | 14468 | Co-op | PV0054 | 13 | Solar |  |  | Interconnected | Elgin | 55932 | 18 | 2 | Commercial |  |  | 2016 | 2016
20262-228247-01 | People's Energy Cooperative | 89 | 14468 | Co-op | PV0055 | 39.65 | Solar |  |  | Interconnected | Kasson | 55944 | 12 | 2 | Commercial |  |  | 2016 | 2016
20262-228247-01 | People's Energy Cooperative | 89 | 14468 | Co-op | PV0056 | 5.85 | Solar |  |  | Interconnected | Oronoco | 55960 | 16 | 1 | Residential |  |  | 2016 | 2016
20262-228247-01 | People's Energy Cooperative | 89 | 14468 | Co-op | WD0009 | 34.5 | Wind |  |  | Decommissioned | Rochester | 55902 | 14 | 2 | Residential |  |  | 2016 | 2016 | 2023
20262-228247-01 | People's Energy Cooperative | 89 | 14468 | Co-op | PV0057 | 14.9 | Solar |  |  | Interconnected | Elgin | 55932 | 5 | 3 | Residential |  |  | 2016 | 2016
20262-228247-01 | People's Energy Cooperative | 89 | 14468 | Co-op | PV0058 | 9 | Solar |  |  | Interconnected | Rochester | 55901 | 3 | 4 | Commercial |  |  | 2016 | 2016
20262-228247-01 | People's Energy Cooperative | 89 | 14468 | Co-op | PV0059 | 7.6 | Solar |  |  | Interconnected | Kasson | 55944 | 12 | 2 | Residential |  |  | 2016 | 2016
20262-228247-01 | People's Energy Cooperative | 89 | 14468 | Co-op | PV0060 | 16.25 | Solar |  |  | Interconnected | Eyota | 55934 | 5 | 2 | Residential |  |  | 2016 | 2016
20262-228247-01 | People's Energy Cooperative | 89 | 14468 | Co-op | PV0061 | 33.8 | Solar |  |  | Interconnected | Zumbro Falls | 55991 | 18 | 1 | Residential |  |  | 2016 | 2016
20262-228247-01 | People's Energy Cooperative | 89 | 14468 | Co-op | PV0062 | 256 | Solar |  |  | Interconnected | Elgin | 55932 | 15 | 3 | Commercial |  |  | 2016 | 2016
20262-228247-01 | People's Energy Cooperative | 89 | 14468 | Co-op | PV0063 | 10.72 | Solar |  |  | Interconnected | Oronoco | 55960 | 16 | 1 | Residential |  |  | 2016 | 2016
20262-228247-01 | People's Energy Cooperative | 89 | 14468 | Co-op | PV0064 | 36 | Solar |  |  | Interconnected | Rochester | 55902 | 14 | 2 | Commercial |  |  | 2017 | 2017
20262-228247-01 | People's Energy Cooperative | 89 | 14468 | Co-op | PV0065 | 4.86 | Solar |  |  | Interconnected | Rochester | 55904 | 25 | 1 | Residential |  |  | 2017 | 2017
20262-228247-01 | People's Energy Cooperative | 89 | 14468 | Co-op | PV0066 | 13.65 | Solar |  |  | Interconnected | Byron | 55920 | 2 | 1 | Residential |  |  | 2017 | 2017
20262-228247-01 | People's Energy Cooperative | 89 | 14468 | Co-op | PV0067 | 38 | Solar |  |  | Interconnected | Oronoco | 55960 | 16 | 1 | Residential |  |  | 2017 | 2017
20262-228247-01 | People's Energy Cooperative | 89 | 14468 | Co-op | PV0068 | 7.8 | Solar |  |  | Interconnected | Eyota | 55934 | 5 | 2 | Residential |  |  | 2017 | 2017
20262-228247-01 | People's Energy Cooperative | 89 | 14468 | Co-op | PV0069 | 10 | Solar |  |  | Interconnected | Lake City | 55041 | 7 | 1 | Residential |  |  | 2017 | 2017
20262-228247-01 | People's Energy Cooperative | 89 | 14468 | Co-op | PV0070 | 14.95 | Solar |  |  | Interconnected | Rochester | 55902 | 2 | 2 | Residential |  |  | 2017 | 2017
20262-228247-01 | People's Energy Cooperative | 89 | 14468 | Co-op | PV0071 | 10.95 | Solar |  |  | Interconnected | Oronoco | 55960 | 16 | 2 | Commercial |  |  | 2017 | 2017
20262-228247-01 | People's Energy Cooperative | 89 | 14468 | Co-op | PV0072 | 18.5 | Solar |  |  | Interconnected | Millville | 55957 | 4 | 1 | Residential |  |  | 2017 | 2017
20262-228247-01 | People's Energy Cooperative | 89 | 14468 | Co-op | PV0073 | 10.95 | Solar |  |  | Interconnected | Rochester | 55902 | 14 | 2 | Residential |  |  | 2017 | 2017
20262-228247-01 | People's Energy Cooperative | 89 | 14468 | Co-op | PV0074 | 38.5 | Solar |  |  | Interconnected | Oronoco | 55960 | 9 | 2 | Residential |  |  | 2017 | 2017
20262-228247-01 | People's Energy Cooperative | 89 | 14468 | Co-op | PV0075 | 18.54 | Solar |  |  | Interconnected | Stewartville | 55976 | 30 | 60 | Commercial |  |  | 2017 | 2017
20262-228247-01 | People's Energy Cooperative | 89 | 14468 | Co-op | PV0076 | 7.6 | Solar |  |  | Interconnected | Rochester | 55901 | 3 | 4 | Residential |  |  | 2017 | 2017
20262-228247-01 | People's Energy Cooperative | 89 | 14468 | Co-op | PV0077 | 7.6 | Solar |  |  | Interconnected | Eyota | 55934 | 15 | 2 | Residential |  |  | 2017 | 2017
20262-228247-01 | People's Energy Cooperative | 89 | 14468 | Co-op | PV2977 | 24 | Solar |  |  | Interconnected | Stewartville | 55976 | 11 | 1 | Commercial |  |  | 2017 | 2017
20262-228247-01 | People's Energy Cooperative | 89 | 14468 | Co-op | PV0079 | 36 | Solar |  |  | Interconnected | Byron | 55920 | 2 | 1 | Residential |  |  | 2018 | 2018
20262-228247-01 | People's Energy Cooperative | 89 | 14468 | Co-op | PV0081 | 6 | Solar |  |  | Interconnected | Oronoco | 55960 | 16 | 1 | Residential |  |  | 2018 | 2018
20262-228247-01 | People's Energy Cooperative | 89 | 14468 | Co-op | PV0082 | 5.8 | Solar |  |  | Interconnected | Oronoco | 55960 | 16 | 1 | Residential |  |  | 2018 | 2018
20262-228247-01 | People's Energy Cooperative | 89 | 14468 | Co-op | PV0083 | 27.2 | Solar |  |  | Interconnected | Chatfield | 55923 | 20 | 1 | Residential |  |  | 2018 | 2018
20262-228247-01 | People's Energy Cooperative | 89 | 14468 | Co-op | PV0084 | 12 | Solar |  |  | Interconnected | Rochester | 55905 | 18 | 2 | Residential |  |  | 2018 | 2018
20262-228247-01 | People's Energy Cooperative | 89 | 14468 | Co-op | PV0085 | 12.5 | Solar |  |  | Interconnected | Byron | 55920 | 2 | 1 | Residential |  |  | 2018 | 2018
20262-228247-01 | People's Energy Cooperative | 89 | 14468 | Co-op | PV0071A | 21.9 | Solar |  |  | Interconnected | Oronoco | 55960 | 16 | 2 | Residential |  |  | 2018 | 2018
20262-228247-01 | People's Energy Cooperative | 89 | 14468 | Co-op | PV0086 | 6 | Solar |  |  | Interconnected | Rochester | 55906 | 3 | 3 | Residential |  |  | 2018 | 2018
20262-228247-01 | People's Energy Cooperative | 89 | 14468 | Co-op | PV0087 | 12 | Solar |  |  | Interconnected | Eyota | 55934 | 6 | 2 | Residential |  |  | 2018 | 2018
20262-228247-01 | People's Energy Cooperative | 89 | 14468 | Co-op | PV0088 | 37.5 | Solar |  |  | Interconnected | Elgin | 55932 | 15 | 3 | Residential |  |  | 2018 | 2018
20262-228247-01 | People's Energy Cooperative | 89 | 14468 | Co-op | PV0089 | 3 | Solar |  |  | Interconnected | Kasson | 55944 | 12 | 1 | Residential |  |  | 2018 | 2018
20262-228247-01 | People's Energy Cooperative | 89 | 14468 | Co-op | PV0090 | 30.4 | Solar |  |  | Interconnected | Plainview | 55964 | 8 | 2 | Residential |  |  | 2018 | 2018
20262-228247-01 | People's Energy Cooperative | 89 | 14468 | Co-op | PV0091 | 15.2 | Solar |  |  | Interconnected | Plainview | 55964 | 8 | 2 | Residential |  |  | 2018 | 2018
20262-228247-01 | People's Energy Cooperative | 89 | 14468 | Co-op | PV0040A | 16 | Solar |  |  | Interconnected | Rochester | 55901 | 16 | 3 | Residential |  |  | 2018 | 2018
20262-228247-01 | People's Energy Cooperative | 89 | 14468 | Co-op | PV0092 | 12.5 | Solar |  |  | Interconnected | Rochester | 55906 | 3 | 3 | Residential |  |  | 2018 | 2018
20262-228247-01 | People's Energy Cooperative | 89 | 14468 | Co-op | PV0093 | 22 | Solar |  |  | Interconnected | Rochester | 55901 | 3 | 3 | Residential |  |  | 2018 | 2018
20262-228247-01 | People's Energy Cooperative | 89 | 14468 | Co-op | PV0094 | 10 | Solar |  |  | Interconnected | Rochester | 55904 | 25 | 1 | Residential |  |  | 2019 | 2019
20262-228247-01 | People's Energy Cooperative | 89 | 14468 | Co-op | PV0095 | 25 | Solar |  |  | Interconnected | Eyota | 55965 | 6 | 4 | Residential |  |  | 2019 | 2019
20262-228247-01 | People's Energy Cooperative | 89 | 14468 | Co-op | PV0048A | 6 | Solar |  |  | Interconnected | Plainview | 55964 | 4 | 3 | Residential |  |  | 2019 | 2019
20262-228247-01 | People's Energy Cooperative | 89 | 14468 | Co-op | PV0096 | 8.4 | Solar |  |  | Interconnected | Pine Island | 55963 | 16 | 2 | Residential |  |  | 2019 | 2019
20262-228247-01 | People's Energy Cooperative | 89 | 14468 | Co-op | PV0097 | 19.3 | Solar |  |  | Interconnected | Rochester | 55904 | 1 | 3 | Residential |  |  | 2019 | 2019
20262-228247-01 | People's Energy Cooperative | 89 | 14468 | Co-op | PV0098 | 7.6 | Solar |  |  | Interconnected | Rochester | 55902 | 14 | 1 | Residential |  |  | 2019 | 2019
20262-228247-01 | People's Energy Cooperative | 89 | 14468 | Co-op | PV0099 | 11.4 | Solar |  |  | Interconnected | Rochester | 55904 | 1 | 3 | Residential |  |  | 2019 | 2019
20262-228247-01 | People's Energy Cooperative | 89 | 14468 | Co-op | PV0100 | 5 | Solar |  |  | Interconnected | Rochester | 55901 | 3 | 2 | Residential |  |  | 2019 | 2019
20262-228247-01 | People's Energy Cooperative | 89 | 14468 | Co-op | PV0101 | 15 | Solar |  |  | Interconnected | Chatfield | 55923 | 20 | 2 | Residential |  | 44495 | 2019 | 2019
20262-228247-01 | People's Energy Cooperative | 89 | 14468 | Co-op | PV0102 | 7.6 | Solar |  |  | Interconnected | Oronoco | 55960 | 3 | 4 | Residential |  |  | 2019 | 2019
20262-228247-01 | People's Energy Cooperative | 89 | 14468 | Co-op | PV0103 | 15 | Solar |  |  | Interconnected | Oronoco | 55960 | 16 | 2 | Residential |  |  | 2019 | 2019
20262-228247-01 | People's Energy Cooperative | 89 | 14468 | Co-op | PV0104 | 7.6 | Solar |  |  | Interconnected | Rochester | 55904 | 25 | 4 | Residential |  | 18790 | 2019 | 2019
20262-228247-01 | People's Energy Cooperative | 89 | 14468 | Co-op | PV0105 | 27.5 | Solar |  |  | Interconnected | Plainview | 55964 | 27 | 1 | Residential |  |  | 2019 | 2019
20262-228247-01 | People's Energy Cooperative | 89 | 14468 | Co-op | PV0106 | 10 | Solar |  |  | Interconnected | Chatfield | 55923 | 1 | 1 | Residential |  |  | 2019 | 2019
20262-228247-01 | People's Energy Cooperative | 89 | 14468 | Co-op | PV0107 | 11.4 | Solar |  |  | Interconnected | Rochester | 55901 | 3 | 35 | Residential |  | 37530 | 2019 | 2019
20262-228247-01 | People's Energy Cooperative | 89 | 14468 | Co-op | PV0108 | 39.9 | Solar |  |  | Interconnected | Rochester | 55904 | 3 | 2 | Commercial |  |  | 2019 | 2019
20262-228247-01 | People's Energy Cooperative | 89 | 14468 | Co-op | PV0109 | 15 | Solar |  |  | Interconnected | Plainview | 55964 | 27 | 4 | Residential |  | 45500 | 2019 | 2019
20262-228247-01 | People's Energy Cooperative | 89 | 14468 | Co-op | PV0110 | 11.4 | Solar |  | X | Interconnected | Rochester | 55906 | 3 | 3 | Residential |  | 55825 | 2019 | 2019
20262-228247-01 | People's Energy Cooperative | 89 | 14468 | Co-op | PV0111 | 15.2 | Solar |  |  | Interconnected | Rochester | 55906 | 5 | 2 | Residential |  | 50000 | 2019 | 2019
20262-228247-01 | People's Energy Cooperative | 89 | 14468 | Co-op | PV0056A | 7.6 | Solar |  |  | Interconnected | Oronoco | 55960 | 16 | 1 | Residential |  | 12950 | 2019 | 2019
20262-228247-01 | People's Energy Cooperative | 89 | 14468 | Co-op | PV0112 | 8.2 | Solar |  |  | Interconnected | Rochester | 55904 | 25 | 1 | Residential |  | 31650 | 2019 | 2019
20262-228247-01 | People's Energy Cooperative | 89 | 14468 | Co-op | PV0114 | 10 | Solar |  |  | Withdrawn | Rochester | 55904 | 25 | 1 | Residential |  | 27000 | 2019
20262-228247-01 | People's Energy Cooperative | 89 | 14468 | Co-op | PV0113 | 37.5 | Solar |  |  | Interconnected | Stewartville | 55976 | 2 | 2 | Residential |  |  | 2019 | 2020
20262-228247-01 | People's Energy Cooperative | 89 | 14468 | Co-op | PV0090A | 7.3 | Solar |  |  | Interconnected | Plainview | 55964 | 8 | 3 | Residential |  | 30000 | 2019 | 2020
20262-228247-01 | People's Energy Cooperative | 89 | 14468 | Co-op | PV0115 | 23.04 | Solar |  |  | Interconnected | Eyota | 55934 | 15 | 1 | Residential |  | 60000 | 2019 | 2020
20262-228247-01 | People's Energy Cooperative | 89 | 14468 | Co-op | WD0010 | 39.9 | Wind |  |  | Withdrawn | Rochester | 55906 | 3 | 3 | Commercial |  |  | 2019
20262-228247-01 | People's Energy Cooperative | 89 | 14468 | Co-op | PV0116 | 11.4 | Solar |  |  | Interconnected | Rochester | 55904 | 5 | 3 | Residential |  | 35000 | 2020 | 2020
20262-228247-01 | People's Energy Cooperative | 89 | 14468 | Co-op | PV0117 | 3.8 | Solar |  |  | Interconnected | Kasson | 55944 | 12 | 2 | Residential |  | 18500 | 2020 | 2020
20262-228247-01 | People's Energy Cooperative | 89 | 14468 | Co-op | PV0118 | 10 | Solar |  |  | Interconnected | Rochester | 55901 | 3 | 3 | Residential |  | 31670 | 2020 | 2020
20262-228247-01 | People's Energy Cooperative | 89 | 14468 | Co-op | PV0119 | 32.8 | Solar |  |  | Interconnected | Hayfield | 55940 | 2 | 3 | Residential |  | 90000 | 2020 | 2021
20262-228247-01 | People's Energy Cooperative | 89 | 14468 | Co-op | PV0120 | 37.5 | Solar |  |  | Interconnected | Elgin | 55932 | 15 | 2 | Residential |  | 103200 | 2020 | 2020
20262-228247-01 | People's Energy Cooperative | 89 | 14468 | Co-op | PV0121 | 25 | Solar |  |  | Interconnected | Pine Island | 55963 | 9 | 1 | Residential |  | 83650 | 2020 | 2020
20262-228247-01 | People's Energy Cooperative | 89 | 14468 | Co-op | NOVA2975 | 22.8 | Solar |  |  | Interconnected | Stewartville | 55976 | 24 | 1 | Residential |  | 66000 | 2020 | 2020
20262-228247-01 | People's Energy Cooperative | 89 | 14468 | Co-op | PV0123 | 36 | Solar |  |  | Withdrawn | Byron | 55920 | 9 | 1 | Residential |  | 302000 | 2020
20262-228247-01 | People's Energy Cooperative | 89 | 14468 | Co-op | PV0079A | 36 | Solar |  |  | Withdrawn | Byron | 55920 | 9 | 1 | Commercial |  |  | 2020
20262-228247-01 | People's Energy Cooperative | 89 | 14468 | Co-op | NOVA3023 | 5 | Solar |  |  | Interconnected | Rochester | 55904 | 25 | 1 | Residential |  | 20000 | 2020 | 2020
20262-228247-01 | People's Energy Cooperative | 89 | 14468 | Co-op | NOVA3055 | 39.9 | Solar |  |  | Withdrawn | Byron | 55976 | 2 | 2 | Residential |  | 99000 | 2020
20262-228247-01 | People's Energy Cooperative | 89 | 14468 | Co-op | NOVA3057 | 39.99 | Solar |  |  | Withdrawn | Byron | 55976 | 2 | 2 | Residential |  | 99000 | 2020
20262-228247-01 | People's Energy Cooperative | 89 | 14468 | Co-op | NOVA3129 | 39.99 | Solar |  |  | Interconnected | Byron | 55976 | 2 | 2 | Residential |  | 108500 | 2020 | 2021
20262-228247-01 | People's Energy Cooperative | 89 | 14468 | Co-op | NOVA3130 | 39.9 | Solar |  |  | Interconnected | Byron | 55976 | 2 | 2 | Residential |  | 108500 | 2020 | 2021
20262-228247-01 | People's Energy Cooperative | 89 | 14468 | Co-op | NOVA2972 | 37.5 | Solar |  |  | Interconnected | Elgin | 55932 | 4 | 3 | Residential |  | 101200 | 2020 | 2020
20262-228247-01 | People's Energy Cooperative | 89 | 14468 | Co-op | NOVA3201 | 34.2 | Solar |  |  | Interconnected | Rochester | 55902 | 14 | 2 | Residential |  | 89888 | 2020 | 2020
20262-228247-01 | People's Energy Cooperative | 89 | 14468 | Co-op | NOVA3165 | 37.5 | Solar |  |  | Interconnected | Plainview | 55964 | 8 | 3 | Residential |  | 110000 | 2020 | 2020
20262-228247-01 | People's Energy Cooperative | 89 | 14468 | Co-op | NOVA3265 | 34.2 | Solar |  |  | Interconnected | Rochester | 55901 | 3 | 4 | Commercial |  | 97210 | 2020 | 2020
20262-228247-01 | People's Energy Cooperative | 89 | 14468 | Co-op | NOVA3239 | 3.8 | Solar |  |  | Interconnected | Eyota | 55934 | 28 | 2 | Residential |  | 28403 | 2020 | 2020
20262-228247-01 | People's Energy Cooperative | 89 | 14468 | Co-op | NOVA3304 | 10 | Solar |  |  | Interconnected | Rochester | 55906 | 3 | 3 | Residential |  | 30460.6 | 2020 | 2020
20262-228247-01 | People's Energy Cooperative | 89 | 14468 | Co-op | NOVA3354 | 24 | Solar |  |  | Interconnected | Dodge Center | 55927 | 12 | 3 | Commercial |  | 159560 | 2020 | 2020
20262-228247-01 | People's Energy Cooperative | 89 | 14468 | Co-op | NOVA3392 | 10 | Solar |  |  | Interconnected | Stewartville | 55976 | 11 | 1 | Residential |  | 36011 | 2020 | 2020
20262-228247-01 | People's Energy Cooperative | 89 | 14468 | Co-op | NOVA3404 | 22.8 | Solar |  |  | Interconnected | Stewartville | 55976 | 1 | 3 | Residential |  | 61000 | 2020 | 2020
20262-228247-01 | People's Energy Cooperative | 89 | 14468 | Co-op | NOVA3442 | 16.44 | Solar |  |  | Interconnected | Grand Meadow | 55936 | 11 | 2 | Commercial |  | 26000 | 2020 | 2020
20262-228247-01 | People's Energy Cooperative | 89 | 14468 | Co-op | NOVA3353 | 1000 | Solar |  |  | Interconnected | Rochester | 55906 | 5 | 1 | Commercial |  | 2122808 | 2020 | 2021
20262-228247-01 | People's Energy Cooperative | 89 | 14468 | Co-op | NOVA3463 | 13.6 | Solar |  |  | Interconnected | Rochester | 55906 | 5 | 1 | Residential |  | 43000 | 2020 | 2020
20262-228247-01 | People's Energy Cooperative | 89 | 14468 | Co-op | NOVA3491 | 38.2 | Solar |  |  | Interconnected | Eyota | 55934 | 5 | 2 | Residential |  | 107825 | 2020 | 2020
20262-228247-01 | People's Energy Cooperative | 89 | 14468 | Co-op | NOVA3501 | 10 | Solar |  |  | Interconnected | Rochester | 55904 | 5 | 1 | Residential |  | 28974 | 2020 | 2020
20262-228247-01 | People's Energy Cooperative | 89 | 14468 | Co-op | NOVA3502 | 4.8 | Solar |  |  | Interconnected | Rochester | 55901 | 16 | 2 | Residential |  | 16349 | 2020 | 2020
20262-228247-01 | People's Energy Cooperative | 89 | 14468 | Co-op | NOVA3571 | 15.2 | Solar |  |  | Interconnected | Rochester | 55902 | 14 | 2 | Residential |  | 78360 | 2020 | 2020
20262-228247-01 | People's Energy Cooperative | 89 | 14468 | Co-op | NOVA3581 | 14.5 | Solar |  | X | Interconnected | Oronoco | 55920 | 16 | 2 | Residential |  | 71000 | 2020 | 2020
20262-228247-01 | People's Energy Cooperative | 89 | 14468 | Co-op | NOVA3615 | 37.5 | Solar |  |  | Interconnected | Rochester | 55902 | 17 | 2 | Residential |  | 101130 | 2020 | 2020
20262-228247-01 | People's Energy Cooperative | 89 | 14468 | Co-op | NOVA3629 | 15.2 | Solar |  |  | Interconnected | Rochester | 55902 | 14 | 2 | Residential |  | 46325 | 2020 | 2021
20262-228247-01 | People's Energy Cooperative | 89 | 14468 | Co-op | NOVA3701 | 37.6 | Solar |  |  | Interconnected | Millville | 55957 | 4 | 3 | Residential |  | 92980 | 2020 | 2020
20262-228247-01 | People's Energy Cooperative | 89 | 14468 | Co-op | NOVA3709 | 5 | Solar |  |  | Withdrawn | Oronoco | 55960 | 16 | 2 | Residential |  | 36096 | 2020
20262-228247-01 | People's Energy Cooperative | 89 | 14468 | Co-op | NOVA3702 | 5 | Solar |  |  | Withdrawn | Rochester | 55904 | 5 | 3 | Residential |  | 29997 | 2020
20262-228247-01 | People's Energy Cooperative | 89 | 14468 | Co-op | NOVA3765 | 3 | Solar |  |  | Interconnected | Kasson | 55944 | 12 | 2 | Residential |  | 8352 | 2020 | 2020
20262-228247-01 | People's Energy Cooperative | 89 | 14468 | Co-op | NOVA3912 | 10.32 | Solar |  | X | Withdrawn | Eyota | 55934 | 5 | 2 | Residential |  | 33000 | 2020
20262-228247-01 | People's Energy Cooperative | 89 | 14468 | Co-op | NOVA3931 | 15 | Solar |  |  | Interconnected | Wykoff | 55990 | 10 | 1 | Residential |  | 45940 | 2020 | 2021
20262-228247-01 | People's Energy Cooperative | 89 | 14468 | Co-op | NOVA3960 | 20 | Solar |  |  | Withdrawn | Stewartville | 55976 | 11 | 1 | Residential |  | 91000 | 2020
20262-228247-01 | People's Energy Cooperative | 89 | 14468 | Co-op | NOVA2977A | 10 | Solar |  |  | Interconnected | Stewartville | 55976 | 11 | 1 | Residential |  | 20000 | 2020 | 2020
20262-228247-01 | People's Energy Cooperative | 89 | 14468 | Co-op | NOVA3676 | 39 | Wind |  |  | Withdrawn | Rochester | 55906 | 3 | 3 | Commercial |  | 190000 | 2020
20262-228247-01 | People's Energy Cooperative | 89 | 14468 | Co-op | PV0073A | 3.25 | Solar |  |  | Interconnected | Rochester | 55902 | 14 | 2 | Residential |  | 11400 | 2020 | 2020
20262-228247-01 | People's Energy Cooperative | 89 | 14468 | Co-op | NOVA4027 | 36 | Solar |  |  | Interconnected | Byron | 55920 | 2 | 1 | Commercial |  | 302000 | 2021 | 2022
20262-228247-01 | People's Energy Cooperative | 89 | 14468 | Co-op | NOVA4028 | 36 | Solar |  |  | Interconnected | Byron | 55920 | 2 | 1 | Commercial |  |  | 2021 | 2022
20262-228247-01 | People's Energy Cooperative | 89 | 14468 | Co-op | NOVA4003 | 36 | Solar |  |  | Withdrawn | Dover | 55929 | 29 | 30 | Commercial |  | 102825 | 2021
20262-228247-01 | People's Energy Cooperative | 89 | 14468 | Co-op | NOVA4060 | 22.8 | Solar |  |  | Interconnected | Rochester | 55906 | 18 | 3 | Residential |  | 69015 | 2021 | 2021
20262-228247-01 | People's Energy Cooperative | 89 | 14468 | Co-op | NOVA4073 | 5 | Solar |  |  | Withdrawn | Oronoco | 55960 | 16 | 2 | Residential |  | 36096 | 2021
20262-228247-01 | People's Energy Cooperative | 89 | 14468 | Co-op | NOVA4137 | 15.2 | Solar |  |  | Interconnected | Stewartville | 55976 | 11 | 1 | Residential |  | 91000 | 2021 | 2021
20262-228247-01 | People's Energy Cooperative | 89 | 14468 | Co-op | NOVA4205 | 5 | Solar |  |  | Withdrawn | Oronoco | 55960 | 16 | 1 | Residential |  | 26664 | 2021
20262-228247-01 | People's Energy Cooperative | 89 | 14468 | Co-op | NOVA4213 | 7 | Storage |  |  | Interconnected | Rochester | 55902 | 14 | 2 | Residential |  | 4000 | 2021 | 2021
20262-228247-01 | People's Energy Cooperative | 89 | 14468 | Co-op | NOVA4220 | 36 | Solar |  |  | Interconnected | Kellogg | 55945 | 8 | 1 | Residential |  | 236500 | 2021 | 2021
20262-228247-01 | People's Energy Cooperative | 89 | 14468 | Co-op | NOVA4221 | 36 | Solar |  |  | Interconnected | Kellogg | 55945 | 8 | 1 | Commercial |  | 236500 | 2021 | 2021
20262-228247-01 | People's Energy Cooperative | 89 | 14468 | Co-op | NOVA4290 | 10 | Solar |  |  | Interconnected | Rochester | 55906 | 3 | 1 | Commercial |  | 30000 | 2021 | 2021
20262-228247-01 | People's Energy Cooperative | 89 | 14468 | Co-op | NOVA4291 | 10 | Solar |  |  | Interconnected | Rochester | 55906 | 3 | 1 | Residential |  | 45000 | 2021 | 2021
20262-228247-01 | People's Energy Cooperative | 89 | 14468 | Co-op | NOVA4301 | 21.6 | Solar |  |  | Interconnected | Plainview | 55964 | 27 | 35 | Residential |  | 71260 | 2021 | 2021
20262-228247-01 | People's Energy Cooperative | 89 | 14468 | Co-op | NOVA4336 | 8.22 | Solar |  |  | Interconnected | Oronoco | 55960 | 16 | 1 | Residential |  | 42587 | 2021 | 2021
20262-228247-01 | People's Energy Cooperative | 89 | 14468 | Co-op | NOVA4334 | 7.12 | Solar |  |  | Interconnected | Byron | 55920 | 14 | 3 | Residential |  | 38181 | 2021 | 2021
20262-228247-01 | People's Energy Cooperative | 89 | 14468 | Co-op | NOVA4337 | 7.67 | Solar |  |  | Interconnected | Byron | 55920 | 14 | 3 | Residential |  | 39650 | 2021 | 2021
20262-228247-01 | People's Energy Cooperative | 89 | 14468 | Co-op | NOVA4359 | 6.58 | Solar |  |  | Interconnected | Stewartville | 55976 | 24 | 1 | Residential |  | 35244 | 2021 | 2021
20262-228247-01 | People's Energy Cooperative | 89 | 14468 | Co-op | NOVA4363 | 6.58 | Solar |  |  | Interconnected | Byron | 55920 | 14 | 3 | Residential |  | 35244 | 2021 | 2021
20262-228247-01 | People's Energy Cooperative | 89 | 14468 | Co-op | NOVA4362 | 5.48 | Solar |  |  | Interconnected | Stewartville | 55976 | 17 | 4 | Residential |  | 27902 | 2021 | 2021
20262-228247-01 | People's Energy Cooperative | 89 | 14468 | Co-op | NOVA4360 | 3.29 | Solar |  |  | Interconnected | Byron | 55920 | 14 | 3 | Residential |  | 18216 | 2021 | 2021
20262-228247-01 | People's Energy Cooperative | 89 | 14468 | Co-op | NOVA4361 | 6.03 | Solar |  |  | Interconnected | Oronoco | 55960 | 16 | 1 | Residential |  | 30839 | 2021 | 2021
20262-228247-01 | People's Energy Cooperative | 89 | 14468 | Co-op | NOVA4433 | 20 | Solar |  |  | Withdrawn | Eyota | 55934 | 5 | 2 | Residential |  | 53825 | 2021
20262-228247-01 | People's Energy Cooperative | 89 | 14468 | Co-op | NOVA4442 | 11.51 | Solar |  |  | Interconnected | Oronoco | 55960 | 16 | 1 | Residential |  | 60209 | 2021 | 2021
20262-228247-01 | People's Energy Cooperative | 89 | 14468 | Co-op | NOVA4458 | 3.49 | Solar |  |  | Interconnected | Rochester | 55902 | 17 | 2 | Residential |  | 12731 | 2021 | 2021
20262-228247-01 | People's Energy Cooperative | 89 | 14468 | Co-op | NOVA4510 | 5.22 | Solar |  |  | Withdrawn | Oronoco | 55960 | 16 | 1 | Residential |  | 36305.27 | 2021
20262-228247-01 | People's Energy Cooperative | 89 | 14468 | Co-op | NOVA4665 | 5.22 | Solar |  |  | Interconnected | Oronoco | 55960 | 16 | 1 | Residential |  | 36305.27 | 2021 | 2022
20262-228247-01 | People's Energy Cooperative | 89 | 14468 | Co-op | NOVA4609 | 7.6 | Solar |  |  | Withdrawn | Chatfield | 55923 | 31 | 1 | Residential |  | 45558 | 2021
20262-228247-01 | People's Energy Cooperative | 89 | 14468 | Co-op | NOVA4620 | 5 | Solar |  |  | Withdrawn | Dover | 55929 | 29 | 30 | Residential |  | 26664 | 2021
20262-228247-01 | People's Energy Cooperative | 89 | 14468 | Co-op | NOVA4660 | 5 | Solar |  |  | Withdrawn | Oronoco | 55960 | 16 | 1 | Residential |  | 26664 | 2021
20262-228247-01 | People's Energy Cooperative | 89 | 14468 | Co-op | NOVA4715 | 34.2 | Solar |  |  | Withdrawn | Rochester | 55906 | 3 | 3 | Residential |  | 107400 | 2021
20262-228247-01 | People's Energy Cooperative | 89 | 14468 | Co-op | NOVA4708 | 20 | Solar |  |  | Interconnected | Eyota | 55934 | 5 | 2 | Residential |  | 53825 | 2021 | 2021
20262-228247-01 | People's Energy Cooperative | 89 | 14468 | Co-op | NOVA4719 | 9.86 | Solar |  |  | Interconnected | Oronoco | 55960 | 16 | 1 | Residential |  | 54034 | 2021 | 2021
20262-228247-01 | People's Energy Cooperative | 89 | 14468 | Co-op | NOVA4796 | 9 | Solar |  |  | Interconnected | Rochester | 55904 | 25 | 1 | Residential |  | 57965 | 2021 | 2021
20262-228247-01 | People's Energy Cooperative | 89 | 14468 | Co-op | NOVA4828 | 20 | Solar |  |  | Interconnected | Rochester | 55901 | 3 | 3 | Residential |  | 59045 | 2021 | 2021
20262-228247-01 | People's Energy Cooperative | 89 | 14468 | Co-op | NOVA4812 | 21.4 | Solar |  |  | Interconnected | Rochester | 55901 | 5 | 1 | Residential |  | 74500 | 2021 | 2021
20262-228247-01 | People's Energy Cooperative | 89 | 14468 | Co-op | NOVA4777 | 3.19 | Solar |  |  | Interconnected | Stewartville | 55976 | 30 | 65 | Residential |  | 12107.94 | 2021 | 2021
20262-228247-01 | People's Energy Cooperative | 89 | 14468 | Co-op | NOVA4798 | 30.72 | Solar |  |  | Interconnected | Lake City | 55041 | 7 | 1 | Residential |  | 65000 | 2021 | 2022
20262-228247-01 | People's Energy Cooperative | 89 | 14468 | Co-op | NOVA4876 | 22.8 | Solar |  |  | Interconnected | Rochester | 55901 | 3 | 4 | Residential |  | 52000 | 2021 | 2021
20262-228247-01 | People's Energy Cooperative | 89 | 14468 | Co-op | NOVA4882 | 14.4 | Solar |  |  | Interconnected | Chatfield | 55923 | 20 | 2 | Residential |  | 53490 | 2021 | 2021
20262-228247-01 | People's Energy Cooperative | 89 | 14468 | Co-op | NOVA4898 | 38 | Solar |  |  | Interconnected | Plainview | 55964 | 15 | 1 | Commercial |  | 105000 | 2021 | 2021
20262-228247-01 | People's Energy Cooperative | 89 | 14468 | Co-op | NOVA4902 | 37.5 | Solar |  |  | Interconnected | Chatfield | 55923 | 31 | 1 | Commercial |  | 1e+05 | 2021 | 2021
20262-228247-01 | People's Energy Cooperative | 89 | 14468 | Co-op | NOVA4907 | 5.23 | Solar |  |  | Interconnected | Plainview | 55964 | 15 | 3 | Commercial |  | 10000 | 2021 | 2022
20262-228247-01 | People's Energy Cooperative | 89 | 14468 | Co-op | NOVA4905 | 37.5 | Solar |  |  | Interconnected | Dover | 55929 | 29 | 30 | Residential |  | 102320 | 2021 | 2022
20262-228247-01 | People's Energy Cooperative | 89 | 14468 | Co-op | NOVA4910 | 37.5 | Solar |  |  | Interconnected | Plainview | 55964 | 15 | 3 | Commercial |  | 102320 | 2021 | 2022
20262-228247-01 | People's Energy Cooperative | 89 | 14468 | Co-op | NOVA5009 | 13.6 | Solar |  |  | Interconnected | Byron | 55920 | 2 | 1 | Residential |  | 51500 | 2021 | 2022
20262-228247-01 | People's Energy Cooperative | 89 | 14468 | Co-op | NOVA5010 | 30 | Solar |  |  | Interconnected | Theilman | 55945 | 8 | 1 | Residential |  | 85775 | 2021 | 2021
20262-228247-01 | People's Energy Cooperative | 89 | 14468 | Co-op | NOVA5071 | 39.8 | Solar |  |  | Interconnected | Stewartville | 55976 | 2 | 3 | Residential |  | 65646 | 2021 | 2022
20262-228247-01 | People's Energy Cooperative | 89 | 14468 | Co-op | NOVA5108 | 15.2 | Solar |  |  | Interconnected | Rochester | 55904 | 25 | 1 | Residential |  | 51900 | 2021 | 2022
20262-228247-01 | People's Energy Cooperative | 89 | 14468 | Co-op | NOVA5114 | 25 | Solar |  |  | Interconnected | Rochester | 55902 | 14 | 2 | Residential |  | 74650 | 2021 | 2022
20262-228247-01 | People's Energy Cooperative | 89 | 14468 | Co-op | NOVA5099 | 38 | Solar |  |  | Interconnected | Plainview | 55964 | 6 | 1 | Residential |  | 110000 | 2021 | 2021
20262-228247-01 | People's Energy Cooperative | 89 | 14468 | Co-op | NOVA5123 | 20 | Solar |  |  | Interconnected | Byron | 55920 | 2 | 2 | Residential |  | 27285 | 2021 | 2021
20262-228247-01 | People's Energy Cooperative | 89 | 14468 | Co-op | NOVA5122 | 11.17 | Solar |  |  | Withdrawn | Rochester | 55904 | 17 | 4 | Residential |  | 59882.77 | 2021
20262-228247-01 | People's Energy Cooperative | 89 | 14468 | Co-op | NOVA5180 | 10 | Solar |  |  | Interconnected | Lake City | 55041 | 7 | 1 | Residential |  | 53424 | 2021 | 2022
20262-228247-01 | People's Energy Cooperative | 89 | 14468 | Co-op | NOVA4947 | 36.4 | Solar |  |  | Withdrawn | Rochester | 55906 | 5 | 1 | Residential |  | 123450 | 2021
20262-228247-01 | People's Energy Cooperative | 89 | 14468 | Co-op | NOVA5155 | 18 | Solar |  |  | Interconnected | Rochester | 55902 | 14 | 2 | Residential |  | 46262 | 2021 | 2022
20262-228247-01 | People's Energy Cooperative | 89 | 14468 | Co-op | NOVA5155-S | 9 | Storage |  |  | Interconnected | Rochester | 55902 | 14 | 2 | Residential |  |  | 2021 | 2022
20262-228247-01 | People's Energy Cooperative | 89 | 14468 | Co-op | NOVA4482 | 11.4 | Solar |  |  | Interconnected | Stewartville | 55976 | 2 | 3 | Residential |  | 20000 | 2021 | 2021
20262-228247-01 | People's Energy Cooperative | 89 | 14468 | Co-op | NOVA5196 | 16.32 | Solar |  |  | Withdrawn | Chatfield | 55923 | 20 | 1 | Residential |  | 99907 | 2021
20262-228247-01 | People's Energy Cooperative | 89 | 14468 | Co-op | NOVA5218 | 10 | Solar |  |  | Withdrawn | Rochester | 55904 | 5 | 3 | Residential |  | 49385 | 2021
20262-228247-01 | People's Energy Cooperative | 89 | 14468 | Co-op | NOVA5207 | 17.4 | Solar |  |  | Interconnected | Kellogg | 55945 | 8 | 1 | Residential |  | 1e+05 | 2021 | 2022
20262-228247-01 | People's Energy Cooperative | 89 | 14468 | Co-op | NOVA5225 | 5 | Solar |  |  | Interconnected | Stewartville | 55976 | 30 | 66 | Residential |  | 29155 | 2021 | 2023
20262-228247-01 | People's Energy Cooperative | 89 | 14468 | Co-op | NOVA5293 | 22.8 | Solar |  |  | Interconnected | Rochester | 55906 | 5 | 1 | Residential |  | 41466 | 2021 | 2022
20262-228247-01 | People's Energy Cooperative | 89 | 14468 | Co-op | NOVA5321 | 37.5 | Solar |  |  | Interconnected | Altura | 55910 | 8 | 2 | Commercial |  | 110000 | 2021 | 2022
20262-228247-01 | People's Energy Cooperative | 89 | 14468 | Co-op | NOVA5322 | 37.5 | Solar |  |  | Interconnected | Altura | 55910 | 8 | 2 | Residential |  | 1e+05 | 2021 | 2022
20262-228247-01 | People's Energy Cooperative | 89 | 14468 | Co-op | NOVA5326 | 20 | Solar |  |  | Interconnected | Rochester | 55904 | 5 | 4 | Residential |  | 38119 | 2021 | 2022
20262-228247-01 | People's Energy Cooperative | 89 | 14468 | Co-op | NOVA5330 | 6 | Solar |  |  | Interconnected | Oronoco | 55960 | 16 | 1 | Residential |  | 21995.38 | 2021 | 2021
20262-228247-01 | People's Energy Cooperative | 89 | 14468 | Co-op | NOVA5341 | 16 | Solar |  |  | Interconnected | Chatfield | 55923 | 20 | 1 | Residential |  | 99900 | 2021 | 2022
20262-228247-01 | People's Energy Cooperative | 89 | 14468 | Co-op | NOVA5345 | 9 | Solar |  |  | Decommissioned | Pine Island | 55963 | 9 | 1 | Residential |  | 85500 | 2021 | 2022 | 2025
20262-228247-01 | People's Energy Cooperative | 89 | 14468 | Co-op | NOVA5387 | 10 | Solar |  |  | Interconnected | Rochester | 55904 | 5 | 3 | Residential |  | 49386 | 2021 | 2022
20262-228247-01 | People's Energy Cooperative | 89 | 14468 | Co-op | NOVA5467 | 7.6 | Solar |  |  | Withdrawn | Rochester | 55902 |  |  | Residential |  | 25120 | 2021
20262-228247-01 | People's Energy Cooperative | 89 | 14468 | Co-op | NOVA5525 | 3.84 | Solar |  |  | Interconnected | Byron | 55920 | 14 | 3 | Residential |  | 23940 | 2021 | 2022
20262-228247-01 | People's Energy Cooperative | 89 | 14468 | Co-op | NOVA5535 | 12 | Solar |  |  | Interconnected | Byron | 55920 | 14 | 3 | Residential |  | 34876 | 2022 | 2022
20262-228247-01 | People's Energy Cooperative | 89 | 14468 | Co-op | NOVA5414 | 9 | Solar |  |  | Interconnected | Eyota | 55934 | 5 | 2 | Residential |  | 35000 | 2022 | 2022
20262-228247-01 | People's Energy Cooperative | 89 | 14468 | Co-op | NOVA5696 | 34.4 | Solar |  | X | Interconnected | Rochester | 55906 | 5 | 1 | Residential |  | 123450 | 2021 | 2022
20262-228247-01 | People's Energy Cooperative | 89 | 14468 | Co-op | NOVA5560 | 8.4 | Solar |  |  | Interconnected | Byron | 55920 | 14 | 3 | Residential |  | 45864 | 2022 | 2022
20262-228247-01 | People's Energy Cooperative | 89 | 14468 | Co-op | NOVA5584 | 7 | Solar |  |  | Withdrawn | Chatfield | 55109 | 1 | 2 | Residential |  | 10000 | 2022
20262-228247-01 | People's Energy Cooperative | 89 | 14468 | Co-op | NOVA5608 | 38 | Solar |  |  | Interconnected | Rochester | 55904 | 25 | 1 | Residential |  | 110000 | 2022 | 2022
20262-228247-01 | People's Energy Cooperative | 89 | 14468 | Co-op | NOVA5648 | 11.4 | Solar |  |  | Interconnected | Rochester | 55904 | 17 | 3 | Residential |  | 33000 | 2022 | 2022
20262-228247-01 | People's Energy Cooperative | 89 | 14468 | Co-op | NOVA5659 | 37.5 | Solar |  |  | Interconnected | Oronoco | 55960 | 16 | 2 | Residential |  | 109150 | 2022 | 2022
20262-228247-01 | People's Energy Cooperative | 89 | 14468 | Co-op | NOVA5669 | 11.4 | Solar |  |  | Interconnected | Chatfield | 55923 | 20 | 1 | Residential |  | 37000 | 2022 | 2022
20262-228247-01 | People's Energy Cooperative | 89 | 14468 | Co-op | NOVA5684 | 5.93 | Solar |  |  | Interconnected | Stewartville | 55976 | 30 | 65 | Residential |  | 24100 | 2022 | 2022
20262-228247-01 | People's Energy Cooperative | 89 | 14468 | Co-op | NOVA5727 | 12.095 | Solar |  |  | Interconnected | Rochester | 55902 | 14 | 2 | Residential |  | 47026 | 2022 | 2022
20262-228247-01 | People's Energy Cooperative | 89 | 14468 | Co-op | NOVA5752 | 38 | Solar |  |  | Interconnected | Plainview | 55964 | 15 | 3 | Residential |  | 80000 | 2022 | 2022
20262-228247-01 | People's Energy Cooperative | 89 | 14468 | Co-op | NOVA5753 | 38 | Solar |  |  | Interconnected | Byron | 55920 | 2 | 1 | Residential |  | 80000 | 2022 | 2022
20262-228247-01 | People's Energy Cooperative | 89 | 14468 | Co-op | NOVA5754 | 37 | Solar |  |  | Interconnected | Byron | 55920 | 2 | 1 | Residential |  | 80000 | 2022 | 2022
20262-228247-01 | People's Energy Cooperative | 89 | 14468 | Co-op | NOVA5755 | 38 | Solar |  |  | Interconnected | Chatfield | 55923 | 20 | 1 | Residential |  | 80000 | 2022 | 2022
20262-228247-01 | People's Energy Cooperative | 89 | 14468 | Co-op | NOVA5757 | 28 | Solar |  |  | Interconnected | Stewartville | 55976 | 11 | 1 | Residential |  | 1e+05 | 2022 | 2022
20262-228247-01 | People's Energy Cooperative | 89 | 14468 | Co-op | NOVA5770 | 5.9 | Solar |  |  | Interconnected | Rochester | 55901 | 3 | 4 | Residential |  | 13300 | 2022 | 2022
20262-228247-01 | People's Energy Cooperative | 89 | 14468 | Co-op | NOVA5805 | 10 | Solar |  |  | Withdrawn | Rochester | 55906 | 5 | 1 | Residential |  | 39175 | 2022
20262-228247-01 | People's Energy Cooperative | 89 | 14468 | Co-op | NOVA5826 | 9 | Solar |  |  | Interconnected | Rochester | 55906 | 5 | 1 | Residential |  | 47092 | 2022 | 2022
20262-228247-01 | People's Energy Cooperative | 89 | 14468 | Co-op | NOVA5836 | 32 | Solar |  |  | Interconnected | Eyota | 55934 | 15 | 1 | Residential |  | 125000 | 2022 | 2022
20262-228247-01 | People's Energy Cooperative | 89 | 14468 | Co-op | NOVA5846 | 22.8 | Solar |  |  | Interconnected | Plainview | 55964 | 15 | 1 | Residential |  | 40000 | 2022 | 2022
20262-228247-01 | People's Energy Cooperative | 89 | 14468 | Co-op | NOVA5852 | 16.4 | Solar |  |  | Interconnected | Oronoco | 55960 | 9 | 2 | Residential |  | 48920 | 2022 | 2022
20262-228247-01 | People's Energy Cooperative | 89 | 14468 | Co-op | NOVA5878 | 9.6 | Solar |  |  | Interconnected | Oronoco | 55960 | 16 | 1 | Residential |  | 30452 | 2022 | 2022
20262-228247-01 | People's Energy Cooperative | 89 | 14468 | Co-op | NOVA5883 | 10.12 | Solar |  |  | Interconnected | Rochester | 55906 | 18 | 2 | Residential |  | 35250 | 2022 | 2022
20262-228247-01 | People's Energy Cooperative | 89 | 14468 | Co-op | NOVA5930 | 9.15 | Solar |  |  | Interconnected | Rochester | 55902 | 14 | 2 | Residential |  | 30760 | 2022 | 2022
20262-228247-01 | People's Energy Cooperative | 89 | 14468 | Co-op | NOVA5973 | 11.52 | Solar |  |  | Interconnected | Elgin | 55932 | 4 | 3 | Residential |  | 36500 | 2022 | 2022
20262-228247-01 | People's Energy Cooperative | 89 | 14468 | Co-op | NOVA5974 | 23.04 | Solar |  |  | Interconnected | Rochester | 55901 | 14 | 1 | Residential |  | 59875 | 2022 | 2022
20262-228247-01 | People's Energy Cooperative | 89 | 14468 | Co-op | NOVA5988 | 7.2 | Solar |  |  | Interconnected | Plainview | 55964 | 27 | 35 | Residential |  | 17280 | 2022 | 2022
20262-228247-01 | People's Energy Cooperative | 89 | 14468 | Co-op | NOVA6047 | 7.08 | Solar |  |  | Interconnected | Oronoco | 55960 | 16 | 1 | Residential |  | 31975 | 2022 | 2022
20262-228247-01 | People's Energy Cooperative | 89 | 14468 | Co-op | NOVA6048 | 10 | Solar |  |  | Interconnected | Chatfield | 55923 | 31 | 3 | Residential |  | 32000 | 2022 | 2022
20262-228247-01 | People's Energy Cooperative | 89 | 14468 | Co-op | NOVA6096 | 25 | Solar |  |  | Interconnected | Pine Island | 55963 | 9 | 1 | Residential |  | 79650 | 2022 | 2022
20262-228247-01 | People's Energy Cooperative | 89 | 14468 | Co-op | NOVA6113 | 20 | Solar |  |  | Withdrawn | Elgin | 55932 | 3 | 1 | Residential |  | 17700 | 2022
20262-228247-01 | People's Energy Cooperative | 89 | 14468 | Co-op | NOVA6132 | 4.38 | Solar |  |  | Interconnected | Stewartville | 55976 | 30 | 65 | Residential |  | 25123 | 2022 | 2022
20262-228247-01 | People's Energy Cooperative | 89 | 14468 | Co-op | NOVA6203 | 14.4 | Solar |  |  | Withdrawn | Grand Meadow | 55936 | 11 | 2 | Residential |  | 75640 | 2023
20262-228247-01 | People's Energy Cooperative | 89 | 14468 | Co-op | NOVA6947 | 28.8 | Solar |  |  | Interconnected | Grand Meadow | 55936 | 11 | 2 | Residential |  | 75640 | 2022 | 2023
20262-228247-01 | People's Energy Cooperative | 89 | 14468 | Co-op | NOVA6223 | 19 | Solar |  |  | Interconnected | Mantorville | 55955 | 9 | 1 | Residential |  | 78000 | 2022 | 2022
20262-228247-01 | People's Energy Cooperative | 89 | 14468 | Co-op | NOVA6223-S | 20 | Storage |  |  | Interconnected | Mantorville | 55955 | 9 | 1 | Residential |  |  | 2022 | 2022
20262-228247-01 | People's Energy Cooperative | 89 | 14468 | Co-op | NOVA6237 | 16.2 | Solar |  |  | Interconnected | Plainview | 55964 | 27 | 35 | Residential |  | 82951.35 | 2022 | 2023
20262-228247-01 | People's Energy Cooperative | 89 | 14468 | Co-op | NOVA6291 | 26.88 | Solar |  |  | Interconnected | Plainview | 55964 | 4 | 3 | Residential |  | 74728 | 2022 | 2022
20262-228247-01 | People's Energy Cooperative | 89 | 14468 | Co-op | NOVA6316 | 19 | Solar |  |  | Interconnected | Eyota | 55934 | 20 | 2 | Residential |  | 90000 | 2022 | 2023
20262-228247-01 | People's Energy Cooperative | 89 | 14468 | Co-op | NOVA6316-S | 15.2 | Storage |  |  | Interconnected | Eyota | 55934 | 20 | 2 | Residential |  |  | 2022 | 2023
20262-228247-01 | People's Energy Cooperative | 89 | 14468 | Co-op | NOVA6412 | 4.8 | Solar |  |  | Withdrawn | Lake City | 55041 | 7 | 1 | Residential |  |  | 2022
20262-228247-01 | People's Energy Cooperative | 89 | 14468 | Co-op | NOVA6452 | 38 | Solar |  |  | Interconnected | Dover | 55929 | 29 | 31 | Commercial |  | 80000 | 2022 | 2023
20262-228247-01 | People's Energy Cooperative | 89 | 14468 | Co-op | NOVA6458 | 15.36 | Solar |  |  | Interconnected | Byron | 55920 | 9 | 1 | Residential |  | 74445 | 2022 | 2022
20262-228247-01 | People's Energy Cooperative | 89 | 14468 | Co-op | NOVA6523 | 37.5 | Solar |  |  | Interconnected | Plainview | 55964 | 6 | 1 | Residential |  | 80000 | 2022 | 2022
20262-228247-01 | People's Energy Cooperative | 89 | 14468 | Co-op | NOVA6596 | 40 | Solar |  |  | Interconnected | Elgin | 55932 | 15 | 3 | Commercial |  | 174640 | 2022 | 2023
20262-228247-01 | People's Energy Cooperative | 89 | 14468 | Co-op | NOVA6605 | 40 | Solar |  |  | Interconnected | Plainview | 55964 | 27 | 34 | Commercial |  | 174640 | 2022 | 2023
20262-228247-01 | People's Energy Cooperative | 89 | 14468 | Co-op | NOVA6606 | 40 | Solar |  |  | Interconnected | Byron | 55920 | 9 | 3 | Commercial |  | 174640 | 2022 | 2023
20262-228247-01 | People's Energy Cooperative | 89 | 14468 | Co-op | NOVA6611 | 8.7 | Solar |  |  | Interconnected | Chatfield | 55923 | 20 | 1 | Residential |  | 49643 | 2022 | 2023
20262-228247-01 | People's Energy Cooperative | 89 | 14468 | Co-op | NOVA6657 | 7.6 | Solar |  |  | Interconnected | Rochester | 55901 | 15 | 36 | Residential |  | 33235 | 2022 | 2022
20262-228247-01 | People's Energy Cooperative | 89 | 14468 | Co-op | NOVA6664 | 15.3 | Solar |  |  | Interconnected | Rochester | 55906 | 5 | 1 | Residential |  | 30600 | 2022 | 2023
20262-228247-01 | People's Energy Cooperative | 89 | 14468 | Co-op | NOVA6700 | 39 | Solar |  |  | Interconnected | Stewartville | 55976 | 17 | 4 | Commercial |  | 113146 | 2022 | 2023
20262-228247-01 | People's Energy Cooperative | 89 | 14468 | Co-op | NOVA6717 | 19.4 | Solar |  |  | Interconnected | Stewartville | 55976 | 30 | 66 | Residential |  | 28710 | 2022 | 2023
20262-228247-01 | People's Energy Cooperative | 89 | 14468 | Co-op | NOVA6737 | 25 | Solar |  |  | Interconnected | Byron | 55920 | 9 | 1 | Residential |  | 80310 | 2022 | 2022
20262-228247-01 | People's Energy Cooperative | 89 | 14468 | Co-op | NOVA6786 | 20.4 | Solar |  |  | Interconnected | Rochester | 55904 | 25 | 1 | Residential |  | 124756 | 2022 | 2023
20262-228247-01 | People's Energy Cooperative | 89 | 14468 | Co-op | NOVA6789 | 15 | Solar |  |  | Interconnected | Eyota | 55934 | 5 | 2 | Residential |  | 52450 | 2022 | 2023
20262-228247-01 | People's Energy Cooperative | 89 | 14468 | Co-op | NOVA6822 | 9.6 | Solar |  |  | Interconnected | Oronoco | 55960 | 6 | 1 | Residential |  | 33862 | 2022 | 2022
20262-228247-01 | People's Energy Cooperative | 89 | 14468 | Co-op | NOVA6837 | 27.82 | Solar |  |  | Withdrawn | Byron | 55920 | 2 | 1 | Residential |  | 84033 | 2022
20262-228247-01 | People's Energy Cooperative | 89 | 14468 | Co-op | NOVA6926 | 7.69 | Solar |  |  | Interconnected | Rochester | 55901 | 16 | 2 | Residential |  | 28200 | 2022 | 2023
20262-228247-01 | People's Energy Cooperative | 89 | 14468 | Co-op | NOVA6942 | 6 | Solar |  |  | Interconnected | Elgin | 55932 | 3 | 1 | Residential |  | 25700 | 2022 | 2023
20262-228247-01 | People's Energy Cooperative | 89 | 14468 | Co-op | NOVA6945 | 23.9 | Solar |  |  | Interconnected | Oronoco | 55960 | 9 | 2 | Residential |  | 78400 | 2022 | 2023
20262-228247-01 | People's Energy Cooperative | 89 | 14468 | Co-op | NOVA6972 | 4.39 | Solar |  |  | Interconnected | Stewartville | 55976 | 17 | 4 | Residential |  | 18136 | 2022 | 2022
20262-228247-01 | People's Energy Cooperative | 89 | 14468 | Co-op | NOVA7017 | 9.6 | Solar |  |  | Interconnected | Zumbro Falls | 55991 | 18 | 1 | Residential |  | 39970 | 2022 | 2023
20262-228247-01 | People's Energy Cooperative | 89 | 14468 | Co-op | NOVA7022 | 14.72 | Solar |  |  | Interconnected | Rochester | 55901 | 3 | 2 | Residential |  | 48900 | 2022 | 2023
20262-228247-01 | People's Energy Cooperative | 89 | 14468 | Co-op | NOVA7044 | 9.2 | Solar |  |  | Interconnected | Rochester | 55904 | 25 | 1 | Residential |  | 35557 | 2022 | 2023
20262-228247-01 | People's Energy Cooperative | 89 | 14468 | Co-op | NOVA7046 | 8.4 | Solar |  |  | Interconnected | Eyota | 55934 | 25 | 2 | Residential |  | 45267 | 2022 | 2023
20262-228247-01 | People's Energy Cooperative | 89 | 14468 | Co-op | NOVA7067 | 39.5 | Solar |  |  | Interconnected | Dodge Center | 55920 | 12 | 1 | Residential |  | 55920 | 2022 | 2023
20262-228247-01 | People's Energy Cooperative | 89 | 14468 | Co-op | NOVA7103 | 15.34 | Solar |  |  | Interconnected | Eyota | 55934 | 28 | 1 | Residential |  | 84746 | 2022 | 2023
20262-228247-01 | People's Energy Cooperative | 89 | 14468 | Co-op | NOVA7143 | 14.4 | Solar |  |  | Interconnected | Elgin | 55932 | 4 | 3 | Residential |  | 90933 | 2022 | 2023
20262-228247-01 | People's Energy Cooperative | 89 | 14468 | Co-op | NOVA7147 | 38 | Solar |  |  | Interconnected | Saint Charles | 55972 | 22 | 1 | Residential |  | 80000 | 2022 | 2023
20262-228247-01 | People's Energy Cooperative | 89 | 14468 | Co-op | NOVA7363 | 7.04 | Solar |  |  | Interconnected | Elgin | 55932 | 4 | 3 | Residential |  | 25146 | 2022 | 2023
20262-228247-01 | People's Energy Cooperative | 89 | 14468 | Co-op | NOVA7409 | 10.24 | Solar |  |  | Interconnected | Elgin | 55932 | 15 | 3 | Residential |  | 35381 | 2023 | 2023
20262-228247-01 | People's Energy Cooperative | 89 | 14468 | Co-op | NOVA7375 | 21 | Solar |  |  | Interconnected | Rochester | 55902 | 14 | 2 | Residential |  | 71054 | 2023 | 2023
20262-228247-01 | People's Energy Cooperative | 89 | 14468 | Co-op | NOVA7565 | 25.36 | Solar |  |  | Interconnected | Rochester | 55906 | 3 | 2 | Residential |  | 150000 | 2023 | 2023
20262-228247-01 | People's Energy Cooperative | 89 | 14468 | Co-op | NOVA7565-S | 14.2 | Storage |  |  | Interconnected | Rochester | 55906 | 3 | 2 | Residential |  | 50000 | 2023 | 2023
20262-228247-01 | People's Energy Cooperative | 89 | 14468 | Co-op | NOVA7463 | 16.84 | Solar |  |  | Interconnected | Stewartville | 55976 | 2 | 2 | Residential |  | 56140 | 2023 | 2023
20262-228247-01 | People's Energy Cooperative | 89 | 14468 | Co-op | NOVA7684 | 19 | Solar |  |  | Interconnected | Rochester | 55906 | 3 | 4 | Residential |  | 66500 | 2023 | 2023
20262-228247-01 | People's Energy Cooperative | 89 | 14468 | Co-op | NOVA7627 | 6.61 | Solar |  |  | Interconnected | Rochester | 55906 | 3 | 4 | Residential |  | 33000 | 2023 | 2023
20262-228247-01 | People's Energy Cooperative | 89 | 14468 | Co-op | NOVA7680 | 7 | Solar |  |  | Interconnected | Chatfield | 55923 | 1 | 2 | Residential |  | 9000 | 2023 | 2023
20262-228247-01 | People's Energy Cooperative | 89 | 14468 | Co-op | NOVA8064 | 25 | Solar |  |  | Interconnected | Rochester | 55904 | 25 | 1 | Residential |  | 99500 | 2023 | 2023
20262-228247-01 | People's Energy Cooperative | 89 | 14468 | Co-op | NOVA8215 | 6 | Solar |  |  | Interconnected | Oronoco | 55960 | 16 | 1 | Residential |  | 24961 | 2023 | 2023
20262-228247-01 | People's Energy Cooperative | 89 | 14468 | Co-op | NOVA8060 | 8.05 | Solar |  |  | Interconnected | Rochester | 55906 | 18 | 2 | Residential |  | 29987 | 2023 | 2023
20262-228247-01 | People's Energy Cooperative | 89 | 14468 | Co-op | NOVA7133 | 39.69 | Solar |  |  | Interconnected | Oronoco | 55960 | 16 | 2 | Residential |  | 123626 | 2023 | 2023
20262-228247-01 | People's Energy Cooperative | 89 | 14468 | Co-op | NOVA7433 | 7.7 | Solar |  |  | Interconnected | Wykoff | 55990 | 10 | 1 | Residential |  | 31648 | 2023 | 2023
20262-228247-01 | People's Energy Cooperative | 89 | 14468 | Co-op | NOVA8051 | 5.76 | Solar |  |  | Interconnected | Rochester | 55904 | 18 | 2 | Residential |  | 28472 | 2023 | 2023
20262-228247-01 | People's Energy Cooperative | 89 | 14468 | Co-op | NOVA8171 | 13 | Solar |  |  | Interconnected | Rochester | 55901 | 3 | 4 | Residential |  | 44500 | 2023 | 2023
20262-228247-01 | People's Energy Cooperative | 89 | 14468 | Co-op | NOVA8162 | 13.44 | Solar |  |  | Interconnected | Rochester | 55901 | 16 | 3 | Residential |  | 25360 | 2023 | 2023
20262-228247-01 | People's Energy Cooperative | 89 | 14468 | Co-op | NOVA7799 | 33.25 | Solar |  |  | Interconnected | Rochester | 55902 | 14 | 2 | Residential |  | 116750 | 2023 | 2023
20262-228247-01 | People's Energy Cooperative | 89 | 14468 | Co-op | NOVA7525 | 37.5 | Solar |  |  | Interconnected | Dover | 55929 | 29 | 30 | Commercial |  | 80000 | 2023 | 2023
20262-228247-01 | People's Energy Cooperative | 89 | 14468 | Co-op | NOVA8475 | 38 | Solar |  |  | Interconnected | Grand Meadow | 55936 | 11 | 4 | Residential |  | 118000 | 2023 | 2023
20262-228247-01 | People's Energy Cooperative | 89 | 14468 | Co-op | NOVA8476 | 38 | Solar |  |  | Interconnected | Grand Meadow | 55936 | 11 | 4 | Residential |  | 118000 | 2023 | 2023
20262-228247-01 | People's Energy Cooperative | 89 | 14468 | Co-op | NOVA8005 | 23.1 | Solar |  |  | Interconnected | Lake City | 55041 | 7 | 1 | Residential |  | 104600 | 2023 | 2023
20262-228247-01 | People's Energy Cooperative | 89 | 14468 | Co-op | NOVA8111 | 37.5 | Solar |  |  | Interconnected | Oronoco | 55960 | 9 | 2 | Residential |  | 119229 | 2023 | 2023
20262-228247-01 | People's Energy Cooperative | 89 | 14468 | Co-op | NOVA8071 | 29.4 | Solar |  |  | Interconnected | Rochester | 55906 | 3 | 4 | Residential |  | 115600 | 2023 | 2023
20262-228247-01 | People's Energy Cooperative | 89 | 14468 | Co-op | NOVA7827 | 10.5 | Solar |  |  | Interconnected | Stewartville | 55976 | 30 | 65 | Residential |  | 44810 | 2023 | 2023
20262-228247-01 | People's Energy Cooperative | 89 | 14468 | Co-op | NOVA8680 | 7.6 | Solar |  |  | Interconnected | Oronoco | 55960 | 16 | 1 | Residential |  | 35330 | 2023 | 2023
20262-228247-01 | People's Energy Cooperative | 89 | 14468 | Co-op | NOVA8353 | 13.136 | Solar |  |  | Interconnected | Rochester | 55904 | 25 | 1 | Residential |  | 43972 | 2023 | 2023
20262-228247-01 | People's Energy Cooperative | 89 | 14468 | Co-op | NOVA8318 | 8.2 | Solar |  |  | Interconnected | Stewartville | 55976 | 11 | 1 | Residential |  | 37950 | 2023 | 2023
20262-228247-01 | People's Energy Cooperative | 89 | 14468 | Co-op | NOVA8602 | 11.671 | Solar |  |  | Interconnected | Elgin | 55932 | 4 | 3 | Residential |  | 39720 | 2023 | 2023
20262-228247-01 | People's Energy Cooperative | 89 | 14468 | Co-op | NOVA8339 | 13.68 | Solar |  |  | Interconnected | Saint Charles | 55972 | 22 | 1 | Residential |  | 62700 | 2023 | 2023
20262-228247-01 | People's Energy Cooperative | 89 | 14468 | Co-op | NOVA7459 | 25 | Wind |  |  | Interconnected | Stewartville | 55976 | 2 | 2 | Residential |  | 180000 | 2023 | 2023
20262-228247-01 | People's Energy Cooperative | 89 | 14468 | Co-op | NOVA7470 | 25 | Wind |  |  | Interconnected | Stewartville | 55976 | 2 | 2 | Residential |  | 180000 | 2023 | 2023
20262-228247-01 | People's Energy Cooperative | 89 | 14468 | Co-op | NOVA8677 | 15.4 | Solar |  |  | Interconnected | Rochester | 55902 | 14 | 2 | Residential |  | 51650 | 2023 | 2023
20262-228247-01 | People's Energy Cooperative | 89 | 14468 | Co-op | NOVA8442 | 38 | Solar |  |  | Interconnected | Rochester | 55902 | 14 | 2 | Residential |  | 118000 | 2023 | 2023
20262-228247-01 | People's Energy Cooperative | 89 | 14468 | Co-op | NOVA7564 | 38 | Solar |  |  | Interconnected | Rochester | 55901 | 14 | 2 | Residential |  | 80000 | 2023 | 2023
20262-228247-01 | People's Energy Cooperative | 89 | 14468 | Co-op | NOVA8777 | 4.026 | Solar |  |  | Interconnected | Rochester | 55904 | 5 | 4 | Residential |  | 20872.5 | 2023 | 2023
20262-228247-01 | People's Energy Cooperative | 89 | 14468 | Co-op | NOVA8866 | 12.85 | Solar |  |  | Interconnected | Rochester | 55901 | 3 | 4 | Residential |  | 42770 | 2023 | 2023
20262-228247-01 | People's Energy Cooperative | 89 | 14468 | Co-op | NOVA8547 | 37.5 | Solar |  |  | Interconnected | Eyota | 55934 | 1 | 2 | Residential |  | 113000 | 2023 | 2023
20262-228247-01 | People's Energy Cooperative | 89 | 14468 | Co-op | NOVA8767 | 5 | Solar |  |  | Withdrawn | Rochester | 55906 | 3 | 3 | Residential |  | 44207.3 | 2023
20262-228247-01 | People's Energy Cooperative | 89 | 14468 | Co-op | NOVA7574 | 7.6 | Solar |  |  | Withdrawn | Oronoco | 55960 | 16 | 1 | Residential |  | 35330 | 2023
20262-228247-01 | People's Energy Cooperative | 89 | 14468 | Co-op | NOVA8323 | 10.368 | Solar |  |  | Withdrawn | Rochester | 55902 | 17 | 2 | Residential |  | 18570 | 2023
20262-228247-01 | People's Energy Cooperative | 89 | 14468 | Co-op | NOVA7665 | 25 | Solar |  |  | Withdrawn | Rochester | 55904 | 25 | 1 | Residential |  | 99500 | 2023
20262-228247-01 | People's Energy Cooperative | 89 | 14468 | Co-op | NOVA7581 | 5 | Solar |  |  | Withdrawn | Rochester | 55904 | 5 | 4 | Residential |  | 28000 | 2023
20262-228247-01 | People's Energy Cooperative | 89 | 14468 | Co-op | NOVA8947-S | 34.4 | Storage |  |  | Interconnected | Rochester | 55906 | 5 | 1 | Residential |  | 123450 | 2023 | 2024
20262-228247-01 | People's Energy Cooperative | 89 | 14468 | Co-op | NOVA8473 | 38 | Solar |  |  | Interconnected | Kasson | 55944 | 12 | 2 | Residential |  | 110000 | 2023 | 2024
20262-228247-01 | People's Energy Cooperative | 89 | 14468 | Co-op | NOVA8844 | 14.976 | Solar |  |  | Interconnected | Plainview | 55964 | 27 | 35 | Residential |  | 51333 | 2023 | 2024
20262-228247-01 | People's Energy Cooperative | 89 | 14468 | Co-op | NOVA9039 | 23.058 | Solar |  |  | Interconnected | Plainview | 55964 | 8 | 1 | Residential |  | 62633 | 2023 | 2024
20262-228247-01 | People's Energy Cooperative | 89 | 14468 | Co-op | NOVA9005 | 2.835 | Solar |  |  | Interconnected | Lake City | 55041 | 7 | 1 | Residential |  | 5670 | 2023 | 2024
20262-228247-01 | People's Energy Cooperative | 89 | 14468 | Co-op | NOVA8406 | 6.222 | Solar |  |  | Interconnected | Eyota | 55934 | 28 | 1 | Residential |  | 25368 | 2023 | 2024
20262-228247-01 | People's Energy Cooperative | 89 | 14468 | Co-op | NOVA9101 | 8.505 | Solar |  |  | Interconnected | Kellogg | 55946 | 8 | 1 | Residential |  | 51030 | 2024 | 2024
20262-228247-01 | People's Energy Cooperative | 89 | 14468 | Co-op | NOVA9153 | 22.272 | Solar |  |  | Interconnected | Grand Meadow | 55936 | 11 | 1 | Residential |  | 87000 | 2024 | 2024
20262-228247-01 | People's Energy Cooperative | 89 | 14468 | Co-op | NOVA10349 | 7.296 | Solar |  |  | Interconnected | Kasson | 55944 | 12 | 2 | Residential |  | 25245 | 2024 | 2024
20262-228247-01 | People's Energy Cooperative | 89 | 14468 | Co-op | NOVA10365 | 8.448 | Solar |  |  | Interconnected | Kasson | 55944 | 12 | 2 | Residential |  | 22707 | 2024 | 2024
20262-228247-01 | People's Energy Cooperative | 89 | 14468 | Co-op | NOVA10389 | 10.88 | Solar |  |  | Interconnected | Kasson | 55944 | 12 | 2 | Residential |  | 59539 | 2024 | 2024
20262-228247-01 | People's Energy Cooperative | 89 | 14468 | Co-op | NOVA8977 | 37.5 | Solar |  |  | Interconnected | Stewartville | 55976 | 10 | 3 | Residential |  | 114819 | 2023 | 2024
20262-228247-01 | People's Energy Cooperative | 89 | 14468 | Co-op | NOVA9097 | 10.3 | Solar |  |  | Interconnected | Lake City | 55041 | 7 | 1 | Residential |  | 33475 | 2024 | 2024
20262-228247-01 | People's Energy Cooperative | 89 | 14468 | Co-op | NOVA9058 | 12.444 | Solar |  |  | Interconnected | Rochester | 55904 | 25 | 1 | Residential |  | 43911 | 2024 | 2024
20262-228247-01 | People's Energy Cooperative | 89 | 14468 | Co-op | NOVA9182 | 18.3 | Solar |  |  | Interconnected | Eyota | 55934 | 1 | 2 | Residential |  | 52100 | 2024 | 2024
20262-228247-01 | People's Energy Cooperative | 89 | 14468 | Co-op | NOVA9057 | 6.8 | Solar |  |  | Interconnected | Rochester | 55906 | 3 | 4 | Residential |  | 34976 | 2024 | 2024
20262-228247-01 | People's Energy Cooperative | 89 | 14468 | Co-op | NOVA8893 | 12.288 | Solar |  |  | Interconnected | Byron | 55920 | 14 | 3 | Residential |  | 24853.15 | 2024 | 2024
20262-228247-01 | People's Energy Cooperative | 89 | 14468 | Co-op | NOVA8893-S | 5.7 | Storage |  |  | Interconnected | Byron | 55920 | 14 | 3 | Residential |  | 10000 | 2024 | 2024
20262-228247-01 | People's Energy Cooperative | 89 | 14468 | Co-op | NOVA9148 | 39.6 | Solar |  |  | Interconnected | Grand Meadow | 55936 | 11 | 1 | Residential |  | 119240 | 2024 | 2024
20262-228247-01 | People's Energy Cooperative | 89 | 14468 | Co-op | NOVA10527 | 21.24 | Solar |  |  | Interconnected | Rochester | 55904 | 1 | 3 | Residential |  | 68393 | 2024 | 2024
20262-228247-01 | People's Energy Cooperative | 89 | 14468 | Co-op | NOVA10742 | 19 | Solar |  |  | Interconnected | Chatfield | 55923 | 10 | 1 | Residential |  | 53000 | 2024 | 2024
20262-228247-01 | People's Energy Cooperative | 89 | 14468 | Co-op | NOVA10740 | 38 | Solar |  |  | Interconnected | Rochester | 55901 | 17 | 2 | Commercial |  | 118000 | 2024 | 2024
20262-228247-01 | People's Energy Cooperative | 89 | 14468 | Co-op | NOVA10230 | 6 | Solar |  |  | Interconnected | Chatfield | 55923 | 31 | 3 | Residential |  | 47746.84 | 2024 | 2024
20262-228247-01 | People's Energy Cooperative | 89 | 14468 | Co-op | NOVA12106 | 38 | Solar |  |  | Interconnected | Kasson | 55944 | 12 | 2 | Residential |  | 120000 | 2024 | 2024
20262-228247-01 | People's Energy Cooperative | 89 | 14468 | Co-op | NOVA11924 | 5.124 | Solar |  |  | Interconnected | Oronoco | 55960 | 16 | 1 | Residential |  | 22038 | 2024 | 2024
20262-228247-01 | People's Energy Cooperative | 89 | 14468 | Co-op | NOVA10558 | 7.75 | Solar |  |  | Interconnected | Byron | 55920 | 9 | 1 | Residential |  | 26525 | 2024 | 2024
20262-228247-01 | People's Energy Cooperative | 89 | 14468 | Co-op | NOVA11951 | 17.202 | Solar |  |  | Interconnected | Byron | 55920 | 2 | 2 | Residential |  | 55087.5 | 2024 | 2024
20262-228247-01 | People's Energy Cooperative | 89 | 14468 | Co-op | NOVA12053 | 38 | Solar |  |  | Interconnected | Kasson | 55944 | 12 | 2 | Residential |  | 120000 | 2024 | 2024
20262-228247-01 | People's Energy Cooperative | 89 | 14468 | Co-op | NOVA12105 | 38 | Solar |  |  | Interconnected | Rochester | 55902 | 17 | 2 | Residential |  | 118000 | 2024 | 2024
20262-228247-01 | People's Energy Cooperative | 89 | 14468 | Co-op | NOVA10474 | 37.08 | Solar |  |  | Interconnected | Rochester | 55904 | 5 | 1 | Residential |  | 125300 | 2024 | 2024
20262-228247-01 | People's Energy Cooperative | 89 | 14468 | Co-op | NOVA12004 | 12.54 | Solar |  |  | Interconnected | Byron | 55920 | 9 | 1 | Residential |  | 43078 | 2024 | 2024
20262-228247-01 | People's Energy Cooperative | 89 | 14468 | Co-op | NOVA12161 | 38 | Solar |  |  | Interconnected | Saint Charles | 55972 | 22 | 1 | Residential |  | 118000 | 2024 | 2024
20262-228247-01 | People's Energy Cooperative | 89 | 14468 | Co-op | NOVA12144 | 11.4 | Solar |  |  | Interconnected | Rochester | 55902 | 17 | 2 | Residential |  | 39500 | 2024 | 2024
20262-228247-01 | People's Energy Cooperative | 89 | 14468 | Co-op | NOVA12233 | 38 | Solar |  |  | Interconnected | Grand Meadow | 55936 | 11 | 2 | Residential |  | 120000 | 2024 | 2024
20262-228247-01 | People's Energy Cooperative | 89 | 14468 | Co-op | NOVA11855 | 40 | Solar |  |  | Interconnected | Elgin | 55932 | 15 | 3 | Commercial |  | 173800 | 2024 | 2024
20262-228247-01 | People's Energy Cooperative | 89 | 14468 | Co-op | NOVA11868 | 40 | Solar |  |  | Interconnected | Plainview | 55964 | 27 | 34 | Commercial |  | 173360 | 2024 | 2024
20262-228247-01 | People's Energy Cooperative | 89 | 14468 | Co-op | NOVA12236 | 38 | Solar |  |  | Interconnected | Kellogg | 55945 | 8 | 1 | Residential |  | 125000 | 2024 | 2024
20262-228247-01 | People's Energy Cooperative | 89 | 14468 | Co-op | NOVA10825 | 27.6 | Solar |  |  | Interconnected | Rochester | 55904 | 5 | 3 | Residential |  | 76660 | 2024 | 2024
20262-228247-01 | People's Energy Cooperative | 89 | 14468 | Co-op | NOVA11977 | 20.418 | Solar |  |  | Interconnected | Chatfield | 55923 | 31 | 3 | Residential |  | 43627.5 | 2024 | 2024
20262-228247-01 | People's Energy Cooperative | 89 | 14468 | Co-op | NOVA8691 | 17.202 | Solar |  |  | Withdrawn | Byron | 55920 | 2 | 2 | Residential |  | 55087.5 | 2023
20262-228247-01 | People's Energy Cooperative | 89 | 14468 | Co-op | NOVA8804 | 19.764 | Solar |  |  | Withdrawn | Plainview | 55964 | 8 | 1 | Residential |  | 62633 | 2023
20262-228247-01 | People's Energy Cooperative | 89 | 14468 | Co-op | NOVA8809 | 39.786 | Solar |  |  | Withdrawn | Altura | 55910 | 21 | 2 | Residential |  | 135776 | 2023
20262-228247-01 | People's Energy Cooperative | 89 | 14468 | Co-op | NOVA8847 | 25.515 | Solar |  |  | Withdrawn | Eyota | 55934 | 5 | 2 | Residential |  | 20000 | 2023
20262-228247-01 | People's Energy Cooperative | 89 | 14468 | Co-op | NOVA10673 | 4.61 | Solar |  |  | Withdrawn | Eyota | 55934 | 25 | 2 | Residential |  | 26880 | 2024
20262-228247-01 | People's Energy Cooperative | 89 | 14468 | Co-op | NOVA9074 | 5.12 | Solar |  |  | Withdrawn | Rochester | 55906 | 3 | 3 | Residential |  | 20480 | 2024
20262-228247-01 | People's Energy Cooperative | 89 | 14468 | Co-op | NOVA8870 | 16.75 | Solar |  |  | Withdrawn | Eyota | 55934 | 1 | 2 | Residential |  | 52100 | 2023
20262-228247-01 | People's Energy Cooperative | 89 | 14468 | Co-op | NOVA9128 | 2000 | Solar |  |  | Active Application | Plainview | 55964 | 8 | 2 | Commercial |  |  | 2024
20262-228247-01 | People's Energy Cooperative | 89 | 14468 | Co-op | NOVA9129 | 2500 | Solar |  |  | Active Application | Rochester | 55906 | 3 | 2 | Commercial |  |  | 2024
20262-228247-01 | People's Energy Cooperative | 89 | 14468 | Co-op | NOVA9127 | 2500 | Solar |  |  | Active Application | Byron | 55920 | 14 | 2 | Commercial |  |  | 2024
20262-228247-01 | People's Energy Cooperative | 89 | 14468 | Co-op | NOVA10670 | 25.248 | Solar |  |  | Interconnected | Oronoco | 55960 | 16 | 2 | Residential |  | 71460 | 2024 | 2025
20262-228247-01 | People's Energy Cooperative | 89 | 14468 | Co-op | NOVA10808 | 38 | Solar |  |  | Interconnected | Kellogg | 55945 | 8 | 1 | Residential |  | 120000 | 2024 | 2025
20262-228247-01 | People's Energy Cooperative | 89 | 14468 | Co-op | NOVA11956 | 8 | Solar |  |  | Interconnected | Rochester | 55902 | 14 | 2 | Residential |  | 33000 | 2024 | 2025
20262-228247-01 | People's Energy Cooperative | 89 | 14468 | Co-op | NOVA12002 | 39.6 | Solar |  |  | Interconnected | Rochester | 55904 | 14 | 1 | Commercial |  | 108100 | 2024 | 2025
20262-228247-01 | People's Energy Cooperative | 89 | 14468 | Co-op | NOVA12059 | 22.8 | Solar |  |  | Interconnected | Chatfield | 55923 | 10 | 1 | Residential |  | 60000 | 2024 | 2025
20262-228247-01 | People's Energy Cooperative | 89 | 14468 | Co-op | NOVA12156 | 6.25 | Solar |  |  | Interconnected | Stewartville | 55976 | 10 | 3 | Residential |  | 27000 | 2024 | 2025
20262-228247-01 | People's Energy Cooperative | 89 | 14468 | Co-op | NOVA12064 | 5.25 | Solar |  |  | Interconnected | Stewartville | 55976 | 30 | 65 | Residential |  | 23250 | 2024 | 2025
20262-228247-01 | People's Energy Cooperative | 89 | 14468 | Co-op | NOVA10271 | 11.1 | Solar |  |  | Interconnected | Oronoco | 55960 | 16 | 2 | Residential |  | 33290 | 2024 | 2025
20262-228247-01 | People's Energy Cooperative | 89 | 14468 | Co-op | NOVA13580 | 5.76 | Solar |  |  | Interconnected | Rochester | 55901 | 3 | 4 | Residential |  | 38394 | 2025 | 2025
20262-228247-01 | People's Energy Cooperative | 89 | 14468 | Co-op | NOVA12292 | 7.6 | Solar |  |  | Interconnected | Kasson | 55944 | 12 | 1 | Residential |  | 30634 | 2024 | 2025
20262-228247-01 | People's Energy Cooperative | 89 | 14468 | Co-op | NOVA12174 | 37.6 | Solar |  |  | Interconnected | Oronoco | 55960 | 9 | 2 | Commercial |  | 103450 | 2024 | 2025
20262-228247-01 | People's Energy Cooperative | 89 | 14468 | Co-op | NOVA12214 | 14.78 | Solar |  |  | Interconnected | Plainview | 55964 | 4 | 1 | Residential |  | 78688 | 2024 | 2025
20262-228247-01 | People's Energy Cooperative | 89 | 14468 | Co-op | NOVA12365 | 38 | Solar |  |  | Interconnected | Lake City | 55041 | 7 | 1 | Residential |  | 120000 | 2024 | 2025
20262-228247-01 | People's Energy Cooperative | 89 | 14468 | Co-op | NOVA12290 | 30 | Solar |  |  | Interconnected | Chatfield | 55923 | 31 | 1 | Residential |  | 59638 | 2024 | 2025
20262-228247-01 | People's Energy Cooperative | 89 | 14468 | Co-op | NOVA12415 | 17.22 | Solar |  |  | Interconnected | Rochester | 55902 | 14 | 2 | Residential |  | 44772 | 2024 | 2025
20262-228247-01 | People's Energy Cooperative | 89 | 14468 | Co-op | NOVA12474 | 8 | Solar |  |  | Interconnected | Oronoco | 55960 | 16 | 1 | Residential |  | 29068 | 2024 | 2025
20262-228247-01 | People's Energy Cooperative | 89 | 14468 | Co-op | NOVA12693 | 8.064 | Solar |  |  | Interconnected | Rochester | 55901 | 16 | 3 | Residential |  | 33516 | 2025 | 2025
20262-228247-01 | People's Energy Cooperative | 89 | 14468 | Co-op | NOVA12605 | 4.9 | Solar |  |  | Interconnected | Oronoco | 55960 | 16 | 1 | Residential |  | 11500 | 2025 | 2025
20262-228247-01 | People's Energy Cooperative | 89 | 14468 | Co-op | NOVA12605S | 5 | Storage |  |  | Interconnected | Oronoco | 55960 | 16 | 1 | Residential |  | 10000 | 2025 | 2025
20262-228247-01 | People's Energy Cooperative | 89 | 14468 | Co-op | NOVA12741 | 38 | Solar |  |  | Interconnected | Dover | 55929 | 29 | 30 | Commercial |  | 117000 | 2025 | 2025
20262-228247-01 | People's Energy Cooperative | 89 | 14468 | Co-op | NOVA12785 | 38 | Solar |  |  | Interconnected | Elgin | 55934 | 1 | 2 | Commercial |  | 118000 | 2025 | 2025
20262-228247-01 | People's Energy Cooperative | 89 | 14468 | Co-op | NOVA12550 | 5.376 | Solar |  |  | Interconnected | Rochester | 55904 | 5 | 4 | Residential |  | 25000 | 2025 | 2025
20262-228247-01 | People's Energy Cooperative | 89 | 14468 | Co-op | NOVA12953 | 30 | Solar |  |  | Interconnected | Mantorville | 55955 | 9 | 1 | Residential |  | 68500 | 2025 | 2025
20262-228247-01 | People's Energy Cooperative | 89 | 14468 | Co-op | NOVA13088 | 38 | Solar |  |  | Interconnected | Grand Meadow | 55936 | 11 | 1 | Residential |  | 110000 | 2025 | 2025
20262-228247-01 | People's Energy Cooperative | 89 | 14468 | Co-op | NOVA12894 | 10.5 | Solar |  |  | Interconnected | Eyota | 55934 | 28 | 2 | Residential |  | 34520 | 2025 | 2025
20262-228247-01 | People's Energy Cooperative | 89 | 14468 | Co-op | NOVA12794 | 20.828 | Solar |  |  | Interconnected | Rochester | 55906 | 5 | 1 | Residential |  | 62000 | 2025 | 2025
20262-228247-01 | People's Energy Cooperative | 89 | 14468 | Co-op | NOVA12810 | 9.216 | Solar |  |  | Interconnected | Stewartville | 55976 | 11 | 1 | Residential |  | 26369 | 2025 | 2025
20262-228247-01 | People's Energy Cooperative | 89 | 14468 | Co-op | NOVA12923 | 33.6 | Solar |  |  | Interconnected | Mazeppa | 55956 | 18 | 1 | Residential |  | 99600 | 2025 | 2025
20262-228247-01 | People's Energy Cooperative | 89 | 14468 | Co-op | NOVA12857 | 39 | Solar |  |  | Interconnected | Dover | 55929 | 29 | 30 | Commercial |  | 112000 | 2025 | 2025
20262-228247-01 | People's Energy Cooperative | 89 | 14468 | Co-op | NOVA13290 | 39.84 | Solar |  |  | Interconnected | Eyota | 55934 | 28 | 1 | Commercial |  | 5040 | 2025 | 2025
20262-228247-01 | People's Energy Cooperative | 89 | 14468 | Co-op | NOVA13238 | 38 | Solar |  |  | Interconnected | Plainview | 55964 | 15 | 1 | Residential |  | 115000 | 2025 | 2025
20262-228247-01 | People's Energy Cooperative | 89 | 14468 | Co-op | NOVA13101 | 18.432 | Solar |  |  | Interconnected | Rochester | 55902 | 14 | 2 | Residential |  | 1015700 | 2025 | 2025
20262-228247-01 | People's Energy Cooperative | 89 | 14468 | Co-op | NOVA12855 | 10 | Solar |  |  | Interconnected | Byron | 55920 | 14 | 3 | Residential |  | 36078.36 | 2025 | 2025
20262-228247-01 | People's Energy Cooperative | 89 | 14468 | Co-op | NOVA13289 | 11.6 | Solar |  |  | Interconnected | Byron | 55920 | 14 | 1 | Residential |  | 37375 | 2025 | 2025
20262-228247-01 | People's Energy Cooperative | 89 | 14468 | Co-op | NOVA13538 | 7.68 | Solar |  |  | Interconnected | Rochester | 55904 | 25 | 1 | Residential |  | 46926 | 2025 | 2025
20262-228247-01 | People's Energy Cooperative | 89 | 14468 | Co-op | PV0194 | 13.908 | Solar |  |  | Interconnected | Chatfield | 55923 | 1 | 2 | Commercial |  | 59999 | 2025 | 2025
20262-228247-01 | People's Energy Cooperative | 89 | 14468 | Co-op | NOVA13191 | 28.8 | Solar |  |  | Interconnected | Altura | 55910 | 21 | 2 | Commercial |  | 101000 | 2025 | 2025
20262-228247-01 | People's Energy Cooperative | 89 | 14468 | Co-op | NOVA13410 | 11.4 | Solar |  |  | Interconnected | Theilman | 55945 | 7 | 2 | Residential |  | 38500 | 2025 | 2025
20262-228247-01 | People's Energy Cooperative | 89 | 14468 | Co-op | NOVA13407 | 11.4 | Solar |  |  | Interconnected | Kellogg | 55945 | 8 | 1 | Residential |  | 39000 | 2025 | 2025
20262-228247-01 | People's Energy Cooperative | 89 | 14468 | Co-op | NOVA13486 | 10.8 | Solar |  |  | Interconnected | Byron | 55920 | 14 | 1 | Residential |  | 35000 | 2025 | 2025
20262-228247-01 | People's Energy Cooperative | 89 | 14468 | Co-op | NOVA13115 | 14.976 | Solar |  |  | Interconnected | Eyota | 55934 | 25 | 1 | Residential |  | 59260 | 2025 | 2025
20262-228247-01 | People's Energy Cooperative | 89 | 14468 | Co-op | NOVA12893 | 18.432 | Solar |  |  | Interconnected | Altura | 55910 | 22 | 1 | Residential |  | 43036 | 2025 | 2025
20262-228247-01 | People's Energy Cooperative | 89 | 14468 | Co-op | NOVA13150 | 37.5 | Solar |  |  | Interconnected | Rochester | 55904 | 1 | 3 | Residential |  | 114000 | 2025 | 2025
20262-228247-01 | People's Energy Cooperative | 89 | 14468 | Co-op | NOVA13247 | 38 | Solar |  |  | Interconnected | Eyota | 55934 | 25 | 2 | Residential |  | 80000 | 2025 | 2025
20262-228247-01 | People's Energy Cooperative | 89 | 14468 | Co-op | NOVA13669 | 11.6 | Solar |  |  | Interconnected | Byron | 55920 | 14 | 1 | Residential |  | 39430 | 2025 | 2025
20262-228247-01 | People's Energy Cooperative | 89 | 14468 | Co-op | NOVA13033 | 11.9 | Solar |  |  | Interconnected | Oronoco | 55960 | 9 | 2 | Residential |  | 41515 | 2025 | 2025
20262-228247-01 | People's Energy Cooperative | 89 | 14468 | Co-op | NOVA13752 | 22 | Solar |  |  | Interconnected | Byron | 55920 | 9 | 3 | Residential |  | 76824 | 2025 | 2025
20262-228247-01 | People's Energy Cooperative | 89 | 14468 | Co-op | NOVA12987 | 36 | Solar |  |  | Interconnected | Oronoco | 55960 | 16 | 2 | Residential |  | 88530 | 2025 | 2025
20262-228247-01 | People's Energy Cooperative | 89 | 14468 | Co-op | NOVA13804 | 38 | Solar |  |  | Interconnected | Chatfield | 55923 | 20 | 1 | Residential |  | 27000 | 2025 | 2025
20262-228247-01 | People's Energy Cooperative | 89 | 14468 | Co-op | NOVA13457 | 36.176 | Solar |  |  | Interconnected | Rochester | 55904 | 1 | 3 | Residential |  | 89382 | 2025 | 2025
20262-228247-01 | People's Energy Cooperative | 89 | 14468 | Co-op | NOVA13634 | 31.11 | Solar |  |  | Interconnected | Rochester | 55976 | 30 | 65 | Commercial |  | 186704 | 2025 | 2025
20262-228247-01 | People's Energy Cooperative | 89 | 14468 | Co-op | NOVA13510 | 38 | Solar |  |  | Interconnected | Dover | 55929 | 1 | 2 | Residential |  | 118000 | 2025 | 2025
20262-228247-01 | People's Energy Cooperative | 89 | 14468 | Co-op | NOVA13918 | 38 | Solar |  |  | Interconnected | Dover | 55929 | 6 | 1 | Residential |  | 80000 | 2025 | 2025
20262-228247-01 | People's Energy Cooperative | 89 | 14468 | Co-op | NOVA13920 | 38 | Solar |  |  | Interconnected | Altura | 55910 | 8 | 3 | Residential |  | 115000 | 2025 | 2025
20262-228247-01 | People's Energy Cooperative | 89 | 14468 | Co-op | NOVA13302 | 8.2 | Solar |  |  | Interconnected | Rochester | 55904 | 25 | 1 | Residential |  | 28000 | 2025 | 2025
20262-228247-01 | People's Energy Cooperative | 89 | 14468 | Co-op | NOVA12665 | 1400 | Solar |  |  | Active Application | Stewartville | 55976 |  |  | Commercial |  |  | 2025
20262-228247-01 | People's Energy Cooperative | 89 | 14468 | Co-op | NOVA13237 | 12.288 | Solar |  |  | Active Application | Stewartville | 55976 | 2 | 2 | Residential |  | 46328 | 2025
20262-228247-01 | People's Energy Cooperative | 89 | 14468 | Co-op | NOVA13392 | 28 | Solar |  |  | Active Application | Byron | 55920 | 2 | 1 | Residential |  | 99599 | 2025
20262-228247-01 | People's Energy Cooperative | 89 | 14468 | Co-op | NOVA13780 | 16.92 | Solar |  |  | Active Application | Byron | 55920 | 9 | 1 | Residential |  | 72324 | 2025
20262-228247-01 | People's Energy Cooperative | 89 | 14468 | Co-op | NOVA13772 | 22.8 | Solar |  |  | Active Application | Zumbro Falls | 55991 | 18 | 1 | Residential |  | 134064 | 2025
20262-228247-01 | People's Energy Cooperative | 89 | 14468 | Co-op | NOVA13757 | 22 | Solar |  |  | Active Application | Rochester | 55906 | 3 | 1 | Residential |  | 69140 | 2025
20262-228247-01 | People's Energy Cooperative | 89 | 14468 | Co-op | NOVA13959 | 14.08 | Solar |  |  | Active Application | High Forest | 55904 | 17 | 4 | Residential |  | 117369 | 2025
20262-228247-01 | People's Energy Cooperative | 89 | 14468 | Co-op | NOVA13818 | 90 | Solar |  |  | Active Application | Rochester | 55902 | 17 | 2 | Residential |  | 245904 | 2025
20262-228247-01 | People's Energy Cooperative | 89 | 14468 | Co-op | NOVA13649 | 22.8 | Solar |  |  | Active Application | Stewartville | 55976 | 1 | 3 | Commercial |  | 74850 | 2025
20262-228247-01 | People's Energy Cooperative | 89 | 14468 | Co-op | NOVA13928 | 13.824 | Solar |  |  | Active Application | Byron | 55920 | 9 | 1 | Residential |  | 39667 | 2025
20262-228247-01 | People's Energy Cooperative | 89 | 14468 | Co-op | NOVA14055 | 19.8 | Solar |  |  | Active Application | Mazeppa | 55956 | 16 | 2 | Residential |  | 72470 | 2025
20262-228247-01 | People's Energy Cooperative | 89 | 14468 | Co-op | NOVA14043 | 40 | Solar |  |  | Active Application | Byron | 55920 | 8 | 3 | Commercial |  | 130200 | 2025
20262-228247-01 | People's Energy Cooperative | 89 | 14468 | Co-op | NOVA14041 | 4.224 | Solar |  |  | Active Application | Eyota | 55934 | 25 | 2 | Commercial |  | 16920 | 2025
20262-228247-01 | People's Energy Cooperative | 89 | 14468 | Co-op | NOVA14042 | 3.456 | Solar |  |  | Active Application | Eyota | 55934 | 25 | 2 | Residential |  | 14664 | 2025
20262-228247-01 | People's Energy Cooperative | 89 | 14468 | Co-op | NOVA13845 | 30.72 | Solar |  |  | Withdrawn | Byron | 55920 | 9 | 1 | Residential |  | 156996 | 2025
20262-228247-01 | People's Energy Cooperative | 89 | 14468 | Co-op | NOVA13775 | 22.8 | Solar |  |  | Withdrawn | Rochester | 55904 | 5 | 2 | Residential |  | 127008 | 2025
20262-228247-01 | People's Energy Cooperative | 89 | 14468 | Co-op | NOVA13214 | 22.8 | Solar |  |  | Withdrawn | Chatfield | 55923 | 10 | 1 | Residential |  | 51000 | 2025
20262-228247-01 | People's Energy Cooperative | 89 | 14468 | Co-op | NOVA13354 | 5.76 | Solar |  |  | Withdrawn | Rochester | 55901 | 3 | 4 | Residential |  | 38394 | 2025
20262-228247-01 | People's Energy Cooperative | 89 | 14468 | Co-op | NOVA12872 | 10 | Solar |  |  | Withdrawn | Kellogg | 55945 | 7 | 2 | Residential |  | 40158.37 | 2025
20262-228247-01 | People's Energy Cooperative | 89 | 14468 | Co-op | NOVA12864 | 28.5 | Solar |  |  | Withdrawn | Altura | 55910 | 21 | 2 | Residential |  | 101000 | 2025
20262-228247-01 | People's Energy Cooperative | 89 | 14468 | Co-op | NOVA12721 | 22.8 | Solar |  |  | Withdrawn | Stewartville | 55976 | 30 | 60 | Commercial |  | 59000 | 2025
20262-228247-01 | People's Energy Cooperative | 89 | 14468 | Co-op | NOVA12318 | 8 | Solar |  |  | Withdrawn | Elgin | 55932 | 15 | 3 | Residential |  | 77350 | 2024
20263-229234-01 | PKM Electric Coopertive, Inc. | 25 | 14178 | Co-op | 22029 | 10 | Solar |  |  | Interconnected | Hallock | 56728 | 23 |  | Residential |  | 30000 | 2022 | 2023
20263-229234-01 | PKM Electric Coopertive, Inc. | 25 | 14178 | Co-op | 42072 | 38 | Solar |  |  | Interconnected | Stephen | 56757 | 36 |  | Residential |  | 270000 | 2023 | 2023
20263-229234-01 | PKM Electric Coopertive, Inc. | 25 | 14178 | Co-op | 49070 | 9.6 | Solar |  |  | Interconnected | Strandquist | 56758 | 39 |  | Residential |  | 30000 | 2023 | 2023
20263-229234-01 | PKM Electric Coopertive, Inc. | 25 | 14178 | Co-op | 60115 | 11.6 | Solar |  |  | Interconnected | Warren | 56762 | 61 |  | Residential |  | 52500 | 2023 | 2023
20263-229234-01 | PKM Electric Coopertive, Inc. | 25 | 14178 | Co-op | 61102 | 19.84 | Solar |  |  | Interconnected | Viking | 56760 | 61 |  | Residential |  | 37000 | 2023 | 2023
20263-229234-01 | PKM Electric Coopertive, Inc. | 25 | 14178 | Co-op | 65057 | 7.5 | Solar |  |  | Interconnected | Warren | 56762 | 61 |  | Residential |  | 40000 | 2017 | 2017
20263-229234-01 | PKM Electric Coopertive, Inc. | 25 | 14178 | Co-op | 84062 | 36 | Solar |  |  | Interconnected | Crookston | 56716 | 77 |  | Commercial |  | 250000 | 2021 | 2021
20263-229234-01 | PKM Electric Coopertive, Inc. | 25 | 14178 | Co-op | 84092 | 39 | Solar |  |  | Interconnected | Crookston | 56716 | 77 |  | Commercial |  | 3e+05 | 2023 | 2024
20263-229234-01 | PKM Electric Coopertive, Inc. | 25 | 14178 | Co-op | 89016 | 39 | Solar |  |  | Interconnected | Crookston | 56716 | 77 |  | Commercial |  | 250000 | 2021 | 2022
20263-229234-01 | PKM Electric Coopertive, Inc. | 25 | 14178 | Co-op | 31064 | 29.16 | Solar |  |  | Interconnected | Hallock | 56728 | 23 |  | Residential |  | 112000 | 2024 | 2024
20263-229234-01 | PKM Electric Coopertive, Inc. | 25 | 14178 | Co-op | 58124 | 38.4 | Solar |  |  | Interconnected | Alvarado | 56710 | 58 |  | Residential |  | 178000 | 2025 | 2025
20262-228513-01 | Preston Public Utilities | 176 | 15348 | Muni | 1 | 1.5 | Solar |  |  | Interconnected | Preston | 55965 | South Preston | SE | Residential |  |  |  | 2015
20262-228513-01 | Preston Public Utilities | 176 | 15348 | Muni | 2 | 4 | Solar |  |  | Interconnected | Preston | 55965 | South Preston | SE | Utility |  |  |  | 2017
20262-228513-01 | Preston Public Utilities | 176 | 15348 | Muni | 3 | 10 | Solar |  |  | Withdrawn | Preston | 55965 | North Preston | NW | Residential |  |  | 2021
20262-228513-01 | Preston Public Utilities | 176 | 15348 | Muni | 4 | 23.6 | Solar |  |  | Interconnected | Preston | 55965 | South Preston | SE | Residential |  |  |  | 2022
20262-228513-01 | Preston Public Utilities | 176 | 15348 | Muni | 5 | 37.5 | Solar |  |  | Interconnected | Preston | 55965 | South Preston | S | Commercial |  |  | 2022 | 2023
20262-228513-01 | Preston Public Utilities | 176 | 15348 | Muni | 6 | 13.05 | Solar |  |  | Interconnected | Preston | 55965 | South Preston | SW | Residential |  |  | 2023 | 2023
20262-228513-01 | Preston Public Utilities | 176 | 15348 | Muni | 7 | 8.356 | Solar |  |  | Interconnected | Preston | 55965 | South Preston | SE | Residential |  |  | 2023 | 2023
20262-228513-01 | Preston Public Utilities | 176 | 15348 | Muni | 8 | 32.8 | Solar |  |  | Interconnected | Preston | 55965 | South Preston | SW | Residential |  |  | 2023 | 2023
20262-228513-01 | Preston Public Utilities | 176 | 15348 | Muni | 9 | 26.5 | Solar |  |  | Interconnected | Preston | 55965 | North Preston | NW | Residential |  |  | 2023 | 2023
20262-228513-01 | Preston Public Utilities | 176 | 15348 | Muni | 10 | 68.1 | Solar |  |  | Interconnected | Preston | 55965 | North Preston | Industrial | Commercial |  |  | 2024 | 2024
20262-227720-01 | Princeton Public Utilities | 92 | 15387 | Muni | 2019 - 001L | 9.36 | Solar |  |  | Interconnected | Princeton | 55371 | Power Plant | 12 | Residential |  | 29706 | 2019 | 2019
20262-227720-01 | Princeton Public Utilities | 92 | 15387 | Muni | 2020 - 001W | 5.8 | Solar |  |  | Interconnected | Princeton | 55371 | Power Plant | 12 | Residential |  | 24811 | 2020 | 2020
20262-227720-01 | Princeton Public Utilities | 92 | 15387 | Muni | 2020 - 002VO | 11.168 | Solar |  |  | Interconnected | Princeton | 55371 | Power Plant | 17 | Commercial |  | 36954 | 2020 | 2020
20262-227720-01 | Princeton Public Utilities | 92 | 15387 | Muni | 2021 - 001T | 15 | Solar |  |  | Interconnected | Princeton | 55371 | Power Plant | 11 | Commercial |  |  | 2021 | 2022
20262-227720-01 | Princeton Public Utilities | 92 | 15387 | Muni | 2021 - 002T | 5.76 | Solar |  |  | Interconnected | Princeton | 55371 | Power Plant | 6 | Residential |  | 39000 | 2021 | 2022
20262-227720-01 | Princeton Public Utilities | 92 | 15387 | Muni | 2021 - 003D | 22.8 | Solar |  | X | Interconnected | Princeton | 55371 | Power Plant | 6 | Residential |  | 90378 | 2021 | 2022
20262-227720-01 | Princeton Public Utilities | 92 | 15387 | Muni | 2022 - 001K | 10.8 | Solar |  |  | Interconnected | Princeton | 55371 | Power Plant | 6 | Residential |  | 50000 | 2022 | 2022
20262-227720-01 | Princeton Public Utilities | 92 | 15387 | Muni | 2022 - 002B | 12.76 | Solar |  |  | Interconnected | Princeton | 55371 | North | 1 | Residential |  | 68973 | 2022 | 2022
20262-227720-01 | Princeton Public Utilities | 92 | 15387 | Muni | 2023 - 001D | 9.135 | Solar |  |  | Interconnected | Princeton | 55371 | South | 20 | Residential |  | 43227 | 2023 | 2023
20262-227720-01 | Princeton Public Utilities | 92 | 15387 | Muni | 2024 - 001J | 5 | Solar |  |  | Interconnected | Princeton | 55371 | South | 20 | Residential |  | 22871.38 | 2024 | 2024
20262-227720-01 | Princeton Public Utilities | 92 | 15387 | Muni | 2024 - 002S | 5 | Solar |  |  | Interconnected | Princeton | 55371 | Power Plant | 11 | Residential |  | 22639.92 | 2024 | 2024
20262-227720-01 | Princeton Public Utilities | 92 | 15387 | Muni | 2024 - 003B | 7.6 | Solar |  |  | Interconnected | Princeton | 55371 | South | 20 | Residential |  | 31067.74 | 2024 | 2025
20262-227720-01 | Princeton Public Utilities | 92 | 15387 | Muni | 2025 - 001W | 11.904 | Solar |  |  | Interconnected | Princeton | 55371 | Power Plant | 12 | Residential |  | 40920 | 2025 | 2025
20262-227720-01 | Princeton Public Utilities | 92 | 15387 | Muni | 2025 - 002M | 9.984 | Solar |  |  | Interconnected | Princeton | 55371 | North | 1 | Residential |  | 35464 | 2025 | 2025
20262-228632-01 | Red Lake Electric Cooperative, Inc. | 94 | 26934 | Co-op | 7105004 | 3.7 | Wind |  |  | Interconnected | Crookston | 56716 | Huot | 4 | Residential |  |  | 2008 | 2008
20262-228632-01 | Red Lake Electric Cooperative, Inc. | 94 | 26934 | Co-op | 6717001 | 8.2 | Solar |  |  | Interconnected | Brooks | 56715 | Oklee | 3 | Residential |  |  | 2016 | 2016
20262-228632-01 | Red Lake Electric Cooperative, Inc. | 94 | 26934 | Co-op | 5814001.1 | 10 | Solar |  |  | Interconnected | Red Lake Falls | 56750 | Huot | 1 | Residential |  |  | 2018 | 2018
20262-228632-01 | Red Lake Electric Cooperative, Inc. | 94 | 26934 | Co-op | 5814001.2 | 10 | Solar |  |  | Interconnected | Red Lake Falls | 56750 | Huot | 1 | Residential |  |  | 2019 | 2019
20262-228632-01 | Red Lake Electric Cooperative, Inc. | 94 | 26934 | Co-op | 5913008.1 | 5 | Solar |  |  | Interconnected | Red Lake Falls | 56750 | Terrebonne | 5 | Residential |  |  | 2019 | 2019
20262-228632-01 | Red Lake Electric Cooperative, Inc. | 94 | 26934 | Co-op | 7123003.1 | 10 | Solar |  |  | Interconnected | Crookston | 56716 | Gentilly Creek | 2 | Residential |  |  | 2019 | 2019
20262-228632-01 | Red Lake Electric Cooperative, Inc. | 94 | 26934 | Co-op | 7123003.2 | 10 | Solar |  |  | Interconnected | Crookston | 56716 | Gentilly Creek | 2 | Residential |  |  | 2020 | 2020
20262-228632-01 | Red Lake Electric Cooperative, Inc. | 94 | 26934 | Co-op | 5913014 | 2.2 | Solar |  |  | Interconnected | Red Lake Falls | 56750 | Terrebonne | 5 | Residential |  |  | 2020 | 2020
20262-228632-01 | Red Lake Electric Cooperative, Inc. | 94 | 26934 | Co-op | 6935006 | 36 | Solar |  |  | Interconnected | Red Lake Falls | 56750 | Terrebonne | 2 | Residential |  |  | 2020 | 2020
20262-228632-01 | Red Lake Electric Cooperative, Inc. | 94 | 26934 | Co-op | 6310004 | 12 | Solar |  |  | Interconnected | Oklee | 56742 | Oklee | 1 | Residential |  |  | 2021 | 2021
20262-228632-01 | Red Lake Electric Cooperative, Inc. | 94 | 26934 | Co-op | 7902002 | 17.45 | Solar |  |  | Interconnected | Trail | 56684 | Oklee | 3 | Residential |  |  | 2021 | 2021
20262-228632-01 | Red Lake Electric Cooperative, Inc. | 94 | 26934 | Co-op | 6910004 | 38 | Solar |  |  | Interconnected | Brooks | 56715 | Terrebonne | 2 | Residential |  |  | 2022 | 2022
20262-228632-01 | Red Lake Electric Cooperative, Inc. | 94 | 26934 | Co-op | 6036006 | 38 | Solar |  |  | Interconnected | Red Lake Falls | 56750 | Terrebonne | 1 | Residential |  |  | 2022 | 2022
20262-228632-01 | Red Lake Electric Cooperative, Inc. | 94 | 26934 | Co-op | 7706001 | 38 | Solar |  |  | Interconnected | Erskine | 56535 | Terrebonne | 2 | Residential |  |  | 2022 | 2022
20262-228632-01 | Red Lake Electric Cooperative, Inc. | 94 | 26934 | Co-op | 3629004 | 20 | Solar |  |  | Interconnected | Thief River Falls | 56701 | Hazel | 1 | Residential |  |  | 2022 | 2022
20262-228632-01 | Red Lake Electric Cooperative, Inc. | 94 | 26934 | Co-op | 5913008.2 | 10 | Solar |  |  | Interconnected | Red Lake Falls | 56750 | Terrebonne | 5 | Residential |  |  | 2022 | 2023
20262-228632-01 | Red Lake Electric Cooperative, Inc. | 94 | 26934 | Co-op | 4413012 | 7.83 | Solar |  | X | Interconnected | Thief River Falls | 56701 | Hazel | 4 | Residential |  |  | 2022 | 2023
20262-228632-01 | Red Lake Electric Cooperative, Inc. | 94 | 26934 | Co-op | 4314006 | 17.28 | Solar |  |  | Interconnected | Thief River Falls | 56701 | Morris-Owen | 4 | Residential |  |  | 2023 | 2023
20262-228632-01 | Red Lake Electric Cooperative, Inc. | 94 | 26934 | Co-op | 2205003 | 14.08 | Solar |  |  | Interconnected | Newfolden | 56738 | Holt | 4 | Residential |  |  | 2023 | 2023
20262-228632-01 | Red Lake Electric Cooperative, Inc. | 94 | 26934 | Co-op | 6402003 | 38 | Solar |  |  | Interconnected | Gully | 56646 | Highlanding | 3 | Residential |  |  | 2023 | 2023
20262-228632-01 | Red Lake Electric Cooperative, Inc. | 94 | 26934 | Co-op | 5814006 | 10.752 | Solar |  |  | Interconnected | Red Lake Falls | 56750 | Huot | 1 | Residential |  |  | 2023 | 2023
20262-228632-01 | Red Lake Electric Cooperative, Inc. | 94 | 26934 | Co-op | 2307002 | 39.6 | Solar |  |  | Interconnected | Newfolden | 56738 | Holt | 4 | Commercial |  |  | 2023 | 2024
20262-228632-01 | Red Lake Electric Cooperative, Inc. | 94 | 26934 | Co-op | 6731005 | 38 | Solar |  |  | Interconnected | Brooks | 56715 | Terrebonne | 2 | Residential |  |  | 2023 | 2024
20262-228632-01 | Red Lake Electric Cooperative, Inc. | 94 | 26934 | Co-op | 3115002 | 36.864 | Solar |  |  | Interconnected | Goodridge | 56725 | Highlanding | 1 | Residential |  |  | 2024 | 2024
20262-228632-01 | Red Lake Electric Cooperative, Inc. | 94 | 26934 | Co-op | 6819004 | 38.5 | Solar |  |  | Interconnected | Brooks | 56715 | Terrebonne | 2 | Residential |  |  | 2024 | 2024
20262-228632-01 | Red Lake Electric Cooperative, Inc. | 94 | 26934 | Co-op | 3406001 | 34.2 | Solar |  |  | Interconnected | Goodridge | 56725 | Highlanding | 1 | Residential |  |  | 2024 | 2025
20262-228632-01 | Red Lake Electric Cooperative, Inc. | 94 | 26934 | Co-op | 5919003 | 19.6 | Solar |  | X | Active Application | Red Lake Falls | 56750 | Huot | 1 | Residential |  |  | 2024
20262-228632-01 | Red Lake Electric Cooperative, Inc. | 94 | 26934 | Co-op | 5130004 | 38.4 | Solar |  |  | Interconnected | Plummer | 56748 | Oklee | 1 | Residential |  |  | 2025 | 2025
20262-228632-01 | Red Lake Electric Cooperative, Inc. | 94 | 26934 | Co-op | 4721002 | 23.808 | Solar |  |  | Interconnected | Goodridge | 56725 | Highlanding | 3 | Residential |  |  | 2025 | 2025
20262-227821-01 | Red River Valley Cooperative Power Association | 95 | 26939 | Co-op | 58 25 535 | 12 | Solar |  |  | Interconnected | Moorhead |  | 8 | 3 | Commercial |  |  |  | 2014
20262-227821-01 | Red River Valley Cooperative Power Association | 95 | 26939 | Co-op | 44 18 2209 | 30 | Wind |  |  | Interconnected | Felton |  | 11 | 3 | Commercial |  |  |  | 2016
20262-227821-01 | Red River Valley Cooperative Power Association | 95 | 26939 | Co-op | 31 20 4361 | 4 | Solar |  |  | Interconnected | Halstad |  | 3 | 5 | Commercial |  |  |  | 2016
20262-227821-01 | Red River Valley Cooperative Power Association | 95 | 26939 | Co-op | 45 22 1729 | 30 | Wind |  |  | Interconnected | Felton |  | 11 | 3 | Commercial |  |  |  | 2016
20262-227821-01 | Red River Valley Cooperative Power Association | 95 | 26939 | Co-op | 48 07 5064 | 30 | Wind |  |  | Interconnected | Glyndon |  | 4 | 5 | Commercial |  |  |  | 2017
20262-227821-01 | Red River Valley Cooperative Power Association | 95 | 26939 | Co-op | 04 30 2143 | 39 | Solar |  |  | Interconnected | East Grand Forks |  | 2 | 4 | Residential |  |  |  | 2017
20262-227821-01 | Red River Valley Cooperative Power Association | 95 | 26939 | Co-op | 51 14 4626 | 10 | Solar |  | X | Interconnected | Glyndon |  | 10 | 3 | Residential |  |  |  | 2018
20262-227821-01 | Red River Valley Cooperative Power Association | 95 | 26939 | Co-op | 54 24 0543 | 30 | Wind |  |  | Interconnected | Sabin |  | 8 | 5 | Residential |  |  |  | 2018
20262-227821-01 | Red River Valley Cooperative Power Association | 95 | 26939 | Co-op | 51 24 1724 | 38 | Solar |  |  | Interconnected | Glyndon |  | 5 | 1 | Residential |  |  | 2019 | 2019
20262-227821-01 | Red River Valley Cooperative Power Association | 95 | 26939 | Co-op | 45 22 2229 | 11.4 | Solar |  |  | Interconnected | Felton |  | 11 | 3 | Residential |  |  | 2020 | 2020
20262-227821-01 | Red River Valley Cooperative Power Association | 95 | 26939 | Co-op | 47 03 5573 | 19.8 | Solar |  |  | Interconnected | Moorhead |  | 4 | 5 | Residential |  |  | 2020 | 2020
20262-227821-01 | Red River Valley Cooperative Power Association | 95 | 26939 | Co-op | 54 04 4472 | 7 | Solar |  |  | Interconnected | Sabin |  | 5 | 4 | Residential |  |  | 2021 | 2021
20262-227821-01 | Red River Valley Cooperative Power Association | 95 | 26939 | Co-op | 53 10 2808 | 6.6 | Solar |  |  | Interconnected | Moorhead |  | 5 | 6 | Residential |  |  | 2020 | 2021
20262-227821-01 | Red River Valley Cooperative Power Association | 95 | 26939 | Co-op | 45 22 4014 | 39.9 | Solar |  |  | Interconnected | Felton |  | 11 | 3 | Residential |  |  | 2021 | 2021
20262-227821-01 | Red River Valley Cooperative Power Association | 95 | 26939 | Co-op | 48 21 0512 | 34 | Solar |  |  | Interconnected | Glyndon |  | 5 | 1 | Commercial |  |  | 2021 | 2022
20262-227821-01 | Red River Valley Cooperative Power Association | 95 | 26939 | Co-op | 45 20 1604 | 22 | Solar |  |  | Interconnected | Felton |  | 11 | 1 | Residential |  |  | 2021 | 2022
20262-227821-01 | Red River Valley Cooperative Power Association | 95 | 26939 | Co-op | 04 35 5575 | 39.9 | Solar |  |  | Interconnected | Fisher |  | 2 | 4 | Commercial |  |  | 2021 | 2022
20262-227821-01 | Red River Valley Cooperative Power Association | 95 | 26939 | Co-op | 30 21 6136 | 36 | Solar |  |  | Interconnected | Halstad |  | 1 | 4 | Commercial |  |  | 2022 | 2022
20262-227821-01 | Red River Valley Cooperative Power Association | 95 | 26939 | Co-op | 34 15 5914 | 36 | Solar |  |  | Interconnected | Halstad |  | 1 | 5 | Commercial |  |  | 2022 | 2022
20262-227821-01 | Red River Valley Cooperative Power Association | 95 | 26939 | Co-op | 29 13 5676 | 36 | Solar |  |  | Interconnected | Ada |  | 1 | 2 | Commercial |  |  | 2022 | 2022
20262-227821-01 | Red River Valley Cooperative Power Association | 95 | 26939 | Co-op | 05 13 4741 | 27 | Solar |  |  | Interconnected | East Grand Forks |  | 7 | 1 | Commercial |  |  | 2022 | 2023
20262-227821-01 | Red River Valley Cooperative Power Association | 95 | 26939 | Co-op | 46 33 4973 | 37 | Solar |  |  | Interconnected | Moorhead |  | 4 | 4 | Residential |  |  | 2022 | 2023
20262-227821-01 | Red River Valley Cooperative Power Association | 95 | 26939 | Co-op | 47 11 6135 | 39 | Solar |  |  | Interconnected | Moorhead |  | 4 | 5 | Residential |  |  | 2022 | 2023
20262-227821-01 | Red River Valley Cooperative Power Association | 95 | 26939 | Co-op | 31 36 5194 | 38 | Solar |  |  | Interconnected | Halstad |  | 1 | 4 | Commercial |  |  | 2023 | 2023
20262-227821-01 | Red River Valley Cooperative Power Association | 95 | 26939 | Co-op | 45 19 1658 | 9 | Solar |  |  | Interconnected | Felton |  | 11 | 3 | Residential |  |  | 2023 | 2023
20262-227821-01 | Red River Valley Cooperative Power Association | 95 | 26939 | Co-op | 55 14 2334 | 10 | Solar |  |  | Interconnected | Barnesville |  | 5 | 5 | Residential |  |  | 2023 | 2023
20262-227821-01 | Red River Valley Cooperative Power Association | 95 | 26939 | Co-op | 45 20 1604 | 22 | Solar |  |  | Interconnected | Felton |  | 11 | 1 | Residential |  |  | 2023 | 2023
20262-227821-01 | Red River Valley Cooperative Power Association | 95 | 26939 | Co-op | 26 17 5387 | 38 | Solar |  |  | Interconnected | Ada |  | 9 | 1 | Commercial |  |  | 2023 | 2023
20262-227821-01 | Red River Valley Cooperative Power Association | 95 | 26939 | Co-op | 27 32 3950 | 38 | Solar |  |  | Interconnected | Gary |  | 1 | 2 | Commercial |  |  | 2019 | 2019
20262-227821-01 | Red River Valley Cooperative Power Association | 95 | 26939 | Co-op | 55 25 6220 | 38 | Solar |  |  | Interconnected | Barnesville |  | 5 | 5 | Commercial |  |  | 2023 | 2024
20262-227821-01 | Red River Valley Cooperative Power Association | 95 | 26939 | Co-op | 04 31 0808 | 39.9 | Solar |  |  | Interconnected | Fisher |  | 2 | 4 | Residential |  |  | 2025 | 2025
20262-227821-01 | Red River Valley Cooperative Power Association | 95 | 26939 | Co-op | 45 12 6038 | 37.7 | Solar |  |  | Interconnected | Felton |  | 11 | 3 | Commercial |  |  | 2025 | 2025
20262-227821-01 | Red River Valley Cooperative Power Association | 95 | 26939 | Co-op | 51 35 3805 | 18 | Solar |  |  | Interconnected | Glyndon |  | 5 | 5 | Residential |  |  | 2025 | 2025
20262-227821-01 | Red River Valley Cooperative Power Association | 95 | 26939 | Co-op | 55A30 2711 | 24 | Solar |  |  | Interconnected | Barnesville |  | 5 | 5 | Residential |  |  | 2025 | 2025
20262-227821-01 | Red River Valley Cooperative Power Association | 95 | 26939 | Co-op | 55 21A2151 | 19.2 | Solar |  |  | Active Application | Barnesville |  | 5 | 5 | Residential |  | 75390 | 2025
20261-227265-01 | REDWOOD ELECTRIC COOPERATIVE | 96 | 15750 | Co-op | 12-30-B | 10 | Wind |  |  | Interconnected | Seaforth | 56292 |  |  | Residential |  |  | 2014 | 2014
20261-227265-01 | REDWOOD ELECTRIC COOPERATIVE | 96 | 15750 | Co-op | 38-06-D | 2.8 | Wind |  |  | Interconnected | Springfield | 56087 | 4 | 3 | Residential |  |  | 2010 | 2010
20261-227265-01 | REDWOOD ELECTRIC COOPERATIVE | 96 | 15750 | Co-op | 30-16-F | 11.2 | Wind |  |  | Interconnected | Clements | 56224 | 4 | 2 | Commercial |  |  | 2009 | 2009
20261-227265-01 | REDWOOD ELECTRIC COOPERATIVE | 96 | 15750 | Co-op | 38-02-C | 2.8 | Wind |  |  | Interconnected | Springfield | 56087 | 6 | 3 | Residential |  |  | 2009 | 2009
20261-227265-01 | REDWOOD ELECTRIC COOPERATIVE | 96 | 15750 | Co-op | 38-13-B | 5.6 | Solar |  |  | Interconnected | Springfield | 56087 | 6 | 3 | Residential |  |  | 2009 | 2009
20261-227265-01 | REDWOOD ELECTRIC COOPERATIVE | 96 | 15750 | Co-op | 38-13-A | 5.6 | Wind |  |  | Interconnected | Springfield | 56087 | 6 | 3 | Residential |  |  | 2009 | 2009
20261-227265-01 | REDWOOD ELECTRIC COOPERATIVE | 96 | 15750 | Co-op | 12-36-B | 34 | Solar |  |  | Interconnected | Wabasso | 56293 | 2 | 4 | Commercial |  |  | 2011 | 2011
20261-227265-01 | REDWOOD ELECTRIC COOPERATIVE | 96 | 15750 | Co-op | 36-07-B | 10 | Solar |  |  | Interconnected | Lamberton | 56152 | 9 | 1 | Residential |  |  | 2011 | 2011
20261-227265-01 | REDWOOD ELECTRIC COOPERATIVE | 96 | 15750 | Co-op | 20-19-C | 5.8 | Solar |  |  | Interconnected | Wabasso | 56293 | 1 | 1 | Residential |  |  | 2011 | 2011
20261-227265-01 | REDWOOD ELECTRIC COOPERATIVE | 96 | 15750 | Co-op | 15-31-C | 39.9 | Wind |  |  | Interconnected | Morgan | 56266 | 2 | 2 | Residential |  |  | 2011 | 2011
20261-227265-01 | REDWOOD ELECTRIC COOPERATIVE | 96 | 15750 | Co-op | 29-01-A | 3.6 | Solar |  |  | Interconnected | Clements | 56224 | 5 | 2 | Residential |  |  | 2011 | 2011
20261-227265-01 | REDWOOD ELECTRIC COOPERATIVE | 96 | 15750 | Co-op | 22-06-AA | 5.8 | Solar |  |  | Interconnected | Redwood Falls | 56283 | 2 | 3 | Residential |  |  | 2011 | 2011
20261-227265-01 | REDWOOD ELECTRIC COOPERATIVE | 96 | 15750 | Co-op | 21-17-A | 39.9 | Wind |  |  | Interconnected | Redwood Falls | 56283 | 2 | 4 | Residential |  |  | 2014 | 2014
20261-227265-01 | REDWOOD ELECTRIC COOPERATIVE | 96 | 15750 | Co-op | 27-06-B | 39.9 | Wind |  |  | Interconnected | Walnut Grove | 56180 | 1 | 4 | Residential |  |  | 2011 | 2011
20261-227265-01 | REDWOOD ELECTRIC COOPERATIVE | 96 | 15750 | Co-op | 31-19-B | 9.45 | Solar |  |  | Interconnected | Springfield | 56087 | 6 | 2 | Residential |  |  | 2016 | 2016
20261-227265-01 | REDWOOD ELECTRIC COOPERATIVE | 96 | 15750 | Co-op | 19-10-A | 22 | Solar |  |  | Interconnected | Wabasso | 56293 | 3 | 4 | Residential |  |  | 2016 | 2016
20261-227265-01 | REDWOOD ELECTRIC COOPERATIVE | 96 | 15750 | Co-op | 30-12-A | 18 | Solar |  |  | Interconnected | Clements | 56224 | 6 | 1 | Residential |  |  | 2016 | 2016
20261-227265-01 | REDWOOD ELECTRIC COOPERATIVE | 96 | 15750 | Co-op | 19-24-C | 2.8 | Solar |  |  | Interconnected | Lucan | 56255 | 1 | 1 | Residential |  |  | 2011 | 2011
20261-227265-01 | REDWOOD ELECTRIC COOPERATIVE | 96 | 15750 | Co-op | 14-30-A | 2.8 | Solar |  |  | Interconnected | Redwood Falls | 56283 | 2 | 2 | Residential |  |  | 2009 | 2009
20261-227265-01 | REDWOOD ELECTRIC COOPERATIVE | 96 | 15750 | Co-op | 07-36-L | 3.7 | Solar |  |  | Interconnected | Redwood Falls | 56283 | 2 | 4 | Residential |  |  | 2014 | 2014
20261-227265-01 | REDWOOD ELECTRIC COOPERATIVE | 96 | 15750 | Co-op | 14-22-C | 18.3 | Solar |  |  | Interconnected | Redwood Falls | 56283 | 2 | 2 | Residential |  |  | 2018 | 2018
20261-227265-01 | REDWOOD ELECTRIC COOPERATIVE | 96 | 15750 | Co-op | 13-15-B | 5.6 | Wind |  |  | Interconnected | Redwood Falls | 56283 | 2 | 4 | Residential |  |  | 2010 | 2010
20261-227265-01 | REDWOOD ELECTRIC COOPERATIVE | 96 | 15750 | Co-op | 12-30-A | 2.8 | Wind |  |  | Interconnected | Vesta | 56292 | 3 | 3 | Residential |  |  | 2014 | 2014
20261-227265-01 | REDWOOD ELECTRIC COOPERATIVE | 96 | 15750 | Co-op | NOVA3272 | 15.2 | Solar |  |  | Interconnected | Lamberton | 56152 | 1 | 3 | Residential |  | 49999 | 2020 | 2020
20261-227265-01 | REDWOOD ELECTRIC COOPERATIVE | 96 | 15750 | Co-op | NOVA3271 | 38.4 | Solar |  |  | Interconnected | Lamberton | 56152 | 9 | 4 | Residential |  | 128592 | 2020 | 2020
20261-227265-01 | REDWOOD ELECTRIC COOPERATIVE | 96 | 15750 | Co-op | NOVA4507 | 16.8 | Solar |  |  | Interconnected | Wabasso |  | 12 | 1 | Residential |  | 77845 | 2021 | 2021
20261-227265-01 | REDWOOD ELECTRIC COOPERATIVE | 96 | 15750 | Co-op | NOVA4624 | 24.75 | Solar |  |  | Interconnected | Walnut Grove | 56180 | 8 | 4 | Commercial |  | 35000 | 2021 | 2022
20261-227265-01 | REDWOOD ELECTRIC COOPERATIVE | 96 | 15750 | Co-op | NOVA4658 | 4.66 | Solar |  |  | Withdrawn | Sanborn | 56083 | 6 | 2 | Residential |  | 7424 | 2021
20261-227265-01 | REDWOOD ELECTRIC COOPERATIVE | 96 | 15750 | Co-op | NOVA6323 | 18 | Solar |  |  | Interconnected | Redwood Falls | 56283 | 3 | 1 | Residential |  | 93433 | 2022 | 2023
20261-227265-01 | REDWOOD ELECTRIC COOPERATIVE | 96 | 15750 | Co-op | NOVA6659 | 7 | Solar |  |  | Interconnected | Sanborn | 56083 | 6 | 2 | Residential |  | 24000 | 2022 | 2022
20261-227265-01 | REDWOOD ELECTRIC COOPERATIVE | 96 | 15750 | Co-op | NOVA7425 | 20.88 | Solar |  |  | Interconnected | Walnut Grove | 56180 | 1 | 3 | Residential |  | 85000 | 2023 | 2023
20261-227265-01 | REDWOOD ELECTRIC COOPERATIVE | 96 | 15750 | Co-op | NOVA7447 | 17.57 | Solar |  |  | Interconnected | Walnut Grove | 56180 | 1 | 3 | Residential |  | 94299 | 2023 | 2023
20261-227265-01 | REDWOOD ELECTRIC COOPERATIVE | 96 | 15750 | Co-op | NOVA7526 | 38 | Solar |  |  | Interconnected | Redwood Falls | 56283 | 2 | 1 | Commercial |  | 138569 | 2023 | 2024
20261-227265-01 | REDWOOD ELECTRIC COOPERATIVE | 96 | 15750 | Co-op | NOVA7875 | 39.9 | Solar |  |  | Interconnected | Vesta | 56292 | 3 | 2 | Commercial |  | 132600 | 2023 | 2024
20261-227265-01 | REDWOOD ELECTRIC COOPERATIVE | 96 | 15750 | Co-op | NOVA8634 | 14 | Solar |  |  | Withdrawn | Belview | 56214 | 3 | 1 | Residential |  | 79000 | 2023
20261-227265-01 | REDWOOD ELECTRIC COOPERATIVE | 96 | 15750 | Co-op | NOVA12287 | 38.4 | Solar |  |  | Interconnected | Sanborn | 56083 | 5 | 2 | Residential |  | 181125 | 2024 | 2025
20261-227265-01 | REDWOOD ELECTRIC COOPERATIVE | 96 | 15750 | Co-op | NOVA13168 | 39.8 | Wind |  |  | Active Application | Tracy | 56175 | 8 | 4 | Commercial |  |  | 2025
20261-227265-01 | REDWOOD ELECTRIC COOPERATIVE | 96 | 15750 | Co-op | NOVA13170 | 39.8 | Wind |  |  | Active Application | Walnut Grove | 56180 | 8 | 3 | Commercial |  |  | 2025
20261-227265-01 | REDWOOD ELECTRIC COOPERATIVE | 96 | 15750 | Co-op | NOVA13430 | 34.2 | Solar |  | X | Interconnected | Springfield | 56087 | 6 | 3 | Residential |  | 118709 | 2025 | 2025
20261-227265-01 | REDWOOD ELECTRIC COOPERATIVE | 96 | 15750 | Co-op | NOVA13430-S | 14.4 | Storage |  |  | Interconnected | Springfield | 56087 | 6 | 3 | Residential |  | 118709 | 2025 | 2025
20261-227265-01 | REDWOOD ELECTRIC COOPERATIVE | 96 | 15750 | Co-op | NOVA13700 | 38 | Solar |  |  | Active Application | Vesta | 56292 | 7 | 2 | Residential |  | 120000 | 2025
20261-226839-01 | Redwood Falls Public Utilities | 97 | 15793 | Muni | Site #1 | 10.72 | Solar |  |  | Interconnected | Redwood Falls | 56283 | West | 4 | Commercial |  |  | 2010 | 2015
20261-226839-01 | Redwood Falls Public Utilities | 97 | 15793 | Muni | Site #2 | 80 | Solar |  |  | Interconnected | Redwood Falls | 56283 | East | 1 | Commercial |  |  | 2015 | 2015
20261-226839-01 | Redwood Falls Public Utilities | 97 | 15793 | Muni | Site #3 | 6.96 | Solar |  |  | Interconnected | Redwood Falls | 56283 | West | 2 | Residential |  |  | 2021 | 2021
20261-226839-01 | Redwood Falls Public Utilities | 97 | 15793 | Muni | Site #4 | 39.9 | Solar |  |  | Active Application | Redwood Falls | 56283 | East | 4 | Industrial |  |  | 2022
20261-226839-01 | Redwood Falls Public Utilities | 97 | 15793 | Muni | Site #5 | 3.8 | Solar |  |  | Interconnected | Redwood Falls | 56283 | West | 1 | Residential |  |  | 2023 | 2024
20262-228721-01 | Renville-Sibley Coop Power Association | 98 | 15845 | Co-op | 24-36-030 | 30.12 | Solar |  |  | Interconnected | Olivia | 56277 | 2 | 322 | Commercial |  |  |  | 2016
20262-228721-01 | Renville-Sibley Coop Power Association | 98 | 15845 | Co-op | 24-36-040 | 23.18 | Solar |  |  | Interconnected | Olivia | 56277 | 2 | 322 | Commercial |  |  |  | 2016
20262-228721-01 | Renville-Sibley Coop Power Association | 98 | 15845 | Co-op | 24-36-050 | 37.82 | Solar |  |  | Interconnected | Olivia | 56277 | 2 | 322 | Residential |  |  |  | 2016
20262-228721-01 | Renville-Sibley Coop Power Association | 98 | 15845 | Co-op | 25-14-280 | 39.9 | Wind |  |  | Interconnected | Bird Island | 55310 | 2 | 222 | Commercial |  |  |  | 2011
20262-228721-01 | Renville-Sibley Coop Power Association | 98 | 15845 | Co-op | 33-18-310 | 24 | Solar |  |  | Interconnected | Renville | 56284 | 1 | 422 | Residential |  |  |  | 2015
20262-228721-01 | Renville-Sibley Coop Power Association | 98 | 15845 | Co-op | 35-10-040 | 30 | Solar |  |  | Interconnected | Olivia | 56277 | 2 | 122 | Residential |  |  |  | 2014
20262-228721-01 | Renville-Sibley Coop Power Association | 98 | 15845 | Co-op | 44-19-180 | 39.24 | Solar |  |  | Interconnected | Danube | 56230 | 4 | 222 | Residential |  |  |  | 2016
20262-228721-01 | Renville-Sibley Coop Power Association | 98 | 15845 | Co-op | 44-19-250 | 39.24 | Solar |  |  | Interconnected | Danube | 56230 | 4 | 222 | Commercial |  |  |  | 2015
20262-228721-01 | Renville-Sibley Coop Power Association | 98 | 15845 | Co-op | 44-30-080 | 39.2 | Solar |  |  | Interconnected | Danube | 56230 | 4 | 222 | Residential |  |  |  | 2015
20262-228721-01 | Renville-Sibley Coop Power Association | 98 | 15845 | Co-op | 44-31-310 | 5.4 | Other |  |  | Interconnected | Redwood Falls | 56283 | 4 | 222 | Residential |  |  |  | 2010
20262-228721-01 | Renville-Sibley Coop Power Association | 98 | 15845 | Co-op | 66-02-050 | 6.72 | Solar |  |  | Interconnected | Fairfax | 55332 | 6 | 522 | Residential |  |  |  | 2011
20262-228721-01 | Renville-Sibley Coop Power Association | 98 | 15845 | Co-op | 66-05-310 | 20 | Wind |  |  | Interconnected | Franklin | 55333 | 5 | 222 | Residential |  |  |  | 2009
20262-228721-01 | Renville-Sibley Coop Power Association | 98 | 15845 | Co-op | 67-27-260 | 39.06 | Solar |  |  | Interconnected | Fairfax | 55332 | 6 | 122 | Commercial |  |  |  | 2016
20262-228721-01 | Renville-Sibley Coop Power Association | 98 | 15845 | Co-op | 68-06-210 | 37.5 | Solar |  |  | Interconnected | Fairfax | 55332 | 6 | 422 | Residential |  |  |  | 2015
20262-228721-01 | Renville-Sibley Coop Power Association | 98 | 15845 | Co-op | 68-08-390 | 19.8 | Solar |  |  | Interconnected | Gibbon | 55335 | 6 | 422 | Residential |  |  |  | 2015
20262-228721-01 | Renville-Sibley Coop Power Association | 98 | 15845 | Co-op | 68-13-010 | 39.86 | Solar |  |  | Interconnected | Gibbon | 55335 | 6 | 422 | Commercial |  |  |  | 2016
20262-228721-01 | Renville-Sibley Coop Power Association | 98 | 15845 | Co-op | 68-23-280 | 39.06 | Solar |  |  | Interconnected | Gibbon | 55335 | 6 | 422 | Residential |  |  |  | 2016
20262-228721-01 | Renville-Sibley Coop Power Association | 98 | 15845 | Co-op | 68-26-160 | 19.8 | Solar |  |  | Interconnected | Gibbon | 55335 | 6 | 322 | Residential |  |  |  | 2016
20262-228721-01 | Renville-Sibley Coop Power Association | 98 | 15845 | Co-op | 68-28-370 | 6 | Solar |  |  | Interconnected | Gibbon | 55335 | 6 | 322 | Residential |  |  |  | 2015
20262-228721-01 | Renville-Sibley Coop Power Association | 98 | 15845 | Co-op | 33-26-260 | 23.59 | Solar |  |  | Interconnected | Renville | 56284 | 3 | 122 | Residential |  |  |  | 2016
20262-228721-01 | Renville-Sibley Coop Power Association | 98 | 15845 | Co-op | 57-26-270 | 21 | Solar |  |  | Interconnected | Fairfax | 55332 | 6 | 222 | Residential |  |  |  | 2017
20262-228721-01 | Renville-Sibley Coop Power Association | 98 | 15845 | Co-op | 22-24-320 | 35 | Solar |  |  | Interconnected | Renville | 56284 | 1 | 222 | Residential |  |  |  | 2017
20262-228721-01 | Renville-Sibley Coop Power Association | 98 | 15845 | Co-op | 45-36-170 | 35.2 | Solar |  |  | Interconnected | Bird Island | 55310 | 5 | 422 | Commercial |  |  |  | 2017
20262-228721-01 | Renville-Sibley Coop Power Association | 98 | 15845 | Co-op | 45-36-220 | 22.8 | Solar |  |  | Interconnected | Franklin | 55333 | 5 | 422 | Residential |  |  |  | 2017
20262-228721-01 | Renville-Sibley Coop Power Association | 98 | 15845 | Co-op | 45-36-250 | 35.2 | Solar |  |  | Interconnected | Franklin | 55333 | 5 | 422 | Commercial |  |  |  | 2017
20262-228721-01 | Renville-Sibley Coop Power Association | 98 | 15845 | Co-op | 55-01-140 | 35.2 | Solar |  |  | Interconnected | Franklin | 55333 | 5 | 422 | Commercial |  |  |  | 2017
20262-228721-01 | Renville-Sibley Coop Power Association | 98 | 15845 | Co-op | 55-01-180 | 35.2 | Solar |  |  | Interconnected | Franklin | 55333 | 5 | 422 | Commercial |  |  |  | 2017
20262-228721-01 | Renville-Sibley Coop Power Association | 98 | 15845 | Co-op | 67-12-080 | 17.68 | Solar |  |  | Interconnected | Fairfax | 55332 | 6 | 422 | Residential |  |  |  | 2017
20262-228721-01 | Renville-Sibley Coop Power Association | 98 | 15845 | Co-op | 57-32-320 - S | 6 | Solar |  |  | Interconnected | Fairfax | 55332 | 6 | 522 | Commercial |  |  |  | 2017
20262-228721-01 | Renville-Sibley Coop Power Association | 98 | 15845 | Co-op | 57-34-220 | 24 | Solar |  |  | Interconnected | Fairfax | 55332 | 6 | 222 | Residential |  |  |  | 2017
20262-228721-01 | Renville-Sibley Coop Power Association | 98 | 15845 | Co-op | 57-36-370 - S | 12 | Solar |  |  | Interconnected | Fairfax | 55332 | 6 | 122 | Commercial |  |  |  | 2017
20262-228721-01 | Renville-Sibley Coop Power Association | 98 | 15845 | Co-op | 67-10-250 | 18 | Solar |  |  | Interconnected | Fairfax | 55332 | 6 | 422 | Commercial |  |  |  | 2017
20262-228721-01 | Renville-Sibley Coop Power Association | 98 | 15845 | Co-op | 57-18-390 | 15 | Solar |  |  | Interconnected | Fairfax | 55332 | 6 | 122 | Residential |  |  |  | 2022
20262-228721-01 | Renville-Sibley Coop Power Association | 98 | 15845 | Co-op | 25-33-240 | 25 | Wind |  |  | Interconnected | Olivia | 56277 | 2 | 222 | Commercial |  |  |  | 2023
20262-228721-01 | Renville-Sibley Coop Power Association | 98 | 15845 | Co-op | 34-22-340 | 31.41 | Solar |  |  | Active Application | Olivia | 56277 | 3 | 222 | Commercial |  |  | 2024
20262-228721-01 | Renville-Sibley Coop Power Association | 98 | 15845 | Co-op | 57-32-320 - W | 25 | Wind |  |  | Interconnected | Fairfax | 56277 | 6 | 522 | Commercial |  |  |  | 2024
20262-228721-01 | Renville-Sibley Coop Power Association | 98 | 15845 | Co-op | 57-36-370 - W | 25 | Wind |  |  | Interconnected | Fairfax | 55332 | 6 | 122 | Commercial |  |  |  | 2024
20262-228721-01 | Renville-Sibley Coop Power Association | 98 | 15845 | Co-op | 24-23-330 | 11.52 | Solar |  |  | Withdrawn | Danube | 56230 | 2 | 322 | Residential |  |  | 2025
20262-228721-01 | Renville-Sibley Coop Power Association | 98 | 15845 | Co-op | 45-15-250 | 25 | Wind |  |  | Active Application | Bird Island |  | 5 | 422 | Residential |  |  | 2025
20253-216217-02 | Blooming Prairie Public Utilities | 144 | 1871 | Muni | 254 | 3.8 | Solar |  |  | Interconnected | Blooming Prairie | 55917 | Plant | 2 | Residential |  | 20886 | 2020 | 2020
20253-216217-02 | Blooming Prairie Public Utilities | 144 | 1871 | Muni | 1091 | 14 | Solar |  |  | Interconnected | Blooming Prairie | 55917 | Plant | 1 | Residential |  | 50000 | 2023 | 2023
20253-216217-02 | Blooming Prairie Public Utilities | 144 | 1871 | Muni | 629 | 3.8 | Solar |  |  | Interconnected | Blooming Prairie | 55918 | Plant | 2 | Residential |  | 36857 | 2024 | 2024
20253-216217-02 | Blooming Prairie Public Utilities | 144 | 1871 | Muni | 712 | 6.1 | Solar |  |  | Interconnected | Blooming Prairie | 55919 | Plant | 5 | Residential |  | 24677 | 2025
20262-228445-01 | Rochester Public Utilities | 99 | 16181 | Muni | 7000008472 | 11.52 | Solar |  |  | Interconnected | Rochester | 55902 | Bamber Valley | 911 | Residential |  | 50902 | 2013 | 2013
20262-228445-01 | Rochester Public Utilities | 99 | 16181 | Muni | 7000029621 | 15.245 | Solar |  |  | Interconnected | Rochester | 55902 | Cascade Creek | 703 | Residential |  | 47500 | 2024 | 2024
20262-228445-01 | Rochester Public Utilities | 99 | 16181 | Muni | 7000035939 | 4.48 | Solar |  |  | Interconnected | Rochester | 55904 | Silver Lake | 301 | Residential |  | 35126 | 2025 | 2025
20262-228445-01 | Rochester Public Utilities | 99 | 16181 | Muni | 7000000924 | 5 | Solar |  |  | Interconnected | Rochester | 55902 | Bamber Valley | 911 | Residential |  | 23900 | 2017 | 2017
20262-228445-01 | Rochester Public Utilities | 99 | 16181 | Muni | 7000038409 | 4.886 | Solar |  |  | Interconnected | Rochester | 55901 | Cascade Creek | 712 | Residential |  | 26796 | 2023 | 2023
20262-228445-01 | Rochester Public Utilities | 99 | 16181 | Muni | 7000021848 | 7.68 | Solar |  |  | Interconnected | Rochester | 55901 | Cascade Creek | 712 | Residential |  | 40033 | 2024 | 2024
20262-228445-01 | Rochester Public Utilities | 99 | 16181 | Muni | 7000016383 | 7.68 | Solar |  |  | Interconnected | Rochester | 55901 | Douglas Trail | 1731 | Residential |  | 40033 | 2024 | 2024
20262-228445-01 | Rochester Public Utilities | 99 | 16181 | Muni | 7000005749 | 8.32 | Solar |  |  | Interconnected | Rochester | 55901 | Northern Hills | 1311 | Residential |  | 52377 | 2025 | 2025
20262-228445-01 | Rochester Public Utilities | 99 | 16181 | Muni | 7000032493 | 8.96 | Solar |  |  | Interconnected | Rochester | 55901 | Northern Hills | 1301 | Residential |  | 53690 | 2023 | 2023
20262-228445-01 | Rochester Public Utilities | 99 | 16181 | Muni | 7000013726 | 5.12 | Solar |  |  | Interconnected | Rochester | 55901 | Zumbro River | 803 | Residential |  | 37387 | 2025 | 2025
20262-228445-01 | Rochester Public Utilities | 99 | 16181 | Muni | 7000044150 | 4.48 | Solar |  |  | Interconnected | Rochester | 55901 | Northern Hills | 1301 | Residential |  | 30326 | 2025 | 2025
20262-228445-01 | Rochester Public Utilities | 99 | 16181 | Muni | 7000038951 | 5 | Solar |  |  | Interconnected | Rochester | 55901 | Zumbro River | 813 | Residential |  | 21830 | 2017 | 2017
20262-228445-01 | Rochester Public Utilities | 99 | 16181 | Muni | 7000044276 | 6.4 | Solar |  |  | Interconnected | Rochester | 55901 | Zumbro River | 812 | Residential |  | 37240 | 2022 | 2022
20262-228445-01 | Rochester Public Utilities | 99 | 16181 | Muni | 7000046596 | 3.8 | Solar |  |  | Interconnected | Rochester | 55901 | Zumbro River | 814 | Residential |  | 18200 | 2015 | 2015
20262-228445-01 | Rochester Public Utilities | 99 | 16181 | Muni | 7000045859 | 5.76 | Solar |  |  | Interconnected | Rochester | 55901 | Westside | 1604 | Residential |  | 33320 | 2022 | 2022
20262-228445-01 | Rochester Public Utilities | 99 | 16181 | Muni | 7000016352 | 16.82 | Solar |  |  | Interconnected | Rochester | 55901 | Douglas Trail | 1731 | Residential |  | 85263 | 2022 | 2022
20262-228445-01 | Rochester Public Utilities | 99 | 16181 | Muni | 7000007698 | 4.5 | Solar |  |  | Interconnected | Rochester | 55906 | Silver Lake | 405 | Residential |  | 17999 | 2021 | 2022
20262-228445-01 | Rochester Public Utilities | 99 | 16181 | Muni | 7000041403 | 9.1 | Solar |  |  | Interconnected | Rochester | 55906 | Silver Lake | 304 | Residential |  | 50608 | 2023 | 2023
20262-228445-01 | Rochester Public Utilities | 99 | 16181 | Muni | 7000034507 | 6.4 | Solar |  |  | Interconnected | Rochester | 55906 | Silver Lake | 402 | Residential |  | 42660 | 2025 | 2025
20262-228445-01 | Rochester Public Utilities | 99 | 16181 | Muni | 7000034969 | 5 | Solar |  |  | Interconnected | Rochester | 55906 | Silver Lake | 402 | Residential |  | 23227 | 2016 | 2016
20262-228445-01 | Rochester Public Utilities | 99 | 16181 | Muni | 7000025739 | 4.4 | Solar |  |  | Interconnected | Rochester | 55901 | Cascade Creek | 712 | Residential |  | 20420 | 2014 | 2014
20262-228445-01 | Rochester Public Utilities | 99 | 16181 | Muni | 7000002541 | 6 | Solar |  |  | Interconnected | Rochester | 55906 | Silver Lake | 405 | Residential |  | 22194 | 2020 | 2020
20262-228445-01 | Rochester Public Utilities | 99 | 16181 | Muni | 7000002806 | 5.12 | Solar |  |  | Interconnected | Rochester | 55906 | Silver Lake | 405 | Residential |  | 34128 | 2025 | 2025
20262-228445-01 | Rochester Public Utilities | 99 | 16181 | Muni | 7000000342 | 11.4 | Solar |  |  | Interconnected | Rochester | 55902 | Bamber Valley | 911 | Residential |  | 44555 | 2023 | 2024
20262-228445-01 | Rochester Public Utilities | 99 | 16181 | Muni | 7000039041 | 7.6 | Solar |  |  | Interconnected | Rochester | 55906 | Silver Lake | 402 | Residential |  | 25550 | 2019 | 2019
20262-228445-01 | Rochester Public Utilities | 99 | 16181 | Muni | 7000049706 | 12.503 | Solar |  |  | Interconnected | Rochester | 55901 | Zumbro River | 812 | Residential |  | 40872 | 2023 | 2023
20262-228445-01 | Rochester Public Utilities | 99 | 16181 | Muni | 7000023668 | 6 | Solar |  |  | Interconnected | Rochester | 55904 | Willow Creek | 605 | Residential |  | 22670 | 2019 | 2019
20262-228445-01 | Rochester Public Utilities | 99 | 16181 | Muni | 7000023734 | 5.3 | Solar |  |  | Interconnected | Rochester | 55904 | Willow Creek | 605 | Residential |  | 27100 | 2013 | 2013
20262-228445-01 | Rochester Public Utilities | 99 | 16181 | Muni | 7000028331 | 8.1 | Solar |  |  | Interconnected | Rochester | 55901 | Zumbro River | 812 | Residential |  | 38560 | 2013 | 2013
20262-228445-01 | Rochester Public Utilities | 99 | 16181 | Muni | 7000048647 | 7.68 | Solar |  |  | Interconnected | Rochester | 55902 | Bamber Valley | 905 | Residential |  | 33800 | 2014 | 2014
20262-228445-01 | Rochester Public Utilities | 99 | 16181 | Muni | 7000007435 | 6.98 | Solar |  |  | Interconnected | Rochester | 55901 | Zumbro River | 813 | Residential |  | 29621.5 | 2024 | 2024
20262-228445-01 | Rochester Public Utilities | 99 | 16181 | Muni | 7000001423 | 6.4 | Solar |  |  | Interconnected | Rochester | 55904 | Willow Creek | 614 | Residential |  | 42660 | 2025 | 2025
20262-228445-01 | Rochester Public Utilities | 99 | 16181 | Muni | 7000027224 | 6 | Solar |  |  | Interconnected | Rochester | 55901 | Zumbro River | 813 | Residential |  | 22450 | 2019 | 2019
20262-228445-01 | Rochester Public Utilities | 99 | 16181 | Muni | 7000002151 | 6 | Solar |  |  | Interconnected | Rochester | 55901 | Cascade Creek | 701 | Residential |  | 25287 | 2017 | 2017
20262-228445-01 | Rochester Public Utilities | 99 | 16181 | Muni | 7000004718 | 14.21 | Solar |  |  | Interconnected | Rochester | 55902 | Bamber Valley | 905 | Residential |  | 56860 | 2022 | 2023
20262-228445-01 | Rochester Public Utilities | 99 | 16181 | Muni | 7000012319 | 5 | Solar |  |  | Interconnected | Rochester | 55906 | Silver Lake | 405 | Residential |  | 25820 | 2011 | 2011
20262-228445-01 | Rochester Public Utilities | 99 | 16181 | Muni | 7000024177 | 7.6 | Solar |  |  | Interconnected | Rochester | 55904 | Willow Creek | 613 | Residential |  | 23000 | 2018 | 2019
20262-228445-01 | Rochester Public Utilities | 99 | 16181 | Muni | 7000024663 | 3.84 | Solar |  |  | Interconnected | Rochester | 55901 | Cascade Creek | 712 | Residential |  | 21513 | 2024 | 2024
20262-228445-01 | Rochester Public Utilities | 99 | 16181 | Muni | 7000028971 | 6 | Solar |  |  | Interconnected | Rochester | 55901 | Cascade Creek | 712 | Residential |  | 23688 | 2018 | 2018
20262-228445-01 | Rochester Public Utilities | 99 | 16181 | Muni | 7000037609 | 4.335 | Solar |  |  | Interconnected | Rochester | 55906 | Silver Lake | 402 | Residential |  | 27100 | 2013 | 2013
20262-228445-01 | Rochester Public Utilities | 99 | 16181 | Muni | 7000032720 | 4.188 | Solar |  |  | Interconnected | Rochester | 55906 | Zumbro River | 804 | Residential |  | 12605.9 | 2025 | 2025
20262-228445-01 | Rochester Public Utilities | 99 | 16181 | Muni | 7000032720 | 6.612 | Solar |  |  | Interconnected | Rochester | 55906 | Zumbro River | 804 | Residential |  | 26394 | 2022 | 2022
20262-228445-01 | Rochester Public Utilities | 99 | 16181 | Muni | 7000030259 | 12.285 | Solar |  |  | Interconnected | Rochester | 55902 | Cascade Creek | 713 | Residential |  | 55890 | 2023 | 2023
20262-228445-01 | Rochester Public Utilities | 99 | 16181 | Muni | 7000020572 | 21.289 | Solar |  |  | Interconnected | Rochester | 55902 | Bamber Valley | 911 | Residential |  | 62841 | 2023 | 2023
20262-228445-01 | Rochester Public Utilities | 99 | 16181 | Muni | 7000020631 | 5.8 | Solar |  |  | Interconnected | Rochester | 55902 | Bamber Valley | 904 | Residential |  | 21920 | 2014 | 2014
20262-228445-01 | Rochester Public Utilities | 99 | 16181 | Muni | 7000028799 | 9.074 | Solar |  |  | Interconnected | Rochester | 55902 | Bamber Valley | 911 | Residential |  | 41154.24 | 2023 | 2023
20262-228445-01 | Rochester Public Utilities | 99 | 16181 | Muni | 7000036255 | 5.12 | Solar |  |  | Interconnected | Rochester | 55901 | Zumbro River | 801 | Residential |  | 34128 | 2025 | 2025
20262-228445-01 | Rochester Public Utilities | 99 | 16181 | Muni | 7000040006 | 6 | Solar |  |  | Interconnected | Rochester | 55902 | Bamber Valley | 911 | Residential |  | 30941 | 2021 | 2021
20262-228445-01 | Rochester Public Utilities | 99 | 16181 | Muni | 7000009617 | 5 | Solar |  |  | Interconnected | Rochester | 55902 | Bamber Valley | 905 | Residential |  |  | 2012 | 2012
20262-228445-01 | Rochester Public Utilities | 99 | 16181 | Muni | 7000029973 | 6.36 | Solar |  |  | Interconnected | Rochester | 55902 | Bamber Valley | 905 | Residential |  | 25920 | 2013 | 2013
20262-228445-01 | Rochester Public Utilities | 99 | 16181 | Muni | 7000037214 | 14.848 | Solar |  |  | Interconnected | Rochester | 55901 | Northern Hills | 1302 | Residential |  | 46305 | 2023 | 2023
20262-228445-01 | Rochester Public Utilities | 99 | 16181 | Muni | 7000013817 | 7.04 | Solar |  |  | Interconnected | Rochester | 55902 | Bamber Valley | 911 | Residential |  | 38269 | 2024 | 2024
20262-228445-01 | Rochester Public Utilities | 99 | 16181 | Muni | 7000012037 | 9.6 | Solar |  |  | Interconnected | Rochester | 55902 | Bamber Valley | 904 | Residential |  | 24081 | 2024 | 2024
20262-228445-01 | Rochester Public Utilities | 99 | 16181 | Muni | 7000027047 | 7.6 | Solar |  |  | Interconnected | Rochester | 55901 | Zumbro River | 805 | Residential |  | 29050 | 2021 | 2022
20262-228445-01 | Rochester Public Utilities | 99 | 16181 | Muni | 7000045080 | 4.932 | Solar |  |  | Interconnected | Rochester | 55901 | Westside | 1601 | Residential |  | 29808 | 2022 | 2022
20262-228445-01 | Rochester Public Utilities | 99 | 16181 | Muni | 7000025925 | 4.886 | Solar |  |  | Interconnected | Rochester | 55902 | Bamber Valley | 911 | Residential |  | 22408 | 2023 | 2023
20262-228445-01 | Rochester Public Utilities | 99 | 16181 | Muni | 7000014820 | 6.48 | Solar |  |  | Interconnected | Rochester | 55902 | Silver Lake | 401 | Residential |  | 11900 | 2025 | 2025
20262-228445-01 | Rochester Public Utilities | 99 | 16181 | Muni | 7000028994 | 8.32 | Solar |  |  | Interconnected | Rochester | 55901 | Cascade Creek | 712 | Residential |  | 48500 | 2022 | 2022
20262-228445-01 | Rochester Public Utilities | 99 | 16181 | Muni | 7000046983 | 7.68 | Solar |  |  | Interconnected | Rochester | 55901 | Zumbro River | 814 | Residential |  | 48348 | 2025 | 2025
20262-228445-01 | Rochester Public Utilities | 99 | 16181 | Muni | 7000032823 | 10 | Solar |  |  | Interconnected | Rochester | 55901 | Northern Hills | 1301 | Residential |  | 31450 | 2020 | 2020
20262-228445-01 | Rochester Public Utilities | 99 | 16181 | Muni | 7000044209 | 10 | Solar |  |  | Interconnected | Rochester | 55902 | Bamber Valley | 912 | Residential |  | 15165 | 2022 | 2022
20262-228445-01 | Rochester Public Utilities | 99 | 16181 | Muni | 7000045685 | 8.74 | Solar |  |  | Interconnected | Rochester | 55901 | Cascade Creek | 712 | Residential |  | 32513 | 2024 | 2024
20262-228445-01 | Rochester Public Utilities | 99 | 16181 | Muni | 7000025733 | 7.6 | Solar |  |  | Interconnected | Rochester | 55906 | Silver Lake | 304 | Residential |  | 30628 | 2016 | 2016
20262-228445-01 | Rochester Public Utilities | 99 | 16181 | Muni | 7000013384 | 4.8 | Solar |  |  | Interconnected | Rochester | 55906 | Silver Lake | 304 | Residential |  | 20650 | 2014 | 2014
20262-228445-01 | Rochester Public Utilities | 99 | 16181 | Muni | 7000015006 | 10.88 | Solar |  |  | Interconnected | Rochester | 55901 | Zumbro River | 801 | Residential |  | 66504 | 2025 | 2025
20262-228445-01 | Rochester Public Utilities | 99 | 16181 | Muni | 7000039023 | 8.628 | Solar |  | X | Interconnected | Rochester | 55906 | Silver Lake | 402 | Residential |  | 50240 | 2023 | 2024
20262-228445-01 | Rochester Public Utilities | 99 | 16181 | Muni | 7000005287 | 9.397 | Solar |  |  | Interconnected | Rochester | 55902 | Willow Creek | 612 | Residential |  | 35010 | 2022 | 2023
20262-228445-01 | Rochester Public Utilities | 99 | 16181 | Muni | 7000033519 | 4.48 | Solar |  |  | Interconnected | Rochester | 55906 | Silver Lake | 304 | Residential |  | 28987 | 2023 | 2023
20262-228445-01 | Rochester Public Utilities | 99 | 16181 | Muni | 7000025020 | 11.4 | Solar |  |  | Interconnected | Rochester | 55902 | Bamber Valley | 905 | Residential |  | 37837 | 2020 | 2020
20262-228445-01 | Rochester Public Utilities | 99 | 16181 | Muni | 7000041212 | 8.352 | Solar |  |  | Interconnected | Rochester | 55904 | Silver Lake | 304 | Residential |  | 27566 | 2022 | 2022
20262-228445-01 | Rochester Public Utilities | 99 | 16181 | Muni | 7000034349 | 3.8 | Solar |  |  | Interconnected | Rochester | 55901 | Cascade Creek | 713 | Residential |  | 16700 | 2014 | 2014
20262-228445-01 | Rochester Public Utilities | 99 | 16181 | Muni | 7000034349 | 5 | Solar |  |  | Interconnected | Rochester | 55901 | Cascade Creek | 713 | Residential |  | 23875 | 2021 | 2021
20262-228445-01 | Rochester Public Utilities | 99 | 16181 | Muni | 7000008650 | 7.6 | Solar |  |  | Interconnected | Rochester | 55901 | Northern Hills | 1312 | Residential |  | 30400 | 2014 | 2014
20262-228445-01 | Rochester Public Utilities | 99 | 16181 | Muni | 7000037216 | 9.6 | Solar |  |  | Interconnected | Rochester | 55901 | Zumbro River | 812 | Residential |  | 36650 | 2012 | 2012
20262-228445-01 | Rochester Public Utilities | 99 | 16181 | Muni | 7000048871 | 4.93 | Solar |  |  | Interconnected | Rochester | 55901 | Douglas Trail | 1601 | Residential |  | 19679 | 2020 | 2020
20262-228445-01 | Rochester Public Utilities | 99 | 16181 | Muni | 7000005362 | 7.6 | Solar |  |  | Interconnected | Rochester | 55906 | Zumbro River | 804 | Residential |  | 38950 | 2019 | 2019
20262-228445-01 | Rochester Public Utilities | 99 | 16181 | Muni | 7000037702 | 11.4 | Solar |  |  | Interconnected | Rochester | 55906 | Silver Lake | 304 | Residential |  | 36748 | 2017 | 2017
20262-228445-01 | Rochester Public Utilities | 99 | 16181 | Muni | 7000044960 | 6.615 | Solar |  |  | Interconnected | Rochester | 55902 | Bamber Valley | 905 | Residential |  | 36653 | 2023 | 2024
20262-228445-01 | Rochester Public Utilities | 99 | 16181 | Muni | 7000017659 | 8.55 | Solar |  |  | Interconnected | Rochester | 55902 | Cascade Creek | 703 | Residential |  | 29250 | 2013 | 2013
20262-228445-01 | Rochester Public Utilities | 99 | 16181 | Muni | 7000024583 | 2.25 | Solar |  |  | Interconnected | Rochester | 55901 | Cascade Creek | 712 | Residential |  | 16000 | 2013 | 2013
20262-228445-01 | Rochester Public Utilities | 99 | 16181 | Muni | 7000034771 | 2.59 | Solar |  |  | Interconnected | Rochester | 55906 | Silver Lake | 402 | Residential |  |  | 2004 | 2004
20262-228445-01 | Rochester Public Utilities | 99 | 16181 | Muni | 7000012862 | 10 | Solar |  |  | Interconnected | Rochester | 55902 | Cascade Creek | 703 | Residential |  | 32150 | 2019 | 2019
20262-228445-01 | Rochester Public Utilities | 99 | 16181 | Muni | 7000008452 | 12.285 | Solar |  |  | Interconnected | Rochester | 55902 | Bamber Valley | 911 | Residential |  | 57947 | 2023 | 2024
20262-228445-01 | Rochester Public Utilities | 99 | 16181 | Muni | 7000017955 | 9.744 | Solar |  |  | Interconnected | Rochester | 55902 | Bamber Valley | 905 | Residential |  | 68268.66 | 2025 | 2025
20262-228445-01 | Rochester Public Utilities | 99 | 16181 | Muni | 7000015565 | 7.6 | Solar |  |  | Interconnected | Rochester | 55904 | Silver Lake | 301 | Residential |  | 58996.51 | 2023 | 2024
20262-228445-01 | Rochester Public Utilities | 99 | 16181 | Muni | 7000028846 | 6 | Solar |  |  | Interconnected | Rochester | 55906 | Silver Lake | 304 | Residential |  | 26250 | 2013 | 2013
20262-228445-01 | Rochester Public Utilities | 99 | 16181 | Muni | 7000041276 | 7.329 | Solar |  |  | Interconnected | Rochester | 55906 | Silver Lake | 304 | Residential |  | 33700 | 2023 | 2023
20262-228445-01 | Rochester Public Utilities | 99 | 16181 | Muni | 7000044996 | 10.6 | Solar |  |  | Interconnected | Rochester | 55902 | Cascade Creek | 703 | Residential |  | 36725 | 2019 | 2020
20262-228445-01 | Rochester Public Utilities | 99 | 16181 | Muni | 7000045818 | 6.785 | Solar |  |  | Interconnected | Rochester | 55901 | Zumbro River | 812 | Residential |  | 13452 | 2022 | 2022
20262-228445-01 | Rochester Public Utilities | 99 | 16181 | Muni | 7000029383 | 4.2 | Solar |  |  | Interconnected | Rochester | 55901 | Northern Hills | 1311 | Residential |  | 19960 | 2012 | 2012
20262-228445-01 | Rochester Public Utilities | 99 | 16181 | Muni | 7000012610 | 2.85 | Solar |  |  | Interconnected | Rochester | 55902 | Bamber Valley | 911 | Residential |  |  | 2010 | 2010
20262-228445-01 | Rochester Public Utilities | 99 | 16181 | Muni | 7000044598 | 9.765 | Solar |  |  | Interconnected | Rochester | 55901 | Westside | 1603 | Residential |  | 42263 | 2023 | 2023
20262-228445-01 | Rochester Public Utilities | 99 | 16181 | Muni | 7000026727 | 8.832 | Solar |  |  | Interconnected | Rochester | 55906 | Silver Lake | 405 | Residential |  | 23394 | 2023 | 2023
20262-228445-01 | Rochester Public Utilities | 99 | 16181 | Muni | 7000007608 | 7.6 | Solar |  |  | Interconnected | Rochester | 55906 | Silver Lake | 303 | Residential |  | 31200 | 2014 | 2014
20262-228445-01 | Rochester Public Utilities | 99 | 16181 | Muni | 7000028997 | 7.68 | Solar |  |  | Interconnected | Rochester | 55901 | Zumbro River | 803 | Residential |  | 46359 | 2025 | 2025
20262-228445-01 | Rochester Public Utilities | 99 | 16181 | Muni | 7000005125 | 8.7 | Solar |  |  | Interconnected | Rochester | 55902 | Bamber Valley | 912 | Residential |  | 30100 | 2020 | 2020
20262-228445-01 | Rochester Public Utilities | 99 | 16181 | Muni | 7000029611 | 5.12 | Solar |  |  | Interconnected | Rochester | 55901 | Cascade Creek | 712 | Residential |  | 31460 | 2022 | 2023
20262-228445-01 | Rochester Public Utilities | 99 | 16181 | Muni | 7000037455 | 7.6 | Solar |  |  | Interconnected | Rochester | 55906 | Silver Lake | 304 | Residential |  | 34950 | 2020 | 2020
20262-228445-01 | Rochester Public Utilities | 99 | 16181 | Muni | 7000032683 | 2.56 | Solar |  |  | Interconnected | Rochester | 55902 | Bamber Valley | 905 | Residential |  | 12098.19 | 2022 | 2023
20262-228445-01 | Rochester Public Utilities | 99 | 16181 | Muni | 7000028872 | 7.68 | Solar |  |  | Interconnected | Rochester | 55901 | Zumbro River | 803 | Residential |  | 48759 | 2025 | 2025
20262-228445-01 | Rochester Public Utilities | 99 | 16181 | Muni | 7000045903 | 10 | Solar |  |  | Interconnected | Rochester | 55901 | Northern Hills | 1302 | Residential |  | 30180 | 2021 | 2021
20262-228445-01 | Rochester Public Utilities | 99 | 16181 | Muni | 7000038482 | 7.6 | Solar |  |  | Interconnected | Rochester | 55901 | Cascade Creek | 712 | Residential |  | 25210 | 2022 | 2023
20262-228445-01 | Rochester Public Utilities | 99 | 16181 | Muni | 7000000294 | 5.48 | Solar |  |  | Interconnected | Rochester | 55901 | Cascade Creek | 712 | Residential |  | 33120 | 2022 | 2022
20262-228445-01 | Rochester Public Utilities | 99 | 16181 | Muni | 7000045723 | 12.716 | Solar |  |  | Interconnected | Rochester | 55902 | Bamber Valley | 905 | Residential |  | 43050 | 2024 | 2024
20262-228445-01 | Rochester Public Utilities | 99 | 16181 | Muni | 7000025301 | 7.68 | Solar |  |  | Interconnected | Rochester | 55901 | Cascade Creek | 712 | Residential |  | 47724 | 2023 | 2023
20262-228445-01 | Rochester Public Utilities | 99 | 16181 | Muni | 7000028552 | 4.9 | Solar |  |  | Interconnected | Rochester | 55906 | Silver Lake | 405 | Residential |  | 21400 | 2011 | 2011
20262-228445-01 | Rochester Public Utilities | 99 | 16181 | Muni | 7000009720 | 8.32 | Solar |  |  | Interconnected | Rochester | 55901 | Northern Hills | 1301 | Residential |  | 51701 | 2023 | 2023
20262-228445-01 | Rochester Public Utilities | 99 | 16181 | Muni | 7000029199 | 7.6 | Solar |  |  | Interconnected | Rochester | 55901 | Northern Hills | 1301 | Residential |  | 27360 | 2018 | 2018
20262-228445-01 | Rochester Public Utilities | 99 | 16181 | Muni | 7000048957 | 7.68 | Solar |  |  | Interconnected | Rochester | 55901 | Northern Hills | 1301 | Residential |  | 45600 | 2022 | 2022
20262-228445-01 | Rochester Public Utilities | 99 | 16181 | Muni | 7000000211 | 5.76 | Solar |  |  | Interconnected | Rochester | 55902 | Bamber Valley | 905 | Residential |  | 34153 | 2023 | 2023
20262-228445-01 | Rochester Public Utilities | 99 | 16181 | Muni | 7000032602 | 7.6 | Solar |  |  | Interconnected | Rochester | 55904 | Willow Creek | 613 | Residential |  | 22500 | 2015 | 2015
20262-228445-01 | Rochester Public Utilities | 99 | 16181 | Muni | 7000009789 | 11.4 | Solar |  |  | Interconnected | Rochester | 55902 | Bamber Valley | 911 | Residential |  | 37464 | 2021 | 2022
20262-228445-01 | Rochester Public Utilities | 99 | 16181 | Muni | 7000013527 | 4.48 | Solar |  |  | Interconnected | Rochester | 55902 | Bamber Valley | 911 | Residential |  | 28280 | 2022 | 2023
20262-228445-01 | Rochester Public Utilities | 99 | 16181 | Muni | 7000040141 | 7.6 | Solar |  |  | Interconnected | Rochester | 55902 | Bamber Valley | 912 | Residential |  | 28145 | 2021 | 2021
20262-228445-01 | Rochester Public Utilities | 99 | 16181 | Muni | 7000020578 | 7.6 | Solar |  |  | Interconnected | Rochester | 55901 | Northern Hills | 1301 | Residential |  | 43392 | 2021 | 2021
20262-228445-01 | Rochester Public Utilities | 99 | 16181 | Muni | 7000009509 | 6.4 | Solar |  |  | Interconnected | Rochester | 55904 | Silver Lake | 304 | Residential |  | 31311 | 2024 | 2024
20262-228445-01 | Rochester Public Utilities | 99 | 16181 | Muni | 7000022761 | 5.376 | Solar |  |  | Interconnected | Rochester | 55901 | Zumbro River | 812 | Residential |  | 30000 | 2025 | 2025
20262-228445-01 | Rochester Public Utilities | 99 | 16181 | Muni | 7000045937 | 6 | Solar |  |  | Interconnected | Rochester | 55902 | Bamber Valley | 911 | Residential |  | 24540 | 2012 | 2012
20262-228445-01 | Rochester Public Utilities | 99 | 16181 | Muni | 7000021273 | 4.48 | Solar |  |  | Interconnected | Rochester | 55906 | Silver Lake | 304 | Residential |  | 26260 | 2022 | 2022
20262-228445-01 | Rochester Public Utilities | 99 | 16181 | Muni | 7000003177 | 4.93 | Solar |  |  | Interconnected | Rochester | 55901 | Zumbro River | 813 | Residential |  | 27234 | 2021 | 2021
20262-228445-01 | Rochester Public Utilities | 99 | 16181 | Muni | 7000003625 | 5.76 | Solar |  |  | Interconnected | Rochester | 55902 | Willow Creek | 612 | Residential |  | 16796 | 2024 | 2024
20262-228445-01 | Rochester Public Utilities | 99 | 16181 | Muni | 7000044780 | 8.352 | Solar |  |  | Interconnected | Rochester | 55901 | Cascade Creek | 712 | Residential |  | 27395.2 | 2025 | 2025
20262-228445-01 | Rochester Public Utilities | 99 | 16181 | Muni | 7000050175 | 7.68 | Solar |  |  | Interconnected | Rochester | 55901 | Westside | 1604 | Residential |  | 46560 | 2022 | 2022
20262-228445-01 | Rochester Public Utilities | 99 | 16181 | Muni | 7000041994 | 9.57 | Solar |  |  | Interconnected | Rochester | 55904 | Silver Lake | 304 | Residential |  | 53421.05 | 2022 | 2023
20262-228445-01 | Rochester Public Utilities | 99 | 16181 | Muni | 7000041972 | 11.4 | Solar |  |  | Interconnected | Rochester | 55901 | Douglas Trail | 1731 | Residential |  | 46579 | 2021 | 2022
20262-228445-01 | Rochester Public Utilities | 99 | 16181 | Muni | 7000021984 | 5 | Solar |  |  | Interconnected | Rochester | 55901 | Northern Hills | 1311 | Residential |  | 26041 | 2020 | 2021
20262-228445-01 | Rochester Public Utilities | 99 | 16181 | Muni | 7000019292 | 3.84 | Solar |  |  | Interconnected | Rochester | 55904 | Willow Creek | 605 | Residential |  | 21513 | 2024 | 2024
20262-228445-01 | Rochester Public Utilities | 99 | 16181 | Muni | 7000041424 | 7.6 | Solar |  |  | Interconnected | Rochester | 55906 | Silver Lake | 304 | Residential |  | 32950 | 2020 | 2020
20262-228445-01 | Rochester Public Utilities | 99 | 16181 | Muni | 7000048629 | 7.68 | Solar |  |  | Interconnected | Rochester | 55901 | Northern Hills | 1301 | Residential |  | 44620 | 2022 | 2022
20262-228445-01 | Rochester Public Utilities | 99 | 16181 | Muni | 7000005801 | 5.4 | Solar |  |  | Interconnected | Rochester | 55901 | Northern Hills | 1311 | Residential |  | 23630 | 2025 | 2025
20262-228445-01 | Rochester Public Utilities | 99 | 16181 | Muni | 7000044671 | 4.384 | Solar |  |  | Interconnected | Rochester | 55901 | Westside | 1603 | Residential |  | 25750 | 2021 | 2022
20262-228445-01 | Rochester Public Utilities | 99 | 16181 | Muni | 7000047305 | 6 | Solar |  |  | Interconnected | Rochester | 55901 | Silver Lake | 305 | Residential |  | 24300 | 2015 | 2015
20262-228445-01 | Rochester Public Utilities | 99 | 16181 | Muni | 7000034157 | 3.8 | Solar |  |  | Interconnected | Rochester | 55901 | Cascade Creek | 713 | Residential |  | 15533.87 | 2024 | 2025
20262-228445-01 | Rochester Public Utilities | 99 | 16181 | Muni | 7000046255 | 6.4 | Solar |  |  | Interconnected | Rochester | 55906 | Silver Lake | 405 | Residential |  | 33075 | 2024 | 2024
20262-228445-01 | Rochester Public Utilities | 99 | 16181 | Muni | 7000048518 | 4.932 | Solar |  |  | Interconnected | Rochester | 55901 | Westside | 1604 | Residential |  | 28252 | 2021 | 2022
20262-228445-01 | Rochester Public Utilities | 99 | 16181 | Muni | 7000041304 | 10.28 | Solar |  |  | Interconnected | Rochester | 55901 | Northern Hills | 1311 | Residential |  | 35950 | 2023 | 2023
20262-228445-01 | Rochester Public Utilities | 99 | 16181 | Muni | 7000025417 | 11.416 | Solar |  |  | Interconnected | Rochester | 55901 | Northern Hills | 1303 | Residential |  | 36400 | 2024 | 2024
20262-228445-01 | Rochester Public Utilities | 99 | 16181 | Muni | 7000028591 | 10 | Solar |  |  | Interconnected | Rochester | 55901 | Westside | 1601 | Residential |  | 33000 | 2019 | 2019
20262-228445-01 | Rochester Public Utilities | 99 | 16181 | Muni | 7000008897 | 3.84 | Solar |  |  | Interconnected | Rochester | 55901 | Northern Hills | 1311 | Residential |  | 25665 | 2025 | 2025
20262-228445-01 | Rochester Public Utilities | 99 | 16181 | Muni | 7000035163 | 8.7 | Solar |  |  | Interconnected | Rochester | 55901 | Zumbro River | 812 | Residential |  | 53053 | 2022 | 2022
20262-228445-01 | Rochester Public Utilities | 99 | 16181 | Muni | 7000030763 | 6 | Solar |  |  | Interconnected | Rochester | 55906 | Silver Lake | 405 | Residential |  | 26852 | 2019 | 2019
20262-228445-01 | Rochester Public Utilities | 99 | 16181 | Muni | 7000033937 | 11.4 | Solar |  |  | Interconnected | Rochester | 55902 | Bamber Valley | 911 | Residential |  | 39025 | 2021 | 2021
20262-228445-01 | Rochester Public Utilities | 99 | 16181 | Muni | 7000008949 | 5 | Solar |  |  | Interconnected | Rochester | 55901 | Northern Hills | 1303 | Residential |  | 19660 | 2012 | 2012
20262-228445-01 | Rochester Public Utilities | 99 | 16181 | Muni | 7000004962 | 8.32 | Solar |  |  | Interconnected | Rochester | 55901 | Cascade Creek | 712 | Residential |  | 52788 | 2025 | 2025
20262-228445-01 | Rochester Public Utilities | 99 | 16181 | Muni | 7000008798 | 12 | Solar |  |  | Interconnected | Rochester | 55902 | Bamber Valley | 911 | Residential |  | 42800 | 2021 | 2021
20262-228445-01 | Rochester Public Utilities | 99 | 16181 | Muni | 7000012627 | 5.12 | Solar |  |  | Interconnected | Rochester | 55901 | Northern Hills | 1311 | Residential |  | 32144 | 2023 | 2023
20262-228445-01 | Rochester Public Utilities | 99 | 16181 | Muni | 7000016668 | 6.4 | Solar |  |  | Interconnected | Rochester | 55901 | Northern Hills | 1311 | Residential |  | 39200 | 2022 | 2022
20262-228445-01 | Rochester Public Utilities | 99 | 16181 | Muni | 7000049948 | 10.44 | Solar |  |  | Interconnected | Rochester | 55902 | Bamber Valley | 905 | Residential |  | 37410 | 2025 | 2025
20262-228445-01 | Rochester Public Utilities | 99 | 16181 | Muni | 7000000758 | 7.6 | Solar |  |  | Interconnected | Rochester | 55902 | Bamber Valley | 912 | Residential |  | 30527 | 2018 | 2018
20262-228445-01 | Rochester Public Utilities | 99 | 16181 | Muni | 7000004407 | 5.7 | Solar |  |  | Interconnected | Rochester | 55902 | Willow Creek | 601 | Residential |  | 26310 | 2024 | 2024
20262-228445-01 | Rochester Public Utilities | 99 | 16181 | Muni | 7000033560 | 5 | Solar |  |  | Interconnected | Rochester | 55901 | Northern Hills | 1312 | Residential |  | 23325 | 2019 | 2019
20262-228445-01 | Rochester Public Utilities | 99 | 16181 | Muni | 7000017998 | 4.64 | Solar |  |  | Interconnected | Rochester | 55901 | Cascade Creek | 703 | Residential |  | 22451 | 2019 | 2019
20262-228445-01 | Rochester Public Utilities | 99 | 16181 | Muni | 7000032072 | 6 | Solar |  |  | Interconnected | Rochester | 55901 | Zumbro River | 815 | Residential |  | 25450 | 2018 | 2018
20262-228445-01 | Rochester Public Utilities | 99 | 16181 | Muni | 7000043261 | 8.96 | Solar |  |  | Interconnected | Rochester | 55901 | Cascade Creek | 712 | Residential |  | 56406 | 2025 | 2025
20262-228445-01 | Rochester Public Utilities | 99 | 16181 | Muni | 7000042406 | 5.12 | Solar |  |  | Interconnected | Rochester | 55906 | Silver Lake | 402 | Residential |  | 37387 | 2025 | 2025
20262-228445-01 | Rochester Public Utilities | 99 | 16181 | Muni | 7000004707 | 12.6 | Solar |  |  | Interconnected | Rochester | 55901 | Cascade Creek | 712 | Residential |  | 45600 | 2015 | 2015
20262-228445-01 | Rochester Public Utilities | 99 | 16181 | Muni | 7000033248 | 11.866 | Solar |  |  | Interconnected | Rochester | 55901 | Zumbro River | 812 | Residential |  | 43605 | 2024 | 2024
20262-228445-01 | Rochester Public Utilities | 99 | 16181 | Muni | 7000033961 | 4.188 | Solar |  |  | Interconnected | Rochester | 55901 | Northern Hills | 1301 | Residential |  | 20579.37 | 2023 | 2023
20262-228445-01 | Rochester Public Utilities | 99 | 16181 | Muni | 7000000177 | 6.98 | Solar |  |  | Interconnected | Rochester | 55901 | Zumbro River | 812 | Residential |  | 27740 | 2023 | 2023
20262-228445-01 | Rochester Public Utilities | 99 | 16181 | Muni | 7000031033 | 2.03 | Solar |  |  | Interconnected | Rochester | 55901 | Silver Lake | 305 | Residential |  | 10373 | 2020 | 2020
20262-228445-01 | Rochester Public Utilities | 99 | 16181 | Muni | 7000041431 | 15.2 | Solar |  |  | Interconnected | Rochester | 55906 | Silver Lake | 304 | Residential |  | 44650 | 2019 | 2019
20262-228445-01 | Rochester Public Utilities | 99 | 16181 | Muni | 7000037093 | 10 | Solar |  |  | Interconnected | Rochester | 55901 | Zumbro River | 812 | Residential |  | 32560 | 2020 | 2020
20262-228445-01 | Rochester Public Utilities | 99 | 16181 | Muni | 7000017395 | 4.9 | Solar |  |  | Interconnected | Rochester | 55901 | Cascade Creek | 712 | Residential |  | 20600 | 2015 | 2015
20262-228445-01 | Rochester Public Utilities | 99 | 16181 | Muni | 7000002043 | 3.8 | Solar |  |  | Interconnected | Rochester | 55901 | Silver Lake | 305 | Residential |  | 17315 | 2021 | 2021
20262-228445-01 | Rochester Public Utilities | 99 | 16181 | Muni | 7000042494 | 9.6 | Solar |  |  | Interconnected | Rochester | 55906 | Silver Lake | 405 | Residential |  | 49955 | 2024 | 2024
20262-228445-01 | Rochester Public Utilities | 99 | 16181 | Muni | 7000037868 | 4.932 | Solar |  |  | Interconnected | Rochester | 55901 | Northern Hills | 1311 | Residential |  | 28252 | 2021 | 2022
20262-228445-01 | Rochester Public Utilities | 99 | 16181 | Muni | 7000009278 | 9 | Solar |  |  | Interconnected | Rochester | 55902 | Cascade Creek | 703 | Residential |  | 36990 | 2025 | 2025
20262-228445-01 | Rochester Public Utilities | 99 | 16181 | Muni | 7000048319 | 12 | Solar |  |  | Interconnected | Rochester | 55901 | Cascade Creek | 712 | Residential |  | 53100 | 2015 | 2015
20262-228445-01 | Rochester Public Utilities | 99 | 16181 | Muni | 7000048274 | 7.6 | Solar |  |  | Interconnected | Rochester | 55906 | Silver Lake | 304 | Residential |  | 27470 | 2021 | 2021
20262-228445-01 | Rochester Public Utilities | 99 | 16181 | Muni | 7000016151 | 6.9 | Solar |  |  | Interconnected | Rochester | 55904 | Willow Creek | 605 | Residential |  | 27500 | 2024 | 2024
20262-228445-01 | Rochester Public Utilities | 99 | 16181 | Muni | 7000033028 | 3.84 | Solar |  |  | Interconnected | Rochester | 55901 | Zumbro River | 812 | Residential |  | 24240 | 2022 | 2022
20262-228445-01 | Rochester Public Utilities | 99 | 16181 | Muni | 7000044187 | 6.5 | Solar |  |  | Interconnected | Rochester | 55901 | Cascade Creek | 712 | Residential |  | 47573 | 2022 | 2023
20262-228445-01 | Rochester Public Utilities | 99 | 16181 | Muni | 7000012568 | 10.88 | Solar |  |  | Interconnected | Rochester | 55901 | Zumbro River | 812 | Residential |  | 58539.5 | 2024 | 2024
20262-228445-01 | Rochester Public Utilities | 99 | 16181 | Muni | 7000024538 | 8.41 | Solar |  |  | Interconnected | Rochester | 55902 | Bamber Valley | 911 | Residential |  | 61710 | 2022 | 2022
20262-228445-01 | Rochester Public Utilities | 99 | 16181 | Muni | 7000041641 | 5.76 | Solar |  |  | Interconnected | Rochester | 55901 | Zumbro River | 812 | Residential |  | 34128 | 2025 | 2025
20262-228445-01 | Rochester Public Utilities | 99 | 16181 | Muni | 7000044314 | 6.98 | Solar |  |  | Interconnected | Rochester | 55901 | Northern Hills | 1302 | Residential |  | 28240 | 2023 | 2023
20262-228445-01 | Rochester Public Utilities | 99 | 16181 | Muni | 7000021744 | 7.04 | Solar |  |  | Interconnected | Rochester | 55901 | Northern Hills | 1311 | Residential |  | 44820 | 2025 | 2025
20262-228445-01 | Rochester Public Utilities | 99 | 16181 | Muni | 7000033465 | 9.05 | Solar |  |  | Interconnected | Rochester | 55902 | Bamber Valley | 905 | Residential |  | 34000 | 2023 | 2023
20262-228445-01 | Rochester Public Utilities | 99 | 16181 | Muni | 7000033124 | 10.01 | Solar |  |  | Interconnected | Rochester | 55902 | Bamber Valley | 905 | Residential |  | 36610 | 2016 | 2016
20262-228445-01 | Rochester Public Utilities | 99 | 16181 | Muni | 7000009157 | 5.12 | Solar |  |  | Interconnected | Rochester | 55901 | Zumbro River | 812 | Residential |  | 31360 | 2022 | 2022
20262-228445-01 | Rochester Public Utilities | 99 | 16181 | Muni | 7000041661 | 8.538 | Solar |  |  | Interconnected | Rochester | 55904 | Willow Creek | 614 | Residential |  | 30600 | 2025 | 2025
20262-228445-01 | Rochester Public Utilities | 99 | 16181 | Muni | 7000037411 | 6.4 | Solar |  |  | Interconnected | Rochester | 55901 | Northern Hills | 1311 | Residential |  | 40180 | 2023 | 2023
20262-228445-01 | Rochester Public Utilities | 99 | 16181 | Muni | 7000017928 | 3.8 | Solar |  |  | Interconnected | Rochester | 55901 | Northern Hills | 1303 | Residential |  | 34865 | 2022 | 2023
20262-228445-01 | Rochester Public Utilities | 99 | 16181 | Muni | 7000008116 | 9.28 | Solar |  |  | Interconnected | Rochester | 55906 | Silver Lake | 402 | Residential |  | 33857 | 2022 | 2022
20262-228445-01 | Rochester Public Utilities | 99 | 16181 | Muni | 7000009156 | 9.75 | Solar |  |  | Interconnected | Rochester | 55901 | Cascade Creek | 712 | Residential |  | 36800 | 2022 | 2023
20262-228445-01 | Rochester Public Utilities | 99 | 16181 | Muni | 7000051923 | 3.84 | Solar |  |  | Interconnected | Rochester | 55906 | Zumbro River | 804 | Residential |  | 22776 | 2023 | 2023
20262-228445-01 | Rochester Public Utilities | 99 | 16181 | Muni | 7000029546 | 10.45 | Solar |  |  | Interconnected | Rochester | 55902 | Bamber Valley | 912 | Residential |  | 34225 | 2020 | 2020
20262-228445-01 | Rochester Public Utilities | 99 | 16181 | Muni | 7000000401 | 6 | Solar |  |  | Interconnected | Rochester | 55901 | Northern Hills | 1301 | Residential |  | 35000 | 2018 | 2018
20262-228445-01 | Rochester Public Utilities | 99 | 16181 | Muni | 7000041645 | 12.8 | Solar |  |  | Interconnected | Rochester | 55902 | Bamber Valley | 905 | Residential |  | 77552 | 2023 | 2023
20262-228445-01 | Rochester Public Utilities | 99 | 16181 | Muni | 7000034600 | 3.8 | Solar |  |  | Interconnected | Rochester | 55906 | Silver Lake | 402 | Residential |  | 12442 | 2019 | 2019
20262-228445-01 | Rochester Public Utilities | 99 | 16181 | Muni | 7000050025 | 6.3 | Solar |  |  | Interconnected | Rochester | 55901 | Westside | 1603 | Residential |  | 24197.8 | 2023 | 2023
20262-228445-01 | Rochester Public Utilities | 99 | 16181 | Muni | 7000048123 | 10.15 | Solar |  |  | Interconnected | Rochester | 55902 | Bamber Valley | 905 | Residential |  | 51375 | 2020 | 2020
20262-228445-01 | Rochester Public Utilities | 99 | 16181 | Muni | 7000000755 | 5.49 | Solar |  |  | Interconnected | Rochester | 55902 | Bamber Valley | 905 | Residential |  | 22110 | 2021 | 2021
20262-228445-01 | Rochester Public Utilities | 99 | 16181 | Muni | 7000004042 | 7.83 | Solar |  |  | Interconnected | Rochester | 55902 | Zumbro River | 901 | Residential |  | 39096 | 2023 | 2023
20262-228445-01 | Rochester Public Utilities | 99 | 16181 | Muni | 7000033150 | 7.309 | Solar |  |  | Interconnected | Rochester | 55902 | Bamber Valley | 905 | Residential |  | 30140 | 2023 | 2023
20262-228445-01 | Rochester Public Utilities | 99 | 16181 | Muni | 7000050185 | 6.4 | Solar |  |  | Interconnected | Rochester | 55901 | Northern Hills | 1301 | Residential |  | 36480 | 2022 | 2022
20262-228445-01 | Rochester Public Utilities | 99 | 16181 | Muni | 7000057504 | 6.028 | Solar |  |  | Interconnected | Rochester | 55901 | Westside | 1604 | Residential |  | 34914 | 2022 | 2022
20262-228445-01 | Rochester Public Utilities | 99 | 16181 | Muni | 7000013517 | 10 | Solar |  |  | Interconnected | Rochester | 55901 | Northern Hills | 1301 | Residential |  | 31400 | 2017 | 2017
20262-228445-01 | Rochester Public Utilities | 99 | 16181 | Muni | 7000001823 | 15.684 | Solar |  |  | Interconnected | Rochester | 55902 | Bamber Valley | 905 | Residential |  | 45870 | 2024 | 2024
20262-228445-01 | Rochester Public Utilities | 99 | 16181 | Muni | 7000033464 | 5.76 | Solar |  |  | Interconnected | Rochester | 55901 | Cascade Creek | 712 | Residential |  | 33320 | 2022 | 2022
20262-228445-01 | Rochester Public Utilities | 99 | 16181 | Muni | 7000041364 | 10 | Solar |  |  | Interconnected | Rochester | 55901 | Zumbro River | 812 | Residential |  | 32680 | 2021 | 2021
20262-228445-01 | Rochester Public Utilities | 99 | 16181 | Muni | 7000031923 | 5.756 | Solar |  |  | Interconnected | Rochester | 55904 | Silver Lake | 301 | Residential |  | 21050.4 | 2025 | 2025
20262-228445-01 | Rochester Public Utilities | 99 | 16181 | Muni | 7000010144 | 5.933 | Solar |  |  | Interconnected | Rochester | 55902 | Silver Lake | 401 | Residential |  | 34000 | 2024 | 2025
20262-228445-01 | Rochester Public Utilities | 99 | 16181 | Muni | 7000050919 | 5.48 | Solar |  |  | Interconnected | Rochester | 55901 | Westside | 1604 | Residential |  | 33220 | 2021 | 2022
20262-228445-01 | Rochester Public Utilities | 99 | 16181 | Muni | 7000050871 | 7.04 | Solar |  |  | Interconnected | Rochester | 55902 | Bamber Valley | 905 | Residential |  | 44820 | 2025 | 2025
20262-228445-01 | Rochester Public Utilities | 99 | 16181 | Muni | 7000050923 | 8.32 | Solar |  |  | Interconnected | Rochester | 55906 | Silver Lake | 304 | Residential |  | 43512 | 2024 | 2024
20262-228445-01 | Rochester Public Utilities | 99 | 16181 | Muni | 7000051888 | 3.84 | Solar |  |  | Interconnected | Rochester | 55901 | Northern Hills | 1311 | Residential |  | 22776 | 2023 | 2023
20262-228445-01 | Rochester Public Utilities | 99 | 16181 | Muni | 7000017703 | 6 | Solar |  |  | Interconnected | Rochester | 55901 | Northern Hills | 1311 | Residential |  | 25170 | 2017 | 2017
20262-228445-01 | Rochester Public Utilities | 99 | 16181 | Muni | 7000009361 | 7.6 | Solar |  |  | Interconnected | Rochester | 55901 | Zumbro River | 812 | Residential |  | 23300 | 2021 | 2021
20262-228445-01 | Rochester Public Utilities | 99 | 16181 | Muni | 7000018836 | 6 | Solar |  |  | Interconnected | Rochester | 55902 | Bamber Valley | 901 | Residential |  | 16000 | 2020 | 2020
20262-228445-01 | Rochester Public Utilities | 99 | 16181 | Muni | 7000020155 | 5.76 | Solar |  |  | Interconnected | Rochester | 55906 | Zumbro River | 804 | Residential |  | 38394 | 2025 | 2025
20262-228445-01 | Rochester Public Utilities | 99 | 16181 | Muni | 7000011116 | 6 | Solar |  |  | Interconnected | Rochester | 55901 | Zumbro River | 801 | Residential |  | 22762 | 2020 | 2020
20262-228445-01 | Rochester Public Utilities | 99 | 16181 | Muni | 7000004839 | 7 | Solar |  |  | Interconnected | Rochester | 55901 | Northern Hills | 1301 | Residential |  | 36690 | 2021 | 2021
20262-228445-01 | Rochester Public Utilities | 99 | 16181 | Muni | 7000026958 | 2.835 | Solar |  |  | Interconnected | Rochester | 55906 | Silver Lake | 405 | Residential |  | 14542 | 2024 | 2024
20262-228445-01 | Rochester Public Utilities | 99 | 16181 | Muni | 7000026958 | 5.933 | Solar |  |  | Interconnected | Rochester | 55906 | Silver Lake | 405 | Residential |  | 24800 | 2022 | 2022
20262-228445-01 | Rochester Public Utilities | 99 | 16181 | Muni | 7000025016 | 6.576 | Solar |  |  | Interconnected | Rochester | 55902 | Bamber Valley | 905 | Residential |  | 39744 | 2022 | 2022
20262-228445-01 | Rochester Public Utilities | 99 | 16181 | Muni | 7000062151 | 8.352 | Solar |  |  | Interconnected | Rochester | 55906 | Zumbro River | 804 | Residential |  | 31414.44 | 2023 | 2023
20262-228445-01 | Rochester Public Utilities | 99 | 16181 | Muni | 7000041971 | 6 | Solar |  |  | Interconnected | Rochester | 55901 | Northern Hills | 1302 | Residential |  | 22400 | 2020 | 2020
20262-228445-01 | Rochester Public Utilities | 99 | 16181 | Muni | 7000026971 | 9.86 | Solar |  |  | Interconnected | Rochester | 55906 | Silver Lake | 305 | Residential |  | 57210 | 2022 | 2022
20262-228445-01 | Rochester Public Utilities | 99 | 16181 | Muni | 7000051228 | 3 | Solar |  |  | Interconnected | Rochester | 55901 | Northern Hills | 1302 | Residential |  | 16350 | 2013 | 2013
20262-228445-01 | Rochester Public Utilities | 99 | 16181 | Muni | 7000051228 | 3.8 | Solar |  |  | Interconnected | Rochester | 55901 | Northern Hills | 1302 | Residential |  |  | 2008 | 2008
20262-228445-01 | Rochester Public Utilities | 99 | 16181 | Muni | 7000007490 | 9.36 | Solar |  |  | Interconnected | Rochester | 55901 | Zumbro River | 805 | Residential |  | 33140 | 2025 | 2025
20262-228445-01 | Rochester Public Utilities | 99 | 16181 | Muni | 7000053566 | 5.12 | Solar |  |  | Interconnected | Rochester | 55906 | Zumbro River | 804 | Residential |  | 31360 | 2022 | 2022
20262-228445-01 | Rochester Public Utilities | 99 | 16181 | Muni | 7000045928 | 14.72 | Solar |  |  | Interconnected | Rochester | 55901 | Northern Hills | 1311 | Residential |  | 74063 | 2023 | 2023
20262-228445-01 | Rochester Public Utilities | 99 | 16181 | Muni | 7000049318 | 3.84 | Solar |  |  | Interconnected | Rochester | 55901 | Northern Hills | 1311 | Residential |  | 24846 | 2023 | 2023
20262-228445-01 | Rochester Public Utilities | 99 | 16181 | Muni | 7000049632 | 12.8 | Solar |  |  | Interconnected | Rochester | 55904 | Willow Creek | 611 | Residential |  | 76551 | 2025 | 2025
20262-228445-01 | Rochester Public Utilities | 99 | 16181 | Muni | 7000042137 | 3.84 | Solar |  |  | Interconnected | Rochester | 55906 | Silver Lake | 402 | Residential |  | 25665 | 2025 | 2025
20262-228445-01 | Rochester Public Utilities | 99 | 16181 | Muni | 7000048775 | 5.48 | Solar |  |  | Interconnected | Rochester | 55901 | Douglas Trail | 1731 | Residential |  | 29370 | 2021 | 2021
20262-228445-01 | Rochester Public Utilities | 99 | 16181 | Muni | 7000048686 | 9.74 | Solar |  |  | Interconnected | Rochester | 55902 | Cascade Creek | 703 | Residential |  | 39245 | 2020 | 2020
20262-228445-01 | Rochester Public Utilities | 99 | 16181 | Muni | 7000020665 | 17.4 | Solar |  |  | Interconnected | Rochester | 55902 | Bamber Valley | 911 | Residential |  | 50015 | 2019 | 2020
20262-228445-01 | Rochester Public Utilities | 99 | 16181 | Muni | 7000062248 | 7.6 | Solar |  |  | Interconnected | Rochester | 55901 | Northern Hills | 1312 | Residential |  | 29780 | 2017 | 2017
20262-228445-01 | Rochester Public Utilities | 99 | 16181 | Muni | 7000041649 | 14 | Solar |  |  | Interconnected | Rochester | 55902 | Bamber Valley | 911 | Residential |  | 157050 | 2024 | 2025
20262-228445-01 | Rochester Public Utilities | 99 | 16181 | Muni | 7000041806 | 7.6 | Solar |  |  | Interconnected | Rochester | 55902 | Bamber Valley | 905 | Residential |  | 30812 | 2019 | 2019
20262-228445-01 | Rochester Public Utilities | 99 | 16181 | Muni | 7000044592 | 4.48 | Solar |  |  | Interconnected | Rochester | 55901 | Westside | 1603 | Residential |  | 26260 | 2022 | 2022
20262-228445-01 | Rochester Public Utilities | 99 | 16181 | Muni | 7000033956 | 5.31 | Solar |  |  | Interconnected | Rochester | 55901 | Northern Hills | 1301 | Residential |  | 29000 | 2023 | 2023
20262-228445-01 | Rochester Public Utilities | 99 | 16181 | Muni | 7000029805 | 5 | Solar |  |  | Interconnected | Rochester | 55902 | Cascade Creek | 703 | Residential |  | 21450 | 2013 | 2013
20262-228445-01 | Rochester Public Utilities | 99 | 16181 | Muni | 7000009088 | 6 | Solar |  |  | Interconnected | Rochester | 55902 | Bamber Valley | 912 | Residential |  | 13910 | 2014 | 2014
20262-228445-01 | Rochester Public Utilities | 99 | 16181 | Muni | 7000014662 | 3.84 | Solar |  |  | Interconnected | Rochester | 55902 | Silver Lake | 401 | Residential |  | 18879 | 2022 | 2022
20262-228445-01 | Rochester Public Utilities | 99 | 16181 | Muni | 7000034982 | 6.264 | Solar |  |  | Interconnected | Rochester | 55906 | Silver Lake | 402 | Residential |  | 36000 | 2024 | 2025
20262-228445-01 | Rochester Public Utilities | 99 | 16181 | Muni | 7000041831 | 3.86 | Solar |  |  | Interconnected | Rochester | 55902 | Cascade Creek | 703 | Residential |  | 55553.51 | 2024 | 2024
20262-228445-01 | Rochester Public Utilities | 99 | 16181 | Muni | 7000052464 | 11.4 | Solar |  |  | Interconnected | Rochester | 55901 | Zumbro River | 812 | Residential |  | 36620 | 2019 | 2019
20262-228445-01 | Rochester Public Utilities | 99 | 16181 | Muni | 7000045847 | 10.24 | Solar |  |  | Interconnected | Rochester | 55906 | Silver Lake | 304 | Residential |  | 53398.5 | 2024 | 2024
20262-228445-01 | Rochester Public Utilities | 99 | 16181 | Muni | 7000062415 | 7.6 | Solar |  |  | Interconnected | Rochester | 55901 | Northern Hills | 1303 | Residential |  | 29093 | 2017 | 2017
20262-228445-01 | Rochester Public Utilities | 99 | 16181 | Muni | 7000057514 | 5 | Solar |  |  | Interconnected | Rochester | 55901 | Northern Hills | 1311 | Residential |  | 20370 | 2015 | 2015
20262-228445-01 | Rochester Public Utilities | 99 | 16181 | Muni | 7000057514 | 5 | Solar |  |  | Interconnected | Rochester | 55901 | Northern Hills | 1311 | Residential |  | 14040 | 2019 | 2019
20262-228445-01 | Rochester Public Utilities | 99 | 16181 | Muni | 7000025405 | 9.6 | Solar |  |  | Interconnected | Rochester | 55901 | Douglas Trail | 1731 | Residential |  | 51652.5 | 2024 | 2024
20262-228445-01 | Rochester Public Utilities | 99 | 16181 | Muni | 7000063014 | 11.4 | Solar |  |  | Interconnected | Rochester | 55902 | Bamber Valley | 901 | Residential |  | 19690 | 2021 | 2022
20262-228445-01 | Rochester Public Utilities | 99 | 16181 | Muni | 7000033029 | 7.68 | Solar |  |  | Interconnected | Rochester | 55901 | Northern Hills | 1311 | Residential |  | 31600 | 2014 | 2014
20262-228445-01 | Rochester Public Utilities | 99 | 16181 | Muni | 7000041934 | 4.384 | Solar |  |  | Interconnected | Rochester | 55901 | Northern Hills | 1301 | Residential |  | 24288 | 2021 | 2021
20262-228445-01 | Rochester Public Utilities | 99 | 16181 | Muni | 7000013392 | 3.84 | Solar |  |  | Interconnected | Rochester | 55906 | Zumbro River | 815 | Residential |  | 21513 | 2024 | 2024
20262-228445-01 | Rochester Public Utilities | 99 | 16181 | Muni | 7000050047 | 6.09 | Solar |  |  | Interconnected | Rochester | 55902 | Bamber Valley | 911 | Residential |  | 50000 | 2022 | 2022
20262-228445-01 | Rochester Public Utilities | 99 | 16181 | Muni | 7000018229 | 3.836 | Solar |  |  | Interconnected | Rochester | 55901 | Cascade Creek | 712 | Residential |  | 23425 | 2022 | 2022
20262-228445-01 | Rochester Public Utilities | 99 | 16181 | Muni | 7000047880 | 3 | Solar |  |  | Interconnected | Rochester | 55904 | Silver Lake | 405 | Residential |  | 20900 | 2021 | 2021
20262-228445-01 | Rochester Public Utilities | 99 | 16181 | Muni | 7000016890 | 8.505 | Solar |  |  | Interconnected | Rochester | 55901 | Westside | 1601 | Residential |  | 35500 | 2023 | 2023
20262-228445-01 | Rochester Public Utilities | 99 | 16181 | Muni | 7000007648 | 3.84 | Solar |  |  | Interconnected | Rochester | 55906 | Silver Lake | 303 | Residential |  | 21513 | 2024 | 2024
20262-228445-01 | Rochester Public Utilities | 99 | 16181 | Muni | 7000042417 | 13.92 | Solar |  |  | Interconnected | Rochester | 55906 | Silver Lake | 402 | Residential |  | 119260.27 | 2023 | 2023
20262-228445-01 | Rochester Public Utilities | 99 | 16181 | Muni | 7000013067 | 7.04 | Solar |  |  | Interconnected | Rochester | 55901 | Zumbro River | 812 | Residential |  | 41160 | 2022 | 2022
20262-228445-01 | Rochester Public Utilities | 99 | 16181 | Muni | 7000008621 | 5.8 | Solar |  |  | Interconnected | Rochester | 55902 | Bamber Valley | 905 | Residential |  | 24332 | 2022 | 2023
20262-228445-01 | Rochester Public Utilities | 99 | 16181 | Muni | 7000064033 | 6.4 | Solar |  |  | Interconnected | Rochester | 55901 | Westside | 1603 | Residential |  | 37240 | 2022 | 2022
20262-228445-01 | Rochester Public Utilities | 99 | 16181 | Muni | 7000012773 | 13.44 | Solar |  |  | Interconnected | Rochester | 55901 | Westside | 1603 | Residential |  | 79640 | 2022 | 2022
20262-228445-01 | Rochester Public Utilities | 99 | 16181 | Muni | 7000001774 | 7.6 | Solar |  |  | Interconnected | Rochester | 55904 | Willow Creek | 605 | Residential |  | 26650 | 2022 | 2022
20262-228445-01 | Rochester Public Utilities | 99 | 16181 | Muni | 7000016661 | 16.82 | Solar |  |  | Interconnected | Rochester | 55902 | Bamber Valley | 905 | Residential |  | 59940 | 2022 | 2022
20262-228445-01 | Rochester Public Utilities | 99 | 16181 | Muni | 7000025722 | 20.242 | Solar |  |  | Interconnected | Rochester | 55902 | Bamber Valley | 905 | Residential |  | 69833.8 | 2025 | 2025
20262-228445-01 | Rochester Public Utilities | 99 | 16181 | Muni | 7000008219 | 12.185 | Solar |  |  | Interconnected | Rochester | 55901 | Westside | 1601 | Residential |  | 45000 | 2025 | 2025
20262-228445-01 | Rochester Public Utilities | 99 | 16181 | Muni | 7000062066 | 6.1 | Solar |  |  | Interconnected | Rochester | 55901 | Cascade Creek | 712 | Residential |  | 30168 | 2022 | 2022
20262-228445-01 | Rochester Public Utilities | 99 | 16181 | Muni | 7000071510 | 8.354 | Solar |  |  | Interconnected | Rochester | 55906 | Silver Lake | 402 | Residential |  | 30030 | 2025 | 2025
20262-228445-01 | Rochester Public Utilities | 99 | 16181 | Muni | 7000054508 | 16.24 | Solar |  | X | Interconnected | Rochester | 55902 | Bamber Valley | 911 | Residential |  | 102777 | 2022 | 2023
20262-228445-01 | Rochester Public Utilities | 99 | 16181 | Muni | 7000037969 | 5.24 | Solar |  |  | Interconnected | Rochester | 55901 | Cascade Creek | 712 | Residential |  | 22460 | 2022 | 2022
20262-228445-01 | Rochester Public Utilities | 99 | 16181 | Muni | 7000029190 | 7.6 | Solar |  |  | Interconnected | Rochester | 55902 | Bamber Valley | 911 | Residential |  | 12410 | 2022 | 2022
20262-228445-01 | Rochester Public Utilities | 99 | 16181 | Muni | 7000005154 | 4.637 | Solar |  |  | Interconnected | Rochester | 55902 | Bamber Valley | 904 | Residential |  | 23040 | 2023 | 2023
20262-228445-01 | Rochester Public Utilities | 99 | 16181 | Muni | 7000062483 | 8.505 | Solar |  |  | Interconnected | Rochester | 55902 | Bamber Valley | 905 | Residential |  | 39800 | 2023 | 2024
20262-228445-01 | Rochester Public Utilities | 99 | 16181 | Muni | 7000065547 | 10.263 | Solar |  |  | Interconnected | Rochester | 55902 | Bamber Valley | 905 | Residential |  | 39150 | 2023 | 2023
20262-228445-01 | Rochester Public Utilities | 99 | 16181 | Muni | 7000024470 | 8.5 | Solar |  |  | Interconnected | Rochester | 55901 | Westside | 1601 | Residential |  | 14800 | 2021 | 2021
20262-228445-01 | Rochester Public Utilities | 99 | 16181 | Muni | 7000048961 | 5.76 | Solar |  |  | Interconnected | Rochester | 55901 | Northern Hills | 1301 | Residential |  | 35280 | 2022 | 2023
20262-228445-01 | Rochester Public Utilities | 99 | 16181 | Muni | 7000039793 | 2.792 | Solar |  |  | Interconnected | Rochester | 55904 | Willow Creek | 605 | Residential |  | 22000 | 2022 | 2023
20262-228445-01 | Rochester Public Utilities | 99 | 16181 | Muni | 7000066011 | 11.87 | Solar |  |  | Interconnected | Rochester | 55902 | Bamber Valley | 911 | Residential |  | 38066 | 2022 | 2022
20262-228445-01 | Rochester Public Utilities | 99 | 16181 | Muni | 7000015110 | 5 | Solar |  |  | Interconnected | Rochester | 55901 | Zumbro River | 805 | Residential |  | 22450 | 2014 | 2014
20262-228445-01 | Rochester Public Utilities | 99 | 16181 | Muni | 7000049010 | 6.98 | Solar |  |  | Interconnected | Rochester | 55902 | Bamber Valley | 911 | Residential |  | 25100 | 2022 | 2022
20262-228445-01 | Rochester Public Utilities | 99 | 16181 | Muni | 7000052319 | 5.48 | Solar |  |  | Interconnected | Rochester | 55901 | Douglas Trail | 1731 | Residential |  | 31564 | 2021 | 2022
20262-228445-01 | Rochester Public Utilities | 99 | 16181 | Muni | 7000067010 | 8.538 | Solar |  |  | Interconnected | Rochester | 55901 | Zumbro River | 812 | Residential |  | 29100 | 2024 | 2024
20262-228445-01 | Rochester Public Utilities | 99 | 16181 | Muni | 7000073015 | 9.1 | Solar |  |  | Interconnected | Rochester | 55906 | Zumbro River | 804 | Residential |  | 35880 | 2022 | 2022
20262-228445-01 | Rochester Public Utilities | 99 | 16181 | Muni | 7000054223 | 5.48 | Solar |  |  | Interconnected | Rochester | 55901 | Northern Hills | 1303 | Residential |  | 27902 | 2021 | 2021
20262-228445-01 | Rochester Public Utilities | 99 | 16181 | Muni | 7000063774 | 10 | Solar |  |  | Interconnected | Rochester | 55902 | Bamber Valley | 905 | Residential |  | 41650 | 2017 | 2017
20262-228445-01 | Rochester Public Utilities | 99 | 16181 | Muni | 7000022767 | 3.8 | Solar |  |  | Interconnected | Rochester | 55901 | Zumbro River | 812 | Residential |  | 31645 | 2024 | 2024
20262-228445-01 | Rochester Public Utilities | 99 | 16181 | Muni | 7000048768 | 5 | Solar |  |  | Interconnected | Rochester | 55901 | Westside | 1601 | Residential |  | 24620 | 2016 | 2016
20262-228445-01 | Rochester Public Utilities | 99 | 16181 | Muni | 7000047282 | 7.6 | Solar |  |  | Interconnected | Rochester | 55901 | Silver Lake | 305 | Residential |  | 26600 | 2015 | 2015
20262-228445-01 | Rochester Public Utilities | 99 | 16181 | Muni | 7000050082 | 5.12 | Solar |  |  | Interconnected | Rochester | 55901 | Westside | 1604 | Residential |  | 36257 | 2022 | 2023
20262-228445-01 | Rochester Public Utilities | 99 | 16181 | Muni | 7000065040 | 8.96 | Solar |  |  | Interconnected | Rochester | 55906 | Zumbro River | 804 | Residential |  | 50440 | 2023 | 2023
20262-228445-01 | Rochester Public Utilities | 99 | 16181 | Muni | 7000073001 | 8.784 | Solar |  |  | Interconnected | Rochester | 55906 | Zumbro River | 804 | Residential |  | 32736 | 2025 | 2025
20262-228445-01 | Rochester Public Utilities | 99 | 16181 | Muni | 7000075006 | 4.48 | Solar |  |  | Interconnected | Rochester | 55901 | Westside | 1604 | Residential |  | 26260 | 2022 | 2022
20262-228445-01 | Rochester Public Utilities | 99 | 16181 | Muni | 7000025100 | 3.84 | Solar |  |  | Interconnected | Rochester | 55901 | Northern Hills | 1301 | Residential |  | 21780 | 2022 | 2022
20262-228445-01 | Rochester Public Utilities | 99 | 16181 | Muni | 7000075029 | 11.4 | Solar |  |  | Interconnected | Rochester | 55901 | Cascade Creek | 712 | Residential |  | 41400 | 2022 | 2022
20262-228445-01 | Rochester Public Utilities | 99 | 16181 | Muni | 7000077512 | 9.772 | Solar |  |  | Interconnected | Rochester | 55901 | Northern Hills | 1311 | Residential |  | 30850 | 2022 | 2022
20262-228445-01 | Rochester Public Utilities | 99 | 16181 | Muni | 7000049668 | 7.67 | Solar |  |  | Interconnected | Rochester | 55901 | Westside | 1603 | Residential |  | 35000 | 2023 | 2023
20262-228445-01 | Rochester Public Utilities | 99 | 16181 | Muni | 7000051823 | 8 | Solar |  |  | Interconnected | Rochester | 55902 | Bamber Valley | 905 | Residential |  | 32688 | 2015 | 2015
20262-228445-01 | Rochester Public Utilities | 99 | 16181 | Muni | 7000044090 | 1.745 | Solar |  |  | Interconnected | Rochester | 55901 | Zumbro River | 812 | Residential |  | 10300 | 2022 | 2022
20262-228445-01 | Rochester Public Utilities | 99 | 16181 | Muni | 7000025654 | 7.68 | Solar |  |  | Interconnected | Rochester | 55906 | Silver Lake | 304 | Residential |  | 38269 | 2024 | 2024
20262-228445-01 | Rochester Public Utilities | 99 | 16181 | Muni | 7000070032 | 9.86 | Solar |  |  | Interconnected | Rochester | 55902 | Bamber Valley | 905 | Residential |  | 30000 | 2022 | 2023
20262-228445-01 | Rochester Public Utilities | 99 | 16181 | Muni | 7000017018 | 7.68 | Solar |  |  | Interconnected | Rochester | 55901 | Cascade Creek | 712 | Residential |  | 45736 | 2023 | 2023
20262-228445-01 | Rochester Public Utilities | 99 | 16181 | Muni | 7000012940 | 5.12 | Solar |  |  | Interconnected | Rochester | 55904 | Silver Lake | 304 | Residential |  | 30968 | 2024 | 2024
20262-228445-01 | Rochester Public Utilities | 99 | 16181 | Muni | 7000076513 | 15.37 | Solar |  |  | Interconnected | Rochester | 55901 | Zumbro River | 812 | Residential |  | 56090 | 2022 | 2023
20262-228445-01 | Rochester Public Utilities | 99 | 16181 | Muni | 7000070536 | 13.6 | Solar |  |  | Interconnected | Rochester | 55906 | Zumbro River | 804 | Residential |  | 46410 | 2019 | 2019
20262-228445-01 | Rochester Public Utilities | 99 | 16181 | Muni | 7000048688 | 8.027 | Solar |  |  | Interconnected | Rochester | 55901 | Northern Hills | 1301 | Residential |  | 29020 | 2022 | 2022
20262-228445-01 | Rochester Public Utilities | 99 | 16181 | Muni | 7000043924 | 7.25 | Solar |  |  | Interconnected | Rochester | 55904 | Willow Creek | 605 | Residential |  | 45710 | 2022 | 2022
20262-228445-01 | Rochester Public Utilities | 99 | 16181 | Muni | 7000076523 | 11.4 | Solar |  |  | Interconnected | Rochester | 55906 | Silver Lake | 304 | Residential |  | 38794 | 2020 | 2020
20262-228445-01 | Rochester Public Utilities | 99 | 16181 | Muni | 7000041327 | 7.6 | Solar |  |  | Interconnected | Rochester | 55901 | Northern Hills | 1311 | Residential |  | 25877 | 2018 | 2018
20262-228445-01 | Rochester Public Utilities | 99 | 16181 | Muni | 7000072546 | 9.583 | Solar |  |  | Interconnected | Rochester | 55902 | Bamber Valley | 911 | Residential |  | 33550 | 2024 | 2024
20262-228445-01 | Rochester Public Utilities | 99 | 16181 | Muni | 7000004070 | 10 | Solar |  |  | Interconnected | Rochester | 55902 | Bamber Valley | 904 | Residential |  | 35165 | 2016 | 2016
20262-228445-01 | Rochester Public Utilities | 99 | 16181 | Muni | 7000078032 | 7.68 | Solar |  |  | Interconnected | Rochester | 55904 | Willow Creek | 613 | Residential |  | 48348 | 2025 | 2025
20262-228445-01 | Rochester Public Utilities | 99 | 16181 | Muni | 7000025247 | 11.52 | Solar |  |  | Interconnected | Rochester | 55902 | Bamber Valley | 905 | Residential |  | 40472 | 2025 | 2025
20262-228445-01 | Rochester Public Utilities | 99 | 16181 | Muni | 7000046063 | 6 | Solar |  |  | Interconnected | Rochester | 55906 | Silver Lake | 405 | Residential |  | 23885 | 2020 | 2020
20262-228445-01 | Rochester Public Utilities | 99 | 16181 | Muni | 7000054220 | 6.222 | Solar |  |  | Interconnected | Rochester | 55906 | Silver Lake | 304 | Residential |  | 23562 | 2025 | 2025
20262-228445-01 | Rochester Public Utilities | 99 | 16181 | Muni | 7000012243 | 10 | Solar |  |  | Interconnected | Rochester | 55902 | Bamber Valley | 905 | Residential |  | 34800 | 2020 | 2020
20262-228445-01 | Rochester Public Utilities | 99 | 16181 | Muni | 7000069153 | 11.4 | Solar |  |  | Interconnected | Rochester | 55902 | Bamber Valley | 911 | Residential |  | 46203 | 2017 | 2017
20262-228445-01 | Rochester Public Utilities | 99 | 16181 | Muni | 7000048952 | 7.144 | Solar |  |  | Interconnected | Rochester | 55901 | Cascade Creek | 712 | Residential |  | 27900 | 2023 | 2023
20262-228445-01 | Rochester Public Utilities | 99 | 16181 | Muni | 7000017929 | 8.2 | Solar |  |  | Interconnected | Rochester | 55901 | Northern Hills | 1303 | Residential |  | 23987 | 2020 | 2021
20262-228445-01 | Rochester Public Utilities | 99 | 16181 | Muni | 7000008448 | 18.2 | Solar |  |  | Interconnected | Rochester | 55902 | Bamber Valley | 911 | Residential |  | 57176 | 2017 | 2017
20262-228445-01 | Rochester Public Utilities | 99 | 16181 | Muni | 7000073037 | 14.04 | Solar |  | X | Interconnected | Rochester | 55901 | Cascade Creek | 712 | Residential |  | 65615 | 2025 | 2025
20262-228445-01 | Rochester Public Utilities | 99 | 16181 | Muni | 7000037256 | 4.48 | Solar |  |  | Interconnected | Rochester | 55901 | Douglas Trail | 1731 | Residential |  | 28987 | 2023 | 2023
20262-228445-01 | Rochester Public Utilities | 99 | 16181 | Muni | 7000035109 | 4.06 | Solar |  |  | Interconnected | Rochester | 55901 | Zumbro River | 812 | Residential |  | 17576 | 2021 | 2022
20262-228445-01 | Rochester Public Utilities | 99 | 16181 | Muni | 7000038007 | 5.584 | Solar |  | X | Interconnected | Rochester | 55901 | Cascade Creek | 704 | Residential |  | 42488.6 | 2025 | 2025
20262-228445-01 | Rochester Public Utilities | 99 | 16181 | Muni | 7000042120 | 5.12 | Solar |  |  | Interconnected | Rochester | 55906 | Silver Lake | 402 | Residential |  | 28684 | 2024 | 2024
20262-228445-01 | Rochester Public Utilities | 99 | 16181 | Muni | 7000067547 | 11.412 | Solar |  |  | Interconnected | Rochester | 55902 | Bamber Valley | 911 | Residential |  | 36020 | 2023 | 2023
20262-228445-01 | Rochester Public Utilities | 99 | 16181 | Muni | 7000050342 | 6 | Solar |  |  | Interconnected | Rochester | 55906 | Silver Lake | 304 | Residential |  | 45848.81 | 2024 | 2024
20262-228445-01 | Rochester Public Utilities | 99 | 16181 | Muni | 7000075027 | 9.28 | Solar |  |  | Interconnected | Rochester | 55906 | Silver Lake | 304 | Residential |  | 39420 | 2022 | 2022
20262-228445-01 | Rochester Public Utilities | 99 | 16181 | Muni | 7000023554 | 5.76 | Solar |  |  | Interconnected | Rochester | 55904 | Willow Creek | 605 | Residential |  | 36954 | 2022 | 2023
20262-228445-01 | Rochester Public Utilities | 99 | 16181 | Muni | 7000066551 | 13.456 | Solar |  |  | Interconnected | Rochester | 55901 | Zumbro River | 812 | Residential |  | 44000 | 2024 | 2024
20262-228445-01 | Rochester Public Utilities | 99 | 16181 | Muni | 7000000540 | 9.074 | Solar |  |  | Interconnected | Rochester | 55902 | Bamber Valley | 911 | Residential |  | 37306 | 2025 | 2025
20262-228445-01 | Rochester Public Utilities | 99 | 16181 | Muni | 7000000540 | 8.7 | Solar |  |  | Interconnected | Rochester | 55902 | Bamber Valley | 911 | Residential |  | 34716 | 2022 | 2022
20262-228445-01 | Rochester Public Utilities | 99 | 16181 | Muni | 7000076515 | 3.8 | Solar |  |  | Interconnected | Rochester | 55904 | Willow Creek | 614 | Residential |  | 19931 | 2017 | 2017
20262-228445-01 | Rochester Public Utilities | 99 | 16181 | Muni | 7000062251 | 7.903 | Solar |  |  | Interconnected | Rochester | 55904 | Willow Creek | 613 | Residential |  | 32450 | 2023 | 2023
20262-228445-01 | Rochester Public Utilities | 99 | 16181 | Muni | 7000017239 | 6.009 | Solar |  |  | Interconnected | Rochester | 55902 | Bamber Valley | 905 | Residential |  | 26640 | 2024 | 2025
20262-228445-01 | Rochester Public Utilities | 99 | 16181 | Muni | 7000040156 | 9.836 | Solar |  |  | Interconnected | Rochester | 55901 | Zumbro River | 813 | Residential |  | 36500 | 2023 | 2023
20262-228445-01 | Rochester Public Utilities | 99 | 16181 | Muni | 7000013629 | 6.4 | Solar |  |  | Interconnected | Rochester | 55901 | Zumbro River | 812 | Residential |  | 37240 | 2022 | 2022
20262-228445-01 | Rochester Public Utilities | 99 | 16181 | Muni | 7000016373 | 27.5 | Solar |  |  | Interconnected | Rochester | 55902 | Bamber Valley | 911 | Residential |  | 68880 | 2019 | 2019
20262-228445-01 | Rochester Public Utilities | 99 | 16181 | Muni | 7000011569 | 3.8 | Solar |  |  | Interconnected | Rochester | 55904 | Silver Lake | 405 | Residential |  | 27891.56 | 2023 | 2024
20262-228445-01 | Rochester Public Utilities | 99 | 16181 | Muni | 7000072502 | 6.4 | Solar |  |  | Interconnected | Rochester | 55901 | Northern Hills | 1303 | Residential |  | 40554 | 2025 | 2025
20262-228445-01 | Rochester Public Utilities | 99 | 16181 | Muni | 7000024158 | 5.12 | Solar |  |  | Interconnected | Rochester | 55904 | Willow Creek | 614 | Residential |  | 28684 | 2024 | 2024
20262-228445-01 | Rochester Public Utilities | 99 | 16181 | Muni | 7000076092 | 7.68 | Solar |  |  | Interconnected | Rochester | 55904 | Willow Creek | 614 | Residential |  | 44620 | 2022 | 2022
20262-228445-01 | Rochester Public Utilities | 99 | 16181 | Muni | 7000017983 | 8.12 | Solar |  |  | Interconnected | Rochester | 55901 | Cascade Creek | 712 | Residential |  | 47737 | 2022 | 2023
20262-228445-01 | Rochester Public Utilities | 99 | 16181 | Muni | 7000050945 | 3.84 | Solar |  |  | Interconnected | Rochester | 55901 | Westside | 1604 | Residential |  | 22220 | 2022 | 2023
20262-228445-01 | Rochester Public Utilities | 99 | 16181 | Muni | 7000021404 | 10 | Solar |  |  | Interconnected | Rochester | 55901 | Northern Hills | 1311 | Residential |  | 32857 | 2020 | 2020
20262-228445-01 | Rochester Public Utilities | 99 | 16181 | Muni | 7000076593 | 16.075 | Solar |  |  | Interconnected | Rochester | 55902 | Bamber Valley | 911 | Residential |  | 51650 | 2023 | 2023
20262-228445-01 | Rochester Public Utilities | 99 | 16181 | Muni | 7000029553 | 7.68 | Solar |  |  | Interconnected | Rochester | 55901 | Northern Hills | 1311 | Residential |  | 44814 | 2023 | 2024
20262-228445-01 | Rochester Public Utilities | 99 | 16181 | Muni | 7000009663 | 8.36 | Solar |  |  | Interconnected | Rochester | 55902 | Bamber Valley | 912 | Residential |  | 36621 | 2024 | 2024
20262-228445-01 | Rochester Public Utilities | 99 | 16181 | Muni | 7000044056 | 5.76 | Solar |  |  | Interconnected | Rochester | 55904 | Willow Creek | 613 | Residential |  | 38394 | 2025 | 2025
20262-228445-01 | Rochester Public Utilities | 99 | 16181 | Muni | 7000021990 | 5.76 | Solar |  |  | Interconnected | Rochester | 55904 | Silver Lake | 304 | Residential |  | 40794 | 2025 | 2025
20262-228445-01 | Rochester Public Utilities | 99 | 16181 | Muni | 7000016648 | 11.4 | Solar |  | X | Interconnected | Rochester | 55902 | Bamber Valley | 911 | Residential |  | 38470 | 2021 | 2021
20262-228445-01 | Rochester Public Utilities | 99 | 16181 | Muni | 7000043446 | 4.048 | Solar |  |  | Interconnected | Rochester | 55901 | Silver Lake | 305 | Residential |  | 32990 | 2017 | 2017
20262-228445-01 | Rochester Public Utilities | 99 | 16181 | Muni | 7000069610 | 10 | Solar |  |  | Interconnected | Rochester | 55906 | Silver Lake | 304 | Residential |  | 31320 | 2020 | 2020
20262-228445-01 | Rochester Public Utilities | 99 | 16181 | Muni | 7000073593 | 5.76 | Solar |  |  | Interconnected | Rochester | 55904 | Willow Creek | 614 | Residential |  | 25843 | 2022 | 2023
20262-228445-01 | Rochester Public Utilities | 99 | 16181 | Muni | 7000017608 | 5.76 | Solar |  |  | Interconnected | Rochester | 55902 | Bamber Valley | 905 | Residential |  | 29596 | 2024 | 2024
20262-228445-01 | Rochester Public Utilities | 99 | 16181 | Muni | 7000008195 | 7.2 | Solar |  |  | Interconnected | Rochester | 55901 | Douglas Trail | 1601 | Residential |  | 20547 | 2020 | 2021
20262-228445-01 | Rochester Public Utilities | 99 | 16181 | Muni | 7000045930 | 10.88 | Solar |  |  | Interconnected | Rochester | 55901 | Northern Hills | 1301 | Residential |  | 65621 | 2023 | 2023
20262-228445-01 | Rochester Public Utilities | 99 | 16181 | Muni | 7000025015 | 6.38 | Solar |  |  | Interconnected | Rochester | 55901 | Northern Hills | 1301 | Residential |  | 26391 | 2022 | 2022
20262-228445-01 | Rochester Public Utilities | 99 | 16181 | Muni | 7000063520 | 5.12 | Solar |  |  | Interconnected | Rochester | 55901 | Westside | 1604 | Residential |  | 20000 | 2022 | 2022
20262-228445-01 | Rochester Public Utilities | 99 | 16181 | Muni | 7000049298 | 6 | Solar |  |  | Interconnected | Rochester | 55901 | Northern Hills | 1303 | Residential |  | 23714 | 2017 | 2017
20262-228445-01 | Rochester Public Utilities | 99 | 16181 | Muni | 7000008655 | 11.78 | Solar |  |  | Interconnected | Rochester | 55901 | Northern Hills | 1301 | Residential |  | 43566 | 2025 | 2025
20262-228445-01 | Rochester Public Utilities | 99 | 16181 | Muni | 7000032408 | 13.176 | Solar |  |  | Interconnected | Rochester | 55906 | Silver Lake | 405 | Residential |  | 43000 | 2025 | 2025
20262-228445-01 | Rochester Public Utilities | 99 | 16181 | Muni | 7000017980 | 6 | Solar |  |  | Interconnected | Rochester | 55901 | Northern Hills | 1301 | Residential |  | 25100 | 2018 | 2018
20262-228445-01 | Rochester Public Utilities | 99 | 16181 | Muni | 7000052510 | 3.77 | Solar |  |  | Interconnected | Rochester | 55902 | Bamber Valley | 905 | Residential |  | 18299 | 2022 | 2022
20262-228445-01 | Rochester Public Utilities | 99 | 16181 | Muni | 7000045226 | 4.32 | Solar |  |  | Interconnected | Rochester | 55902 | Bamber Valley | 905 | Residential |  | 22364 | 2025 | 2025
20262-228445-01 | Rochester Public Utilities | 99 | 16181 | Muni | 7000008351 | 11.168 | Solar |  |  | Interconnected | Rochester | 55902 | Bamber Valley | 912 | Residential |  | 41800 | 2025 | 2025
20262-228445-01 | Rochester Public Utilities | 99 | 16181 | Muni | 7000075200 | 9.744 | Solar |  |  | Interconnected | Rochester | 55906 | Silver Lake | 402 | Residential |  | 34645 | 2025 | 2025
20262-228445-01 | Rochester Public Utilities | 99 | 16181 | Muni | 7000029555 | 6.97 | Solar |  |  | Interconnected | Rochester | 55906 | Silver Lake | 304 | Residential |  | 28048 | 2022 | 2022
20262-228445-01 | Rochester Public Utilities | 99 | 16181 | Muni | 7000009590 | 7.6 | Solar |  |  | Interconnected | Rochester | 55901 | Northern Hills | 1303 | Residential |  | 24630 | 2021 | 2021
20262-228445-01 | Rochester Public Utilities | 99 | 16181 | Muni | 7000064765 | 9.423 | Solar |  |  | Interconnected | Rochester | 55902 | Bamber Valley | 905 | Residential |  | 35697.5 | 2023 | 2023
20262-228445-01 | Rochester Public Utilities | 99 | 16181 | Muni | 7000018250 | 7.6 | Solar |  |  | Interconnected | Rochester | 55901 | Westside | 1601 | Residential |  | 26115 | 2021 | 2021
20262-228445-01 | Rochester Public Utilities | 99 | 16181 | Muni | 7000048267 | 10.44 | Solar |  |  | Interconnected | Rochester | 55906 | Zumbro River | 804 | Residential |  | 36000 | 2024 | 2025
20262-228445-01 | Rochester Public Utilities | 99 | 16181 | Muni | 7000049595 | 11.517 | Solar |  |  | Interconnected | Rochester | 55901 | Northern Hills | 1303 | Residential |  | 43574 | 2021 | 2021
20262-228445-01 | Rochester Public Utilities | 99 | 16181 | Muni | 7000054190 | 10 | Solar |  |  | Interconnected | Rochester | 55904 | Willow Creek | 613 | Residential |  | 31840 | 2019 | 2019
20262-228445-01 | Rochester Public Utilities | 99 | 16181 | Muni | 7000029692 | 7.16 | Solar |  |  | Interconnected | Rochester | 55901 | Northern Hills | 1311 | Residential |  | 6500 | 2024 | 2024
20262-228445-01 | Rochester Public Utilities | 99 | 16181 | Muni | 7000016621 | 13.056 | Solar |  |  | Interconnected | Rochester | 55902 | Bamber Valley | 905 | Residential |  | 50000 | 2023 | 2024
20262-228445-01 | Rochester Public Utilities | 99 | 16181 | Muni | 7000029125 | 7.25 | Solar |  |  | Interconnected | Rochester | 55906 | Silver Lake | 304 | Residential |  | 37117 | 2019 | 2019
20262-228445-01 | Rochester Public Utilities | 99 | 16181 | Muni | 7000029988 | 7.6 | Solar |  |  | Interconnected | Rochester | 55906 | Silver Lake | 304 | Residential |  | 26630 | 2020 | 2020
20262-228445-01 | Rochester Public Utilities | 99 | 16181 | Muni | 7000033637 | 11.508 | Solar |  |  | Interconnected | Rochester | 55901 | Douglas Trail | 1731 | Residential |  | 67258 | 2021 | 2022
20262-228445-01 | Rochester Public Utilities | 99 | 16181 | Muni | 7000034500 | 7.68 | Solar |  |  | Interconnected | Rochester | 55906 | Silver Lake | 402 | Residential |  | 46359 | 2025 | 2025
20262-228445-01 | Rochester Public Utilities | 99 | 16181 | Muni | 7000017435 | 6 | Solar |  |  | Interconnected | Rochester | 55902 | Bamber Valley | 905 | Residential |  | 22066 | 2020 | 2020
20262-228445-01 | Rochester Public Utilities | 99 | 16181 | Muni | 7000042464 | 6.264 | Solar |  |  | Interconnected | Rochester | 55906 | Silver Lake | 405 | Residential |  | 27400 | 2025 | 2025
20262-228445-01 | Rochester Public Utilities | 99 | 16181 | Muni | 7000052543 | 6 | Solar |  |  | Interconnected | Rochester | 55901 | Westside | 1603 | Residential |  | 23814 | 2019 | 2019
20262-228445-01 | Rochester Public Utilities | 99 | 16181 | Muni | 7000075212 | 8.7 | Solar |  |  | Interconnected | Rochester | 55904 | Willow Creek | 613 | Residential |  | 18000 | 2022 | 2022
20262-228445-01 | Rochester Public Utilities | 99 | 16181 | Muni | 7000045970 | 7.6 | Solar |  |  | Interconnected | Rochester | 55901 | Cascade Creek | 712 | Residential |  | 27811 | 2018 | 2018
20262-228445-01 | Rochester Public Utilities | 99 | 16181 | Muni | 7000054518 | 7.6 | Solar |  |  | Interconnected | Rochester | 55902 | Bamber Valley | 905 | Residential |  | 12000 | 2019 | 2019
20262-228445-01 | Rochester Public Utilities | 99 | 16181 | Muni | 7000017409 | 11.46 | Solar |  |  | Interconnected | Rochester | 55906 | Zumbro River | 804 | Residential |  | 40320 | 2023 | 2023
20262-228445-01 | Rochester Public Utilities | 99 | 16181 | Muni | 7000067586 | 12.5 | Solar |  |  | Interconnected | Rochester | 55902 | Bamber Valley | 911 | Residential |  | 33789 | 2020 | 2021
20262-228445-01 | Rochester Public Utilities | 99 | 16181 | Muni | 7000002946 | 5 | Solar |  |  | Interconnected | Rochester | 55906 | Silver Lake | 405 | Residential |  | 29997 | 2021 | 2021
20262-228445-01 | Rochester Public Utilities | 99 | 16181 | Muni | 7000076678 | 5.12 | Solar |  |  | Interconnected | Rochester | 55901 | Douglas Trail | 1731 | Residential |  | 34987 | 2025 | 2025
20262-228445-01 | Rochester Public Utilities | 99 | 16181 | Muni | 7000035249 | 2.9 | Solar |  |  | Interconnected | Rochester | 55901 | Zumbro River | 812 | Residential |  | 12709.53 | 2025 | 2025
20262-228445-01 | Rochester Public Utilities | 99 | 16181 | Muni | 7000020012 | 12.854 | Solar |  |  | Interconnected | Rochester | 55906 | Silver Lake | 405 | Residential |  | 37440 | 2024 | 2025
20262-228445-01 | Rochester Public Utilities | 99 | 16181 | Muni | 7000069637 | 10 | Solar |  |  | Interconnected | Rochester | 55902 | Bamber Valley | 905 | Residential |  | 42440 | 2021 | 2022
20262-228445-01 | Rochester Public Utilities | 99 | 16181 | Muni | 7000056023 | 12.8 | Solar |  |  | Interconnected | Rochester | 55902 | Bamber Valley | 905 | Residential |  | 80580 | 2025 | 2025
20262-228445-01 | Rochester Public Utilities | 99 | 16181 | Muni | 7000033049 | 4.932 | Solar |  |  | Interconnected | Rochester | 55901 | Northern Hills | 1311 | Residential |  | 27324 | 2021 | 2021
20262-228445-01 | Rochester Public Utilities | 99 | 16181 | Muni | 7000062625 | 3.288 | Solar |  |  | Interconnected | Rochester | 55901 | Northern Hills | 1311 | Residential |  | 20620 | 2021 | 2022
20262-228445-01 | Rochester Public Utilities | 99 | 16181 | Muni | 7000052169 | 7.6 | Solar |  |  | Interconnected | Rochester | 55901 | Westside | 1603 | Residential |  | 39732 | 2025 | 2025
20262-228445-01 | Rochester Public Utilities | 99 | 16181 | Muni | 7000062127 | 8.96 | Solar |  |  | Interconnected | Rochester | 55906 | Zumbro River | 804 | Residential |  | 32802 | 2022 | 2023
20262-228445-01 | Rochester Public Utilities | 99 | 16181 | Muni | 7000045678 | 19.2 | Solar |  |  | Interconnected | Rochester | 55901 | Northern Hills | 1311 | Residential |  | 47625 | 2023 | 2024
20262-228445-01 | Rochester Public Utilities | 99 | 16181 | Muni | 7000070221 | 6.3 | Solar |  |  | Interconnected | Rochester | 55904 | Silver Lake | 304 | Residential |  | 19456 | 2020 | 2021
20262-228445-01 | Rochester Public Utilities | 99 | 16181 | Muni | 7000054021 | 11.4 | Solar |  |  | Interconnected | Rochester | 55901 | Zumbro River | 812 | Residential |  | 40350 | 2020 | 2020
20262-228445-01 | Rochester Public Utilities | 99 | 16181 | Muni | 7000025234 | 7.04 | Solar |  |  | Interconnected | Rochester | 55906 | Silver Lake | 304 | Residential |  | 43120 | 2022 | 2022
20262-228445-01 | Rochester Public Utilities | 99 | 16181 | Muni | 7000066764 | 5.12 | Solar |  |  | Interconnected | Rochester | 55904 | Willow Creek | 614 | Residential |  | 28684 | 2024 | 2024
20262-228445-01 | Rochester Public Utilities | 99 | 16181 | Muni | 7000016589 | 5.48 | Solar |  |  | Interconnected | Rochester | 55902 | Bamber Valley | 905 | Residential |  | 33220 | 2021 | 2022
20262-228445-01 | Rochester Public Utilities | 99 | 16181 | Muni | 7000072143 | 7.6 | Solar |  |  | Interconnected | Rochester | 55904 | Willow Creek | 614 | Residential |  | 23360 | 2019 | 2019
20262-228445-01 | Rochester Public Utilities | 99 | 16181 | Muni | 7000065301 | 11.02 | Solar |  |  | Interconnected | Rochester | 55906 | Silver Lake | 304 | Residential |  | 57000 | 2022 | 2022
20262-228445-01 | Rochester Public Utilities | 99 | 16181 | Muni | 7000049680 | 9.316 | Solar |  |  | Interconnected | Rochester | 55901 | Westside | 1603 | Residential |  | 55792 | 2021 | 2022
20262-228445-01 | Rochester Public Utilities | 99 | 16181 | Muni | 7000036305 | 7.6 | Solar |  | X | Interconnected | Rochester | 55906 | Zumbro River | 804 | Residential |  | 39375 | 2021 | 2021
20262-228445-01 | Rochester Public Utilities | 99 | 16181 | Muni | 7000073188 | 6.4 | Solar |  |  | Interconnected | Rochester | 55901 | Northern Hills | 1301 | Residential |  | 37240 | 2022 | 2022
20262-228445-01 | Rochester Public Utilities | 99 | 16181 | Muni | 7000002039 | 6.38 | Solar |  |  | Interconnected | Rochester | 55901 | Silver Lake | 305 | Residential |  | 25756 | 2021 | 2021
20262-228445-01 | Rochester Public Utilities | 99 | 16181 | Muni | 7000069667 | 37.414 | Solar |  |  | Interconnected | Rochester | 55902 | Bamber Valley | 911 | Residential |  | 75424 | 2025 | 2025
20262-228445-01 | Rochester Public Utilities | 99 | 16181 | Muni | 7000073779 | 3.8 | Solar |  |  | Interconnected | Rochester | 55906 | Zumbro River | 804 | Residential |  | 17226 | 2022 | 2022
20262-228445-01 | Rochester Public Utilities | 99 | 16181 | Muni | 7000073779 | 7.6 | Solar |  |  | Interconnected | Rochester | 55906 | Zumbro River | 804 | Residential |  | 27472 | 2019 | 2019
20262-228445-01 | Rochester Public Utilities | 99 | 16181 | Muni | 7000044156 | 11.4 | Solar |  |  | Interconnected | Rochester | 55904 | Willow Creek | 612 | Residential |  | 65060 | 2021 | 2023
20262-228445-01 | Rochester Public Utilities | 99 | 16181 | Muni | 7000029236 | 8.376 | Solar |  |  | Interconnected | Rochester | 55902 | Bamber Valley | 911 | Residential |  | 38766 | 2022 | 2023
20262-228445-01 | Rochester Public Utilities | 99 | 16181 | Muni | 7000062755 | 10.24 | Solar |  |  | Interconnected | Rochester | 55902 | Bamber Valley | 905 | Residential |  | 56661.46 | 2023 | 2023
20262-228445-01 | Rochester Public Utilities | 99 | 16181 | Muni | 7000026618 | 6.282 | Solar |  |  | Interconnected | Rochester | 55906 | Silver Lake | 405 | Residential |  | 27210.4 | 2025 | 2025
20262-228445-01 | Rochester Public Utilities | 99 | 16181 | Muni | 7000045544 | 6.613 | Solar |  |  | Interconnected | Rochester | 55901 | Northern Hills | 1311 | Residential |  | 46656.72 | 2025 | 2025
20262-228445-01 | Rochester Public Utilities | 99 | 16181 | Muni | 7000051788 | 10 | Solar |  |  | Interconnected | Rochester | 55901 | Northern Hills | 1302 | Residential |  | 36325 | 2021 | 2021
20262-228445-01 | Rochester Public Utilities | 99 | 16181 | Muni | 7000064118 | 10 | Solar |  |  | Interconnected | Rochester | 55906 | Silver Lake | 304 | Residential |  | 32410 | 2020 | 2020
20262-228445-01 | Rochester Public Utilities | 99 | 16181 | Muni | 7000067508 | 11.4 | Solar |  |  | Interconnected | Rochester | 55904 | Willow Creek | 613 | Residential |  | 37650 | 2021 | 2021
20262-228445-01 | Rochester Public Utilities | 99 | 16181 | Muni | 7000069707 | 4.48 | Solar |  |  | Interconnected | Rochester | 55902 | Bamber Valley | 905 | Residential |  | 28987 | 2023 | 2023
20262-228445-01 | Rochester Public Utilities | 99 | 16181 | Muni | 7000016902 | 6.028 | Solar |  |  | Interconnected | Rochester | 55901 | Westside | 1601 | Residential |  | 36532 | 2022 | 2022
20262-228445-01 | Rochester Public Utilities | 99 | 16181 | Muni | 7000062301 | 8.96 | Solar |  |  | Interconnected | Rochester | 55906 | Zumbro River | 804 | Residential |  | 46511.5 | 2024 | 2024
20262-228445-01 | Rochester Public Utilities | 99 | 16181 | Muni | 7000016544 | 12.288 | Solar |  |  | Interconnected | Rochester | 55901 | Westside | 1603 | Residential |  | 58649.35 | 2024 | 2025
20262-228445-01 | Rochester Public Utilities | 99 | 16181 | Muni | 7000010308 | 5.235 | Solar |  |  | Interconnected | Rochester | 55902 | Bamber Valley | 912 | Residential |  | 18487.5 | 2024 | 2024
20262-228445-01 | Rochester Public Utilities | 99 | 16181 | Muni | 7000048076 | 12.766 | Solar |  |  | Interconnected | Rochester | 55902 | Bamber Valley | 911 | Residential |  | 41314 | 2024 | 2024
20262-228445-01 | Rochester Public Utilities | 99 | 16181 | Muni | 7000078223 | 26 | Solar |  |  | Interconnected | Rochester | 55902 | Bamber Valley | 905 | Residential |  | 90175 | 2022 | 2022
20262-228445-01 | Rochester Public Utilities | 99 | 16181 | Muni | 7000066195 | 15.36 | Solar |  |  | Interconnected | Rochester | 55906 | Zumbro River | 815 | Residential |  |  | 2022 | 2022
20262-228445-01 | Rochester Public Utilities | 99 | 16181 | Muni | 7000012513 | 7.6 | Solar |  |  | Interconnected | Rochester | 55902 | Bamber Valley | 904 | Residential |  | 25580 | 2019 | 2019
20262-228445-01 | Rochester Public Utilities | 99 | 16181 | Muni | 7000071734 | 6.282 | Solar |  |  | Interconnected | Rochester | 55901 | Northern Hills | 1301 | Residential |  | 25318 | 2025 | 2025
20262-228445-01 | Rochester Public Utilities | 99 | 16181 | Muni | 7000012042 | 10 | Solar |  |  | Interconnected | Rochester | 55902 | Bamber Valley | 904 | Residential |  | 29700 | 2021 | 2021
20262-228445-01 | Rochester Public Utilities | 99 | 16181 | Muni | 7000071172 | 16.47 | Solar |  |  | Interconnected | Rochester | 55902 | Bamber Valley | 905 | Residential |  | 68860 | 2023 | 2024
20262-228445-01 | Rochester Public Utilities | 99 | 16181 | Muni | 7000040611 | 10.44 | Solar |  | X | Interconnected | Rochester | 55902 | Bamber Valley | 911 | Residential |  | 58000 | 2023 | 2023
20262-228445-01 | Rochester Public Utilities | 99 | 16181 | Muni | 7000040750 | 6.38 | Solar |  |  | Interconnected | Rochester | 55901 | Northern Hills | 1302 | Residential |  | 27216 | 2019 | 2019
20262-228445-01 | Rochester Public Utilities | 99 | 16181 | Muni | 7000048549 | 7.04 | Solar |  |  | Interconnected | Rochester | 55901 | Northern Hills | 1301 | Residential |  | 43120 | 2022 | 2022
20262-228445-01 | Rochester Public Utilities | 99 | 16181 | Muni | 7000067501 | 6 | Solar |  |  | Interconnected | Rochester | 55902 | Bamber Valley | 911 | Residential |  | 26250 | 2019 | 2019
20262-228445-01 | Rochester Public Utilities | 99 | 16181 | Muni | 7000073826 | 10.24 | Solar |  |  | Interconnected | Rochester | 55902 | Bamber Valley | 905 | Residential |  | 60140 | 2022 | 2022
20262-228445-01 | Rochester Public Utilities | 99 | 16181 | Muni | 7000073618 | 13.6 | Solar |  |  | Interconnected | Rochester | 55902 | Bamber Valley | 905 | Residential |  | 41095 | 2021 | 2021
20262-228445-01 | Rochester Public Utilities | 99 | 16181 | Muni | 7000033509 |  | Solar |  |  | Interconnected | Rochester | 55906 | Silver Lake | 304 | Residential |  | 7575 | 2024 | 2024
20262-228445-01 | Rochester Public Utilities | 99 | 16181 | Muni | 7000033509 | 7.6 | Solar |  |  | Interconnected | Rochester | 55906 | Silver Lake | 304 | Residential |  | 25093 | 2018 | 2018
20262-228445-01 | Rochester Public Utilities | 99 | 16181 | Muni | 7000002479 | 5 | Solar |  |  | Interconnected | Rochester | 55901 | Cascade Creek | 701 | Residential |  | 23677 | 2015 | 2015
20262-228445-01 | Rochester Public Utilities | 99 | 16181 | Muni | 7000045776 | 9.1 | Solar |  |  | Interconnected | Rochester | 55901 | Northern Hills | 1311 | Residential |  | 37275 | 2022 | 2022
20262-228445-01 | Rochester Public Utilities | 99 | 16181 | Muni | 7000002053 | 6.282 | Solar |  |  | Interconnected | Rochester | 55901 | Silver Lake | 305 | Residential |  | 23643 | 2024 | 2024
20262-228445-01 | Rochester Public Utilities | 99 | 16181 | Muni | 7000014737 | 6 | Solar |  |  | Interconnected | Rochester | 55902 | Silver Lake | 401 | Residential |  | 24741 | 2019 | 2019
20262-228445-01 | Rochester Public Utilities | 99 | 16181 | Muni | 7000054031 | 9.6 | Solar |  |  | Interconnected | Rochester | 55901 | Westside | 1603 | Residential |  | 37316 | 2023 | 2023
20262-228445-01 | Rochester Public Utilities | 99 | 16181 | Muni | 7000049688 | 8.96 | Solar |  |  | Interconnected | Rochester | 55904 | Silver Lake | 304 | Residential |  | 48209 | 2024 | 2024
20262-228445-01 | Rochester Public Utilities | 99 | 16181 | Muni | 7000030735 | 8.32 | Solar |  |  | Interconnected | Rochester | 55906 | Silver Lake | 405 | Residential |  | 41748 | 2024 | 2024
20262-228445-01 | Rochester Public Utilities | 99 | 16181 | Muni | 7000009472 | 5.76 | Solar |  |  | Interconnected | Rochester | 55901 | Northern Hills | 1305 | Residential |  | 36162 | 2023 | 2023
20262-228445-01 | Rochester Public Utilities | 99 | 16181 | Muni | 7000051263 | 5.12 | Solar |  |  | Interconnected | Rochester | 55901 | Westside | 1601 | Residential |  | 31360 | 2022 | 2023
20262-228445-01 | Rochester Public Utilities | 99 | 16181 | Muni | 7000064793 | 10 | Solar |  |  | Interconnected | Rochester | 55902 | Bamber Valley | 911 | Residential |  | 30960 | 2018 | 2018
20262-228445-01 | Rochester Public Utilities | 99 | 16181 | Muni | 7000041421 | 7.25 | Solar |  |  | Interconnected | Rochester | 55906 | Silver Lake | 304 | Residential |  | 24000 | 2020 | 2021
20262-228445-01 | Rochester Public Utilities | 99 | 16181 | Muni | 7000073749 | 7.6 | Solar |  |  | Interconnected | Rochester | 55906 | Silver Lake | 304 | Residential |  | 39340 | 2021 | 2021
20262-228445-01 | Rochester Public Utilities | 99 | 16181 | Muni | 7000048887 | 7.22 | Solar |  |  | Interconnected | Rochester | 55901 | Cascade Creek | 712 | Residential |  | 26959 | 2025 | 2025
20262-228445-01 | Rochester Public Utilities | 99 | 16181 | Muni | 7000012779 | 13.922 | Solar |  |  | Interconnected | Rochester | 55906 | Silver Lake | 304 | Residential |  | 44750 | 2025 | 2025
20262-228445-01 | Rochester Public Utilities | 99 | 16181 | Muni | 7000072693 | 9.864 | Solar |  |  | Interconnected | Rochester | 55904 | Willow Creek | 614 | Residential |  | 56511 | 2022 | 2022
20262-228445-01 | Rochester Public Utilities | 99 | 16181 | Muni | 7000052219 | 4.48 | Solar |  |  | Interconnected | Rochester | 55901 | Northern Hills | 1303 | Residential |  | 25740 | 2022 | 2022
20262-228445-01 | Rochester Public Utilities | 99 | 16181 | Muni | 7000062177 | 8.96 | Solar |  |  | Interconnected | Rochester | 55901 | Cascade Creek | 712 | Residential |  | 53690 | 2023 | 2023
20262-228445-01 | Rochester Public Utilities | 99 | 16181 | Muni | 7000016165 | 7.25 | Solar |  |  | Interconnected | Rochester | 55906 | Silver Lake | 405 | Residential |  | 37987 | 2023 | 2023
20262-228445-01 | Rochester Public Utilities | 99 | 16181 | Muni | 7000066742 | 15.006 | Solar |  |  | Interconnected | Rochester | 55901 | Northern Hills | 1303 | Residential |  | 49725 | 2024 | 2024
20262-228445-01 | Rochester Public Utilities | 99 | 16181 | Muni | 7000070526 | 22.8 | Solar |  |  | Interconnected | Rochester | 55902 | Bamber Valley | 911 | Residential |  | 46307 | 2021 | 2022
20262-228445-01 | Rochester Public Utilities | 99 | 16181 | Muni | 7000035900 | 4.48 | Solar |  |  | Interconnected | Rochester | 55904 | Silver Lake | 301 | Residential |  | 30326 | 2025 | 2025
20262-228445-01 | Rochester Public Utilities | 99 | 16181 | Muni | 7000064804 | 7.2 | Solar |  |  | Interconnected | Rochester | 55901 | Northern Hills | 1301 | Residential |  | 21997 | 2020 | 2021
20262-228445-01 | Rochester Public Utilities | 99 | 16181 | Muni | 7000004335 | 9.62 | Solar |  |  | Interconnected | Rochester | 55902 | Willow Creek | 601 | Residential |  | 8500 | 2020 | 2020
20262-228445-01 | Rochester Public Utilities | 99 | 16181 | Muni | 7000027035 | 5 | Solar |  |  | Interconnected | Rochester | 55901 | Silver Lake | 305 | Residential |  | 39154.52 | 2023 | 2024
20262-228445-01 | Rochester Public Utilities | 99 | 16181 | Muni | 7000022450 | 7.56 | Solar |  |  | Interconnected | Rochester | 55902 | Silver Lake | 401 | Residential |  | 39647 | 2023 | 2025
20262-228445-01 | Rochester Public Utilities | 99 | 16181 | Muni | 7000016956 | 7.04 | Solar |  |  | Interconnected | Rochester | 55904 | Willow Creek | 614 | Residential |  | 33075 | 2024 | 2024
20262-228445-01 | Rochester Public Utilities | 99 | 16181 | Muni | 7000031867 | 8 | Solar |  |  | Interconnected | Rochester | 55904 | Silver Lake | 301 | Residential |  | 64764 | 2022 | 2023
20262-228445-01 | Rochester Public Utilities | 99 | 16181 | Muni | 7000072221 | 4.188 | Solar |  |  | Interconnected | Rochester | 55901 | Northern Hills | 1301 | Residential |  | 21856 | 2022 | 2022
20262-228445-01 | Rochester Public Utilities | 99 | 16181 | Muni | 7000021223 | 18.56 | Solar |  |  | Interconnected | Rochester | 55901 | Douglas Trail | 1731 | Residential |  | 98164 | 2024 | 2024
20262-228445-01 | Rochester Public Utilities | 99 | 16181 | Muni | 7000048673 | 12 | Solar |  |  | Interconnected | Rochester | 55901 | Northern Hills | 1301 | Residential |  | 37220 | 2019 | 2019
20262-228445-01 | Rochester Public Utilities | 99 | 16181 | Muni | 7000070304 | 9.864 | Solar |  |  | Interconnected | Rochester | 55901 | Northern Hills | 1301 | Residential |  | 57430 | 2021 | 2022
20262-228445-01 | Rochester Public Utilities | 99 | 16181 | Muni | 7000017371 | 4.48 | Solar |  |  | Interconnected | Rochester | 55902 | Bamber Valley | 905 | Residential |  | 26917 | 2023 | 2023
20262-228445-01 | Rochester Public Utilities | 99 | 16181 | Muni | 7000036070 | 11.4 | Solar |  |  | Interconnected | Rochester | 55901 | Zumbro River | 813 | Residential |  | 35900 | 2020 | 2020
20262-228445-01 | Rochester Public Utilities | 99 | 16181 | Muni | 7000023608 | 0.175 | Solar |  |  | Interconnected | Rochester | 55904 | Willow Creek | 605 | Residential |  |  | 2015 | 2015
20262-228445-01 | Rochester Public Utilities | 99 | 16181 | Muni | 7000029131 | 5.76 | Solar |  |  | Interconnected | Rochester | 55906 | Silver Lake | 304 | Residential |  | 33320 | 2022 | 2022
20262-228445-01 | Rochester Public Utilities | 99 | 16181 | Muni | 7000072804 | 10.88 | Solar |  |  | Interconnected | Rochester | 55901 | Northern Hills | 1301 | Residential |  | 58539.5 | 2024 | 2024
20262-228445-01 | Rochester Public Utilities | 99 | 16181 | Muni | 7000014706 | 11.4 | Solar |  | X | Interconnected | Rochester | 55902 | Bamber Valley | 912 | Residential |  | 35020 | 2020 | 2021
20262-228445-01 | Rochester Public Utilities | 99 | 16181 | Muni | 7000054570 | 5.12 | Solar |  |  | Interconnected | Rochester | 55906 | Zumbro River | 815 | Residential |  | 28684 | 2024 | 2024
20262-228445-01 | Rochester Public Utilities | 99 | 16181 | Muni | 7000025180 | 3.84 | Solar |  |  | Interconnected | Rochester | 55901 | Northern Hills | 1311 | Residential |  | 25665 | 2025 | 2025
20262-228445-01 | Rochester Public Utilities | 99 | 16181 | Muni | 7000067265 | 7.572 | Solar |  |  | Interconnected | Rochester | 55901 | Northern Hills | 1312 | Residential |  | 27285 | 2025 | 2025
20262-228445-01 | Rochester Public Utilities | 99 | 16181 | Muni | 7000065360 | 8.32 | Solar |  |  | Interconnected | Rochester | 55904 | Willow Creek | 614 | Residential |  | 48500 | 2022 | 2022
20262-228445-01 | Rochester Public Utilities | 99 | 16181 | Muni | 7000047527 | 8.88 | Solar |  |  | Interconnected | Rochester | 55904 | Silver Lake | 403 | Residential |  | 36000 | 2020 | 2021
20262-228445-01 | Rochester Public Utilities | 99 | 16181 | Muni | 7000037078 | 12.718 | Solar |  |  | Interconnected | Rochester | 55904 | Willow Creek | 614 | Residential |  | 42440 | 2024 | 2024
20262-228445-01 | Rochester Public Utilities | 99 | 16181 | Muni | 7000062913 | 3.288 | Solar |  |  | Interconnected | Rochester | 55901 | Northern Hills | 1311 | Residential |  | 16698 | 2021 | 2021
20262-228445-01 | Rochester Public Utilities | 99 | 16181 | Muni | 7000045610 | 5 | Solar |  |  | Interconnected | Rochester | 55901 | Northern Hills | 1311 | Residential |  | 35839 | 2023 | 2024
20262-228445-01 | Rochester Public Utilities | 99 | 16181 | Muni | 7000075053 | 12.564 | Solar |  |  | Interconnected | Rochester | 55901 | Northern Hills | 1311 | Residential |  | 39830 | 2022 | 2022
20262-228445-01 | Rochester Public Utilities | 99 | 16181 | Muni | 7000017816 | 6.576 | Solar |  |  | Interconnected | Rochester | 55901 | Northern Hills | 1311 | Residential |  | 38088 | 2022 | 2022
20262-228445-01 | Rochester Public Utilities | 99 | 16181 | Muni | 7000052221 | 10.323 | Solar |  |  | Interconnected | Rochester | 55901 | Willow Creek | 605 | Residential |  | 35900 | 2023 | 2023
20262-228445-01 | Rochester Public Utilities | 99 | 16181 | Muni | 7000049204 | 11.4 | Solar |  |  | Interconnected | Rochester | 55902 | Cascade Creek | 703 | Residential |  | 37750 | 2019 | 2019
20262-228445-01 | Rochester Public Utilities | 99 | 16181 | Muni | 7000012333 | 8.26 | Solar |  |  | Interconnected | Rochester | 55902 | Willow Creek | 603 | Residential |  | 33330 | 2023 | 2023
20262-228445-01 | Rochester Public Utilities | 99 | 16181 | Muni | 7000012740 | 13.6 | Solar |  |  | Interconnected | Rochester | 55902 | Bamber Valley | 905 | Residential |  | 41862 | 2020 | 2020
20262-228445-01 | Rochester Public Utilities | 99 | 16181 | Muni | 7000040151 | 6 | Solar |  |  | Interconnected | Rochester | 55902 | Willow Creek | 603 | Residential |  | 41600.24 | 2023 | 2024
20262-228445-01 | Rochester Public Utilities | 99 | 16181 | Muni | 7000010326 | 8.725 | Solar |  |  | Interconnected | Rochester | 55902 | Cascade Creek | 703 | Residential |  | 30000 | 2022 | 2022
20262-228445-01 | Rochester Public Utilities | 99 | 16181 | Muni | 7000067539 | 10.672 | Solar |  |  | Interconnected | Rochester | 55902 | Bamber Valley | 905 | Residential |  | 36280 | 2023 | 2023
20262-228445-01 | Rochester Public Utilities | 99 | 16181 | Muni | 7000062199 | 11.136 | Solar |  |  | Interconnected | Rochester | 55901 | Westside | 1604 | Residential |  | 40886 | 2023 | 2023
20262-228445-01 | Rochester Public Utilities | 99 | 16181 | Muni | 7000048304 | 8.96 | Solar |  |  | Interconnected | Rochester | 55904 | Silver Lake | 304 | Residential |  | 48209 | 2024 | 2024
20262-228445-01 | Rochester Public Utilities | 99 | 16181 | Muni | 7000027265 | 9.765 | Solar |  |  | Interconnected | Rochester | 55901 | Zumbro River | 805 | Residential |  | 41063 | 2023 | 2024
20262-228445-01 | Rochester Public Utilities | 99 | 16181 | Muni | 7000072093 | 10.44 | Solar |  |  | Interconnected | Rochester | 55902 | Bamber Valley | 905 | Residential |  | 42710 | 2022 | 2022
20262-228445-01 | Rochester Public Utilities | 99 | 16181 | Muni | 7000028151 | 2.9 | Solar |  |  | Interconnected | Rochester | 55901 | Zumbro River | 812 | Residential |  | 16000 | 2021 | 2021
20262-228445-01 | Rochester Public Utilities | 99 | 16181 | Muni | 7000044247 | 9.72 | Solar |  |  | Interconnected | Rochester | 55902 | Bamber Valley | 911 | Residential |  | 32855 | 2025 | 2025
20262-228445-01 | Rochester Public Utilities | 99 | 16181 | Muni | 7000013643 | 5.12 | Solar |  |  | Interconnected | Rochester | 55902 | Bamber Valley | 905 | Residential |  | 32144 | 2023 | 2023
20262-228445-01 | Rochester Public Utilities | 99 | 16181 | Muni | 7000041143 | 10.62 | Solar |  |  | Interconnected | Rochester | 55902 | Cascade Creek | 703 | Residential |  | 46465 | 2023 | 2023
20262-228445-01 | Rochester Public Utilities | 99 | 16181 | Muni | 7000002038 | 7.2 | Solar |  |  | Interconnected | Rochester | 55901 | Silver Lake | 305 | Residential |  | 27000 | 2024 | 2025
20262-228445-01 | Rochester Public Utilities | 99 | 16181 | Muni | 7000033540 | 3.836 | Solar |  |  | Interconnected | Rochester | 55901 | Douglas Trail | 1731 | Residential |  | 24040 | 2021 | 2022
20262-228445-01 | Rochester Public Utilities | 99 | 16181 | Muni | 7000040393 | 14.4 | Solar |  |  | Interconnected | Rochester | 55901 | Northern Hills | 1301 | Residential |  | 57000 | 2022 | 2023
20262-228445-01 | Rochester Public Utilities | 99 | 16181 | Muni | 7000025039 | 8.96 | Solar |  |  | Interconnected | Rochester | 55904 | Marion | 614 | Residential |  | 52377 | 2025 | 2025
20262-228445-01 | Rochester Public Utilities | 99 | 16181 | Muni | 7000017234 | 10 | Solar |  |  | Interconnected | Rochester | 55906 | Zumbro River | 804 | Residential |  | 31365 | 2020 | 2020
20262-228445-01 | Rochester Public Utilities | 99 | 16181 | Muni | 7000068640 | 4.48 | Solar |  |  | Interconnected | Rochester | 55904 | Willow Creek | 614 | Residential |  | 28987 | 2023 | 2023
20262-228445-01 | Rochester Public Utilities | 99 | 16181 | Muni | 7000062712 | 10.093 | Solar |  |  | Interconnected | Rochester | 55902 | Bamber Valley | 903 | Residential |  | 36930 | 2023 | 2023
20262-228445-01 | Rochester Public Utilities | 99 | 16181 | Muni | 7000065932 | 8.96 | Solar |  |  | Interconnected | Rochester | 55902 | Bamber Valley | 905 | Residential |  | 52380 | 2022 | 2023
20262-228445-01 | Rochester Public Utilities | 99 | 16181 | Muni | 7000020668 | 7.6 | Solar |  |  | Interconnected | Rochester | 55902 | Bamber Valley | 905 | Residential |  | 22066 | 2020 | 2020
20262-228445-01 | Rochester Public Utilities | 99 | 16181 | Muni | 7000026079 | 8.32 | Solar |  |  | Interconnected | Rochester | 55902 | Silver Lake | 401 | Residential |  | 24251 | 2022 | 2022
20262-228445-01 | Rochester Public Utilities | 99 | 16181 | Muni | 7000077831 | 7.6 | Solar |  |  | Interconnected | Rochester | 55902 | Bamber Valley | 905 | Residential |  | 28675 | 2019 | 2019
20262-228445-01 | Rochester Public Utilities | 99 | 16181 | Muni | 7000026408 | 5 | Solar |  |  | Interconnected | Rochester | 55902 | Bamber Valley | 912 | Residential |  | 22100 | 2025 | 2025
20262-228445-01 | Rochester Public Utilities | 99 | 16181 | Muni | 7000026408 | 6 | Solar |  |  | Interconnected | Rochester | 55902 | Bamber Valley | 912 | Residential |  | 21385 | 2021 | 2021
20262-228445-01 | Rochester Public Utilities | 99 | 16181 | Muni | 7000001958 | 5.825 | Solar |  |  | Interconnected | Rochester | 55901 | Cascade Creek | 712 | Residential |  | 22500 | 2022 | 2023
20262-228445-01 | Rochester Public Utilities | 99 | 16181 | Muni | 7000065885 | 10.03 | Solar |  |  | Interconnected | Rochester | 55906 | Silver Lake | 304 | Residential |  | 39110 | 2022 | 2023
20262-228445-01 | Rochester Public Utilities | 99 | 16181 | Muni | 7000016896 | 9.57 | Solar |  |  | Interconnected | Rochester | 55901 | Westside | 1601 | Residential |  | 56026 | 2022 | 2023
20262-228445-01 | Rochester Public Utilities | 99 | 16181 | Muni | 7000041476 | 14.08 | Solar |  |  | Interconnected | Rochester | 55906 | Silver Lake | 304 | Residential |  | 85360 | 2022 | 2022
20262-228445-01 | Rochester Public Utilities | 99 | 16181 | Muni | 7000073309 | 10.44 | Solar |  |  | Interconnected | Rochester | 55901 | Northern Hills | 1303 | Residential |  | 36850 | 2025 | 2025
20262-228445-01 | Rochester Public Utilities | 99 | 16181 | Muni | 7000021086 | 3.84 | Solar |  |  | Interconnected | Rochester | 55901 | Northern Hills | 1311 | Residential |  | 22220 | 2022 | 2022
20262-228445-01 | Rochester Public Utilities | 99 | 16181 | Muni | 7000031263 | 7.54 | Solar |  |  | Interconnected | Rochester | 55901 | Zumbro River | 813 | Residential |  | 44473 | 2022 | 2022
20262-228445-01 | Rochester Public Utilities | 99 | 16181 | Muni | 7000070702 | 6.98 | Solar |  |  | Interconnected | Rochester | 55902 | Bamber Valley | 905 | Residential |  | 25900 | 2022 | 2022
20262-228445-01 | Rochester Public Utilities | 99 | 16181 | Muni | 7000010339 | 10 | Solar |  |  | Interconnected | Rochester | 55902 | Silver Lake | 401 | Residential |  | 30800 | 2020 | 2020
20262-228445-01 | Rochester Public Utilities | 99 | 16181 | Muni | 7000016265 | 10 | Solar |  |  | Interconnected | Rochester | 55902 | Bamber Valley | 912 | Residential |  | 34600 | 2016 | 2016
20262-228445-01 | Rochester Public Utilities | 99 | 16181 | Muni | 7000077818 | 7.68 | Solar |  |  | Interconnected | Rochester | 55901 | Northern Hills | 1301 | Residential |  | 46560 | 2022 | 2022
20262-228445-01 | Rochester Public Utilities | 99 | 16181 | Muni | 7000048577 | 6.4 | Solar |  |  | Interconnected | Rochester | 55901 | Zumbro River | 812 | Residential |  | 37240 | 2022 | 2022
20262-228445-01 | Rochester Public Utilities | 99 | 16181 | Muni | 7000071834 | 14.08 | Solar |  |  | Interconnected | Rochester | 55906 | Zumbro River | 804 | Residential |  | 53579 | 2023 | 2023
20262-228445-01 | Rochester Public Utilities | 99 | 16181 | Muni | 7000033360 | 10.88 | Solar |  |  | Interconnected | Rochester | 55901 | Northern Hills | 1301 | Residential |  | 67609 | 2023 | 2023
20262-228445-01 | Rochester Public Utilities | 99 | 16181 | Muni | 7000025200 | 4.932 | Solar |  |  | Interconnected | Rochester | 55901 | Northern Hills | 1311 | Residential |  | 29908 | 2021 | 2022
20262-228445-01 | Rochester Public Utilities | 99 | 16181 | Muni | 7000072721 | 5.76 | Solar |  |  | Interconnected | Rochester | 55901 | Northern Hills | 1301 | Residential |  | 34153 | 2023 | 2023
20262-228445-01 | Rochester Public Utilities | 99 | 16181 | Muni | 7000019307 | 5.76 | Solar |  |  | Interconnected | Rochester | 55904 | Willow Creek | 605 | Residential |  | 31311 | 2024 | 2024
20262-228445-01 | Rochester Public Utilities | 99 | 16181 | Muni | 7000066320 | 7.04 | Solar |  |  | Interconnected | Rochester | 55901 | Northern Hills | 1301 | Residential |  | 43120 | 2022 | 2022
20262-228445-01 | Rochester Public Utilities | 99 | 16181 | Muni | 7000015707 | 5.12 | Solar |  |  | Interconnected | Rochester | 55904 | Silver Lake | 301 | Residential |  | 31360 | 2022 | 2023
20262-228445-01 | Rochester Public Utilities | 99 | 16181 | Muni | 7000048500 | 8.96 | Solar |  |  | Interconnected | Rochester | 55901 | Northern Hills | 1301 | Residential |  | 53200 | 2022 | 2022
20262-228445-01 | Rochester Public Utilities | 99 | 16181 | Muni | 7000017890 | 5.48 | Solar |  |  | Interconnected | Rochester | 55901 | Northern Hills | 1301 | Residential |  | 27902 | 2021 | 2021
20262-228445-01 | Rochester Public Utilities | 99 | 16181 | Muni | 7000018315 | 14.06 | Solar |  |  | Interconnected | Rochester | 55901 | Westside | 1601 | Residential |  | 46652 | 2024 | 2024
20262-228445-01 | Rochester Public Utilities | 99 | 16181 | Muni | 7000033950 | 4.56 | Solar |  |  | Interconnected | Rochester | 55901 | Northern Hills | 1301 | Residential |  | 18916 | 2024 | 2025
20262-228445-01 | Rochester Public Utilities | 99 | 16181 | Muni | 7000065022 | 3.8 | Solar |  |  | Interconnected | Rochester | 55902 | Bamber Valley | 905 | Residential |  | 18963 | 2021 | 2021
20262-228445-01 | Rochester Public Utilities | 99 | 16181 | Muni | 7000063714 | 10 | Solar |  |  | Interconnected | Rochester | 55901 | Zumbro River | 812 | Residential |  | 28958 | 2021 | 2021
20262-228445-01 | Rochester Public Utilities | 99 | 16181 | Muni | 7000028783 | 9.8 | Solar |  |  | Interconnected | Rochester | 55902 | Bamber Valley | 912 | Residential |  | 33120 | 2021 | 2021
20262-228445-01 | Rochester Public Utilities | 99 | 16181 | Muni | 7000033969 | 10.6 | Solar |  |  | Interconnected | Rochester | 55901 | Northern Hills | 1301 | Residential |  | 36700 | 2021 | 2021
20262-228445-01 | Rochester Public Utilities | 99 | 16181 | Muni | 7000048691 | 4.932 | Solar |  |  | Interconnected | Rochester | 55901 | Northern Hills | 1311 | Residential |  | 29908 | 2022 | 2022
20262-228445-01 | Rochester Public Utilities | 99 | 16181 | Muni | 7000085568 | 10.47 | Solar |  |  | Interconnected | Rochester | 55902 | Bamber Valley | 904 | Residential |  | 40205 | 2023 | 2024
20262-228445-01 | Rochester Public Utilities | 99 | 16181 | Muni | 7000050811 | 5.48 | Solar |  |  | Interconnected | Rochester | 55901 | Northern Hills | 1303 | Residential |  | 27902 | 2021 | 2021
20262-228445-01 | Rochester Public Utilities | 99 | 16181 | Muni | 7000084555 | 14.08 | Solar |  |  | Interconnected | Rochester | 55902 | Bamber Valley | 905 | Residential |  | 75757 | 2024 | 2024
20262-228445-01 | Rochester Public Utilities | 99 | 16181 | Muni | 7000004914 | 10.24 | Solar |  |  | Interconnected | Rochester | 55906 | Silver Lake | 304 | Residential |  | 64875 | 2025 | 2025
20262-228445-01 | Rochester Public Utilities | 99 | 16181 | Muni | 7000066501 | 9.15 | Solar |  |  | Interconnected | Rochester | 55906 | Silver Lake | 304 | Residential |  | 32100 | 2025 | 2025
20262-228445-01 | Rochester Public Utilities | 99 | 16181 | Muni | 7000063800 | 10.24 | Solar |  |  | Interconnected | Rochester | 55901 | Northern Hills | 1303 | Residential |  | 53398.5 | 2024 | 2024
20262-228445-01 | Rochester Public Utilities | 99 | 16181 | Muni | 7000033371 | 11.1 | Solar |  |  | Interconnected | Rochester | 55901 | Northern Hills | 1302 | Residential |  | 33269 | 2020 | 2021
20262-228445-01 | Rochester Public Utilities | 99 | 16181 | Muni | 7000004961 | 10.093 | Solar |  |  | Interconnected | Rochester | 55901 | Cascade Creek | 712 | Residential |  | 34165 | 2025 | 2025
20262-228445-01 | Rochester Public Utilities | 99 | 16181 | Muni | 7000012574 | 10 | Solar |  |  | Interconnected | Rochester | 55901 | Zumbro River | 812 | Residential |  | 28013 | 2021 | 2021
20262-228445-01 | Rochester Public Utilities | 99 | 16181 | Muni | 7000002595 | 8.82 | Solar |  |  | Interconnected | Rochester | 55906 | Zumbro River | 804 | Residential |  | 26556.21 | 2024 | 2024
20262-228445-01 | Rochester Public Utilities | 99 | 16181 | Muni | 7000048815 | 13.6 | Solar |  |  | Interconnected | Rochester | 55901 | Northern Hills | 1301 | Residential |  | 40273 | 2021 | 2021
20262-228445-01 | Rochester Public Utilities | 99 | 16181 | Muni | 7000073914 | 11.4 | Solar |  |  | Interconnected | Rochester | 55906 | Silver Lake | 304 | Residential |  | 35297 | 2021 | 2021
20262-228445-01 | Rochester Public Utilities | 99 | 16181 | Muni | 7000051789 | 5.7 | Solar |  |  | Interconnected | Rochester | 55901 | Northern Hills | 1302 | Residential |  | 30996 | 2025 | 2025
20262-228445-01 | Rochester Public Utilities | 99 | 16181 | Muni | 7000062759 | 11.5 | Solar |  | X | Interconnected | Rochester | 55906 | Silver Lake | 304 | Residential |  | 65200 | 2025 | 2025
20262-228445-01 | Rochester Public Utilities | 99 | 16181 | Muni | 7000049960 | 7.6 | Solar |  |  | Interconnected | Rochester | 55906 | Zumbro River | 804 | Residential |  | 27998 | 2021 | 2021
20262-228445-01 | Rochester Public Utilities | 99 | 16181 | Muni | 7000085293 | 1.92 | Solar |  |  | Interconnected | Rochester | 55901 | Northern Hills | 1303 | Residential |  | 8989 | 2024 | 2024
20262-228445-01 | Rochester Public Utilities | 99 | 16181 | Muni | 7000085293 | 3.84 | Solar |  |  | Interconnected | Rochester | 55901 | Northern Hills | 1303 | Residential |  | 21780 | 2022 | 2022
20262-228445-01 | Rochester Public Utilities | 99 | 16181 | Muni | 7000005050 | 4.48 | Solar |  |  | Interconnected | Rochester | 55902 | Bamber Valley | 905 | Residential |  | 35027 | 2025 | 2025
20262-228445-01 | Rochester Public Utilities | 99 | 16181 | Muni | 7000065579 | 7.68 | Solar |  |  | Interconnected | Rochester | 55904 | Silver Lake | 304 | Residential |  | 48348 | 2025 | 2025
20262-228445-01 | Rochester Public Utilities | 99 | 16181 | Muni | 7000037995 | 6.4 | Solar |  |  | Interconnected | Rochester | 55901 | Cascade Creek | 712 | Residential |  | 15000 | 2024 | 2024
20262-228445-01 | Rochester Public Utilities | 99 | 16181 | Muni | 7000052052 | 8.32 | Solar |  |  | Interconnected | Rochester | 55906 | Silver Lake | 304 | Residential |  | 43512 | 2024 | 2024
20262-228445-01 | Rochester Public Utilities | 99 | 16181 | Muni | 7000045565 | 4.384 | Solar |  |  | Interconnected | Rochester | 55901 | Northern Hills | 1303 | Residential |  | 24288 | 2021 | 2021
20262-228445-01 | Rochester Public Utilities | 99 | 16181 | Muni | 7000085827 | 4.64 | Solar |  |  | Interconnected | Rochester | 55902 | Willow Creek | 603 | Residential |  | 27496 | 2021 | 2021
20262-228445-01 | Rochester Public Utilities | 99 | 16181 | Muni | 7000076406 | 10.8 | Solar |  |  | Interconnected | Rochester | 55906 | Silver Lake | 304 | Residential |  | 34920 | 2024 | 2025
20262-228445-01 | Rochester Public Utilities | 99 | 16181 | Muni | 7000029515 | 5.76 | Solar |  |  | Interconnected | Rochester | 55901 | Westside | 1601 | Residential |  | 33320 | 2022 | 2022
20262-228445-01 | Rochester Public Utilities | 99 | 16181 | Muni | 7000029174 | 12.185 | Solar |  |  | Interconnected | Rochester | 55901 | Northern Hills | 1301 | Residential |  | 41950 | 2022 | 2023
20262-228445-01 | Rochester Public Utilities | 99 | 16181 | Muni | 7000009204 | 10.44 | Solar |  |  | Interconnected | Rochester | 55902 | Cascade Creek | 703 | Residential |  | 38425 | 2022 | 2023
20262-228445-01 | Rochester Public Utilities | 99 | 16181 | Muni | 7000038590 | 7.68 | Solar |  |  | Interconnected | Rochester | 55901 | Zumbro River | 812 | Residential |  | 11100 | 2024 | 2024
20262-228445-01 | Rochester Public Utilities | 99 | 16181 | Muni | 7000050136 | 5.12 | Solar |  |  | Interconnected | Rochester | 55901 | Northern Hills | 1311 | Residential |  | 34128 | 2025 | 2025
20262-228445-01 | Rochester Public Utilities | 99 | 16181 | Muni | 7000028449 | 13 | Solar |  |  | Interconnected | Rochester | 55904 | Willow Creek | 613 | Residential |  | 39100 | 2025 | 2025
20262-228445-01 | Rochester Public Utilities | 99 | 16181 | Muni | 7000086138 | 8.376 | Solar |  |  | Interconnected | Rochester | 55904 | Willow Creek | 613 | Residential |  | 30376 | 2022 | 2022
20262-228445-01 | Rochester Public Utilities | 99 | 16181 | Muni | 7000084577 | 11.5 | Solar |  | X | Interconnected | Rochester | 55902 | Bamber Valley | 905 | Residential |  | 76060 | 2024 | 2025
20262-228445-01 | Rochester Public Utilities | 99 | 16181 | Muni | 7000010453 | 7.6 | Solar |  |  | Interconnected | Rochester | 55902 | Bamber Valley | 905 | Residential |  | 13500 | 2021 | 2022
20262-228445-01 | Rochester Public Utilities | 99 | 16181 | Muni | 7000013545 | 7.04 | Solar |  |  | Interconnected | Rochester | 55902 | Bamber Valley | 905 | Residential |  | 43747 | 2023 | 2023
20262-228445-01 | Rochester Public Utilities | 99 | 16181 | Muni | 7000021375 | 6.4 | Solar |  |  | Interconnected | Rochester | 55901 | Northern Hills | 1311 | Residential |  | 39200 | 2022 | 2022
20262-228445-01 | Rochester Public Utilities | 99 | 16181 | Muni | 7000086057 | 7.14 | Solar |  |  | Interconnected | Rochester | 55906 | Zumbro River | 815 | Residential |  | 28644 | 2025 | 2025
20262-228445-01 | Rochester Public Utilities | 99 | 16181 | Muni | 7000085538 | 8.32 | Solar |  |  | Interconnected | Rochester | 55906 | Zumbro River | 815 | Residential |  | 49713 | 2023 | 2023
20262-228445-01 | Rochester Public Utilities | 99 | 16181 | Muni | 7000012051 | 9.074 | Solar |  |  | Interconnected | Rochester | 55902 | Bamber Valley | 905 | Residential |  | 30300 | 2022 | 2022
20262-228445-01 | Rochester Public Utilities | 99 | 16181 | Muni | 7000028706 | 11.6 | Solar |  |  | Interconnected | Rochester | 55902 | Bamber Valley | 904 | Residential |  | 24000 | 2022 | 2023
20262-228445-01 | Rochester Public Utilities | 99 | 16181 | Muni | 7000085933 | 11.52 | Solar |  |  | Interconnected | Rochester | 55906 | Silver Lake | 304 | Residential |  | 72522 | 2025 | 2025
20262-228445-01 | Rochester Public Utilities | 99 | 16181 | Muni | 7000008774 | 6.96 | Solar |  |  | Interconnected | Rochester | 55901 | Zumbro River | 812 | Residential |  | 55083 | 2022 | 2024
20262-228445-01 | Rochester Public Utilities | 99 | 16181 | Muni | 7000050027 | 7.8 | Solar |  |  | Interconnected | Rochester | 55901 | Northern Hills | 1301 | Residential |  | 32050 | 2022 | 2023
20262-228445-01 | Rochester Public Utilities | 99 | 16181 | Muni | 7000030250 | 6.912 | Solar |  |  | Interconnected | Rochester | 55902 | Cascade Creek | 713 | Residential |  | 15000 | 2023 | 2024
20262-228445-01 | Rochester Public Utilities | 99 | 16181 | Muni | 7000066181 | 5.12 | Solar |  |  | Interconnected | Rochester | 55901 | Northern Hills | 1303 | Residential |  | 30135 | 2023 | 2023
20262-228445-01 | Rochester Public Utilities | 99 | 16181 | Muni | 7000051388 | 8.376 | Solar |  |  | Interconnected | Rochester | 55902 | Bamber Valley | 905 | Residential |  | 33570 | 2022 | 2022
20262-228445-01 | Rochester Public Utilities | 99 | 16181 | Muni | 7000085963 | 4.886 | Solar |  |  | Interconnected | Rochester | 55901 | Cascade Creek | 712 | Residential |  | 23850 | 2022 | 2022
20262-228445-01 | Rochester Public Utilities | 99 | 16181 | Muni | 7000047636 | 7.6 | Solar |  |  | Interconnected | Rochester | 55904 | Silver Lake | 405 | Residential |  | 50704 | 2021 | 2023
20262-228445-01 | Rochester Public Utilities | 99 | 16181 | Muni | 7000017964 | 5.12 | Solar |  |  | Interconnected | Rochester | 55901 | Northern Hills | 1303 | Residential |  | 32144 | 2023 | 2023
20262-228445-01 | Rochester Public Utilities | 99 | 16181 | Muni | 7000033645 | 6.4 | Solar |  |  | Interconnected | Rochester | 55901 | Douglas Trail | 1731 | Residential |  | 40180 | 2023 | 2023
20262-228445-01 | Rochester Public Utilities | 99 | 16181 | Muni | 7000085876 | 8.96 | Solar |  |  | Interconnected | Rochester | 55906 | Zumbro River | 804 | Residential |  | 58806 | 2025 | 2025
20262-228445-01 | Rochester Public Utilities | 99 | 16181 | Muni | 7000040821 | 4.48 | Solar |  |  | Interconnected | Rochester | 55901 | Northern Hills | 1301 | Residential |  | 35027 | 2025 | 2025
20262-228445-01 | Rochester Public Utilities | 99 | 16181 | Muni | 7000074181 | 11.52 | Solar |  |  | Interconnected | Rochester | 55902 | Bamber Valley | 905 | Residential |  | 70533 | 2025 | 2025
20262-228445-01 | Rochester Public Utilities | 99 | 16181 | Muni | 7000049676 | 14.21 | Solar |  |  | Interconnected | Rochester | 55902 | Bamber Valley | 905 | Residential |  | 76800 | 2022 | 2023
20262-228445-01 | Rochester Public Utilities | 99 | 16181 | Muni | 7000046254 | 8.32 | Solar |  |  | Interconnected | Rochester | 55906 | Silver Lake | 405 | Residential |  | 47724 | 2023 | 2023
20262-228445-01 | Rochester Public Utilities | 99 | 16181 | Muni | 7000015335 | 7.6 | Solar |  |  | Interconnected | Rochester | 55901 | Zumbro River | 814 | Residential |  | 53609.6 | 2023 | 2024
20262-228445-01 | Rochester Public Utilities | 99 | 16181 | Muni | 7000086218 | 5.76 | Solar |  |  | Interconnected | Rochester | 55906 | Zumbro River | 815 | Residential |  | 36162 | 2023 | 2023
20262-228445-01 | Rochester Public Utilities | 99 | 16181 | Muni | 7000042438 | 6.3 | Solar |  |  | Interconnected | Rochester | 55906 | Silver Lake | 405 | Residential |  | 36720 | 2023 | 2023
20262-228445-01 | Rochester Public Utilities | 99 | 16181 | Muni | 7000086168 | 6.4 | Solar |  |  | Interconnected | Rochester | 55904 | Willow Creek | 614 | Residential |  | 37240 | 2022 | 2023
20262-228445-01 | Rochester Public Utilities | 99 | 16181 | Muni | 7000050561 | 4.58 | Solar |  |  | Interconnected | Rochester | 55901 | Northern Hills | 1303 | Residential |  | 27720 | 2022 | 2022
20262-228445-01 | Rochester Public Utilities | 99 | 16181 | Muni | 7000008963 | 10.73 | Solar |  |  | Interconnected | Rochester | 55902 | Bamber Valley | 905 | Residential |  | 55500 | 2022 | 2022
20262-228445-01 | Rochester Public Utilities | 99 | 16181 | Muni | 7000063154 | 9.6 | Solar |  |  | Interconnected | Rochester | 55901 | Northern Hills | 1303 | Residential |  | 27373.58 | 2023 | 2023
20262-228445-01 | Rochester Public Utilities | 99 | 16181 | Muni | 7000021923 | 5.76 | Solar |  |  | Interconnected | Rochester | 55906 | Silver Lake | 304 | Residential |  | 29596 | 2024 | 2024
20262-228445-01 | Rochester Public Utilities | 99 | 16181 | Muni | 7000051539 | 7.656 | Solar |  |  | Interconnected | Rochester | 55901 | Cascade Creek | 712 | Residential |  | 29700 | 2023 | 2023
20262-228445-01 | Rochester Public Utilities | 99 | 16181 | Muni | 7000086201 | 6.4 | Solar |  |  | Interconnected | Rochester | 55906 | Zumbro River | 815 | Residential |  | 40180 | 2023 | 2023
20262-228445-01 | Rochester Public Utilities | 99 | 16181 | Muni | 7000044661 | 7.31 | Solar |  |  | Interconnected | Rochester | 55901 | Westside | 1603 | Residential |  | 29000 | 2023 | 2023
20262-228445-01 | Rochester Public Utilities | 99 | 16181 | Muni | 7000078191 | 6.028 | Solar |  |  | Interconnected | Rochester | 55904 | Willow Creek | 614 | Residential |  | 34075 | 2022 | 2022
20262-228445-01 | Rochester Public Utilities | 99 | 16181 | Muni | 7000013816 | 9.12 | Solar |  |  | Interconnected | Rochester | 55901 | Northern Hills | 1311 | Residential |  | 34741 | 2024 | 2024
20262-228445-01 | Rochester Public Utilities | 99 | 16181 | Muni | 7000030623 | 3 | Solar |  |  | Interconnected | Rochester | 55906 | Silver Lake | 405 | Residential |  | 16800 | 2014 | 2014
20262-228445-01 | Rochester Public Utilities | 99 | 16181 | Muni | 7000086234 | 11.14 | Solar |  |  | Interconnected | Rochester | 55906 | Zumbro River | 815 | Residential |  | 40160 | 2023 | 2023
20262-228445-01 | Rochester Public Utilities | 99 | 16181 | Muni | 7000037045 | 8.32 | Solar |  |  | Interconnected | Rochester | 55904 | Willow Creek | 613 | Residential |  | 52377 | 2025 | 2025
20262-228445-01 | Rochester Public Utilities | 99 | 16181 | Muni | 7000086187 | 8.26 | Solar |  |  | Interconnected | Rochester | 55906 | Zumbro River | 815 | Residential |  | 17823 | 2022 | 2022
20262-228445-01 | Rochester Public Utilities | 99 | 16181 | Muni | 7000025678 | 10.08 | Solar |  |  | Interconnected | Rochester | 55901 | Cascade Creek | 712 | Residential |  | 34920 | 2025 | 2025
20262-228445-01 | Rochester Public Utilities | 99 | 16181 | Muni | 7000086200 | 5 | Solar |  |  | Interconnected | Rochester | 55906 | Zumbro River | 815 | Residential |  | 21088.41 | 2024 | 2025
20262-228445-01 | Rochester Public Utilities | 99 | 16181 | Muni | 7000086109 | 7.92 | Solar |  |  | Interconnected | Rochester | 55901 | Northern Hills | 1311 | Residential |  | 27860 | 2025 | 2025
20262-228445-01 | Rochester Public Utilities | 99 | 16181 | Muni | 7000086284 | 11.52 | Solar |  |  | Interconnected | Rochester | 55901 | Northern Hills | 1303 | Residential |  | 69840 | 2022 | 2023
20262-228445-01 | Rochester Public Utilities | 99 | 16181 | Muni | 7000025271 | 6.4 | Solar |  |  | Interconnected | Rochester | 55906 | Silver Lake | 304 | Residential |  | 37240 | 2022 | 2023
20262-228445-01 | Rochester Public Utilities | 99 | 16181 | Muni | 7000056024 | 11.5 | Solar |  | X | Interconnected | Rochester | 55904 | Willow Creek | 611 | Residential |  | 56400 | 2025 | 2025
20262-228445-01 | Rochester Public Utilities | 99 | 16181 | Muni | 7000020513 | 9.1 | Solar |  |  | Interconnected | Rochester | 55901 | Cascade Creek | 712 | Residential |  | 34250 | 2022 | 2023
20262-228445-01 | Rochester Public Utilities | 99 | 16181 | Muni | 7000046643 | 6 | Solar |  |  | Interconnected | Rochester | 55901 | Silver Lake | 305 | Residential |  | 26125 | 2020 | 2020
20262-228445-01 | Rochester Public Utilities | 99 | 16181 | Muni | 7000027408 | 8.32 | Solar |  |  | Interconnected | Rochester | 55901 | Zumbro River | 805 | Residential |  | 32799 | 2023 | 2023
20262-228445-01 | Rochester Public Utilities | 99 | 16181 | Muni | 7000041978 | 8.96 | Solar |  |  | Interconnected | Rochester | 55901 | Northern Hills | 1303 | Residential |  | 55678 | 2023 | 2023
20262-228445-01 | Rochester Public Utilities | 99 | 16181 | Muni | 7000086320 | 10.24 | Solar |  |  | Interconnected | Rochester | 55906 | Zumbro River | 815 | Residential |  | 60140 | 2022 | 2022
20262-228445-01 | Rochester Public Utilities | 99 | 16181 | Muni | 7000029421 | 8.32 | Solar |  |  | Interconnected | Rochester | 55904 | Willow Creek | 614 | Residential |  | 52377 | 2025 | 2025
20262-228445-01 | Rochester Public Utilities | 99 | 16181 | Muni | 7000085895 | 8.96 | Solar |  |  | Interconnected | Rochester | 55901 | Northern Hills | 1301 | Residential |  | 48209 | 2024 | 2024
20262-228445-01 | Rochester Public Utilities | 99 | 16181 | Muni | 7000026581 | 4.48 | Solar |  |  | Interconnected | Rochester | 55906 | Silver Lake | 405 | Residential |  | 23331 | 2024 | 2024
20262-228445-01 | Rochester Public Utilities | 99 | 16181 | Muni | 7000046237 | 7.6 | Solar |  |  | Interconnected | Rochester | 55906 | Silver Lake | 405 | Residential |  | 35303 | 2024 | 2025
20262-228445-01 | Rochester Public Utilities | 99 | 16181 | Muni | 7000063104 | 3.84 | Solar |  |  | Interconnected | Rochester | 55901 | Northern Hills | 1311 | Residential |  | 21513 | 2024 | 2024
20262-228445-01 | Rochester Public Utilities | 99 | 16181 | Muni | 7000003486 | 5 | Solar |  |  | Interconnected | Rochester | 55901 | Zumbro River | 813 | Residential |  | 20145 | 2021 | 2021
20262-228445-01 | Rochester Public Utilities | 99 | 16181 | Muni | 7000033267 | 6.4 | Solar |  |  | Interconnected | Rochester | 55902 | Bamber Valley | 905 | Residential |  | 37240 | 2022 | 2022
20262-228445-01 | Rochester Public Utilities | 99 | 16181 | Muni | 7000054224 | 8.5 | Solar |  |  | Interconnected | Rochester | 55906 | Zumbro River | 815 | Residential |  | 54612.86 | 2023 | 2025
20262-228445-01 | Rochester Public Utilities | 99 | 16181 | Muni | 7000076664 | 8.96 | Solar |  |  | Interconnected | Rochester | 55902 | Bamber Valley | 905 | Residential |  | 52380 | 2022 | 2022
20262-228445-01 | Rochester Public Utilities | 99 | 16181 | Muni | 7000050034 | 8.32 | Solar |  |  | Interconnected | Rochester | 55901 | Northern Hills | 1301 | Residential |  | 51701 | 2023 | 2023
20262-228445-01 | Rochester Public Utilities | 99 | 16181 | Muni | 7000003063 | 4.35 | Solar |  |  | Interconnected | Rochester | 55901 | Zumbro River | 813 | Residential |  | 20308 | 2022 | 2022
20262-228445-01 | Rochester Public Utilities | 99 | 16181 | Muni | 7000012884 | 9.772 | Solar |  |  | Interconnected | Rochester | 55906 | Silver Lake | 304 | Residential |  | 35520 | 2022 | 2023
20262-228445-01 | Rochester Public Utilities | 99 | 16181 | Muni | 7000086776 | 6.4 | Solar |  |  | Interconnected | Rochester | 55901 | Northern Hills | 1304 | Residential |  | 33075 | 2024 | 2024
20262-228445-01 | Rochester Public Utilities | 99 | 16181 | Muni | 7000086524 | 11.4 | Solar |  |  | Interconnected | Rochester | 55902 | Bamber Valley | 905 | Residential |  | 26029 | 2022 | 2022
20262-228445-01 | Rochester Public Utilities | 99 | 16181 | Muni | 7000049023 | 6.028 | Solar |  |  | Interconnected | Rochester | 55901 | Douglas Trail | 1731 | Residential |  | 32307 | 2021 | 2021
20262-228445-01 | Rochester Public Utilities | 99 | 16181 | Muni | 7000033550 | 4.384 | Solar |  |  | Interconnected | Rochester | 55901 | Douglas Trail | 1731 | Residential |  | 25650 | 2021 | 2022
20262-228445-01 | Rochester Public Utilities | 99 | 16181 | Muni | 7000025238 | 4.48 | Solar |  |  | Interconnected | Rochester | 55901 | Northern Hills | 1311 | Residential |  | 26917 | 2023 | 2023
20262-228445-01 | Rochester Public Utilities | 99 | 16181 | Muni | 7000069212 | 17.11 | Solar |  |  | Interconnected | Rochester | 55902 | Bamber Valley | 905 | Residential |  | 35400 | 2022 | 2022
20262-228445-01 | Rochester Public Utilities | 99 | 16181 | Muni | 7000018694 | 4.992 | Solar |  |  | Interconnected | Rochester | 55902 | Bamber Valley | 904 | Residential |  | 15000 | 2023 | 2025
20262-228445-01 | Rochester Public Utilities | 99 | 16181 | Muni | 7000048719 | 9.6 | Solar |  |  | Interconnected | Rochester | 55901 | Northern Hills | 1301 | Residential |  | 49955 | 2024 | 2024
20262-228445-01 | Rochester Public Utilities | 99 | 16181 | Muni | 7000087015 | 6.96 | Solar |  |  | Interconnected | Rochester | 55906 | Zumbro River | 815 | Residential |  | 14400 | 2022 | 2023
20262-228445-01 | Rochester Public Utilities | 99 | 16181 | Muni | 7000032470 | 10.121 | Solar |  |  | Interconnected | Rochester | 55901 | Zumbro River | 812 | Residential |  | 36315 | 2022 | 2023
20262-228445-01 | Rochester Public Utilities | 99 | 16181 | Muni | 7000008515 | 6.4 | Solar |  |  | Interconnected | Rochester | 55901 | Northern Hills | 1301 | Residential |  | 38171 | 2023 | 2023
20262-228445-01 | Rochester Public Utilities | 99 | 16181 | Muni | 7000029456 | 7.6 | Solar |  |  | Interconnected | Rochester | 55901 | Northern Hills | 1312 | Residential |  | 30216 | 2015 | 2015
20262-228445-01 | Rochester Public Utilities | 99 | 16181 | Muni | 7000020944 | 4.384 | Solar |  |  | Interconnected | Rochester | 55901 | Northern Hills | 1301 | Residential |  | 24288 | 2021 | 2021
20262-228445-01 | Rochester Public Utilities | 99 | 16181 | Muni | 7000016575 | 16.64 | Solar |  |  | Interconnected | Rochester | 55902 | Bamber Valley | 911 | Residential |  | 64237 | 2022 | 2023
20262-228445-01 | Rochester Public Utilities | 99 | 16181 | Muni | 7000033040 | 10 | Solar |  |  | Interconnected | Rochester | 55906 | Zumbro River | 804 | Residential |  | 55994.24 | 2023 | 2024
20262-228445-01 | Rochester Public Utilities | 99 | 16181 | Muni | 7000016863 | 6.631 | Solar |  |  | Interconnected | Rochester | 55901 | Westside | 1601 | Residential |  | 27625 | 2024 | 2024
20262-228445-01 | Rochester Public Utilities | 99 | 16181 | Muni | 7000020245 | 6 | Solar |  |  | Interconnected | Rochester | 55902 | Bamber Valley | 904 | Residential |  | 40846 | 2023 | 2024
20262-228445-01 | Rochester Public Utilities | 99 | 16181 | Muni | 7000048624 | 9.6 | Solar |  |  | Interconnected | Rochester | 55901 | Northern Hills | 1301 | Residential |  | 51652.5 | 2024 | 2024
20262-228445-01 | Rochester Public Utilities | 99 | 16181 | Muni | 7000039735 | 8.411 | Solar |  |  | Interconnected | Rochester | 55904 | Willow Creek | 604 | Residential |  | 36306 | 2023 | 2024
20262-228445-01 | Rochester Public Utilities | 99 | 16181 | Muni | 7000074177 | 9.86 | Solar |  |  | Interconnected | Rochester | 55901 | Northern Hills | 1311 | Residential |  | 41554 | 2022 | 2023
20262-228445-01 | Rochester Public Utilities | 99 | 16181 | Muni | 7000086548 | 13.6 | Solar |  |  | Interconnected | Rochester | 55902 | Bamber Valley | 905 | Residential |  | 61950 | 2022 | 2022
20262-228445-01 | Rochester Public Utilities | 99 | 16181 | Muni | 7000049923 | 5 | Solar |  |  | Interconnected | Rochester | 55902 | Bamber Valley | 912 | Residential |  | 24260 | 2016 | 2016
20262-228445-01 | Rochester Public Utilities | 99 | 16181 | Muni | 7000005771 | 5.76 | Solar |  |  | Interconnected | Rochester | 55901 | Cascade Creek | 712 | Residential |  | 37392 | 2025 | 2025
20262-228445-01 | Rochester Public Utilities | 99 | 16181 | Muni | 7000042896 | 10 | Solar |  |  | Interconnected | Rochester | 55901 | Zumbro River | 801 | Residential |  | 72498.32 | 2023 | 2024
20262-228445-01 | Rochester Public Utilities | 99 | 16181 | Muni | 7000044870 | 6.028 | Solar |  |  | Interconnected | Rochester | 55901 | Westside | 1601 | Residential |  | 36532 | 2021 | 2022
20262-228445-01 | Rochester Public Utilities | 99 | 16181 | Muni | 7000033976 | 8.536 | Solar |  |  | Interconnected | Rochester | 55901 | Northern Hills | 1301 | Residential |  | 30650 | 2023 | 2023
20262-228445-01 | Rochester Public Utilities | 99 | 16181 | Muni | 7000040227 | 7.475 | Solar |  |  | Interconnected | Rochester | 55902 | Bamber Valley | 911 | Residential |  | 38266 | 2023 | 2023
20262-228445-01 | Rochester Public Utilities | 99 | 16181 | Muni | 7000050656 | 7.04 | Solar |  |  | Interconnected | Rochester | 55901 | Northern Hills | 1311 | Residential |  | 42189 | 2023 | 2023
20262-228445-01 | Rochester Public Utilities | 99 | 16181 | Muni | 7000044993 | 6.08 | Solar |  |  | Interconnected | Rochester | 55902 | Cascade Creek | 703 | Residential |  | 26002 | 2024 | 2024
20262-228445-01 | Rochester Public Utilities | 99 | 16181 | Muni | 7000012650 | 5 | Solar |  |  | Interconnected | Rochester | 55902 | Cascade Creek | 703 | Residential |  | 23204 | 2016 | 2016
20262-228445-01 | Rochester Public Utilities | 99 | 16181 | Muni | 7000071144 | 4.384 | Solar |  |  | Interconnected | Rochester | 55902 | Bamber Valley | 905 | Residential |  | 31564 | 2021 | 2022
20262-228445-01 | Rochester Public Utilities | 99 | 16181 | Muni | 7000076531 | 7.92 | Solar |  |  | Interconnected | Rochester | 55902 | Bamber Valley | 911 | Residential |  | 33040 | 2025 | 2025
20262-228445-01 | Rochester Public Utilities | 99 | 16181 | Muni | 7000042153 | 6.4 | Solar |  |  | Interconnected | Rochester | 55906 | Silver Lake | 402 | Residential |  | 34790 | 2024 | 2024
20262-228445-01 | Rochester Public Utilities | 99 | 16181 | Muni | 7000048842 | 3.836 | Solar |  |  | Interconnected | Rochester | 55901 | Northern Hills | 1311 | Residential |  | 19734 | 2021 | 2021
20262-228445-01 | Rochester Public Utilities | 99 | 16181 | Muni | 7000016730 | 11.4 | Solar |  |  | Interconnected | Rochester | 55902 | Bamber Valley | 911 | Residential |  | 39610 | 2020 | 2020
20262-228445-01 | Rochester Public Utilities | 99 | 16181 | Muni | 7000088162 | 19.76 | Solar |  |  | Interconnected | Rochester | 55906 | Silver Lake | 304 | Residential |  | 75348 | 2025 | 2025
20262-228445-01 | Rochester Public Utilities | 99 | 16181 | Muni | 7000021078 | 3.84 | Solar |  |  | Interconnected | Rochester | 55901 | Northern Hills | 1311 | Residential |  | 21513 | 2024 | 2024
20262-228445-01 | Rochester Public Utilities | 99 | 16181 | Muni | 7000087853 | 8.32 | Solar |  |  | Interconnected | Rochester | 55906 | Zumbro River | 815 | Residential |  | 46706 | 2023 | 2023
20262-228445-01 | Rochester Public Utilities | 99 | 16181 | Muni | 7000070446 | 7.98 | Solar |  | X | Interconnected | Rochester | 55904 | Willow Creek | 614 | Residential |  | 46525 | 2025 | 2025
20262-228445-01 | Rochester Public Utilities | 99 | 16181 | Muni | 7000002607 | 3.8 | Solar |  |  | Interconnected | Rochester | 55906 | Silver Lake | 303 | Residential |  | 18691 | 2018 | 2018
20262-228445-01 | Rochester Public Utilities | 99 | 16181 | Muni | 7000032375 | 4.48 | Solar |  |  | Interconnected | Rochester | 55901 | Northern Hills | 1302 | Residential |  | 30326 | 2025 | 2025
20262-228445-01 | Rochester Public Utilities | 99 | 16181 | Muni | 7000067684 | 4.48 | Solar |  |  | Interconnected | Rochester | 55901 | Northern Hills | 1311 | Residential |  | 23331 | 2024 | 2024
20262-228445-01 | Rochester Public Utilities | 99 | 16181 | Muni | 7000075652 | 7.6 | Solar |  |  | Interconnected | Rochester | 55906 | Zumbro River | 804 | Residential |  | 27990 | 2019 | 2019
20262-228445-01 | Rochester Public Utilities | 99 | 16181 | Muni | 7000087904 | 9.326 | Solar |  |  | Interconnected | Rochester | 55906 | Zumbro River | 804 | Residential |  | 31320 | 2025 | 2025
20262-228445-01 | Rochester Public Utilities | 99 | 16181 | Muni | 7000041962 | 6.576 | Solar |  |  | Interconnected | Rochester | 55901 | Westside | 1603 | Residential |  | 39844 | 2021 | 2022
20262-228445-01 | Rochester Public Utilities | 99 | 16181 | Muni | 7000029476 | 6.4 | Solar |  |  | Interconnected | Rochester | 55906 | Silver Lake | 304 | Residential |  | 34790 | 2024 | 2024
20262-228445-01 | Rochester Public Utilities | 99 | 16181 | Muni | 7000044617 | 8.32 | Solar |  |  | Interconnected | Rochester | 55901 | Westside | 1603 | Residential |  | 52377 | 2025 | 2025
20262-228445-01 | Rochester Public Utilities | 99 | 16181 | Muni | 7000065317 | 5.12 | Solar |  |  | Interconnected | Rochester | 55901 | Northern Hills | 1301 | Residential |  | 26916.5 | 2024 | 2024
20262-228445-01 | Rochester Public Utilities | 99 | 16181 | Muni | 7000014659 | 4.64 | Solar |  |  | Interconnected | Rochester | 55902 | Silver Lake | 401 | Residential |  | 16000 | 2022 | 2022
20262-228445-01 | Rochester Public Utilities | 99 | 16181 | Muni | 7000086554 | 7.04 | Solar |  |  | Interconnected | Rochester | 55902 | Bamber Valley | 905 | Residential |  | 41160 | 2022 | 2022
20262-228445-01 | Rochester Public Utilities | 99 | 16181 | Muni | 7000016915 | 10.415 | Solar |  |  | Interconnected | Rochester | 55902 | Bamber Valley | 911 | Residential |  | 34600 | 2024 | 2024
20262-228445-01 | Rochester Public Utilities | 99 | 16181 | Muni | 7000087328 | 10 | Solar |  |  | Interconnected | Rochester | 55902 | Bamber Valley | 904 | Residential |  | 34728.5 | 2024 | 2024
20262-228445-01 | Rochester Public Utilities | 99 | 16181 | Muni | 7000075250 | 7.83 | Solar |  |  | Interconnected | Rochester | 55901 | Northern Hills | 1303 | Residential |  | 25000 | 2020 | 2021
20262-228445-01 | Rochester Public Utilities | 99 | 16181 | Muni | 7000086550 | 3.84 | Solar |  |  | Interconnected | Rochester | 55901 | Northern Hills | 1311 | Residential |  | 21513 | 2024 | 2024
20262-228445-01 | Rochester Public Utilities | 99 | 16181 | Muni | 7000085865 | 6.4 | Solar |  |  | Interconnected | Rochester | 55901 | Northern Hills | 1303 | Residential |  | 33075 | 2024 | 2024
20262-228445-01 | Rochester Public Utilities | 99 | 16181 | Muni | 7000049692 | 5.76 | Solar |  |  | Interconnected | Rochester | 55901 | Westside | 1603 | Residential |  | 31311 | 2024 | 2024
20262-228445-01 | Rochester Public Utilities | 99 | 16181 | Muni | 7000047750 | 5 | Solar |  |  | Interconnected | Rochester | 55904 | Silver Lake | 403 | Residential |  | 21802 | 2021 | 2021
20262-228445-01 | Rochester Public Utilities | 99 | 16181 | Muni | 7000049617 | 6 | Solar |  |  | Interconnected | Rochester | 55902 | Bamber Valley | 905 | Residential |  | 25400 | 2018 | 2018
20262-228445-01 | Rochester Public Utilities | 99 | 16181 | Muni | 7000008889 | 7.68 | Solar |  |  | Interconnected | Rochester | 55902 | Bamber Valley | 911 | Residential |  | 31907.69 | 2023 | 2024
20262-228445-01 | Rochester Public Utilities | 99 | 16181 | Muni | 7000029492 | 3.84 | Solar |  |  | Interconnected | Rochester | 55906 | Silver Lake | 304 | Residential |  | 25665 | 2025 | 2025
20262-228445-01 | Rochester Public Utilities | 99 | 16181 | Muni | 7000043627 | 7.98 | Solar |  |  | Interconnected | Rochester | 55904 | Willow Creek | 605 | Residential |  | 25038.5 | 2024 | 2025
20262-228445-01 | Rochester Public Utilities | 99 | 16181 | Muni | 7000041311 | 3.8 | Solar |  |  | Interconnected | Rochester | 55901 | Northern Hills | 1311 | Residential |  | 16475.32 | 2024 | 2025
20262-228445-01 | Rochester Public Utilities | 99 | 16181 | Muni | 7000087890 | 5.76 | Solar |  |  | Interconnected | Rochester | 55906 | Silver Lake | 304 | Residential |  | 29596 | 2024 | 2024
20262-228445-01 | Rochester Public Utilities | 99 | 16181 | Muni | 7000025567 | 3.84 | Solar |  |  | Interconnected | Rochester | 55901 | Cascade Creek | 712 | Residential |  | 21513 | 2024 | 2024
20262-228445-01 | Rochester Public Utilities | 99 | 16181 | Muni | 7000037163 | 7.6 | Solar |  |  | Interconnected | Rochester | 55901 | Cascade Creek | 712 | Residential |  | 29649 | 2018 | 2018
20262-228445-01 | Rochester Public Utilities | 99 | 16181 | Muni | 7000029047 | 8.32 | Solar |  |  | Interconnected | Rochester | 55901 | Northern Hills | 1303 | Residential |  | 43512 | 2024 | 2024
20262-228445-01 | Rochester Public Utilities | 99 | 16181 | Muni | 7000087932 | 7.68 | Solar |  |  | Interconnected | Rochester | 55902 | Bamber Valley | 905 | Residential |  | 41503 | 2024 | 2024
20262-228445-01 | Rochester Public Utilities | 99 | 16181 | Muni | 7000041215 | 7.04 | Solar |  |  | Interconnected | Rochester | 55904 | Silver Lake | 304 | Residential |  | 36554 | 2024 | 2024
20262-228445-01 | Rochester Public Utilities | 99 | 16181 | Muni | 7000089133 | 19.043 | Solar |  |  | Interconnected | Rochester | 55902 | Bamber Valley | 911 | Residential |  | 60270 | 2024 | 2025
20262-228445-01 | Rochester Public Utilities | 99 | 16181 | Muni | 7000002646 | 5.76 | Solar |  |  | Interconnected | Rochester | 55906 | Silver Lake | 303 | Residential |  | 28684 | 2024 | 2024
20262-228445-01 | Rochester Public Utilities | 99 | 16181 | Muni | 7000023193 | 8.725 | Solar |  |  | Interconnected | Rochester | 55901 | Silver Lake | 305 | Residential |  | 30695 | 2022 | 2023
20262-228445-01 | Rochester Public Utilities | 99 | 16181 | Muni | 7000000345 | 3.84 | Solar |  |  | Interconnected | Rochester | 55901 | Zumbro River | 812 | Residential |  | 25665 | 2025 | 2025
20262-228445-01 | Rochester Public Utilities | 99 | 16181 | Muni | 7000019467 | 8.64 | Solar |  |  | Interconnected | Rochester | 55904 | Willow Creek | 604 | Residential |  | 32000 | 2025 | 2025
20262-228445-01 | Rochester Public Utilities | 99 | 16181 | Muni | 7000007049 | 8.28 | Solar |  |  | Interconnected | Rochester | 55901 | Zumbro River | 813 | Residential |  | 29040 | 2025 | 2025
20262-228445-01 | Rochester Public Utilities | 99 | 16181 | Muni | 7000049760 | 7.56 | Solar |  |  | Interconnected | Rochester | 55901 | Northern Hills | 1301 | Residential |  | 28000 | 2025 | 2025
20262-228445-01 | Rochester Public Utilities | 99 | 16181 | Muni | 7000021477 | 7.6 | Solar |  | X | Interconnected | Rochester | 55906 | Silver Lake | 304 | Residential |  | 38780 | 2020 | 2020
20262-228445-01 | Rochester Public Utilities | 99 | 16181 | Muni | 7000069197 | 6.4 | Solar |  |  | Interconnected | Rochester | 55902 | Bamber Valley | 905 | Residential |  | 37240 | 2022 | 2022
20262-228445-01 | Rochester Public Utilities | 99 | 16181 | Muni | 7000017701 | 7.6 | Solar |  |  | Interconnected | Rochester | 55901 | Northern Hills | 1302 | Residential |  | 25671 | 2018 | 2018
20262-228445-01 | Rochester Public Utilities | 99 | 16181 | Muni | 7000025480 | 8.564 | Solar |  |  | Interconnected | Rochester | 55901 | Northern Hills | 1311 | Residential |  | 31950 | 2023 | 2023
20262-228445-01 | Rochester Public Utilities | 99 | 16181 | Muni | 7000046948 | 3.8 | Solar |  |  | Interconnected | Rochester | 55901 | Zumbro River | 801 | Residential |  | 23589 | 2022 | 2023
20262-228445-01 | Rochester Public Utilities | 99 | 16181 | Muni | 7000089136 | 13.68 | Solar |  |  | Interconnected | Rochester | 55906 | Silver Lake | 304 | Residential |  | 50000 | 2025 | 2025
20262-228445-01 | Rochester Public Utilities | 99 | 16181 | Muni | 7000023399 | 0.698 | Solar |  |  | Interconnected | Rochester | 55901 | Zumbro River | 805 | Residential |  | 3000 | 2022 | 2023
20262-228445-01 | Rochester Public Utilities | 99 | 16181 | Muni | 7000023399 | 5.84 | Solar |  |  | Interconnected | Rochester | 55901 | Zumbro River | 805 | Residential |  | 21300 | 2022 | 2022
20262-228445-01 | Rochester Public Utilities | 99 | 16181 | Muni | 7000033087 | 11.88 | Solar |  |  | Interconnected | Rochester | 55906 | Silver Lake | 304 | Residential |  | 36600 | 2025 | 2025
20262-228445-01 | Rochester Public Utilities | 99 | 16181 | Muni | 7000026017 | 6 | Solar |  |  | Interconnected | Rochester | 55902 | Silver Lake | 401 | Residential |  | 38330 | 2021 | 2021
20262-228445-01 | Rochester Public Utilities | 99 | 16181 | Muni | 7000008477 | 10 | Solar |  |  | Interconnected | Rochester | 55902 | Bamber Valley | 911 | Residential |  | 34300 | 2021 | 2021
20262-228445-01 | Rochester Public Utilities | 99 | 16181 | Muni | 7000063581 | 3.84 | Solar |  |  | Interconnected | Rochester | 55901 | Northern Hills | 1303 | Residential |  | 25665 | 2025 | 2025
20262-228445-01 | Rochester Public Utilities | 99 | 16181 | Muni | 7000029238 | 7.6 | Solar |  |  | Interconnected | Rochester | 55902 | Cascade Creek | 703 | Residential |  | 26659 | 2016 | 2016
20262-228445-01 | Rochester Public Utilities | 99 | 16181 | Muni | 7000008959 | 5.12 | Solar |  |  | Interconnected | Rochester | 55901 | Northern Hills | 1303 | Residential |  | 30720 | 2022 | 2022
20262-228445-01 | Rochester Public Utilities | 99 | 16181 | Muni | 7000025746 | 15.006 | Solar |  | X | Interconnected | Rochester | 55902 | Bamber Valley | 911 | Residential |  | 67270 | 2025 | 2025
20262-228445-01 | Rochester Public Utilities | 99 | 16181 | Muni | 7000032523 | 6 | Solar |  |  | Interconnected | Rochester | 55901 | Cascade Creek | 712 | Residential |  | 24100 | 2018 | 2018
20262-228445-01 | Rochester Public Utilities | 99 | 16181 | Muni | 7000089454 | 5.12 | Solar |  |  | Interconnected | Rochester | 55901 | Northern Hills | 1311 | Residential |  | 34987 | 2025 | 2025
20262-228445-01 | Rochester Public Utilities | 99 | 16181 | Muni | 7000029681 | 7.56 | Solar |  |  | Interconnected | Rochester | 55901 | Northern Hills | 1311 | Residential |  | 27719 | 2025 | 2025
20262-228445-01 | Rochester Public Utilities | 99 | 16181 | Muni | 7000033714 | 6.38 | Solar |  |  | Interconnected | Rochester | 55904 | Willow Creek | 614 | Residential |  | 9537 | 2025 | 2025
20262-228445-01 | Rochester Public Utilities | 99 | 16181 | Muni | 7000017537 | 8.96 | Solar |  |  | Interconnected | Rochester | 55901 | Northern Hills | 1311 | Residential |  | 46511.5 | 2024 | 2024
20262-228445-01 | Rochester Public Utilities | 99 | 16181 | Muni | 7000062141 | 8.32 | Solar |  |  | Interconnected | Rochester | 55906 | Zumbro River | 804 | Residential |  | 43512 | 2024 | 2024
20262-228445-01 | Rochester Public Utilities | 99 | 16181 | Muni | 7000000513 | 6.96 | Solar |  |  | Interconnected | Rochester | 55904 | Willow Creek | 613 | Residential |  | 44162 | 2022 | 2022
20262-228445-01 | Rochester Public Utilities | 99 | 16181 | Muni | 7000054101 | 6.028 | Solar |  |  | Interconnected | Rochester | 55902 | Bamber Valley | 905 | Residential |  | 34876 | 2022 | 2022
20262-228445-01 | Rochester Public Utilities | 99 | 16181 | Muni | 7000011224 | 6 | Solar |  |  | Interconnected | Rochester | 55901 | Zumbro River | 801 | Residential |  | 20960 | 2019 | 2019
20262-228445-01 | Rochester Public Utilities | 99 | 16181 | Muni | 7000089441 | 4.48 | Solar |  |  | Interconnected | Rochester | 55904 | Silver Lake | 304 | Residential |  | 32627 | 2025 | 2025
20262-228445-01 | Rochester Public Utilities | 99 | 16181 | Muni | 7000021981 | 3.836 | Solar |  |  | Interconnected | Rochester | 55901 | Northern Hills | 1311 | Residential |  | 22330 | 2021 | 2022
20262-228445-01 | Rochester Public Utilities | 99 | 16181 | Muni | 7000048240 | 6.576 | Solar |  |  | Interconnected | Rochester | 55901 | Northern Hills | 1311 | Residential |  | 38188 | 2021 | 2022
20262-228445-01 | Rochester Public Utilities | 99 | 16181 | Muni | 7000049737 | 5.76 | Solar |  |  | Interconnected | Rochester | 55901 | Westside | 1604 | Residential |  | 35280 | 2022 | 2022
20262-228445-01 | Rochester Public Utilities | 99 | 16181 | Muni | 7000025962 | 5.48 | Solar |  |  | Interconnected | Rochester | 55901 | Northern Hills | 1311 | Residential |  | 33220 | 2021 | 2022
20262-228445-01 | Rochester Public Utilities | 99 | 16181 | Muni | 7000070689 | 10.44 | Solar |  |  | Interconnected | Rochester | 55902 | Bamber Valley | 911 | Residential |  | 36800 | 2025 | 2025
20262-228445-01 | Rochester Public Utilities | 99 | 16181 | Muni | 7000039360 | 7.6 | Solar |  |  | Interconnected | Rochester | 55906 | Zumbro River | 804 | Residential |  | 26275 | 2020 | 2020
20262-228445-01 | Rochester Public Utilities | 99 | 16181 | Muni | 7000053544 | 3.288 | Solar |  |  | Interconnected | Rochester | 55901 | Douglas Trail | 1731 | Residential |  | 18910 | 2021 | 2022
20262-228445-01 | Rochester Public Utilities | 99 | 16181 | Muni | 7000048588 | 6 | Solar |  |  | Interconnected | Rochester | 55902 | Bamber Valley | 905 | Residential |  |  | 2014 | 2014
20262-228445-01 | Rochester Public Utilities | 99 | 16181 | Muni | 7000089984 | 11.52 | Solar |  |  | Interconnected | Rochester | 55906 | Silver Lake | 304 | Residential |  | 36650 | 2025 | 2025
20262-228445-01 | Rochester Public Utilities | 99 | 16181 | Muni | 7000049663 | 10 | Solar |  |  | Interconnected | Rochester | 55901 | Northern Hills | 1311 | Residential |  | 28500 | 2021 | 2021
20262-228445-01 | Rochester Public Utilities | 99 | 16181 | Muni | 7000032961 | 7.68 | Solar |  |  | Interconnected | Rochester | 55901 | Northern Hills | 1301 | Residential |  | 47724 | 2023 | 2023
20262-228445-01 | Rochester Public Utilities | 99 | 16181 | Muni | 7000008435 | 15.356 | Solar |  | X | Interconnected | Rochester | 55902 | Bamber Valley | 911 | Residential |  | 81075.92 | 2023 | 2023
20262-228445-01 | Rochester Public Utilities | 99 | 16181 | Muni | 7000055011 | 9.86 | Solar |  |  | Interconnected | Rochester | 55901 | Westside | 1603 | Residential |  | 38590 | 2021 | 2021
20262-228445-01 | Rochester Public Utilities | 99 | 16181 | Muni | 7000071644 | 6 | Solar |  |  | Interconnected | Rochester | 55902 | Bamber Valley | 905 | Residential |  | 25958 | 2019 | 2019
20262-228445-01 | Rochester Public Utilities | 99 | 16181 | Muni | 7000049501 | 3.84 | Solar |  |  | Interconnected | Rochester | 55901 | Westside | 1604 | Residential |  | 24250 | 2022 | 2022
20262-228445-01 | Rochester Public Utilities | 99 | 16181 | Muni | 7000010287 | 5 | Solar |  |  | Interconnected | Rochester | 55902 | Bamber Valley | 912 | Residential |  | 23600 | 2015 | 2015
20262-228445-01 | Rochester Public Utilities | 99 | 16181 | Muni | 7000071021 | 8.28 | Solar |  |  | Interconnected | Rochester | 55906 | Silver Lake | 304 | Residential |  | 31320 | 2025 | 2025
20262-228445-01 | Rochester Public Utilities | 99 | 16181 | Muni | 7000034505 | 7.329 | Solar |  |  | Interconnected | Rochester | 55906 | Silver Lake | 402 | Residential |  | 31154 | 2025 | 2025
20262-228445-01 | Rochester Public Utilities | 99 | 16181 | Muni | 7000000315 | 9.2 | Solar |  |  | Interconnected | Rochester | 55902 | Bamber Valley | 905 | Residential |  | 35860 | 2012 | 2012
20262-228445-01 | Rochester Public Utilities | 99 | 16181 | Muni | 7000049320 | 10 | Solar |  |  | Interconnected | Rochester | 55901 | Northern Hills | 1305 | Residential |  | 34380 | 2017 | 2017
20262-228445-01 | Rochester Public Utilities | 99 | 16181 | Muni | 7000090050 | 8.701 | Solar |  |  | Interconnected | Rochester | 55906 | Zumbro River | 815 | Residential |  | 30000 | 2025 | 2025
20262-228445-01 | Rochester Public Utilities | 99 | 16181 | Muni | 7000037296 | 5.76 | Solar |  |  | Interconnected | Rochester | 55901 | Northern Hills | 1311 | Residential |  | 33320 | 2022 | 2022
20262-228445-01 | Rochester Public Utilities | 99 | 16181 | Muni | 7000089954 | 11.168 | Solar |  |  | Interconnected | Rochester | 55902 | Bamber Valley | 911 | Residential |  | 38646 | 2025 | 2025
20262-228445-01 | Rochester Public Utilities | 99 | 16181 | Muni | 7000090435 | 6.402 | Solar |  |  | Interconnected | Rochester | 55904 | Silver Lake | 403 | Residential |  | 24040 | 2025 | 2025
20262-228445-01 | Rochester Public Utilities | 99 | 16181 | Muni | 7000031204 | 5.12 | Solar |  |  | Interconnected | Rochester | 55901 | Silver Lake | 305 | Residential |  | 33847 | 2025 | 2025
20262-228445-01 | Rochester Public Utilities | 99 | 16181 | Muni | 7000041980 | 14.72 | Solar |  |  | Interconnected | Rochester | 55902 | Bamber Valley | 905 | Residential |  | 89240 | 2022 | 2023
20262-228445-01 | Rochester Public Utilities | 99 | 16181 | Muni | 7000024468 | 7.678 | Solar |  |  | Interconnected | Rochester | 55901 | Northern Hills | 1302 | Residential |  | 27170 | 2022 | 2022
20262-228445-01 | Rochester Public Utilities | 99 | 16181 | Muni | 7000090028 | 5.752 | Solar |  |  | Interconnected | Rochester | 55904 | Silver Lake | 403 | Residential |  | 21875 | 2025 | 2025
20262-228445-01 | Rochester Public Utilities | 99 | 16181 | Muni | 7000090027 | 5.752 | Solar |  |  | Interconnected | Rochester | 55904 | Silver Lake | 403 | Residential |  | 21875 | 2025 | 2025
20262-228445-01 | Rochester Public Utilities | 99 | 16181 | Muni | 7000090062 | 10.066 | Solar |  |  | Interconnected | Rochester | 55906 | Silver Lake | 304 | Residential |  | 32625 | 2025 | 2025
20262-228445-01 | Rochester Public Utilities | 99 | 16181 | Muni | 7000014910 | 885 | Solar |  |  | Interconnected | Rochester | 55902 | Bamber Valley | 903 | Commercial |  |  | 2019 | 2019
20262-228445-01 | Rochester Public Utilities | 99 | 16181 | Muni | 7000045595 | 90 | Solar |  |  | Interconnected | Rochester | 55901 | Northern Hills | 1304 | Commercial |  | 196560 | 2025 | 2025
20262-228445-01 | Rochester Public Utilities | 99 | 16181 | Muni | 7000047204 | 6.105 | Solar |  |  | Interconnected | Rochester | 55901 | Silver Lake | 305 | Commercial |  |  | 2011 | 2011
20262-228445-01 | Rochester Public Utilities | 99 | 16181 | Muni | 7000003430 | 39.9 | Solar |  |  | Interconnected | Rochester | 55901 | Zumbro River | 805 | Commercial |  | 169310 | 2024 | 2024
20262-228445-01 | Rochester Public Utilities | 99 | 16181 | Muni | 7000003494 | 50 | Solar |  |  | Interconnected | Rochester | 55901 | Zumbro River | 813 | Commercial |  | 162748 | 2025 | 2025
20262-228445-01 | Rochester Public Utilities | 99 | 16181 | Muni | 7000018173 | 39 | Solar |  |  | Interconnected | Rochester | 55901 | Cascade Creek | 712 | Commercial |  | 119952 | 2023 | 2024
20262-228445-01 | Rochester Public Utilities | 99 | 16181 | Muni | 7000047601 | 5.768 | Solar |  |  | Interconnected | Rochester | 55904 | Willow Creek | 605 | Commercial |  |  | 2008 | 2008
20262-228445-01 | Rochester Public Utilities | 99 | 16181 | Muni | 7000045213 | 6.105 | Solar |  |  | Interconnected | Rochester | 55906 | Zumbro River | 804 | Commercial |  |  | 2011 | 2011
20262-228445-01 | Rochester Public Utilities | 99 | 16181 | Muni | 7000020755 | 33.3 | Solar |  |  | Interconnected | Rochester | 55904 | Silver Lake | 301 | Commercial |  | 90915.29 | 2024 | 2025
20262-228445-01 | Rochester Public Utilities | 99 | 16181 | Muni | 7000001335 | 54.6 | Solar |  |  | Interconnected | Rochester | 55904 | Willow Creek | 614 | Commercial |  |  | 2017 | 2017
20262-228445-01 | Rochester Public Utilities | 99 | 16181 | Muni | 7000039482 | 10.07 | Solar |  |  | Interconnected | Rochester | 55906 | Zumbro River | 804 | Commercial |  | 31302 | 2013 | 2013
20262-228445-01 | Rochester Public Utilities | 99 | 16181 | Muni | 7000049438 | 33.3 | Solar |  |  | Interconnected | Rochester | 55901 | Cascade Creek | 712 | Commercial |  | 88530 | 2017 | 2017
20262-228445-01 | Rochester Public Utilities | 99 | 16181 | Muni | 7000009080 | 39.9 | Solar |  |  | Interconnected | Rochester | 55902 | Cascade Creek | 703 | Commercial |  | 166109 | 2023 | 2023
20262-228445-01 | Rochester Public Utilities | 99 | 16181 | Muni | 7000041154 | 30 | Solar |  |  | Interconnected | Rochester | 55901 | Zumbro River | 812 | Commercial |  | 177897 | 2011 | 2011
20262-228445-01 | Rochester Public Utilities | 99 | 16181 | Muni | 7000045566 | 38.35 | Solar |  |  | Interconnected | Rochester | 55901 | Cascade Creek | 712 | Commercial |  | 114426 | 2023 | 2024
20262-228445-01 | Rochester Public Utilities | 99 | 16181 | Muni | 7000041144 | 39.9 | Solar |  |  | Interconnected | Rochester | 55901 | Cascade Creek | 703 | Commercial |  | 166037 | 2023 | 2023
20262-228445-01 | Rochester Public Utilities | 99 | 16181 | Muni | 7000063018 | 30 | Solar |  |  | Interconnected | Rochester | 55901 | Northern Hills | 1302 | Commercial |  |  | 2016 | 2016
20262-228445-01 | Rochester Public Utilities | 99 | 16181 | Muni | 7000063016 | 10 | Solar |  |  | Interconnected | Rochester | 55901 | Cascade Creek | 705 | Commercial |  |  | 2013 | 2013
20262-228445-01 | Rochester Public Utilities | 99 | 16181 | Muni | 7000032255 | 10.8 | Solar |  |  | Interconnected | Rochester | 55901 | Cascade Creek | 704 | Commercial |  | 49642 | 2015 | 2015
20262-228445-01 | Rochester Public Utilities | 99 | 16181 | Muni | 7000038387 | 37.8 | Solar |  |  | Interconnected | Rochester | 55901 | Cascade Creek | 704 | Commercial |  | 85885 | 2021 | 2022
20262-228445-01 | Rochester Public Utilities | 99 | 16181 | Muni | 7000051962 | 0.84 | Solar |  |  | Interconnected | Rochester | 55901 | Cascade Creek | 705 | Commercial |  |  | 2010 | 2010
20262-228445-01 | Rochester Public Utilities | 99 | 16181 | Muni | 7000047216 | 20 | Solar |  |  | Interconnected | Rochester | 55901 | Cascade Creek | 701 | Commercial |  | 70750 | 2019 | 2020
20262-228445-01 | Rochester Public Utilities | 99 | 16181 | Muni | 7000073199 | 34.2 | Solar |  |  | Interconnected | Rochester | 55901 | Cascade Creek | 712 | Commercial |  | 93191 | 2020 | 2020
20262-228445-01 | Rochester Public Utilities | 99 | 16181 | Muni | 7000001060 | 20 | Solar |  |  | Interconnected | Rochester | 55904 | Willow Creek | 614 | Commercial |  | 54560 | 2020 | 2020
20262-228445-01 | Rochester Public Utilities | 99 | 16181 | Muni | 7000001060 | 10 | Solar |  |  | Interconnected | Rochester | 55904 | Willow Creek | 614 | Commercial |  | 30800 | 2025 | 2025
20262-228445-01 | Rochester Public Utilities | 99 | 16181 | Muni | 7000074900 | 32.6 | Solar |  |  | Interconnected | Rochester | 55901 | Cascade Creek | 705 | Commercial |  |  | 2019 | 2020
20262-228445-01 | Rochester Public Utilities | 99 | 16181 | Muni | 7000027576 | 21.4 | Solar |  |  | Interconnected | Rochester | 55904 | Willow Creek | 604 | Commercial |  | 52530 | 2012 | 2012
20262-228445-01 | Rochester Public Utilities | 99 | 16181 | Muni | 7000051068 | 8.82 | Solar |  |  | Interconnected | Rochester | 55901 | Westside | 1603 | Commercial |  | 42448 | 2023 | 2024
20262-228445-01 | Rochester Public Utilities | 99 | 16181 | Muni | 7000064867 | 52.2 | Solar |  |  | Interconnected | Rochester | 55901 | Northern Hills | 1303 | Commercial |  | 145000 | 2020 | 2020
20262-228445-01 | Rochester Public Utilities | 99 | 16181 | Muni | 7000021150 | 7.7 | Solar |  |  | Interconnected | Rochester | 55902 | Willow Creek | 603 | Commercial |  | 35525 | 2013 | 2013
20262-228445-01 | Rochester Public Utilities | 99 | 16181 | Muni | 7000085959 | 86.4 | Solar |  |  | Interconnected | Rochester | 55906 | Zumbro River | 804 | Commercial |  | 243500 | 2020 | 2021
20262-228445-01 | Rochester Public Utilities | 99 | 16181 | Muni | 7000086083 | 39 | Solar |  |  | Interconnected | Rochester | 55901 | Zumbro River | 812 | Commercial |  | 120960 | 2023 | 2024
20262-228445-01 | Rochester Public Utilities | 99 | 16181 | Muni | 7000086163 | 39.9 | Solar |  |  | Interconnected | Rochester | 55901 | Northern Hills | 1313 | Commercial |  | 174640 | 2022 | 2023
20262-228445-01 | Rochester Public Utilities | 99 | 16181 | Muni | 7000086184 | 39.9 | Solar |  |  | Interconnected | Rochester | 55904 | Willow Creek | 614 | Commercial |  | 174640 | 2022 | 2023
20262-228445-01 | Rochester Public Utilities | 99 | 16181 | Muni | 7000087960 | 100 | Solar |  |  | Interconnected | Rochester | 55901 | Zumbro River | 801 | Commercial |  | 280000 | 2022 | 2023
20262-228445-01 | Rochester Public Utilities | 99 | 16181 | Muni | 7000047176 | 150 | Solar |  |  | Interconnected | Rochester | 55901 | Zumbro River | 813 | Commercial |  | 450950 | 2013 | 2013
20262-228445-01 | Rochester Public Utilities | 99 | 16181 | Muni | 7000086516 | 34.6 | Solar |  |  | Interconnected | Rochester | 55906 | Silver Lake | 404 | Commercial |  | 102795 | 2022 | 2023
20262-228445-01 | Rochester Public Utilities | 99 | 16181 | Muni | 7000088455 | 99.5 | Solar |  |  | Interconnected | Rochester | 55906 | Silver Lake | 305 | Commercial |  | 279800 | 2024 | 2025
20262-228445-01 | Rochester Public Utilities | 99 | 16181 | Muni | 7000087020 | 34.6 | Solar |  |  | Interconnected | Rochester | 55902 | Cascade Creek | 712 | Commercial |  | 117500 | 2022 | 2023
20262-228445-01 | Rochester Public Utilities | 99 | 16181 | Muni | 7000026858 | 7.6 | Solar |  |  | Interconnected | Rochester | 55906 | Silver Lake | 305 | Commercial |  | 27300 | 2019 | 2019
20262-228445-01 | Rochester Public Utilities | 99 | 16181 | Muni | 7000086162 | 88.128 | Solar |  |  | Interconnected | Rochester | 55902 | Willow Creek | 612 | Commercial |  | 258325 | 2025 | 2025
20262-228445-01 | Rochester Public Utilities | 99 | 16181 | Muni | 7000019194 | 11.52 | Solar |  |  | Interconnected | Rochester | 55904 | Willow Creek | 612 | Commercial |  | 40000 | 2024 | 2025
20262-228445-01 | Rochester Public Utilities | 99 | 16181 | Muni | 7000073817 | 7.6 | Solar |  | X | Interconnected | Rochester | 55906 | Willow Creek | 613 | Commercial |  | 29860 | 2017 | 2017
20262-228445-01 | Rochester Public Utilities | 99 | 16181 | Muni | 7000036154 | 3.8 | Solar |  |  | Interconnected | Rochester | 55906 | Zumbro River | 815 | Commercial |  |  | 2017 | 2017
20262-228445-01 | Rochester Public Utilities | 99 | 16181 | Muni | 7000085564 | 22 | Solar |  |  | Interconnected | Rochester | 55902 | Cascade Creek | 703 | Commercial |  | 81150 | 2023 | 2023
20262-228445-01 | Rochester Public Utilities | 99 | 16181 | Muni | 0VHDERN | 3500 | Solar |  |  | Interconnected | Rochester | 55904 | Northern Hills | 1314 | Utility |  |  | 2020 | 2022
20262-228445-01 | Rochester Public Utilities | 99 | 16181 | Muni | 0VHDERS | 6500 | Solar |  |  | Interconnected | Rochester | 55904 | Cascade Creek | 712 | Utility |  |  | 2020 | 2022
20262-228445-01 | Rochester Public Utilities | 99 | 16181 | Muni | 7000045819 | 2.6 | Wind |  |  | Decommissioned | Rochester | 55906 | Silver Lake | 304 | Residential |  |  | 2008 | 2008 | 2025
20262-228445-01 | Rochester Public Utilities | 99 | 16181 | Muni | 7000017342 | 0.35 | Solar |  |  | Decommissioned | Rochester | 55901 | Northern Hills | 1301 | Residential |  |  | 2012 | 2012 | 2025
20262-228445-01 | Rochester Public Utilities | 99 | 16181 | Muni | 7000032523 | 6.825 | Solar |  |  | Decommissioned | Rochester | 55901 | Cascade Creek | 712 | Residential |  | 24100 | 2018 | 2018 | 2025
20262-228445-01 | Rochester Public Utilities | 99 | 16181 | Muni | 7000042501 | 5.94 | Solar |  |  | Decommissioned | Rochester | 55901 | Zumbro River | 814 | Residential |  | 26500 | 2015 | 2015 | 2025
20262-228445-01 | Rochester Public Utilities | 99 | 16181 | Muni | 7000024776 | 145.53 | Solar |  |  | Decommissioned | Rochester | 55901 | Crosstown | 1402 | Industrial |  |  | 2010 | 2010 | 2025
20262-228445-01 | Rochester Public Utilities | 99 | 16181 | Muni | NOVA10587 | 3.48 | Solar |  |  | Active Application | Rochester | 55902 | Cascade Creek | 712 | Residential |  | 19311 | 2024
20262-228445-01 | Rochester Public Utilities | 99 | 16181 | Muni | NOVA11996 | 7.6 | Solar |  |  | Active Application | Rochester | 55901 | Douglas Trail | 1731 | Residential |  | 31067.74 | 2024
20262-228445-01 | Rochester Public Utilities | 99 | 16181 | Muni | NOVA12986 | 34.5 | Solar |  | X | Active Application | Rochester | 55902 | Bamber Valley | 905 | Residential |  | 169000 | 2025
20262-228445-01 | Rochester Public Utilities | 99 | 16181 | Muni | NOVA13025 | 7.6 | Solar |  |  | Active Application | Rochester | 55901 | Cascade Creek | 701 | Residential |  | 20993.98 | 2025
20262-228445-01 | Rochester Public Utilities | 99 | 16181 | Muni | NOVA13206 | 7.6 | Solar |  |  | Active Application | Rochester | 55901 | Northern Hills | 1303 | Residential |  | 30996 | 2025
20262-228445-01 | Rochester Public Utilities | 99 | 16181 | Muni | NOVA13222 | 13.2 | Solar |  |  | Active Application | Rochester | 55901 | Douglas Trail | 1731 | Residential |  |  | 2025
20262-228445-01 | Rochester Public Utilities | 99 | 16181 | Muni | NOVA13223 | 11.4 | Solar |  |  | Active Application | Rochester | 55901 | Northern Hills | 1301 | Residential |  | 51660 | 2025
20262-228445-01 | Rochester Public Utilities | 99 | 16181 | Muni | NOVA13233 | 5.36 | Solar |  |  | Active Application | Rochester | 55901 | Northern Hills | 1311 | Residential |  | 25830 | 2025
20262-228445-01 | Rochester Public Utilities | 99 | 16181 | Muni | NOVA13301 | 9.22 | Solar |  |  | Active Application | Rochester | 55901 | Silver Lake 3 | 305 | Commercial |  | 36472.8 | 2025
20262-228445-01 | Rochester Public Utilities | 99 | 16181 | Muni | NOVA13355 | 14.21 | Solar |  |  | Active Application | Rochester | 55902 | Bamber Valley | 905 | Residential |  | 37470.23 | 2025
20262-228445-01 | Rochester Public Utilities | 99 | 16181 | Muni | NOVA13367 | 6.53 | Solar |  |  | Active Application | Rochester | 55901 | Northern Hills | 1301 | Residential |  | 26174.05 | 2025
20262-228445-01 | Rochester Public Utilities | 99 | 16181 | Muni | NOVA13397 | 7.68 | Solar |  |  | Active Application | Rochester | 55906 | Silver Lake 4 | 402 | Residential |  | 19656 | 2025
20262-228445-01 | Rochester Public Utilities | 99 | 16181 | Muni | NOVA13405 | 7.6 | Solar |  |  | Active Application | Rochester | 55901 | Cascade Creek | 701 | Residential |  | 32508 | 2025
20262-228445-01 | Rochester Public Utilities | 99 | 16181 | Muni | NOVA13428 | 7.6 | Solar |  |  | Active Application | Rochester | 55901 | Silver Lake 3 | 305 | Residential |  | 41538 | 2025
20262-228445-01 | Rochester Public Utilities | 99 | 16181 | Muni | NOVA13575 | 11.49 | Solar |  |  | Active Application | Rochester | 55901 | Zumbro River | 812 | Residential |  | 36575 | 2025
20262-228445-01 | Rochester Public Utilities | 99 | 16181 | Muni | NOVA13596 | 8.42 | Solar |  |  | Active Application | Rochester | 55902 | Bamber Valley | 905 | Residential |  | 28500 | 2025
20262-228445-01 | Rochester Public Utilities | 99 | 16181 | Muni | NOVA13660 | 8.45 | Solar |  |  | Active Application | Rochester | 55902 | Bamber Valley | 911 | Residential |  | 37560 | 2025
20262-228445-01 | Rochester Public Utilities | 99 | 16181 | Muni | NOVA13723 | 5.7 | Solar |  |  | Active Application | Rochester | 55904 | Willow Creek | 605 | Residential |  | 24696 | 2025
20262-228445-01 | Rochester Public Utilities | 99 | 16181 | Muni | NOVA13761 | 16.51 | Solar |  | X | Active Application | Rochester | 55902 | Bamber Valley | 911 | Residential |  | 71458.75 | 2025
20262-228445-01 | Rochester Public Utilities | 99 | 16181 | Muni | NOVA13800 | 15.36 | Solar |  |  | Active Application | Rochester | 55902 | Bamber Valley | 905 | Residential |  | 49557 | 2025
20262-228445-01 | Rochester Public Utilities | 99 | 16181 | Muni | NOVA13812 | 12.67 | Solar |  |  | Active Application | Rochester | 55901 | Zumbro River | 812 | Residential |  | 48527 | 2025
20262-228445-01 | Rochester Public Utilities | 99 | 16181 | Muni | NOVA13850 | 11.52 | Solar |  |  | Active Application | Rochester | 55901 | Cascade Creek | 712 | Residential |  | 39964 | 2025
20262-228445-01 | Rochester Public Utilities | 99 | 16181 | Muni | NOVA13880 | 38.96 | Solar |  | X | Active Application | Rochester | 55902 | Bamber Valley | 911 | Residential |  | 69138 | 2025
20262-228445-01 | Rochester Public Utilities | 99 | 16181 | Muni | NOVA13896 | 9.77 | Solar |  |  | Active Application | Rochester | 55901 | Cascade Creek | 712 | Residential |  | 38192 | 2025
20262-228445-01 | Rochester Public Utilities | 99 | 16181 | Muni | NOVA13980 | 10.88 | Solar |  |  | Active Application | Rochester | 55901 | Zumbro River | 801 | Residential |  | 66504 | 2025
20262-228445-01 | Rochester Public Utilities | 99 | 16181 | Muni | NOVA13996 | 9.07 | Solar |  |  | Active Application | Rochester | 55906 | Zumbro River | 804 | Residential |  | 48419 | 2025
20262-228445-01 | Rochester Public Utilities | 99 | 16181 | Muni | NOVA14002 | 6.96 | Solar |  |  | Active Application | Rochester | 55902 | Bamber Valley | 912 | Residential |  | 23092 | 2025
20262-228445-01 | Rochester Public Utilities | 99 | 16181 | Muni | NOVA14008 | 4.89 | Solar |  |  | Active Application | Rochester | 55904 | Willow Creek | 612 | Residential |  | 26789 | 2025
20262-228445-01 | Rochester Public Utilities | 99 | 16181 | Muni | NOVA14009 | 5.93 | Solar |  |  | Active Application | Rochester | 55906 | Zumbro River | 804 | Residential |  | 36534 | 2025
20262-228445-01 | Rochester Public Utilities | 99 | 16181 | Muni | NOVA14023 | 6.28 | Solar |  |  | Active Application | Rochester | 55906 | Zumbro River | 801 | Residential |  | 29690 | 2025
20262-228445-01 | Rochester Public Utilities | 99 | 16181 | Muni | NOVA14029 | 39.5 | Solar |  |  | Active Application | Rochester | 55906 | Zumbro River | 815 | Commercial |  | 130480 | 2025
20262-228445-01 | Rochester Public Utilities | 99 | 16181 | Muni | NOVA14034 | 33.3 | Solar |  |  | Active Application | Rochester | 55904 | Willow Creek | 611 | Commercial |  | 17142 | 2025
20262-228445-01 | Rochester Public Utilities | 99 | 16181 | Muni | NOVA14058-S | 32 | Storage |  |  | Active Application | Rochester | 55901 | Northern Hills | 1311 | Residential |  | 11000 | 2025
20262-228445-01 | Rochester Public Utilities | 99 | 16181 | Muni | NOVA14075 | 20 | Solar |  |  | Active Application | Rochester | 55904 | Willow Creek | 611 | Commercial |  | 4638 | 2025
20262-228445-01 | Rochester Public Utilities | 99 | 16181 | Muni | NOVA14076 | 50 | Solar |  |  | Active Application | Rochester | 55904 | Willow Creek | 612 | Commercial |  | 17880 | 2025
20262-228445-01 | Rochester Public Utilities | 99 | 16181 | Muni | NOVA14077 | 33.3 | Solar |  |  | Active Application | Rochester | 55904 | Willow Creek | 611 | Commercial |  | 13920 | 2025
20262-228445-01 | Rochester Public Utilities | 99 | 16181 | Muni | NOVA8167 | 25.44 | Solar |  | X | Active Application | Rochester | 55902 | Bamber Valley | 911 | Residential |  | 101034 | 2023
20262-228445-01 | Rochester Public Utilities | 99 | 16181 | Muni | NOVA8167-S | 10 | Storage |  |  | Active Application | Rochester | 55902 | Bamber Valley | 911 | Residential |  | 101034 | 2023
20262-228445-01 | Rochester Public Utilities | 99 | 16181 | Muni | NOVA13026 | 5 | Solar |  |  | Withdrawn | Rochester | 55901 | Cascade Creek | 701 | Residential |  | 25361.08 | 2025
20262-228445-01 | Rochester Public Utilities | 99 | 16181 | Muni | NOVA13177 | 5.12 | Solar |  |  | Withdrawn | Rochester | 55902 | Bamber Valley | 905 | Residential |  | 23059.86 | 2025
20262-228445-01 | Rochester Public Utilities | 99 | 16181 | Muni | NOVA13199 | 7.6 | Solar |  |  | Withdrawn | Rochester | 55901 | Northern Hills | 1301 | Residential |  | 30996 | 2025
20262-228445-01 | Rochester Public Utilities | 99 | 16181 | Muni | NOVA13303 | 5.12 | Solar |  |  | Withdrawn | Rochester | 55901 | West Side | 1603 | Residential |  | 37387 | 2025
20262-228445-01 | Rochester Public Utilities | 99 | 16181 | Muni | NOVA13927 | 11.78 | Solar |  |  | Withdrawn | Rochester | 55902 | Bamber Valley | 911 | Residential |  | 25000 | 2025
20262-228445-01 | Rochester Public Utilities | 99 | 16181 | Muni | NOVA4153 | 5 | Solar |  |  | Withdrawn | Rochester | 55901 | Northern Hills | 1301 | Residential | 2021 Solar Electric Rebate Program | 26664 | 2021
20262-228445-01 | Rochester Public Utilities | 99 | 16181 | Muni | NOVA4173 | 3.8 | Solar |  |  | Withdrawn | Rochester | 55901 | Bamber Valley | 901 | Residential | 2021 Solar Electric Rebate Program | 6032 | 2021
20262-228445-01 | Rochester Public Utilities | 99 | 16181 | Muni | NOVA4342 | 7.12 | Solar |  |  | Withdrawn | Rochester | 55901 | Northern Hills | 1311 | Residential | 2021 Solar Rebate Program | 36713 | 2021
20262-228445-01 | Rochester Public Utilities | 99 | 16181 | Muni | NOVA4577 | 10.54 | Solar |  | X | Withdrawn | Rochester | 55904 | Willow Creek | 605 | Residential |  | 22000 | 2021
20262-228445-01 | Rochester Public Utilities | 99 | 16181 | Muni | NOVA4607 | 10 | Solar |  |  | Withdrawn | Rochester | 55901 | Zumbro River | 812 | Residential |  | 49711.96 | 2021
20262-228445-01 | Rochester Public Utilities | 99 | 16181 | Muni | NOVA4639 | 6.99 | Solar |  |  | Withdrawn | Rochester | 55901 | Zumbro River | 812 | Residential | 2021 Electric Solar Rebate | 11136 | 2021
20262-228445-01 | Rochester Public Utilities | 99 | 16181 | Muni | NOVA4667 | 4.37 | Solar |  |  | Withdrawn | Rochester | 55901 | Fake | Fake | Residential |  | 8156.25 | 2021
20262-228445-01 | Rochester Public Utilities | 99 | 16181 | Muni | NOVA4677 | 10.41 | Solar |  |  | Withdrawn | Rochester | 55901 | Northern Hills | 1301 | Residential |  | 57135 | 2021
20262-228445-01 | Rochester Public Utilities | 99 | 16181 | Muni | NOVA4702 | 4.08 | Solar |  |  | Withdrawn | Rochester | 55901 | Zumbro River | 812 | Residential | 2021 Solar Electric Rebate | 6496 | 2021
20262-228445-01 | Rochester Public Utilities | 99 | 16181 | Muni | NOVA4868 | 12.08 | Solar |  | X | Withdrawn | Rochester | 55906 | Silver Lake 3 | 304 | Residential | RPU Solar Electric Rebate | 36884.59 | 2021
20262-228445-01 | Rochester Public Utilities | 99 | 16181 | Muni | NOVA4919 | 4.16 | Solar |  |  | Withdrawn | Rochester | 55901 | Fake | Fake | Residential | 2021 Solar Electric Rebate Program | 4100 | 2021
20262-228445-01 | Rochester Public Utilities | 99 | 16181 | Muni | NOVA4943 | 5.62 | Solar |  |  | Withdrawn | Rochester | 55901 | Fake | Fake | Residential | 2021 Solar Electric Rebate Program | 6750 | 2021
20262-228445-01 | Rochester Public Utilities | 99 | 16181 | Muni | NOVA5559 | 13.17 | Solar |  |  | Withdrawn | Rochester | 55902 | Bamber Valley | 905 | Residential | Solar Rebate | 37330 | 2022
20262-228445-01 | Rochester Public Utilities | 99 | 16181 | Muni | NOVA5611 | 4.54 | Solar |  |  | Withdrawn | Rochester | 55901 | Cascade Creek | 712 | Residential | solar rebate | 19170 | 2022
20262-228445-01 | Rochester Public Utilities | 99 | 16181 | Muni | NOVA5721 | 7.67 | Solar |  |  | Withdrawn | Rochester | 55901 | Northern Hills | 1311 | Residential | 2022 Solar Electric Rebate | 45864 | 2022
20262-228445-01 | Rochester Public Utilities | 99 | 16181 | Muni | NOVA5768 | 6.96 | Solar |  |  | Withdrawn | Rochester | 55906 | Silver Lake 3 | 304 | Residential | 2022 Solar Electric Rebate | 36884.59 | 2022
20262-228445-01 | Rochester Public Utilities | 99 | 16181 | Muni | NOVA5979 | 3.8 | Solar |  |  | Withdrawn | Rochester | 55901 | Northern Hills | 1303 | Residential | Solar Rebate | 34865 | 2022
20262-228445-01 | Rochester Public Utilities | 99 | 16181 | Muni | NOVA6216 | 4.48 | Solar |  |  | Withdrawn | Rochester | 55901 | Northern Hills | 1303 | Residential | Solar Rebate | 27720 | 2022
20262-228445-01 | Rochester Public Utilities | 99 | 16181 | Muni | NOVA6272 | 7.6 | Solar |  |  | Withdrawn | Rochester | 55901 | Zumbro River | 812 | Residential | Solar Rebate | 63917 | 2022
20262-228445-01 | Rochester Public Utilities | 99 | 16181 | Muni | NOVA6280 | 9.57 | Solar |  |  | Withdrawn | Rochester | 55906 | Zumbro River | 815 | Residential | Solar Rebate | 51000 | 2022
20262-228445-01 | Rochester Public Utilities | 99 | 16181 | Muni | NOVA6359 | 3.8 | Solar |  |  | Withdrawn | Rochester | 55901 | Northern Hills | 1303 | Residential | Solar Rebate | 34865 | 2022
20262-228445-01 | Rochester Public Utilities | 99 | 16181 | Muni | NOVA6385 | 4.48 | Solar |  |  | Withdrawn | Rochester | 55901 | West Side | 1601 | Residential | Solar Rebate | 28280 | 2022
20262-228445-01 | Rochester Public Utilities | 99 | 16181 | Muni | NOVA6483 | 6.98 | Solar |  |  | Withdrawn | Rochester | 55902 | Fake | Fake | Residential | Solar Rebate | 25900 | 2022
20262-228445-01 | Rochester Public Utilities | 99 | 16181 | Muni | NOVA6569 | 7.6 | Solar |  |  | Withdrawn | Rochester | 55901 | Zumbro River | 812 | Residential | Solar Rebate | 63917 | 2022
20262-228445-01 | Rochester Public Utilities | 99 | 16181 | Muni | NOVA6719 | 7.6 | Solar |  |  | Withdrawn | Rochester | 55901 | Zumbro River | 812 | Residential |  | 63917 | 2022
20262-228445-01 | Rochester Public Utilities | 99 | 16181 | Muni | NOVA6805 | 8.32 | Solar |  |  | Withdrawn | Rochester | 55904 | Willow Creek | 612 | Residential |  | 27076 | 2022
20262-228445-01 | Rochester Public Utilities | 99 | 16181 | Muni | NOVA7015 | 9.34 | Solar |  |  | Withdrawn | Rochester | 55902 | Bamber Valley | 912 | Residential |  | 35470 | 2022
20262-228445-01 | Rochester Public Utilities | 99 | 16181 | Muni | NOVA7025 | 13.44 | Solar |  |  | Withdrawn | Rochester | 55902 | Bamber Valley | 911 | Residential |  | 50917 | 2022
20262-228445-01 | Rochester Public Utilities | 99 | 16181 | Muni | NOVA7083 | 7.66 | Solar |  |  | Withdrawn | Rochester | 55901 | Cascade Creek | 712 | Residential |  | 26330 | 2022
20262-228445-01 | Rochester Public Utilities | 99 | 16181 | Muni | NOVA7342 | 9.44 | Solar |  |  | Withdrawn | Rochester | 55902 | Bamber Valley | 912 | Residential |  | 39800 | 2022
20262-228445-01 | Rochester Public Utilities | 99 | 16181 | Muni | NOVA7791 | 5.12 | Solar |  |  | Withdrawn | Rochester | 55901 | Northern Hills | 1301 | Residential |  | 30135 | 2023
20262-228445-01 | Rochester Public Utilities | 99 | 16181 | Muni | NOVA8524 | 12.46 | Solar |  |  | Withdrawn | Rochester | 55901 | Cascade Creek | 713 | Residential |  | 40500 | 2023
20262-228445-01 | Rochester Public Utilities | 99 | 16181 | Muni | NOVA8743 | 7.56 | Solar |  |  | Withdrawn | Rochester | 55906 | Zumbro River | 815 | Residential |  | 32603 | 2023
20262-228682-01 | Roseau Electric Cooperative | 100 | 16284 | Co-op | 50033 | 3 | Solar |  |  | Interconnected | Salol | 56756 | 7 | 1 | Residential |  |  | 2018 | 2018
20262-228682-01 | Roseau Electric Cooperative | 100 | 16284 | Co-op | 50035 | 10 | Solar |  |  | Interconnected | Salol | 56756 | 10 | 1 | Residential |  |  | 2018 | 2018
20262-228682-01 | Roseau Electric Cooperative | 100 | 16284 | Co-op | Roseau 2019 App 1 | 11.4 | Solar |  |  | Interconnected | Roseau | 56751 | 17 | 3 | Residential |  |  | 2019 | 2019
20262-228682-01 | Roseau Electric Cooperative | 100 | 16284 | Co-op | Roseau 2019 App 2 | 5 | Solar |  |  | Interconnected | Roseau | 56751 | 10 | 2 | Residential |  |  | 2019 | 2019
20262-228682-01 | Roseau Electric Cooperative | 100 | 16284 | Co-op | Roseau 2019 App 3 | 10.78 | Solar |  |  | Interconnected | Grygla | 56727 | 12 | 4 | Residential |  |  | 2019 | 2019
20262-228682-01 | Roseau Electric Cooperative | 100 | 16284 | Co-op | Roseau 2020 App 4 | 22 | Solar |  |  | Interconnected | Roseau | 56751 | 13 | 3 | Residential |  |  | 2020 | 2020
20262-228682-01 | Roseau Electric Cooperative | 100 | 16284 | Co-op | Roseau 2020 Aop 5 | 10 | Solar |  |  | Interconnected | Roseau | 56751 | 17 | 3 | Residential |  |  | 2020 | 2020
20262-228682-01 | Roseau Electric Cooperative | 100 | 16284 | Co-op | Roseau 2021 App 6 | 14.7 | Solar |  | X | Interconnected | Roseau | 56751 | 17 | 3 | Residential |  |  | 2021 | 2021
20262-228682-01 | Roseau Electric Cooperative | 100 | 16284 | Co-op | Roseau 2022 App 7 | 8.2 | Solar |  |  | Interconnected | Roseau | 56751 | 17 | 3 | Residential |  |  | 2022 | 2022
20262-228682-01 | Roseau Electric Cooperative | 100 | 16284 | Co-op | Roseau 2023 App 8 | 39 | Solar |  |  | Interconnected | Roseau | 56751 | 17 | 3 | Residential |  |  | 2023 | 2023
20262-228682-01 | Roseau Electric Cooperative | 100 | 16284 | Co-op | Roseau 2023 App 9 | 39 | Solar |  |  | Interconnected | Roseau | 56751 | 17 | 3 | Residential |  |  | 2023 | 2023
20262-228682-01 | Roseau Electric Cooperative | 100 | 16284 | Co-op | Roseau 2023 App 10 | 28 | Solar |  |  | Interconnected | Roseau | 56751 | 13 | 3 | Residential |  |  | 2023 | 2023
20262-228682-01 | Roseau Electric Cooperative | 100 | 16284 | Co-op | NOVA7764 | 15.2 | Other |  | X | Interconnected | Badger | 56714 | 11 | F1 | Residential |  | 107260 | 2023 | 2023
20262-228682-01 | Roseau Electric Cooperative | 100 | 16284 | Co-op | NOVA7943 | 11.52 | Solar |  |  | Interconnected | Salol | 56756 | 7 | F1 | Residential |  | 44110.59 | 2023 | 2023
20262-228682-01 | Roseau Electric Cooperative | 100 | 16284 | Co-op | NOVA8652 | 39.98 | Solar |  |  | Active Application | Warroad | 56763 | 17 | F1 | Residential |  | 150000 | 2023
20262-228682-01 | Roseau Electric Cooperative | 100 | 16284 | Co-op | NOVA8653 | 39.98 | Solar |  |  | Active Application | Warroad |  | 9 | F1 | Residential |  | 150000 | 2023
20262-228682-01 | Roseau Electric Cooperative | 100 | 16284 | Co-op | NOVA8667 | 5.76 | Solar |  |  | Interconnected | Strathcona | 56759 | 16 | F1 | Residential |  | 9000 | 2023 | 2024
20262-228682-01 | Roseau Electric Cooperative | 100 | 16284 | Co-op | NOVA8930 | 34.56 | Solar |  |  | Interconnected | Warroad | 56763 | 7 | F1 | Residential |  | 150000 | 2023 | 2024
20262-228682-01 | Roseau Electric Cooperative | 100 | 16284 | Co-op | NOVA9103 | 15.36 | Solar |  |  | Interconnected | Salol | 56756 | 7 | F1 | Residential |  | 40925 | 2024 | 2024
20262-228682-01 | Roseau Electric Cooperative | 100 | 16284 | Co-op | NOVA9163 | 39.94 | Solar |  |  | Active Application | Wannaska | 56761 | 10 | F1 | Residential |  | 150000 | 2024
20262-228682-01 | Roseau Electric Cooperative | 100 | 16284 | Co-op | NOVA10394 | 39.74 | Solar |  |  | Active Application | Roseau | 56751 | 17 | F1 | Commercial |  | 265000 | 2024
20262-228682-01 | Roseau Electric Cooperative | 100 | 16284 | Co-op | NOVA10457 | 39.94 | Solar |  |  | Active Application | Wannaska | 56761 |  |  |  |  | 250000 | 2024
20262-228682-01 | Roseau Electric Cooperative | 100 | 16284 | Co-op | NOVA12800 | 6 | Solar |  |  | Active Application | Warroad | 56763 | 7 | F2 | Residential |  | 16663.27 | 2025
20262-228682-01 | Roseau Electric Cooperative | 100 | 16284 | Co-op | NOVA12966 | 7.68 | Solar |  |  | Interconnected | Strathcona | 56759 | 16 | F2 | Residential |  | 32808 | 2025 | 2025
20262-228682-01 | Roseau Electric Cooperative | 100 | 16284 | Co-op | NOVA13493 | 10 | Solar |  |  | Withdrawn | Roseau | 56751 | 10 | F3 | Residential |  | 13016.65 | 2025
20262-228682-01 | Roseau Electric Cooperative | 100 | 16284 | Co-op | NOVA13719 | 11.52 | Solar |  |  | Active Application | Roseau | 56751 | 10 | F3 | Residential |  | 20299.11 | 2025
20262-228692-01 | Runestone Electric Association | 102 | 16368 | Co-op | 03.22.05 | 21.6 | Solar |  |  | Interconnected | Miltona | 56354 | 2 | 1 | Residential |  |  | 2014 | 2014
20262-228692-01 | Runestone Electric Association | 102 | 16368 | Co-op | 05.07.04 | 10 | Wind |  |  | Interconnected | Evansville | 56326 | 4 | 1 | Residential |  |  | 2009 | 2009
20262-228692-01 | Runestone Electric Association | 102 | 16368 | Co-op | 05.30.02.002 | 2 | Solar |  |  | Interconnected | Evansville | 56326 | 4 | 1 | Residential |  |  | 2010 | 2010
20262-228692-01 | Runestone Electric Association | 102 | 16368 | Co-op | 06.19.05 | 39 | Wind |  |  | Interconnected | Ashby | 56309 | 5 | 2 | Residential |  |  | 2010 | 2010 | 2025
20262-228692-01 | Runestone Electric Association | 102 | 16368 | Co-op | 12.11.02 | 10 | Wind |  |  | Interconnected | Elbow Lake | 56531 | 5 | 3 | Residential |  |  | 2008 | 2008
20262-228692-01 | Runestone Electric Association | 102 | 16368 | Co-op | 12.11.02.2 | 2 | Solar |  |  | Interconnected | Elbow Lake | 56531 | 5 | 3 | Residential |  |  | 2008 | 2008
20262-228692-01 | Runestone Electric Association | 102 | 16368 | Co-op | 16.24.11 | 10 | Wind |  |  | Decommissioned | Brandon | 56315 | 4 | 2 | Residential |  |  | 2009 | 2009 | 2019
20262-228692-01 | Runestone Electric Association | 102 | 16368 | Co-op | 18.09.2C | 5 | Solar |  |  | Interconnected | Carlos | 56319 | 2 | 4 | Residential |  |  | 2011 | 2011
20262-228692-01 | Runestone Electric Association | 102 | 16368 | Co-op | 26.34.2b | 39 | Wind |  |  | Decommissioned | Kensington | 56343 | 4 | 3 | Residential |  |  | 2010 | 2010 | 2019
20262-228692-01 | Runestone Electric Association | 102 | 16368 | Co-op | 34.04.1D | 39 | Wind |  |  | Interconnected | Hoffman | 56339 | 14 | 2 | Commercial |  |  | 2001 | 2001 | 2025
20262-228692-01 | Runestone Electric Association | 102 | 16368 | Co-op | 36.14.05 | 7.74 | Solar |  |  | Interconnected | Farwell | 56327 | 13 | 2 | Residential |  |  | 2010 | 2010
20262-228692-01 | Runestone Electric Association | 102 | 16368 | Co-op | 38.26.2A | 39 | Wind |  |  | Interconnected | Alexandria | 56308 | 11 | 3 | Residential |  |  | 2010 | 2010
20262-228692-01 | Runestone Electric Association | 102 | 16368 | Co-op | 38.34.01 | 10 | Wind |  |  | Interconnected | Alexandria | 56308 | 11 | 4 | Residential |  |  | 2009 | 2009 | 2025
20262-228692-01 | Runestone Electric Association | 102 | 16368 | Co-op | 39.06.02.009 | 8.4 | Solar |  |  | Interconnected | Osakis | 56360 | 11 | 1 | Residential |  |  | 2012 | 2012
20262-228692-01 | Runestone Electric Association | 102 | 16368 | Co-op | 39.31.02 | 4 | Solar |  |  | Interconnected | Alexandria | 56308 | 11 | 3 | Residential |  |  | 2014 | 2014
20262-228692-01 | Runestone Electric Association | 102 | 16368 | Co-op | 41.36.01.012 | 4.8 | Solar |  |  | Interconnected | Villard | 56385 | 17 | 2 | Residential |  |  | 2007 | 2007
20262-228692-01 | Runestone Electric Association | 102 | 16368 | Co-op | 44.35.1B | 8 | Solar |  |  | Interconnected | Farwell | 56327 | 16 | 4 | Residential |  |  | 2013 | 2013
20262-228692-01 | Runestone Electric Association | 102 | 16368 | Co-op | 45.30.01.011 | 9.8 | Solar |  |  | Interconnected | Donnelly |  | 14 | 3 | Residential |  |  | 2015 | 2015
20262-228692-01 | Runestone Electric Association | 102 | 16368 | Co-op | 49.31.01 | 27 | Solar |  |  | Interconnected | Morris | 56267 | 15 | 4 | Residential |  |  | 2015 | 2015
20262-228692-01 | Runestone Electric Association | 102 | 16368 | Co-op | 50.01.01 | 10 | Wind |  |  | Interconnected | Starbuck | 56381 | 16 | 4 | Residential |  |  | 2009 | 2009 | 2025
20262-228692-01 | Runestone Electric Association | 102 | 16368 | Co-op | 51.06.03 | 10 | Wind |  |  | Interconnected | Starbuck | 56381 | 16 | 4 | Residential |  |  | 2010 | 2010 | 2025
20262-228692-01 | Runestone Electric Association | 102 | 16368 | Co-op | 53.20.01 | 20 | Wind |  |  | Interconnected | Glenwood | 56334 | 18 | 4 | Residential |  |  | 2009 | 2009
20262-228692-01 | Runestone Electric Association | 102 | 16368 | Co-op | 59.09.01 | 20 | Solar |  |  | Interconnected | Morris | 56267 | 15 | 4 | Residential |  |  | 2010 | 2010
20262-228692-01 | Runestone Electric Association | 102 | 16368 | Co-op | 43.10.02. | 13.2 | Solar |  |  | Interconnected | Lowry | 56349 | 13 | 3 | Residential |  |  | 2016 | 2016
20262-228692-01 | Runestone Electric Association | 102 | 16368 | Co-op | 20.34.03.006 | 9.8 | Solar |  |  | Interconnected | Osakis | 56360 | 1 | 3 | Residential |  |  | 2016 | 2016
20262-228692-01 | Runestone Electric Association | 102 | 16368 | Co-op | 41.06.1B | 36 | Solar |  |  | Interconnected | Glenwood | 56334 | 12 | 2 | Residential |  |  | 2017 | 2017
20262-228692-01 | Runestone Electric Association | 102 | 16368 | Co-op | 18.05.01.002 | 12.25 | Solar |  |  | Interconnected | Alexandria | 56308 | 21 | 2 | Residential |  |  | 2017 | 2017
20262-228692-01 | Runestone Electric Association | 102 | 16368 | Co-op | 52.16.16 | 17.08 | Solar |  |  | Interconnected | Glenwood | 56334 | 16 | 2 | Residential |  |  | 2017 | 2017
20262-228692-01 | Runestone Electric Association | 102 | 16368 | Co-op | 49.31.01 | 49.5 | Solar |  |  | Interconnected | Morris | 56267 | 15 | 4 | Commercial |  |  | 2017 | 2017
20262-228692-01 | Runestone Electric Association | 102 | 16368 | Co-op | 49.31.01 | 20 | Solar |  |  | Interconnected | Morris | 56267 | 15 | 4 | Commercial |  |  | 2017 | 2017
20262-228692-01 | Runestone Electric Association | 102 | 16368 | Co-op | 49.31.01 | 10 | Wind |  |  | Interconnected | Morris | 56267 | 15 | 4 | Commercial |  |  | 2017 | 2017 | 2025
20262-228692-01 | Runestone Electric Association | 102 | 16368 | Co-op | 49.31.01 | 4 | Solar |  |  | Interconnected | Morris | 56267 | 15 | 4 | Commercial |  |  | 2017 | 2017
20262-228692-01 | Runestone Electric Association | 102 | 16368 | Co-op | 53.13.02 | 39.9 | Solar |  |  | Interconnected | Glenwood | 56334 | 17 | 2 | Residential |  |  | 2018 | 2018
20262-228692-01 | Runestone Electric Association | 102 | 16368 | Co-op | 49.31.01 | 28.8 | Solar |  |  | Interconnected | Morris | 56267 | 15 | 4 | Commercial |  |  | 2018 | 2018
20262-228692-01 | Runestone Electric Association | 102 | 16368 | Co-op | 23.22.12.024 | 5.9 | Solar |  |  | Interconnected | Alexandria | 56308 | 22 | 2 | Residential |  |  | 2019 | 2019
20262-228692-01 | Runestone Electric Association | 102 | 16368 | Co-op | 25.35.04.008 | 10 | Solar |  |  | Interconnected | Farwell | 56327 | 13 | 1 | Residential |  |  | 2018 | 2019
20262-228692-01 | Runestone Electric Association | 102 | 16368 | Co-op | 40.34.04 | 10 | Solar |  |  | Interconnected | Villard | 56385 | 20 | 3 | Residential |  |  | 2018 | 2019
20262-228692-01 | Runestone Electric Association | 102 | 16368 | Co-op | 24.22.04.01 | 5.9 | Solar |  |  | Interconnected | Alexandria | 56308 | 9 | 2 | Residential |  |  | 2019 | 2019
20262-228692-01 | Runestone Electric Association | 102 | 16368 | Co-op | 27.20.07 | 19 | Solar |  |  | Interconnected | Barrett | 56311 | 14 | 1 | Residential |  |  | 2019 | 2019
20262-228692-01 | Runestone Electric Association | 102 | 16368 | Co-op | NOVA3484 | 15.08 | Solar |  |  | Interconnected | Glenwood | 56334 | 12 | 3 | Residential |  | 46000 | 2020 | 2020
20262-228692-01 | Runestone Electric Association | 102 | 16368 | Co-op | NOVA2461 | 5.8 | Solar |  |  | Interconnected | Alexandria | 56308 | 2 | 1 | Residential |  | 20388.18 | 2019 | 2019
20262-228692-01 | Runestone Electric Association | 102 | 16368 | Co-op | NOVA2788 | 8.2 | Solar |  |  | Interconnected | Evansville | 56326 | 4 | 1 | Residential |  | 39994.56 | 2020 | 2020
20262-228692-01 | Runestone Electric Association | 102 | 16368 | Co-op | NOVA1049 | 2.32 | Solar |  |  | Interconnected | Alexandria | 56308 | 12 | 4 | Residential |  | 11206 | 2019 | 2019
20262-228692-01 | Runestone Electric Association | 102 | 16368 | Co-op | NOVA1297 | 40 | Solar |  |  | Interconnected | Glenwood | 56334 | 17 | 4 | Residential |  | 134900 | 2019 | 2019
20262-228692-01 | Runestone Electric Association | 102 | 16368 | Co-op | NOVA1650 | 37.5 | Solar |  |  | Interconnected | Alexandria | 56308 | 11 | 3 | Residential |  | 92500 | 2019 | 2019
20262-228692-01 | Runestone Electric Association | 102 | 16368 | Co-op | NOVA2958 | 22.8 | Solar |  |  | Interconnected | Barrett | 56311 | 4 | 3 | Residential |  | 71130.85 | 2020 | 2020
20262-228692-01 | Runestone Electric Association | 102 | 16368 | Co-op | NOVA3229 | 14.18 | Solar |  |  | Interconnected | Alexandria | 56308 | 22 | 3 | Residential |  | 55786 | 2020 | 2020
20262-228692-01 | Runestone Electric Association | 102 | 16368 | Co-op | NOVA3360 | 12.56 | Solar |  |  | Interconnected | Miltona | 56354 | 3 | 1 | Residential |  | 53911 | 2020 | 2020
20262-228692-01 | Runestone Electric Association | 102 | 16368 | Co-op | NOVA3273 | 22.8 | Solar |  |  | Interconnected | Osakis | 56360 | 11 | 2 | Residential |  | 85225 | 2020 | 2020
20262-228692-01 | Runestone Electric Association | 102 | 16368 | Co-op | NOVA3433 | 20 | Solar |  |  | Interconnected | Alexandria | 56308 | 19 | 1 | Residential |  | 58140 | 2020 | 2020
20262-228692-01 | Runestone Electric Association | 102 | 16368 | Co-op | NOVA2785 | 15 | Solar |  |  | Interconnected | Alexandria | 56308 | 11 | 4 | Residential |  | 50000 | 2020 | 2020
20262-228692-01 | Runestone Electric Association | 102 | 16368 | Co-op | NOVA4441 | 8.4 | Solar |  |  | Interconnected | Nelson | 56355 | 19 | 1 | Residential |  | 16000 | 2021 | 2022
20262-228692-01 | Runestone Electric Association | 102 | 16368 | Co-op | NOVA4019 | 7.6 | Solar |  |  | Interconnected | Alexandria | 56308 | 13 | 2 | Residential |  | 50000 | 2021 | 2022
20262-228692-01 | Runestone Electric Association | 102 | 16368 | Co-op | NOVA4966 | 38 | Solar |  |  | Interconnected | Hoffman | 56339 | 4 | 3 | Residential |  | 1e+05 | 2021 | 2022
20262-228692-01 | Runestone Electric Association | 102 | 16368 | Co-op | NOVA5602 | 37.5 | Solar |  |  | Interconnected | Kensington | 56343 | 16 | 4 | Residential |  | 1e+05 | 2022 | 2022
20262-228692-01 | Runestone Electric Association | 102 | 16368 | Co-op | NOVA5605 | 38 | Solar |  |  | Interconnected | Kensington | 55343 | 16 | 4 | Residential |  | 1e+05 | 2022 | 2022
20262-228692-01 | Runestone Electric Association | 102 | 16368 | Co-op | NOVA5937 | 36 | Solar |  |  | Interconnected | Garfield | 56332 | 9 | 1 | Residential |  | 173243.24 | 2022 | 2022
20262-228692-01 | Runestone Electric Association | 102 | 16368 | Co-op | NOVA5938 | 10.03 | Solar |  |  | Interconnected | Elbow Lake | 56531 | 5 | 2 | Residential |  | 38788 | 2022 | 2022
20262-228692-01 | Runestone Electric Association | 102 | 16368 | Co-op | NOVA6181 | 23.7 | Solar |  |  | Interconnected | Alexandria | 56308 | 22 | 3 | Residential |  | 93300 | 2022 | 2023
20262-228692-01 | Runestone Electric Association | 102 | 16368 | Co-op | NOVA6286 | 9.9 | Solar |  |  | Interconnected | Alexandria | 56308 | 12 | 1 | Residential |  | 19800 | 2022 | 2022
20262-228692-01 | Runestone Electric Association | 102 | 16368 | Co-op | NOVA6484 | 18.59 | Solar |  |  | Interconnected | Evansville | 56339 | 5 | 2 | Residential |  | 78322 | 2022 | 2022
20262-228692-01 | Runestone Electric Association | 102 | 16368 | Co-op | NOVA6576 | 10.61 | Solar |  |  | Interconnected | Alexandria | 56308 | 19 | 4 | Residential |  | 44741 | 2022 | 2022
20262-228692-01 | Runestone Electric Association | 102 | 16368 | Co-op | NOVA7019 | 17.6 | Solar |  |  | Interconnected | Farwell | 56327 | 13 | 2 | Residential |  | 88800 | 2022 | 2023
20262-228692-01 | Runestone Electric Association | 102 | 16368 | Co-op | NOVA7331 | 13.2 | Solar |  |  | Interconnected | Garfield | 56332 | 22 | 4 | Residential |  | 66000 | 2022 | 2023
20262-228692-01 | Runestone Electric Association | 102 | 16368 | Co-op | NOVA7393 | 12.8 | Solar |  |  | Interconnected | Parkers Prairie | 56361 | 2 | 1 | Residential |  | 89555 | 2022 | 2023
20262-228692-01 | Runestone Electric Association | 102 | 16368 | Co-op | NOVA5862 | 2.7 | Solar |  |  | Withdrawn | Glenwood | 56334 | 12 | 3 | Residential |  | 14978 | 2022
20262-228692-01 | Runestone Electric Association | 102 | 16368 | Co-op | NOVA5971 | 34.2 | Solar |  |  | Interconnected | Brandon | 56315 | 4 | 3 | Residential |  | 118080 | 2022 | 2022
20262-228692-01 | Runestone Electric Association | 102 | 16368 | Co-op | NOVA7305 | 9.52 | Solar |  |  | Interconnected | Alexandria | 56308 | 22 | 2 | Residential |  | 44151 | 2023 | 2023
20262-228692-01 | Runestone Electric Association | 102 | 16368 | Co-op | NOVA7414 | 11.84 | Solar |  |  | Interconnected | Alexandria | 56308 | 21 | 3 | Residential |  | 70440 | 2023 | 2023
20262-228692-01 | Runestone Electric Association | 102 | 16368 | Co-op | NOVA7424 | 15 | Solar |  | X | Interconnected | Alexandria | 56308 | 11 | 1 | Residential |  | 49000 | 2023 | 2023
20262-228692-01 | Runestone Electric Association | 102 | 16368 | Co-op | NOVA7441 | 17.4 | Solar |  |  | Interconnected | Miltona | 56354 | 21 | 1 | Residential |  | 68445 | 2023 | 2023
20262-228692-01 | Runestone Electric Association | 102 | 16368 | Co-op | NOVA7605 | 8.96 | Solar |  |  | Interconnected | Miltona | 56354 | 2 | 1 | Residential |  | 24000 | 2023 | 2023
20262-228692-01 | Runestone Electric Association | 102 | 16368 | Co-op | NOVA7642 | 38 | Solar |  |  | Withdrawn | Alexandria | 56308 | 22 | 2 | Residential |  | 156500 | 2023
20262-228692-01 | Runestone Electric Association | 102 | 16368 | Co-op | NOVA7801 | 38.4 | Solar |  |  | Interconnected | Farwell | 56327 | 13 | 1 | Residential |  | 98000 | 2023 | 2023
20262-228692-01 | Runestone Electric Association | 102 | 16368 | Co-op | NOVA7846 | 38 | Solar |  |  | Interconnected | Elbow Lake | 56531 | 5 | 3 | Residential |  | 145000 | 2023 | 2023
20262-228692-01 | Runestone Electric Association | 102 | 16368 | Co-op | NOVA7969 | 15 | Solar |  |  | Withdrawn | Brandon | 56315 | 4 | 2 | Residential |  | 63554 | 2023
20262-228692-01 | Runestone Electric Association | 102 | 16368 | Co-op | NOVA8052 | 6.83 | Solar |  |  | Interconnected | Alexandria | 56308 | 9 | 1 | Residential |  | 28672 | 2023 | 2023
20262-228692-01 | Runestone Electric Association | 102 | 16368 | Co-op | NOVA8240 | 22.8 | Solar |  |  | Interconnected | Garfield | 56332 | 22 | 4 | Residential |  | 67400 | 2023 | 2023
20262-228692-01 | Runestone Electric Association | 102 | 16368 | Co-op | NOVA8377 | 13.59 | Solar |  | X | Interconnected | Long Prairie | 56347 | 1 | 2 | Residential |  | 58138 | 2023 | 2024
20262-228692-01 | Runestone Electric Association | 102 | 16368 | Co-op | NOVA8377-S | 7 | Storage |  |  | Interconnected | Long Prairie | 56347 | 1 | 2 | Residential |  | 58138 | 2023 | 2024
20262-228692-01 | Runestone Electric Association | 102 | 16368 | Co-op | NOVA8469 | 20 | Solar |  |  | Interconnected | Brandon | 56315 | 4 | 2 | Residential |  | 63554.4 | 2023 | 2023
20262-228692-01 | Runestone Electric Association | 102 | 16368 | Co-op | NOVA8662 | 12 | Solar |  | X | Interconnected | Alexandria | 56308 | 2 | 1 | Residential |  | 25000 | 2023 | 2023
20262-228692-01 | Runestone Electric Association | 102 | 16368 | Co-op | NOVA8871 | 4.73 | Solar |  |  | Interconnected | Long Prairie | 56347 | 1 | 2 | Residential |  | 15610 | 2023 | 2024
20262-228692-01 | Runestone Electric Association | 102 | 16368 | Co-op | NOVA10392 | 11.4 | Solar |  |  | Interconnected | Kensington | 56343 | 14 | 2 | Residential |  | 9000 | 2024 | 2024
20262-228692-01 | Runestone Electric Association | 102 | 16368 | Co-op | NOVA10627 | 27.84 | Solar |  |  | Interconnected | Farwell | 56327 | 18 | 4 | Residential |  | 109526 | 2024 | 2024
20262-228692-01 | Runestone Electric Association | 102 | 16368 | Co-op | NOVA12417 | 15 | Solar |  | X | Interconnected | Ashby | 56309 | 5 | 1 | Residential |  | 46400 | 2024 | 2024
20262-228692-01 | Runestone Electric Association | 102 | 16368 | Co-op | NOVA12417-S | 19.2 | Storage |  |  | Interconnected | Ashby | 56309 | 5 | 1 | Residential |  | 46400 | 2024 | 2024
20262-228692-01 | Runestone Electric Association | 102 | 16368 | Co-op | NOVA9125 | 8.83 | Solar |  |  | Interconnected | Glenwood | 56334 | 16 | 2 | Residential |  | 14490 | 2024 | 2024
20262-228692-01 | Runestone Electric Association | 102 | 16368 | Co-op | NOVA9142 | 12.16 | Solar |  |  | Interconnected | Miltona | 56354 | 21 | 1 | Residential |  | 40000 | 2024 | 2024
20262-228692-01 | Runestone Electric Association | 102 | 16368 | Co-op | NOVA13809 | 8.06 | Solar |  |  | Interconnected | Elbow Lake | 56531 | 5 | 2 | Residential |  | 30904 | 2025 | 2026
20262-228692-01 | Runestone Electric Association | 102 | 16368 | Co-op | NOVA12176 | 55.44 | Solar |  | X | Interconnected | Lowry | 56349 | 13 | 2 | Residential |  | 110857 | 2024 | 2025
20262-228692-01 | Runestone Electric Association | 102 | 16368 | Co-op | NOVA12874 | 6.14 | Solar |  |  | Interconnected | Donnelly | 56235 | 14 | 3 | Residential |  | 18046 | 2025 | 2025
20262-228692-01 | Runestone Electric Association | 102 | 16368 | Co-op | NOVA13300 | 19.2 | Solar |  |  | Interconnected | Donnelly | 56235 | 14 | 3 | Residential |  | 57633 | 2025 | 2025
20262-228692-01 | Runestone Electric Association | 102 | 16368 | Co-op | NOVA13345 | 15 | Wind |  |  | Interconnected | Starbuck | 56381 | 16 | 4 | Residential |  | 130000 | 2025 | 2025
20262-228692-01 | Runestone Electric Association | 102 | 16368 | Co-op | NOVA13346 | 15 | Wind |  |  | Interconnected | Starbuck | 56381 | 16 | 4 | Residential |  | 130000 | 2025 | 2025
20262-228692-01 | Runestone Electric Association | 102 | 16368 | Co-op | NOVA12389 | 38.4 | Solar |  |  | Active Application | Alexandria | 56308 | 19 | 3 | Residential |  | 187500 | 2024
20262-228692-01 | Runestone Electric Association | 102 | 16368 | Co-op | NOVA13671 | 11.4 | Solar |  |  | Active Application | Kensington | 56343 | 16 | 4 | Residential |  | 44552 | 2025
20261-227513-01 | Sauk Centre Public Utilities | 106 | 16679 | Muni | Facility Wind 1 | 95 | Wind |  |  | Interconnected | Sauk Centre | 56378 | Sauk Centre | Sauk Centre | Industrial |  |  | 2011 | 2011
20261-227513-01 | Sauk Centre Public Utilities | 106 | 16679 | Muni | Solar | 7.5 | Solar |  |  | Interconnected | Sauk Centre | 56378 | Sauk Centre | Sauk Centre | Residential |  |  | 2024 | 2024
20262-227903-01 | Shakopee Public Utilities | 107 | 16971 | Muni | 19-01 | 7.67 | Solar |  |  | Interconnected | Shakopee | 55379 | South Shakopee | 33 | Residential |  | 32515 | 2019 | 2019
20262-227903-01 | Shakopee Public Utilities | 107 | 16971 | Muni | 19-02 | 7.4 | Solar |  |  | Interconnected | Shakopee | 55379 | Dean Lake | 92 | Residential |  | 38064 | 2019 | 2019
20262-227903-01 | Shakopee Public Utilities | 107 | 16971 | Muni | 19-03 | 6.96 | Solar |  |  | Interconnected | Shakopee | 55379 | Pike Lake | 74 | Residential |  | 32234 | 2019 | 2019
20262-227903-01 | Shakopee Public Utilities | 107 | 16971 | Muni | 19-04 | 10 | Solar |  |  | Interconnected | Shakopee | 55379 | Pike Lake | 71 | Residential |  | 36358.54 | 2019 | 2019
20262-227903-01 | Shakopee Public Utilities | 107 | 16971 | Muni | 19-05 | 13.6 | Solar |  |  | Interconnected | Shakopee | 55379 | South Shakopee | 81 | Residential |  | 54591.3 | 2019 | 2019
20262-227903-01 | Shakopee Public Utilities | 107 | 16971 | Muni | 19-06 | 37.8 | Solar |  |  | Interconnected | Shakopee | 55379 | Shakopee | 8 | Commercial |  | 112388 | 2019 | 2019
20262-227903-01 | Shakopee Public Utilities | 107 | 16971 | Muni | 19-07 | 7.6 | Solar |  |  | Interconnected | Shakopee | 55379 | South Shakopee | 33 | Residential |  | 36074.53 | 2019 | 2019
20262-227903-01 | Shakopee Public Utilities | 107 | 16971 | Muni | 19-08 | 11.4 | Solar |  |  | Interconnected | Shakopee | 55379 | South Shakopee | 31 | Residential |  | 41866 | 2019 | 2019
20262-227903-01 | Shakopee Public Utilities | 107 | 16971 | Muni | 19-09 | 4.6 | Solar |  |  | Interconnected | Shakopee | 55379 | Shakopee | 9 | Residential |  | 12699 | 2019 | 2019
20262-227903-01 | Shakopee Public Utilities | 107 | 16971 | Muni | 19-10 | 3.8 | Solar |  |  | Interconnected | Prior Lake | 55372 | Pike Lake | 73 | Residential |  | 24000 | 2019 | 2019
20262-227903-01 | Shakopee Public Utilities | 107 | 16971 | Muni | 19-11 | 6 | Solar |  |  | Interconnected | Shakopee | 55379 | Shakopee | 8 | Residential |  | 23865.09 | 2019 | 2019
20262-227903-01 | Shakopee Public Utilities | 107 | 16971 | Muni | 19-12 | 7.6 | Solar |  |  | Interconnected | Shakopee | 55379 | South Shakopee | 34 | Residential |  | 25980 | 2019 | 2019
20262-227903-01 | Shakopee Public Utilities | 107 | 16971 | Muni | 19-13 | 7.44 | Solar |  |  | Interconnected | Shakopee | 55379 | South Shakopee | 81 | Residential |  | 32284 | 2019 | 2019
20262-227903-01 | Shakopee Public Utilities | 107 | 16971 | Muni | 19-14 | 6 | Solar |  |  | Interconnected | Shakopee | 55379 | South Shakopee | 81 | Residential |  | 32775 | 2019 | 2020
20262-227903-01 | Shakopee Public Utilities | 107 | 16971 | Muni | 19-15 | 5.28 | Solar |  |  | Interconnected | Shakopee | 55379 | Pike Lake | 71 | Residential |  | 35200 | 2019 | 2020
20262-227903-01 | Shakopee Public Utilities | 107 | 16971 | Muni | 19-16 | 10 | Solar |  |  | Interconnected | Shakopee | 55379 | South Shakopee | 33 | Residential |  | 41348.85 | 2019 | 2019
20262-227903-01 | Shakopee Public Utilities | 107 | 16971 | Muni | 19-17 | 11.4 | Solar |  |  | Interconnected | Shakopee | 55379 | Blue Lake | 22 | Residential |  | 48055.73 | 2019 | 2019
20262-227903-01 | Shakopee Public Utilities | 107 | 16971 | Muni | 19-18 | 3.7 | Solar |  |  | Interconnected | Shakopee | 55379 | South Shakopee | 33 | Residential |  | 13825 | 2019 | 2019
20262-227903-01 | Shakopee Public Utilities | 107 | 16971 | Muni | 19-19 | 7.2 | Solar |  |  | Interconnected | Shakopee | 55379 | Blue Lake | 22 | Residential |  | 44640 | 2019 | 2020
20262-227903-01 | Shakopee Public Utilities | 107 | 16971 | Muni | 20-01 | 7.6 | Solar |  |  | Interconnected | Shakopee | 55379 | South Shakopee | 32 | Residential |  | 34772 | 2020 | 2020
20262-227903-01 | Shakopee Public Utilities | 107 | 16971 | Muni | 20-02 | 18.99 | Solar |  | X | Interconnected | Shakopee | 55379 | Dean Lake | 92 | Residential |  | 67729 | 2020 | 2020
20262-227903-01 | Shakopee Public Utilities | 107 | 16971 | Muni | 20-03 | 95.4 | Solar |  |  | Interconnected | Shakopee | 55379 | South Shakopee | 34 | Commercial |  | 311250 | 2020 | 2020
20262-227903-01 | Shakopee Public Utilities | 107 | 16971 | Muni | 20-04 | 6.98 | Solar |  |  | Interconnected | Shakopee | 55379 | Shakopee | 8 | Residential |  | 13714.4 | 2020 | 2020
20262-227903-01 | Shakopee Public Utilities | 107 | 16971 | Muni | 20-05 | 10.44 | Solar |  |  | Interconnected | Shakopee | 55379 | South Shakopee | 31 | Residential |  | 50438 | 2020 | 2020
20262-227903-01 | Shakopee Public Utilities | 107 | 16971 | Muni | 20-06 | 7.6 | Solar |  |  | Interconnected | Shakopee | 55379 | South Shakopee | 32 | Residential |  | 28500 | 2020 | 2020
20262-227903-01 | Shakopee Public Utilities | 107 | 16971 | Muni | 20-07 | 8.7 | Solar |  |  | Interconnected | Shakopee | 55379 | Blue Lake | 22 | Residential |  | 38066 | 2020 | 2020
20262-227903-01 | Shakopee Public Utilities | 107 | 16971 | Muni | 20-08 | 8.99 | Solar |  |  | Interconnected | Shakopee | 55379 | South Shakopee | 82 | Residential |  | 41834 | 2020 | 2020
20262-227903-01 | Shakopee Public Utilities | 107 | 16971 | Muni | 20-09 | 6.96 | Solar |  |  | Interconnected | Shakopee | 55379 | South Shakopee | 32 | Residential |  | 27676 | 2020 | 2020
20262-227903-01 | Shakopee Public Utilities | 107 | 16971 | Muni | 20-10 | 6.282 | Solar |  |  | Interconnected | Shakopee | 55379 | Pike Lake | 71 | Residential |  | 24421 | 2020 | 2020
20262-227903-01 | Shakopee Public Utilities | 107 | 16971 | Muni | 20-11 | 20 | Solar |  |  | Interconnected | Shakopee | 55379 | Pike Lake | 74 | Residential |  | 68500 | 2020 | 2020
20262-227903-01 | Shakopee Public Utilities | 107 | 16971 | Muni | 20-12 | 5.04 | Solar |  |  | Interconnected | Shakopee | 55379 | Shakopee | 7 | Residential |  | 23143 | 2020 | 2021
20262-227903-01 | Shakopee Public Utilities | 107 | 16971 | Muni | 20-13 | 16.56 | Solar |  |  | Interconnected | Shakopee | 55379 | Shakopee | 7 | Residential |  | 60596 | 2020 | 2020
20262-227903-01 | Shakopee Public Utilities | 107 | 16971 | Muni | 20-14 | 4.38 | Solar |  |  | Interconnected | Shakopee | 55379 | Pike Lake | 71 | Residential |  | 10240 | 2020 | 2020
20262-227903-01 | Shakopee Public Utilities | 107 | 16971 | Muni | 20-15 | 8.22 | Solar |  |  | Interconnected | Shakopee | 55379 | Pike Lake | 71 | Residential |  | 18560 | 2020 | 2020
20262-227903-01 | Shakopee Public Utilities | 107 | 16971 | Muni | 20-16 | 6.576 | Solar |  |  | Interconnected | Shakopee | 55379 | Pike Lake | 71 | Residential |  | 15300 | 2020 | 2020
20262-227903-01 | Shakopee Public Utilities | 107 | 16971 | Muni | 20-17 | 4.932 | Solar |  |  | Interconnected | Shakopee | 55379 | Pike Lake | 71 | Residential |  | 11520 | 2020 | 2020
20262-227903-01 | Shakopee Public Utilities | 107 | 16971 | Muni | 20-18 | 3.836 | Solar |  |  | Interconnected | Shakopee | 55379 | Pike Lake | 71 | Residential |  | 7700 | 2020 | 2020
20262-227903-01 | Shakopee Public Utilities | 107 | 16971 | Muni | 20-19 | 5.48 | Solar |  |  | Interconnected | Shakopee | 55379 | Pike Lake | 71 | Residential |  | 19072 | 2020 | 2020
20262-227903-01 | Shakopee Public Utilities | 107 | 16971 | Muni | 20-20 | 7.54 | Solar |  |  | Interconnected | Shakopee | 55379 | Shakopee | 7 | Residential |  | 29900 | 2020 | 2020
20262-227903-01 | Shakopee Public Utilities | 107 | 16971 | Muni | 20-21 | 6.028 | Solar |  |  | Interconnected | Shakopee | 55379 | Blue Lake | 20 | Residential |  | 20979.2 | 2020 | 2020
20262-227903-01 | Shakopee Public Utilities | 107 | 16971 | Muni | 20-22 | 2.74 | Solar |  |  | Interconnected | Shakopee | 55379 | Dean Lake | 92 | Residential |  | 8344 | 2020 | 2020
20262-227903-01 | Shakopee Public Utilities | 107 | 16971 | Muni | 20-23 | 4.384 | Solar |  |  | Interconnected | Shakopee | 55379 | South Shakopee | 33 | Residential |  | 15257.6 | 2020 | 2020
20262-227903-01 | Shakopee Public Utilities | 107 | 16971 | Muni | 20-24 | 6.028 | Solar |  |  | Interconnected | Shakopee | 55379 | Blue Lake | 22 | Residential |  | 20025.6 | 2020 | 2020
20262-227903-01 | Shakopee Public Utilities | 107 | 16971 | Muni | 20-25 | 7.124 | Solar |  |  | Interconnected | Shakopee | 55379 | South Shakopee | 34 | Residential |  | 24793.6 | 2020 | 2020
20262-227903-01 | Shakopee Public Utilities | 107 | 16971 | Muni | 20-26 | 5.48 | Solar |  |  | Interconnected | Shakopee | 55379 | Pike Lake | 73 | Residential |  | 18118.4 | 2020 | 2020
20262-227903-01 | Shakopee Public Utilities | 107 | 16971 | Muni | 20-27 | 12.18 | Solar |  |  | Interconnected | Shakopee | 55379 | Pike Lake | 74 | Residential |  | 52541 | 2020 | 2020
20262-227903-01 | Shakopee Public Utilities | 107 | 16971 | Muni | 20-28 | 6.576 | Solar |  |  | Interconnected | Shakopee | 55379 | South Shakopee | 34 | Residential |  | 22886.4 | 2020 | 2020
20262-227903-01 | Shakopee Public Utilities | 107 | 16971 | Muni | 20-29 | 10.412 | Solar |  |  | Interconnected | Shakopee | 55379 | South Shakopee | 34 | Residential |  | 36236.8 | 2020 | 2020
20262-227903-01 | Shakopee Public Utilities | 107 | 16971 | Muni | 20-30 | 13.7 | Solar |  |  | Interconnected | Shakopee | 55379 | South Shakopee | 34 | Residential |  | 46726.4 | 2020 | 2020
20262-227903-01 | Shakopee Public Utilities | 107 | 16971 | Muni | 20-31 | 10 | Solar |  |  | Interconnected | Shakopee | 55379 | South Shakopee | 34 | Residential |  | 34500 | 2020 | 2020
20262-227903-01 | Shakopee Public Utilities | 107 | 16971 | Muni | 20-32 | 4.384 | Solar |  |  | Interconnected | Shakopee | 55379 | Dean Lake | 92 | Residential |  | 14304 | 2020 | 2020
20262-227903-01 | Shakopee Public Utilities | 107 | 16971 | Muni | 20-33 | 5.48 | Solar |  |  | Interconnected | Shakopee | 55379 | Pike Lake | 71 | Residential |  | 18118 | 2020 | 2020
20262-227903-01 | Shakopee Public Utilities | 107 | 16971 | Muni | 20-34 | 9.316 | Solar |  |  | Interconnected | Shakopee | 55379 | South Shakopee | 32 | Residential |  | 32422.4 | 2020 | 2020
20262-227903-01 | Shakopee Public Utilities | 107 | 16971 | Muni | 20-35 | 8.22 | Solar |  |  | Interconnected | Shakopee | 55379 | South Shakopee | 34 | Residential |  | 27654.4 | 2020 | 2020
20262-227903-01 | Shakopee Public Utilities | 107 | 16971 | Muni | 20-36 | 6.028 | Solar |  |  | Interconnected | Shakopee | 55379 | Pike Lake | 73 | Residential |  | 20979.2 | 2020 | 2020
20262-227903-01 | Shakopee Public Utilities | 107 | 16971 | Muni | 20-37 | 6.72 | Solar |  |  | Interconnected | Shakopee | 55379 | Pike Lake | 73 | Residential |  | 20025 | 2020 | 2020
20262-227903-01 | Shakopee Public Utilities | 107 | 16971 | Muni | 20-39 | 6.576 | Solar |  |  | Interconnected | Shakopee | 55379 | Pike Lake | 71 | Residential |  | 22080 | 2020 | 2020
20262-227903-01 | Shakopee Public Utilities | 107 | 16971 | Muni | 20-40 | 8.22 | Solar |  |  | Interconnected | Prior Lake | 55372 | Pike Lake | 73 | Residential |  | 28608 | 2020 | 2020
20262-227903-01 | Shakopee Public Utilities | 107 | 16971 | Muni | 20-41 | 8.22 | Solar |  |  | Interconnected | Prior Lake | 55372 | Pike Lake | 73 | Residential |  | 27654.4 | 2020 | 2020
20262-227903-01 | Shakopee Public Utilities | 107 | 16971 | Muni | 20-42 | 6.028 | Solar |  |  | Interconnected | Shakopee | 55379 | Blue Lake | 22 | Residential |  | 20979 | 2020 | 2020
20262-227903-01 | Shakopee Public Utilities | 107 | 16971 | Muni | 20-43 | 4.93 | Solar |  |  | Interconnected | Shakopee | 55379 | Pike Lake | 71 | Residential |  | 25806 | 2020 | 2021
20262-227903-01 | Shakopee Public Utilities | 107 | 16971 | Muni | 21-01 | 8.77 | Solar |  |  | Interconnected | Shakopee | 55379 | South Shakopee | 32 | Residential |  | 44501 | 2021 | 2021
20262-227903-01 | Shakopee Public Utilities | 107 | 16971 | Muni | 21-02 | 4.93 | Solar |  |  | Interconnected | Shakopee | 55379 | South Shakopee | 33 | Residential |  | 25806 | 2021 | 2021
20262-227903-01 | Shakopee Public Utilities | 107 | 16971 | Muni | 21-03 | 3.84 | Solar |  |  | Interconnected | Shakopee | 55379 | Dean Lake | 92 | Residential |  | 19734 | 2021 | 2021
20262-227903-01 | Shakopee Public Utilities | 107 | 16971 | Muni | 21-04 | 3.84 | Solar |  |  | Interconnected | Shakopee | 55379 | Dean Lake | 92 | Residential |  | 19734 | 2021 | 2021
20262-227903-01 | Shakopee Public Utilities | 107 | 16971 | Muni | 21-05 | 7.12 | Solar |  |  | Interconnected | Shakopee | 55379 | South Shakopee | 32 | Residential |  | 37323 | 2021 | 2021
20262-227903-01 | Shakopee Public Utilities | 107 | 16971 | Muni | 21-06 | 6.58 | Solar |  |  | Interconnected | Shakopee | 55379 | South Shakopee | 32 | Residential |  | 34452 | 2021 | 2021
20262-227903-01 | Shakopee Public Utilities | 107 | 16971 | Muni | 21-07 | 4.38 | Solar |  |  | Interconnected | Shakopee | 55379 | South Shakopee | 32 | Residential |  | 22770 | 2021 | 2021
20262-227903-01 | Shakopee Public Utilities | 107 | 16971 | Muni | 21-08 | 5.48 | Solar |  |  | Interconnected | Shakopee | 55379 | Dean Lake | 92 | Residential |  | 27275 | 2021 | 2021
20262-227903-01 | Shakopee Public Utilities | 107 | 16971 | Muni | 21-09 | 6.03 | Solar |  |  | Interconnected | Shakopee | 55379 | South Shakopee | 32 | Residential |  | 30146 | 2021 | 2021
20262-227903-01 | Shakopee Public Utilities | 107 | 16971 | Muni | 21-10 | 6.38 | Solar |  |  | Interconnected | Shakopee | 55379 | South Shakopee | 34 | Residential |  | 29982 | 2021 | 2021
20262-227903-01 | Shakopee Public Utilities | 107 | 16971 | Muni | 21-11 | 4.19 | Solar |  |  | Interconnected | Shakopee | 55379 | South Shakopee | 33 | Residential |  | 16373 | 2021 | 2021
20262-227903-01 | Shakopee Public Utilities | 107 | 16971 | Muni | 21-12 | 4.38 | Solar |  |  | Interconnected | Shakopee | 55379 | Pike Lake | 71 | Residential |  | 22770 | 2021 | 2021
20262-227903-01 | Shakopee Public Utilities | 107 | 16971 | Muni | 21-13 | 7.67 | Solar |  |  | Interconnected | Shakopee | 55379 | South Shakopee | 33 | Residential |  | 38759 | 2021 | 2021
20262-227903-01 | Shakopee Public Utilities | 107 | 16971 | Muni | 21-14 | 7.12 | Solar |  |  | Interconnected | Shakopee | 55379 | Dean Lake | 92 | Residential |  | 35888 | 2021 | 2021
20262-227903-01 | Shakopee Public Utilities | 107 | 16971 | Muni | 21-15 | 5.48 | Solar |  |  | Interconnected | Shakopee | 55379 | South Shakopee | 81 | Residential |  | 27275 | 2021 | 2021
20262-227903-01 | Shakopee Public Utilities | 107 | 16971 | Muni | 21-16 | 6.38 | Solar |  |  | Interconnected | Shakopee | 55379 | South Shakopee | 81 | Residential |  | 30712 | 2021 | 2021
20262-227903-01 | Shakopee Public Utilities | 107 | 16971 | Muni | 21-17 | 4.93 | Solar |  |  | Interconnected | Shakopee | 55379 | Dean Lake | 92 | Residential |  | 27324 | 2021 | 2021
20262-227903-01 | Shakopee Public Utilities | 107 | 16971 | Muni | 21-18 | 6.03 | Solar |  |  | Interconnected | Shakopee | 55379 | Dean Lake | 92 | Residential |  | 31581 | 2021 | 2021
20262-227903-01 | Shakopee Public Utilities | 107 | 16971 | Muni | 21-19 | 5.48 | Solar |  |  | Interconnected | Shakopee | 55379 | Dean Lake | 92 | Residential |  | 27275 | 2021 | 2021
20262-227903-01 | Shakopee Public Utilities | 107 | 16971 | Muni | 21-20 | 7.67 | Solar |  |  | Interconnected | Shakopee | 55379 | South Shakopee | 34 | Residential |  | 40194 | 2021 | 2021
20262-227903-01 | Shakopee Public Utilities | 107 | 16971 | Muni | 21-21 | 7.12 | Solar |  |  | Interconnected | Shakopee | 55379 | South Shakopee | 33 | Residential |  | 37323 | 2021 | 2021
20262-227903-01 | Shakopee Public Utilities | 107 | 16971 | Muni | 21-22 | 11.51 | Solar |  |  | Interconnected | Shakopee | 55379 | Pike Lake | 71 | Residential |  | 58856 | 2021 | 2021
20262-227903-01 | Shakopee Public Utilities | 107 | 16971 | Muni | 21-23 | 7.6 | Solar |  |  | Interconnected | Shakopee | 55379 | Pike Lake | 74 | Residential |  | 19700 | 2021 | 2021
20262-227903-01 | Shakopee Public Utilities | 107 | 16971 | Muni | 21-24 | 13.34 | Solar |  |  | Interconnected | Shakopee | 55379 | South Shakopee | 33 | Residential |  | 62814 | 2021 | 2021
20262-227903-01 | Shakopee Public Utilities | 107 | 16971 | Muni | 21-25 | 7.12 | Solar |  |  | Interconnected | Shakopee | 55379 | Blue Lake | 22 | Residential |  | 37323 | 2021 | 2021
20262-227903-01 | Shakopee Public Utilities | 107 | 16971 | Muni | 21-26 | 8.22 | Solar |  |  | Interconnected | Shakopee | 55379 | South Shakopee | 32 | Residential |  | 43065 | 2021 | 2021
20262-227903-01 | Shakopee Public Utilities | 107 | 16971 | Muni | 21-27 | 9.86 | Solar |  |  | Interconnected | Shakopee | 55379 | South Shakopee | 32 | Residential |  | 51678 | 2021 | 2021
20262-227903-01 | Shakopee Public Utilities | 107 | 16971 | Muni | 21-28 | 6.58 | Solar |  |  | Interconnected | Shakopee | 55379 | South Shakopee | 32 | Residential |  | 34452 | 2021 | 2021
20262-227903-01 | Shakopee Public Utilities | 107 | 16971 | Muni | 21-29 | 6.03 | Solar |  |  | Active Application | Shakopee | 55379 | Pike Lake | 71 | Residential |  | 31581 | 2021 | 2021
20262-227903-01 | Shakopee Public Utilities | 107 | 16971 | Muni | 21-30 | 10.96 | Solar |  |  | Interconnected | Shakopee | 55379 | Pike Lake | 71 | Residential |  | 57420 | 2021 | 2021
20262-227903-01 | Shakopee Public Utilities | 107 | 16971 | Muni | 21-31 | 8.22 | Solar |  |  | Interconnected | Shakopee | 55379 | Pike Lake | 71 | Residential |  | 43065 | 2021 | 2021
20262-227903-01 | Shakopee Public Utilities | 107 | 16971 | Muni | 21-32 | 10.96 | Solar |  |  | Interconnected | Shakopee | 55379 | Pike Lake | 74 | Residential |  | 55985 | 2021 | 2021
20262-227903-01 | Shakopee Public Utilities | 107 | 16971 | Muni | 21-33 | 7.67 | Solar |  |  | Interconnected | Shakopee | 55379 | Pike Lake | 71 | Residential |  | 40194 | 2021 | 2021
20262-227903-01 | Shakopee Public Utilities | 107 | 16971 | Muni | 21-34 | 6.03 | Solar |  |  | Interconnected | Shakopee | 55379 | Pike Lake | 71 | Residential |  | 30146 | 2021 | 2021
20262-227903-01 | Shakopee Public Utilities | 107 | 16971 | Muni | 21-35 | 4.93 | Solar |  |  | Interconnected | Shakopee | 55379 | South Shakopee | 81 | Residential |  | 25806 | 2021 | 2021
20262-227903-01 | Shakopee Public Utilities | 107 | 16971 | Muni | 21-36 | 8.77 | Solar |  |  | Interconnected | Shakopee | 55379 | Blue Lake | 20 | Residential |  | 44501 | 2021 | 2021
20262-227903-01 | Shakopee Public Utilities | 107 | 16971 | Muni | 21-37 | 6.03 | Solar |  |  | Interconnected | Shakopee | 55379 | Pike Lake | 71 | Residential |  | 31581 | 2021 | 2021
20262-227903-01 | Shakopee Public Utilities | 107 | 16971 | Muni | 21-38 | 3.29 | Solar |  |  | Interconnected | Shakopee | 55379 | Pike Lake | 74 | Residential |  | 18216 | 2021 | 2022
20262-227903-01 | Shakopee Public Utilities | 107 | 16971 | Muni | 21-39 | 7.67 | Solar |  |  | Interconnected | Shakopee | 55379 | Dean Lake | 92 | Residential |  | 40194 | 2021 | 2021
20262-227903-01 | Shakopee Public Utilities | 107 | 16971 | Muni | 21-40 | 5.48 | Solar |  |  | Interconnected | Shakopee | 55379 | Dean Lake | 92 | Residential |  | 28710 | 2021 | 2021
20262-227903-01 | Shakopee Public Utilities | 107 | 16971 | Muni | 21-41 | 4.93 | Solar |  |  | Interconnected | Shakopee | 55379 | South Shakopee | 32 | Residential |  | 27324 | 2021 | 2021
20262-227903-01 | Shakopee Public Utilities | 107 | 16971 | Muni | 21-42 | 5.22 | Solar |  |  | Interconnected | Shakopee | 55379 | South Shakopee | 81 | Residential |  | 20000 | 2021 | 2021
20262-227903-01 | Shakopee Public Utilities | 107 | 16971 | Muni | 21-43 | 6.03 | Solar |  |  | Interconnected | Shakopee | 55379 | South Shakopee | 33 | Residential |  | 30839 | 2021 | 2021
20262-227903-01 | Shakopee Public Utilities | 107 | 16971 | Muni | 21-44 | 4.93 | Solar |  |  | Interconnected | Shakopee | 55379 | Blue Lake | 22 | Residential |  | 25806 | 2021 | 2021
20262-227903-01 | Shakopee Public Utilities | 107 | 16971 | Muni | 21-45 | 6.03 | Solar |  |  | Interconnected | Shakopee | 55379 | Pike Lake | 71 | Residential |  | 30839 | 2021 | 2021
20262-227903-01 | Shakopee Public Utilities | 107 | 16971 | Muni | 21-46 | 6.96 | Solar |  |  | Interconnected | Shakopee | 55379 | South Shakopee | 34 | Residential |  | 27705 | 2021 | 2021
20262-227903-01 | Shakopee Public Utilities | 107 | 16971 | Muni | 21-47 | 7.12 | Solar |  |  | Interconnected | Shakopee | 55379 | South Shakopee | 81 | Residential |  | 38181 | 2021 | 2021
20262-227903-01 | Shakopee Public Utilities | 107 | 16971 | Muni | 21-48 | 6.98 | Solar |  |  | Interconnected | Shakopee | 55379 | Pike Lake | 71 | Residential |  | 32773 | 2021 | 2021
20262-227903-01 | Shakopee Public Utilities | 107 | 16971 | Muni | 21-49 | 6.58 | Solar |  |  | Interconnected | Shakopee | 55379 | Dean Lake | 92 | Residential |  | 33776 | 2021 | 2021
20262-227903-01 | Shakopee Public Utilities | 107 | 16971 | Muni | 21-50 | 7.67 | Solar |  |  | Interconnected | Shakopee | 55379 | Pike Lake | 74 | Residential |  | 39650 | 2021 | 2021
20262-227903-01 | Shakopee Public Utilities | 107 | 16971 | Muni | 21-51 | 3.48 | Solar |  |  | Interconnected | Shakopee | 55379 | South Shakopee | 32 | Residential |  | 13122 | 2021 | 2021
20262-227903-01 | Shakopee Public Utilities | 107 | 16971 | Muni | 21-52 | 5.584 | Solar |  |  | Interconnected | Shakopee | 55379 | South Shakopee | 33 | Residential |  | 27809 | 2021 | 2021
20262-227903-01 | Shakopee Public Utilities | 107 | 16971 | Muni | 21-53 | 9.32 | Solar |  |  | Interconnected | Shakopee | 55379 | South Shakopee | 34 | Residential |  | 49929 | 2021 | 2021
20262-227903-01 | Shakopee Public Utilities | 107 | 16971 | Muni | 21-54 | 6.03 | Solar |  |  | Interconnected | Shakopee | 55379 | Pike Lake | 71 | Residential |  | 30146 | 2021 | 2021
20262-227903-01 | Shakopee Public Utilities | 107 | 16971 | Muni | 21-55 | 3.84 | Solar |  |  | Interconnected | Shakopee | 55379 | South Shakopee | 32 | Residential |  | 21252 | 2021 | 2021
20262-227903-01 | Shakopee Public Utilities | 107 | 16971 | Muni | 21-56 | 5.48 | Solar |  |  | Interconnected | Shakopee | 55379 | Pike Lake | 74 | Residential |  | 29370 | 2021 | 2021
20262-227903-01 | Shakopee Public Utilities | 107 | 16971 | Muni | 21-57 | 7.124 | Solar |  |  | Interconnected | Shakopee | 55379 | Pike Lake | 74 | Residential |  | 36713 | 2021 | 2021
20262-227903-01 | Shakopee Public Utilities | 107 | 16971 | Muni | 21-58 | 3.84 | Solar |  |  | Interconnected | Shakopee | 55379 | Pike Lake | 74 | Residential |  | 21252 | 2021 | 2021
20262-227903-01 | Shakopee Public Utilities | 107 | 16971 | Muni | 21-59 | 5.48 | Solar |  |  | Interconnected | Shakopee | 55379 | Pike Lake | 74 | Residential |  | 29370 | 2021 | 2021
20262-227903-01 | Shakopee Public Utilities | 107 | 16971 | Muni | 21-60 | 8.768 | Solar |  |  | Interconnected | Shakopee | 55379 | Pike Lake | 71 | Residential |  | 45000 | 2021 | 2021
20262-227903-01 | Shakopee Public Utilities | 107 | 16971 | Muni | 21-61 | 7.672 | Solar |  |  | Interconnected | Shakopee | 55379 | Blue Lake | 20 | Residential |  | 41118 | 2021 | 2021
20262-227903-01 | Shakopee Public Utilities | 107 | 16971 | Muni | 21-62 | 7.672 | Solar |  |  | Interconnected | Shakopee | 55379 | South Shakopee | 33 | Residential |  | 39650 | 2021 | 2021
20262-227903-01 | Shakopee Public Utilities | 107 | 16971 | Muni | 21-63 | 9.32 | Solar |  |  | Interconnected | Prior Lake | 55372 | Pike Lake | 73 | Residential |  | 48461 | 2021 | 2021
20262-227903-01 | Shakopee Public Utilities | 107 | 16971 | Muni | 21-64 | 4.93 | Solar |  |  | Interconnected | Shakopee | 55379 | South Shakopee | 81 | Residential |  | 25806 | 2021 | 2021
20262-227903-01 | Shakopee Public Utilities | 107 | 16971 | Muni | 21-65 | 6.58 | Solar |  |  | Interconnected | Shakopee | 55379 | Pike Lake | 71 | Residential |  | 34176 | 2021 | 2021
20262-227903-01 | Shakopee Public Utilities | 107 | 16971 | Muni | 21-66 | 7.12 | Solar |  |  | Interconnected | Shakopee | 55379 | Blue Lake | 20 | Residential |  | 38181 | 2021 | 2021
20262-227903-01 | Shakopee Public Utilities | 107 | 16971 | Muni | 21-67 | 7.67 | Solar |  |  | Interconnected | Shakopee | 55379 | Blue Lake | 20 | Residential |  | 41118 | 2021 | 2021
20262-227903-01 | Shakopee Public Utilities | 107 | 16971 | Muni | 21-68 | 5.48 | Solar |  |  | Interconnected | Shakopee | 55379 | South Shakopee | 33 | Residential |  | 27902 | 2021 | 2021
20262-227903-01 | Shakopee Public Utilities | 107 | 16971 | Muni | 21-69 | 3.29 | Solar |  |  | Interconnected | Shakopee | 55379 | South Shakopee | 33 | Residential |  | 18698 | 2021 | 2021
20262-227903-01 | Shakopee Public Utilities | 107 | 16971 | Muni | 21-70 | 10.47 | Solar |  |  | Interconnected | Shakopee | 55379 | South Shakopee | 32 | Residential |  | 28590 | 2021 | 2021
20262-227903-01 | Shakopee Public Utilities | 107 | 16971 | Muni | 21-71 | 4.38 | Solar |  |  | Interconnected | Shakopee | 55379 | South Shakopee | 33 | Residential |  | 24288 | 2021 | 2021
20262-227903-01 | Shakopee Public Utilities | 107 | 16971 | Muni | 21-72 | 28.8 | Solar |  |  | Interconnected | Shakopee | 55379 | Dean Lake | 98 | Commercial |  | 65861 | 2021 | 2021
20262-227903-01 | Shakopee Public Utilities | 107 | 16971 | Muni | 21-73 | 13.63 | Solar |  |  | Interconnected | Shakopee | 55379 | Blue Lake | 20 | Residential |  | 15000 | 2021 | 2021
20262-227903-01 | Shakopee Public Utilities | 107 | 16971 | Muni | 21-74 | 11.4 | Solar |  |  | Interconnected | Shakopee | 55379 | Pike Lake | 71 | Residential |  | 31000 | 2021 | 2021
20262-227903-01 | Shakopee Public Utilities | 107 | 16971 | Muni | 21-75 | 4.93 | Solar |  |  | Interconnected | Prior Lake | 55372 | Pike Lake | 73 | Residential |  | 26496 | 2021 | 2021
20262-227903-01 | Shakopee Public Utilities | 107 | 16971 | Muni | 21-76 | 13.611 | Solar |  |  | Interconnected | Shakopee | 55379 | Pike Lake | 71 | Residential |  | 15000 | 2021 | 2021
20262-227903-01 | Shakopee Public Utilities | 107 | 16971 | Muni | 21-77 | 7.83 | Solar |  |  | Interconnected | Shakopee | 55379 | Dean Lake | 92 | Residential |  | 26159 | 2021 | 2021
20262-227903-01 | Shakopee Public Utilities | 107 | 16971 | Muni | 21-78 | 7.6 | Solar |  |  | Interconnected | Shakopee | 55379 | South Shakopee | 34 | Residential |  | 53482 | 2021 | 2021
20262-227903-01 | Shakopee Public Utilities | 107 | 16971 | Muni | 21-79 | 13.7 | Solar |  |  | Interconnected | Shakopee | 55379 | South Shakopee | 33 | Residential |  | 80262 | 2021 | 2021
20262-227903-01 | Shakopee Public Utilities | 107 | 16971 | Muni | 21-80 | 6.03 | Solar |  |  | Interconnected | Shakopee | 55379 | South Shakopee | 32 | Residential |  | 34776 | 2021 | 2021
20262-227903-01 | Shakopee Public Utilities | 107 | 16971 | Muni | 21-81 | 6.28 | Solar |  |  | Interconnected | Shakopee | 55379 | Blue Lake | 20 | Residential |  | 33574 | 2021 | 2023
20262-227903-01 | Shakopee Public Utilities | 107 | 16971 | Muni | 21-82 | 6.38 | Solar |  |  | Interconnected | Prior Lake | 55372 | Pike Lake | 73 | Residential |  | 24000 | 2021 | 2021
20262-227903-01 | Shakopee Public Utilities | 107 | 16971 | Muni | 21-83 | 4.93 | Solar |  |  | Interconnected | Shakopee | 55379 | South Shakopee | 32 | Residential |  | 28152 | 2021 | 2022
20262-227903-01 | Shakopee Public Utilities | 107 | 16971 | Muni | 21-84 | 3.29 | Solar |  |  | Interconnected | Shakopee | 55379 | South Shakopee | 81 | Residential |  | 18810 | 2021 | 2021
20262-227903-01 | Shakopee Public Utilities | 107 | 16971 | Muni | 21-85 | 6.576 | Solar |  |  | Interconnected | Shakopee | 55379 | South Shakopee | 81 | Residential |  | 39744 | 2021 | 2021
20262-227903-01 | Shakopee Public Utilities | 107 | 16971 | Muni | 21-86 | 4.932 | Solar |  |  | Interconnected | Shakopee | 55379 | South Shakopee | 32 | Residential |  | 28152 | 2021 | 2021
20262-227903-01 | Shakopee Public Utilities | 107 | 16971 | Muni | 21-87 | 8.77 | Solar |  |  | Interconnected | Shakopee | 55379 | Pike Lake | 71 | Residential |  | 52416 | 2021 | 2021
20262-227903-01 | Shakopee Public Utilities | 107 | 16971 | Muni | 21-88 | 5.48 | Solar |  |  | Interconnected | Shakopee | 55379 | South Shakopee | 32 | Residential |  | 30839 | 2021 | 2022
20262-227903-01 | Shakopee Public Utilities | 107 | 16971 | Muni | 21-89 | 3.84 | Solar |  |  | Interconnected | Shakopee | 55379 | South Shakopee | 32 | Residential |  | 22230 | 2021 | 2021
20262-227903-01 | Shakopee Public Utilities | 107 | 16971 | Muni | 21-90 | 5.48 | Solar |  |  | Interconnected | Shakopee | 55379 | South Shakopee | 32 | Residential |  | 31464 | 2021 | 2021
20262-227903-01 | Shakopee Public Utilities | 107 | 16971 | Muni | 21-91 | 4.93 | Solar |  |  | Interconnected | Shakopee | 55379 | South Shakopee | 81 | Residential |  | 28152 | 2021 | 2022
20262-227903-01 | Shakopee Public Utilities | 107 | 16971 | Muni | 21-92 | 8.77 | Solar |  |  | Interconnected | Shakopee | 55379 | Pike Lake | 73 | Residential |  | 52416 | 2021 | 2022
20262-227903-01 | Shakopee Public Utilities | 107 | 16971 | Muni | 21-93 | 6.58 | Solar |  |  | Active Application | Shakopee | 55379 | Dean Lake | 92 | Residential |  | 38088 | 2021
20262-227903-01 | Shakopee Public Utilities | 107 | 16971 | Muni | 21-94 | 6.48 | Solar |  |  | Interconnected | Shakopee | 55379 | South Shakopee | 81 | Residential |  | 29808 | 2021 | 2022
20262-227903-01 | Shakopee Public Utilities | 107 | 16971 | Muni | 21-95 | 9.32 | Solar |  |  | Interconnected | Shakopee | 55379 | Blue Lake | 20 | Residential |  | 55692 | 2021 | 2022
20262-227903-01 | Shakopee Public Utilities | 107 | 16971 | Muni | 21-96 | 6.03 | Solar |  |  | Interconnected | Shakopee | 55379 | South Shakopee | 33 | Residential |  | 34776 | 2021 | 2021
20262-227903-01 | Shakopee Public Utilities | 107 | 16971 | Muni | 21-97 | 9.32 | Solar |  |  | Interconnected | Shakopee | 55379 | Pike Lake | 74 | Residential |  | 55692 | 2021 | 2021
20262-227903-01 | Shakopee Public Utilities | 107 | 16971 | Muni | 21-98 | 6.96 | Solar |  |  | Interconnected | Shakopee | 55379 | Pike Lake | 74 | Residential |  | 26758 | 2021 | 2021
20262-227903-01 | Shakopee Public Utilities | 107 | 16971 | Muni | 21-99 | 6.03 | Solar |  |  | Interconnected | Shakopee | 55379 | Pike Lake | 74 | Residential |  | 36432 | 2021 | 2021
20262-227903-01 | Shakopee Public Utilities | 107 | 16971 | Muni | 21-100 | 6.58 | Solar |  |  | Interconnected | Shakopee | 55379 | South Shakopee | 32 | Residential |  | 39744 | 2021 | 2021
20262-227903-01 | Shakopee Public Utilities | 107 | 16971 | Muni | 21-101 | 5.48 | Solar |  |  | Interconnected | Shakopee | 55379 | South Shakopee | 33 | Residential |  | 31464 | 2021 | 2022
20262-227903-01 | Shakopee Public Utilities | 107 | 16971 | Muni | 21-102 | 4.93 | Solar |  |  | Interconnected | Shakopee | 55379 | Dean Lake | 92 | Residential |  | 28152 | 2021 | 2022
20262-227903-01 | Shakopee Public Utilities | 107 | 16971 | Muni | 21-103 | 6.03 | Solar |  |  | Interconnected | Shakopee | 55379 | Pike Lake | 74 | Residential |  | 36432 | 2021 | 2022
20262-227903-01 | Shakopee Public Utilities | 107 | 16971 | Muni | 21-104 | 7.6 | Solar |  |  | Interconnected | Shakopee | 55379 | South Shakopee | 31 | Residential |  | 5000 | 2021 | 2022
20262-227903-01 | Shakopee Public Utilities | 107 | 16971 | Muni | 21-105 | 8.88 | Solar |  |  | Interconnected | Shakopee | 55379 | Pike Lake | 71 | Residential |  | 27100 | 2021 | 2021
20262-227903-01 | Shakopee Public Utilities | 107 | 16971 | Muni | 21-106 | 9.86 | Solar |  |  | Interconnected | Prior Lake | 55372 | Pike Lake | 73 | Residential |  | 10000 | 2021 | 2021
20262-227903-01 | Shakopee Public Utilities | 107 | 16971 | Muni | 21-107 | 7.83 | Solar |  |  | Interconnected | Shakopee | 55379 | South Shakopee | 32 | Residential |  | 40878 | 2021 | 2021
20262-227903-01 | Shakopee Public Utilities | 107 | 16971 | Muni | 21-108 | 8.22 | Solar |  |  | Interconnected | Shakopee | 55379 | Blue Lake | 22 | Residential |  | 49140 | 2021 | 2022
20262-227903-01 | Shakopee Public Utilities | 107 | 16971 | Muni | 21-109 | 10.41 | Solar |  |  | Interconnected | Shakopee | 55379 | Pike Lake | 71 | Residential |  | 60606 | 2021 | 2022
20262-227903-01 | Shakopee Public Utilities | 107 | 16971 | Muni | 21-110 | 14.8 | Solar |  |  | Interconnected | Shakopee | 55379 | South Shakopee | 33 | Residential |  | 86814 | 2021 | 2022
20262-227903-01 | Shakopee Public Utilities | 107 | 16971 | Muni | 21-111 | 12.56 | Solar |  |  | Interconnected | Shakopee | 55379 | Pike Lake | 74 | Residential |  | 45000 | 2021 | 2022
20262-227903-01 | Shakopee Public Utilities | 107 | 16971 | Muni | 21-112 | 7.67 | Solar |  |  | Interconnected | Shakopee | 55379 | Blue Lake | 20 | Residential |  | 45864 | 2021 | 2022
20262-227903-01 | Shakopee Public Utilities | 107 | 16971 | Muni | 21-113 | 8.77 | Solar |  |  | Interconnected | Shakopee | 55379 | Pike Lake | 71 | Residential |  | 50778 | 2021 | 2022
20262-227903-01 | Shakopee Public Utilities | 107 | 16971 | Muni | 22-01 | 8.7 | Solar |  |  | Interconnected | Shakopee | 55379 | South Shakopee | 32 | Residential |  | 38021 | 2022 | 2022
20262-227903-01 | Shakopee Public Utilities | 107 | 16971 | Muni | 22-02 | 7.54 | Solar |  |  | Interconnected | Shakopee | 55379 | Pike Lake | 71 | Residential |  | 41671 | 2022 | 2022
20262-227903-01 | Shakopee Public Utilities | 107 | 16971 | Muni | 22-03 | 9.074 | Solar |  |  | Interconnected | Shakopee | 55379 | Blue Lake | 22 | Residential |  | 48571 | 2022 | 2022
20262-227903-01 | Shakopee Public Utilities | 107 | 16971 | Muni | 22-04 | 4.64 | Solar |  |  | Interconnected | Shakopee | 55379 | Pike Lake | 74 | Residential |  | 19030 | 2022 | 2022
20262-227903-01 | Shakopee Public Utilities | 107 | 16971 | Muni | 22-08 | 10.44 | Solar |  |  | Interconnected | Shakopee | 55379 | Pike Lake | 73 | Residential |  | 40877 | 2022 | 2022
20262-227903-01 | Shakopee Public Utilities | 107 | 16971 | Muni | 22-11 | 9.67 | Solar |  |  | Interconnected | Shakopee | 55379 | Shakopee | 8 | Residential |  | 10000 | 2022 | 2022
20262-227903-01 | Shakopee Public Utilities | 107 | 16971 | Muni | 22-50 | 3.29 | Solar |  |  | Interconnected | Shakopee | 55379 | Pike Lake | 74 | Residential |  | 18216 | 2022 | 2022
20262-227903-01 | Shakopee Public Utilities | 107 | 16971 | Muni | NOVA5843 | 9.42 | Solar |  |  | Interconnected | Shakopee | 55379 | Pike Lake | 71 | Residential |  | 32092 | 2022 | 2022
20262-227903-01 | Shakopee Public Utilities | 107 | 16971 | Muni | NOVA5890 | 7.33 | Solar |  |  | Interconnected | Shakopee | 55379 | Dean Lake | 92 | Residential |  | 38526 | 2022 | 2022
20262-227903-01 | Shakopee Public Utilities | 107 | 16971 | Muni | NOVA6009 | 8.77 | Solar |  |  | Interconnected | Shakopee | 55379 | Blue Lake | 20 | Residential |  | 48685 | 2022 | 2022
20262-227903-01 | Shakopee Public Utilities | 107 | 16971 | Muni | NOVA6084 | 7.68 | Solar |  |  | Interconnected | Shakopee | 55379 | South Shakopee | 33 | Residential |  | 44866 | 2022 | 2022
20262-227903-01 | Shakopee Public Utilities | 107 | 16971 | Muni | NOVA6094 | 40 | Solar |  |  | Interconnected | Shakopee | 55379 | Dean Lake | 48 | Commercial | Net Metering Solar Rebate | 134900 | 2022 | 2023
20262-227903-01 | Shakopee Public Utilities | 107 | 16971 | Muni | NOVA6102 | 4.89 | Solar |  |  | Withdrawn | Shakopee | 55379 | Shakopee | 9 | Residential |  | 30784 | 2022
20262-227903-01 | Shakopee Public Utilities | 107 | 16971 | Muni | NOVA6103 | 8.38 | Solar |  |  | Interconnected | Shakopee | 55379 | Pike Lake | 71 | Residential |  | 32084 | 2022 | 2022
20262-227903-01 | Shakopee Public Utilities | 107 | 16971 | Muni | NOVA6107 | 16.53 | Solar |  |  | Interconnected | Shakopee | 55379 | Pike Lake | 71 | Residential |  | 80263.16 | 2022 | 2022
20262-227903-01 | Shakopee Public Utilities | 107 | 16971 | Muni | NOVA6195 | 7.6 | Solar |  |  | Interconnected | Shakopee | 55379 | South Shakopee | 33 | Residential |  | 16.8 | 2022 | 2022
20262-227903-01 | Shakopee Public Utilities | 107 | 16971 | Muni | NOVA6239 | 10 | Solar |  |  | Interconnected | Shakopee | 55379 | Pike Lake | 71 | Residential |  | 45000 | 2022 | 2022
20262-227903-01 | Shakopee Public Utilities | 107 | 16971 | Muni | NOVA6257 | 4.38 | Solar |  |  | Interconnected | Shakopee | 55379 | Blue Lake | 22 | Residential |  | 26220 | 2022 | 2022
20262-227903-01 | Shakopee Public Utilities | 107 | 16971 | Muni | NOVA6289 | 5.22 | Solar |  |  | Interconnected | Shakopee | 55379 | South Shakopee | 81 | Residential |  | 34578.95 | 2022 | 2022
20262-227903-01 | Shakopee Public Utilities | 107 | 16971 | Muni | NOVA6345 | 17.4 | Solar |  |  | Interconnected | Shakopee | 55379 | South Shakopee | 31 | Residential |  | 64122 | 2022 | 2022
20262-227903-01 | Shakopee Public Utilities | 107 | 16971 | Muni | NOVA6422 | 400 | Solar |  |  | Active Application | Shakopee | 55379 | Dean Lake | 47 | Residential |  | 1081800 | 2022
20262-227903-01 | Shakopee Public Utilities | 107 | 16971 | Muni | NOVA6451 | 7.68 | Solar |  |  | Interconnected | Shakopee | 55379 | South Shakopee | 81 | Residential |  | 44620 | 2022 | 2022
20262-227903-01 | Shakopee Public Utilities | 107 | 16971 | Muni | NOVA6459 | 4.48 | Solar |  |  | Interconnected | Shakopee | 55379 | South Shakopee | 32 | Residential | SPU Net Metering Solar Rebate | 26260 | 2022 | 2022
20262-227903-01 | Shakopee Public Utilities | 107 | 16971 | Muni | NOVA6467 | 10.24 | Solar |  |  | Interconnected | Scott | 55379 | South Shakopee | 81 | Residential | SPU Net Metering Solar Rebate | 60140 | 2022 | 2022
20262-227903-01 | Shakopee Public Utilities | 107 | 16971 | Muni | NOVA6474 | 5.76 | Solar |  |  | Interconnected | Shakopee | 55379 | South Shakopee | 81 | Residential |  | 35280 | 2022 | 2022
20262-227903-01 | Shakopee Public Utilities | 107 | 16971 | Muni | NOVA6476 | 16 | Solar |  |  | Interconnected | Shakopee | 55379 | Pike Lake | 71 | Residential | Net Metering Solar Rebate | 97000 | 2022 | 2022
20262-227903-01 | Shakopee Public Utilities | 107 | 16971 | Muni | NOVA6478 | 9.6 | Solar |  |  | Interconnected | Shakopee | 55379 | South Shakopee | 33 | Residential |  | 56260 | 2022 | 2022
20262-227903-01 | Shakopee Public Utilities | 107 | 16971 | Muni | NOVA6479 | 5.76 | Solar |  |  | Interconnected | Shakopee | 55379 | Pike Lake | 74 | Residential | SPU Net Metering Solar Rebate | 35280 | 2022 | 2022
20262-227903-01 | Shakopee Public Utilities | 107 | 16971 | Muni | NOVA6480 | 5.12 | Solar |  |  | Interconnected | Shakopee | 55379 | Dean Lake | 92 | Residential | Net Metering Solar Rebate | 31360 | 2022 | 2022
20262-227903-01 | Shakopee Public Utilities | 107 | 16971 | Muni | NOVA6489 | 6.4 | Solar |  |  | Interconnected | Shakopee | 55379 | Pike Lake | 71 | Residential | Net Metering Solar Application | 39200 | 2022 | 2022
20262-227903-01 | Shakopee Public Utilities | 107 | 16971 | Muni | NOVA6570 | 8.32 | Solar |  |  | Interconnected | Shakopee | 55379 | Pike Lake | 74 | Residential | Net Metering Solar Application | 48500 | 2022 | 2022
20262-227903-01 | Shakopee Public Utilities | 107 | 16971 | Muni | NOVA6607 | 6.4 | Solar |  |  | Interconnected | Shakopee | 55379 | Pike Lake | 74 | Residential | Net Metering Solar Rebate | 39200 | 2022 | 2022
20262-227903-01 | Shakopee Public Utilities | 107 | 16971 | Muni | NOVA6616 | 6.4 | Solar |  |  | Interconnected | Shakopee | 55379 | Blue Lake | 22 | Residential | Net Metering Solar Rebate | 37240 | 2022 | 2022
20262-227903-01 | Shakopee Public Utilities | 107 | 16971 | Muni | NOVA6644 | 7.68 | Solar |  |  | Interconnected | Shakopee | 55379 | Blue Lake | 20 | Residential |  | 46560 | 2022 | 2022
20262-227903-01 | Shakopee Public Utilities | 107 | 16971 | Muni | NOVA6663 | 5.22 | Solar |  |  | Interconnected | Prior Lake | 55372 | Pike Lake | 73 | Residential | Net Metering Solar Rebate | 44736.84 | 2022 | 2022
20262-227903-01 | Shakopee Public Utilities | 107 | 16971 | Muni | NOVA6706 | 5.76 | Solar |  |  | Interconnected | Shakopee | 55379 | Pike Lake | 74 | Residential | Net Metering Solar Rebate | 33320 | 2022 | 2022
20262-227903-01 | Shakopee Public Utilities | 107 | 16971 | Muni | NOVA6707 | 16.75 | Solar |  |  | Interconnected | Shakopee | 55379 | Pike Lake | 71 | Residential |  | 79839 | 2022 | 2022
20262-227903-01 | Shakopee Public Utilities | 107 | 16971 | Muni | NOVA6729 | 7.68 | Solar |  |  | Interconnected | Shakopee | 55379 | Pike Lake | 74 | Residential | Net Metering Solar Rebate | 46560 | 2022 | 2022
20262-227903-01 | Shakopee Public Utilities | 107 | 16971 | Muni | NOVA6746 | 8.41 | Solar |  |  | Interconnected | Shakopee | 55379 | South Shakopee | 81 | Residential | Net Metering Solar Rebate | 36540 | 2022 | 2023
20262-227903-01 | Shakopee Public Utilities | 107 | 16971 | Muni | NOVA6751 | 5.76 | Solar |  |  | Interconnected | Shakopee | 55379 | South Shakopee | 31 | Residential | Net Metering Solar Rebate | 33320 | 2022 | 2022
20262-227903-01 | Shakopee Public Utilities | 107 | 16971 | Muni | NOVA6757 | 4.5 | Solar |  |  | Interconnected | Shakopee | 55379 | South Shakopee | 32 | Residential | Net Metering Solar Rebate | 34924 | 2022 | 2023
20262-227903-01 | Shakopee Public Utilities | 107 | 16971 | Muni | NOVA6768 | 8.12 | Solar |  |  | Interconnected | Prior Lake | 55372 | Pike Lake | 73 | Residential | Net Metering Solar Rebate | 46421 | 2022 | 2022
20262-227903-01 | Shakopee Public Utilities | 107 | 16971 | Muni | NOVA6771 | 8.96 | Solar |  |  | Interconnected | Shakopee | 55379 | Blue Lake | 20 | Residential |  | 52380 | 2022 | 2022
20262-227903-01 | Shakopee Public Utilities | 107 | 16971 | Muni | NOVA6807 | 13.63 | Solar |  | X | Interconnected | Shakopee | 55379 | Shakopee | 9 | Residential |  | 65000 | 2022 | 2023
20262-227903-01 | Shakopee Public Utilities | 107 | 16971 | Muni | NOVA6807-S | 3.84 | Storage |  |  | Interconnected | Shakopee | 55379 | Shakopee | 9 | Residential |  | 65000 | 2022 | 2023
20262-227903-01 | Shakopee Public Utilities | 107 | 16971 | Muni | NOVA6816 | 20.48 | Solar |  |  | Interconnected | Shakopee | 55379 | South Shakopee | 31 | Residential | Net Metering Solar Rebate | 124160 | 2022 | 2023
20262-227903-01 | Shakopee Public Utilities | 107 | 16971 | Muni | NOVA6820 | 22.8 | Solar |  |  | Withdrawn | Shakopee | 55379 | Pike Lake | 71 | Residential | Net Metering Solar Rebate | 73000 | 2022
20262-227903-01 | Shakopee Public Utilities | 107 | 16971 | Muni | NOVA6895 | 11.21 | Solar |  |  | Interconnected | Shakopee | 55379 | Pike Lake | 71 | Residential |  | 49400 | 2022 | 2023
20262-227903-01 | Shakopee Public Utilities | 107 | 16971 | Muni | NOVA6919 | 4.35 | Solar |  |  | Interconnected | Shakopee | 55379 | Pike Lake | 71 | Residential |  | 35070 | 2022 | 2023
20262-227903-01 | Shakopee Public Utilities | 107 | 16971 | Muni | NOVA6986 | 10.15 | Solar |  |  | Active Application | Shakopee | 55379 | Dean Lake | 43 | Residential |  | 21000 | 2022
20262-227903-01 | Shakopee Public Utilities | 107 | 16971 | Muni | NOVA7010 | 5.58 | Solar |  |  | Interconnected | Shakopee | 55379 | Shakopee | 7 | Residential | Net Metering Solar Rebate | 36303 | 2022 | 2023
20262-227903-01 | Shakopee Public Utilities | 107 | 16971 | Muni | NOVA7032 | 26.3 | Solar |  |  | Interconnected | Shakopee | 55379 | Dean Lake | 48 | Residential |  | 84000 | 2022 | 2024
20262-227903-01 | Shakopee Public Utilities | 107 | 16971 | Muni | NOVA7075 | 16.9 | Solar |  |  | Interconnected | Shakopee | 55379 | South Shakopee | 34 | Residential |  | 8000 | 2022 | 2023
20262-227903-01 | Shakopee Public Utilities | 107 | 16971 | Muni | NOVA7167 | 6.4 | Solar |  |  | Interconnected | Shakopee | 55379 | Pike Lake | 74 | Residential |  | 37240 | 2022 | 2023
20262-227903-01 | Shakopee Public Utilities | 107 | 16971 | Muni | NOVA7180 | 4.48 | Solar |  |  | Interconnected | Shakopee | 55379 | South Shakopee | 32 | Residential |  | 3577 | 2022 | 2023
20262-227903-01 | Shakopee Public Utilities | 107 | 16971 | Muni | NOVA7257 | 6.4 | Solar |  |  | Interconnected | Shakopee | 55379 | Blue Lake | 20 | Residential |  | 40180 | 2022 | 2023
20262-227903-01 | Shakopee Public Utilities | 107 | 16971 | Muni | NOVA7432 | 8.41 | Solar |  |  | Interconnected | Shakopee | 55379 | South Shakopee | 32 | Residential |  | 37468 | 2023 | 2023
20262-227903-01 | Shakopee Public Utilities | 107 | 16971 | Muni | NOVA7501 | 11.89 | Solar |  |  | Interconnected | Shakopee | 55379 | Pike Lake | 71 | Residential |  | 67397.26 | 2023 | 2023
20262-227903-01 | Shakopee Public Utilities | 107 | 16971 | Muni | NOVA7609 | 21 | Solar |  |  | Interconnected | Shakopee | 55379 | Blue Lake | 22 | Residential |  | 110376 | 2023 | 2023
20262-227903-01 | Shakopee Public Utilities | 107 | 16971 | Muni | NOVA7653 | 4.06 | Solar |  |  | Interconnected | Shakopee | 55379 | South Shakopee | 33 | Residential |  | 23194 | 2023 | 2023
20262-227903-01 | Shakopee Public Utilities | 107 | 16971 | Muni | NOVA7657 | 40 | Solar |  |  | Withdrawn | Shakopee | 55379 | Shakopee | 9 | Commercial |  | 166350 | 2023
20262-227903-01 | Shakopee Public Utilities | 107 | 16971 | Muni | NOVA7819 | 9.75 | Solar |  |  | Interconnected | Shakopee | 55379 | South Shakopee | 33 | Residential |  | 12423 | 2023 | 2023
20262-227903-01 | Shakopee Public Utilities | 107 | 16971 | Muni | NOVA7854 | 6.4 | Solar |  |  | Interconnected | Shakopee | 55379 | South Shakopee | 33 | Residential |  | 15000 | 2023 | 2023
20262-227903-01 | Shakopee Public Utilities | 107 | 16971 | Muni | NOVA7962 | 5.2 | Solar |  |  | Interconnected | Shakopee | 55379 | Shakopee | 8 | Residential |  | 25746 | 2023 | 2023
20262-227903-01 | Shakopee Public Utilities | 107 | 16971 | Muni | NOVA7980 | 2.32 | Solar |  |  | Interconnected | Shakopee | 55379 | Dean Lake | 52 | Residential |  | 18322 | 2023 | 2023
20262-227903-01 | Shakopee Public Utilities | 107 | 16971 | Muni | NOVA8004 | 9.6 | Solar |  |  | Interconnected | Shakopee | 55379 | South Shakopee | 32 | Residential |  | 19950 | 2023 | 2023
20262-227903-01 | Shakopee Public Utilities | 107 | 16971 | Muni | NOVA8093 | 3.8 | Solar |  |  | Interconnected | Shakopee | 55379 | Dean Lake | 92 | Residential |  | 22807.28 | 2023 | 2023
20262-227903-01 | Shakopee Public Utilities | 107 | 16971 | Muni | NOVA8112 | 7.6 | Solar |  |  | Interconnected | Shakopee | 55379 | Dean Lake | 52 | Residential |  | 42361.93 | 2023 | 2023
20262-227903-01 | Shakopee Public Utilities | 107 | 16971 | Muni | NOVA8134 | 32.2 | Solar |  |  | Interconnected | Shakopee | 55379 | Shakopee | 8 | Residential |  | 32000 | 2023 | 2023
20262-227903-01 | Shakopee Public Utilities | 107 | 16971 | Muni | NOVA8217 | 40 | Solar |  |  | Interconnected | Shakopee | 55379 | Shakopee | 7 | Residential |  | 125000 | 2023 | 2023
20262-227903-01 | Shakopee Public Utilities | 107 | 16971 | Muni | NOVA8243 | 10.24 | Solar |  |  | Interconnected | Shakopee | 55379 | South Shakopee | 81 | Residential |  | 57909 | 2023 | 2023
20262-227903-01 | Shakopee Public Utilities | 107 | 16971 | Muni | NOVA8249 | 40 | Solar |  |  | Interconnected | Shakopee | 55379 | Dean Lake | 43 | Residential |  | 125000 | 2023 | 2023
20262-227903-01 | Shakopee Public Utilities | 107 | 16971 | Muni | NOVA8312 | 4.41 | Solar |  |  | Interconnected | Shakopee | 55379 | South Shakopee | 83 | Residential |  | 21498 | 2023 | 2023
20262-227903-01 | Shakopee Public Utilities | 107 | 16971 | Muni | NOVA8327 | 6.53 | Solar |  |  | Interconnected | Shakopee | 55379 | Dean Lake | 92 | Residential |  | 33014.49 | 2023 | 2023
20262-227903-01 | Shakopee Public Utilities | 107 | 16971 | Muni | NOVA8340 | 9 | Solar |  |  | Interconnected | Shakopee | 55379 | Dean Lake | 58 | Residential |  | 66079.15 | 2023 | 2023
20262-227903-01 | Shakopee Public Utilities | 107 | 16971 | Muni | NOVA8383 | 5 | Solar |  |  | Interconnected | Shakopee | 55379 | Pike Lake | 74 | Residential |  | 34004 | 2023 | 2023
20262-227903-01 | Shakopee Public Utilities | 107 | 16971 | Muni | NOVA8431 | 8.83 | Solar |  |  | Interconnected | Shakopee | 55379 | South Shakopee | 34 | Residential |  | 20000 | 2023 | 2023
20262-227903-01 | Shakopee Public Utilities | 107 | 16971 | Muni | NOVA8440 | 7.6 | Solar |  |  | Interconnected | Shakopee | 55379 | Blue Lake | 22 | Residential |  | 31318.86 | 2023 | 2024
20262-227903-01 | Shakopee Public Utilities | 107 | 16971 | Muni | NOVA8495 | 6.3 | Solar |  |  | Interconnected | Shakopee | 55379 | South Shakopee | 32 | Residential |  | 25203.36 | 2023 | 2023
20262-227903-01 | Shakopee Public Utilities | 107 | 16971 | Muni | NOVA8541 | 9.98 | Solar |  |  | Interconnected | Shakopee | 55379 | Pike Lake | 74 | Residential |  | 15600 | 2023 | 2023
20262-227903-01 | Shakopee Public Utilities | 107 | 16971 | Muni | NOVA8554 | 4.38 | Solar |  | X | Interconnected | Shakopee | 55379 | Blue Lake | 22 | Residential |  | 34984 | 2023 | 2024
20262-227903-01 | Shakopee Public Utilities | 107 | 16971 | Muni | NOVA8607 | 5.76 | Solar |  |  | Interconnected | Shakopee | 55379 | Blue Lake | 20 | Residential |  | 33957 | 2023 | 2023
20262-227903-01 | Shakopee Public Utilities | 107 | 16971 | Muni | NOVA8615 | 5.76 | Solar |  |  | Interconnected | Shakopee | 55379 | Blue Lake | 20 | Residential |  | 39641 | 2023 | 2024
20262-227903-01 | Shakopee Public Utilities | 107 | 16971 | Muni | NOVA8616 | 7.04 | Solar |  |  | Interconnected | Shakopee | 55379 | Blue Lake | 20 | Residential |  | 42189 | 2023 | 2023
20262-227903-01 | Shakopee Public Utilities | 107 | 16971 | Muni | NOVA8627 | 8.96 | Solar |  |  | Interconnected | Shakopee | 55379 | Blue Lake | 22 | Residential |  | 52283 | 2023 | 2023
20262-227903-01 | Shakopee Public Utilities | 107 | 16971 | Muni | NOVA8631 | 9.98 | Solar |  |  | Interconnected | Shakopee | 55379 | Pike Lake | 71 | Residential |  | 24818 | 2023 | 2023
20262-227903-01 | Shakopee Public Utilities | 107 | 16971 | Muni | NOVA8639 | 3.84 | Solar |  |  | Interconnected | Shakopee | 55379 | Blue Lake | 20 | Residential |  | 23331 | 2023 | 2023
20262-227903-01 | Shakopee Public Utilities | 107 | 16971 | Muni | NOVA8643 | 10.75 | Solar |  |  | Interconnected | Shakopee | 55379 | Pike Lake | 71 | Residential |  | 32383 | 2023 | 2023
20262-227903-01 | Shakopee Public Utilities | 107 | 16971 | Muni | NOVA8649 | 4.48 | Solar |  |  | Interconnected | Shakopee | 55379 | Blue Lake | 22 | Residential |  | 27220 | 2023 | 2023
20262-227903-01 | Shakopee Public Utilities | 107 | 16971 | Muni | NOVA8650 | 3.48 | Solar |  |  | Interconnected | Shakopee | 55379 | South Shakopee | 32 | Residential |  | 30598 | 2023 | 2023
20262-227903-01 | Shakopee Public Utilities | 107 | 16971 | Muni | NOVA8654 | 9.98 | Solar |  |  | Interconnected | Shakopee | 55379 | South Shakopee | 34 | Residential |  | 15025 | 2023 | 2023
20262-227903-01 | Shakopee Public Utilities | 107 | 16971 | Muni | NOVA8659 | 3.47 | Solar |  |  | Interconnected | Shakopee | 55379 | South Shakopee | 32 | Residential |  | 27989 | 2023 | 2024
20262-227903-01 | Shakopee Public Utilities | 107 | 16971 | Muni | NOVA8660 | 4.35 | Solar |  |  | Interconnected | Shakopee | 55379 | South Shakopee | 33 | Residential |  | 33872 | 2023 | 2023
20262-227903-01 | Shakopee Public Utilities | 107 | 16971 | Muni | NOVA8673 | 7.68 | Solar |  |  | Interconnected | Shakopee | 55379 | South Shakopee | 33 | Residential |  | 43414 | 2023 | 2023
20262-227903-01 | Shakopee Public Utilities | 107 | 16971 | Muni | NOVA8674 | 6.4 | Solar |  |  | Interconnected | Shakopee | 55379 | South Shakopee | 32 | Residential |  | 35868 | 2023 | 2023
20262-227903-01 | Shakopee Public Utilities | 107 | 16971 | Muni | NOVA8678 | 3.19 | Solar |  |  | Interconnected | Mn | 55379 | South Shakopee | 32 | Residential |  | 28719 | 2023 | 2024
20262-227903-01 | Shakopee Public Utilities | 107 | 16971 | Muni | NOVA8683 | 4.73 | Solar |  |  | Interconnected | Shakopee | 55379 | South Shakopee | 33 | Residential |  | 37756 | 2023 | 2024
20262-227903-01 | Shakopee Public Utilities | 107 | 16971 | Muni | NOVA8684 | 9.45 | Solar |  |  | Interconnected | Shakopee | 55379 | South Shakopee | 32 | Residential |  | 37927 | 2023 | 2024
20262-227903-01 | Shakopee Public Utilities | 107 | 16971 | Muni | NOVA8685 | 3.78 | Solar |  |  | Interconnected | Shakopee | 55379 | Blue Lake | 22 | Residential |  | 30201 | 2023 | 2024
20262-227903-01 | Shakopee Public Utilities | 107 | 16971 | Muni | NOVA8688 | 5.12 | Solar |  |  | Interconnected | Shakopee | 55379 | Dean Lake | 43 | Residential |  | 30184 | 2023 | 2024
20262-227903-01 | Shakopee Public Utilities | 107 | 16971 | Muni | NOVA8689 | 13.44 | Solar |  |  | Interconnected | Shakopee | 55379 | Pike Lake | 71 | Residential |  | 78425 | 2023 | 2024
20262-227903-01 | Shakopee Public Utilities | 107 | 16971 | Muni | NOVA8690 | 11.52 | Solar |  |  | Active Application | Shakopee | 55379 | Pike Lake | 71 | Residential |  | 37000 | 2023
20262-227903-01 | Shakopee Public Utilities | 107 | 16971 | Muni | NOVA8699 | 8.7 | Solar |  |  | Interconnected | Shakopee | 55379 | South Shakopee | 33 | Residential |  | 43300 | 2023 | 2024
20262-227903-01 | Shakopee Public Utilities | 107 | 16971 | Muni | NOVA8715 | 10.24 | Solar |  |  | Interconnected | Shakopee | 55379 | Pike Lake | 74 | Residential |  | 57909 | 2023 | 2023
20262-227903-01 | Shakopee Public Utilities | 107 | 16971 | Muni | NOVA8717 | 5.76 | Solar |  |  | Interconnected | Shakopee | 55379 | South Shakopee | 32 | Residential |  | 32095 | 2023 | 2024
20262-227903-01 | Shakopee Public Utilities | 107 | 16971 | Muni | NOVA8718 | 5.76 | Solar |  |  | Interconnected | Shakopee | 55379 | South Shakopee | 32 | Residential |  | 32095 | 2023 | 2024
20262-227903-01 | Shakopee Public Utilities | 107 | 16971 | Muni | NOVA8721 | 10.75 | Solar |  |  | Interconnected | Shakopee | 55379 | Pike Lake | 74 | Residential |  | 36813.91 | 2023 | 2023
20262-227903-01 | Shakopee Public Utilities | 107 | 16971 | Muni | NOVA8733 | 9.22 | Solar |  |  | Interconnected | Shakopee | 55379 | Dean Lake | 43 | Residential |  | 23195 | 2023 | 2023
20262-227903-01 | Shakopee Public Utilities | 107 | 16971 | Muni | NOVA8734 | 4.35 | Solar |  |  | Interconnected | Shakopee | 55379 | Pike Lake | 71 | Residential |  | 37563 | 2024 | 2024
20262-227903-01 | Shakopee Public Utilities | 107 | 16971 | Muni | NOVA8735 | 6.38 | Solar |  |  | Active Application | Shakopee | 55379 | South Shakopee | 32 | Residential |  | 49837 | 2023
20262-227903-01 | Shakopee Public Utilities | 107 | 16971 | Muni | NOVA8736 | 14.98 | Solar |  |  | Interconnected | Shakopee | 55379 | South Shakopee | 34 | Residential |  | 23865 | 2023 | 2023
20262-227903-01 | Shakopee Public Utilities | 107 | 16971 | Muni | NOVA8752 | 7.56 | Solar |  |  | Interconnected | Shakopee | 55379 | Pike Lake | 74 | Residential |  | 28123 | 2023 | 2023
20262-227903-01 | Shakopee Public Utilities | 107 | 16971 | Muni | NOVA8757 | 7.68 | Solar |  |  | Interconnected | Shakopee | 55379 | Dean Lake | 46 | Residential |  | 44814 | 2023 | 2024
20262-227903-01 | Shakopee Public Utilities | 107 | 16971 | Muni | NOVA8773 | 7.04 | Solar |  |  | Interconnected | Shakopee | 55379 | Shakopee | 7 | Residential |  | 41503 | 2023 | 2024
20262-227903-01 | Shakopee Public Utilities | 107 | 16971 | Muni | NOVA8813 | 3.84 | Solar |  |  | Interconnected | Shakopee | 55379 | Shakopee | 9 | Residential |  | 25731 | 2023 | 2024
20262-227903-01 | Shakopee Public Utilities | 107 | 16971 | Muni | NOVA8818 | 8.83 | Solar |  |  | Interconnected | Shakopee | 55379 | Pike Lake | 71 | Residential |  | 23000 | 2023 | 2024
20262-227903-01 | Shakopee Public Utilities | 107 | 16971 | Muni | NOVA8826 | 7.56 | Solar |  |  | Interconnected | Shakopee | 55379 | South Shakopee | 34 | Residential |  | 31353 | 2023 | 2024
20262-227903-01 | Shakopee Public Utilities | 107 | 16971 | Muni | NOVA8832 | 7.04 | Solar |  |  | Interconnected | Shakopee | 55379 | Pike Lake | 73 | Residential |  | 41503 | 2023 | 2024
20262-227903-01 | Shakopee Public Utilities | 107 | 16971 | Muni | NOVA8858 | 6.4 | Solar |  |  | Interconnected | Shakopee | 55379 | South Shakopee | 32 | Residential |  | 35868 | 2023 | 2024
20262-227903-01 | Shakopee Public Utilities | 107 | 16971 | Muni | NOVA8898 | 7.88 | Solar |  |  | Interconnected | Shakopee | 55379 | Blue Lake | 22 | Residential |  | 26713 | 2024 | 2024
20262-227903-01 | Shakopee Public Utilities | 107 | 16971 | Muni | NOVA8913 | 14.72 | Solar |  |  | Interconnected | Shakopee | 55379 | South Shakopee | 32 | Residential |  | 85894 | 2023 | 2024
20262-227903-01 | Shakopee Public Utilities | 107 | 16971 | Muni | NOVA8917 | 6.67 | Solar |  |  | Interconnected | Shakopee | 55379 | South Shakopee | 81 | Residential |  | 24223 | 2024 | 2025
20262-227903-01 | Shakopee Public Utilities | 107 | 16971 | Muni | NOVA9000 | 8.19 | Solar |  |  | Interconnected | Shakopee | 55379 | South Shakopee | 32 | Residential |  | 16380 | 2024 | 2024
20262-227903-01 | Shakopee Public Utilities | 107 | 16971 | Muni | NOVA9037 | 3.84 | Solar |  |  | Withdrawn | Shakopee | 55379 | South Shakopee | 32 | Residential |  | 23331 | 2024
20262-227903-01 | Shakopee Public Utilities | 107 | 16971 | Muni | NOVA9051 | 15.2 | Solar |  |  | Interconnected | Shakopee | 55379 | South Shakopee | 32 | Residential |  | 56200 | 2024 | 2024
20262-227903-01 | Shakopee Public Utilities | 107 | 16971 | Muni | NOVA9081 | 3.9 | Solar |  |  | Interconnected | Shakopee | 55379 | Blue Lake | 22 | Residential |  | 33856 | 2024 | 2024
20262-227903-01 | Shakopee Public Utilities | 107 | 16971 | Muni | NOVA9082 | 5.1 | Solar |  |  | Interconnected | Shakopee | 55379 | Pike Lake | 71 | Residential |  | 38948 | 2024 | 2024
20262-227903-01 | Shakopee Public Utilities | 107 | 16971 | Muni | NOVA9083 | 5.1 | Solar |  |  | Interconnected | Shakopee | 55379 | South Shakopee | 34 | Residential |  | 44866 | 2024 | 2024
20262-227903-01 | Shakopee Public Utilities | 107 | 16971 | Muni | NOVA9084 | 4.8 | Solar |  |  | Interconnected | Shakopee | 55379 | South Shakopee | 32 | Residential |  | 42227 | 2024 | 2024
20262-227903-01 | Shakopee Public Utilities | 107 | 16971 | Muni | NOVA9168 | 38 | Solar |  |  | Interconnected | Shakopee | 55372 | South Shakopee | 31 | Residential |  | 141773 | 2024 | 2024
20262-227903-01 | Shakopee Public Utilities | 107 | 16971 | Muni | NOVA9175 | 0.83 | Solar |  |  | Interconnected | Shakopee | 55379 | South Shakopee | 33 | Residential |  | 44765.5 | 2024 | 2024
20262-227903-01 | Shakopee Public Utilities | 107 | 16971 | Muni | NOVA10232 | 3.48 | Solar |  |  | Interconnected | Shakopee | 55379 | South Shakopee | 33 | Residential |  | 28172 | 2024 | 2024
20262-227903-01 | Shakopee Public Utilities | 107 | 16971 | Muni | NOVA10239 | 3.48 | Solar |  |  | Interconnected | Shakopee | 55379 | Pike Lake | 71 | Residential |  | 18547 | 2024 | 2024
20262-227903-01 | Shakopee Public Utilities | 107 | 16971 | Muni | NOVA10257 | 3.8 | Solar |  |  | Interconnected | Shakopee | 55379 | Dean Lake | 52 | Residential |  | 18370.29 | 2024 | 2024
20262-227903-01 | Shakopee Public Utilities | 107 | 16971 | Muni | NOVA10290 | 4.06 | Solar |  |  | Interconnected | Shakopee | 55379 | South Shakopee | 32 | Residential |  | 24066 | 2024 | 2024
20262-227903-01 | Shakopee Public Utilities | 107 | 16971 | Muni | NOVA10291 | 3.48 | Solar |  |  | Interconnected | Shakopee | 55379 | South Shakopee | 32 | Residential |  | 27421 | 2024 | 2024
20262-227903-01 | Shakopee Public Utilities | 107 | 16971 | Muni | NOVA10313 | 5.51 | Solar |  |  | Interconnected | Shakopee | 55379 | Dean Lake | 92 | Residential |  | 29292 | 2024 | 2024
20262-227903-01 | Shakopee Public Utilities | 107 | 16971 | Muni | NOVA10368 | 7.68 | Solar |  |  | Interconnected | Shakopee | 55379 | Pike Lake | 71 | Residential |  | 41748 | 2024 | 2024
20262-227903-01 | Shakopee Public Utilities | 107 | 16971 | Muni | NOVA10375 | 5.36 | Solar |  |  | Interconnected | Shakopee | 55379 | Pike Lake | 71 | Residential |  | 41806 | 2024 | 2024
20262-227903-01 | Shakopee Public Utilities | 107 | 16971 | Muni | NOVA10414 | 7.68 | Solar |  |  | Interconnected | Shakopee | 55379 | Pike Lake | 73 | Residential |  | 13860 | 2024 | 2024
20262-227903-01 | Shakopee Public Utilities | 107 | 16971 | Muni | NOVA10455 | 2.32 | Solar |  |  | Interconnected | Shakopee | 55379 | Pike Lake | 74 | Residential |  | 21045 | 2024 | 2024
20262-227903-01 | Shakopee Public Utilities | 107 | 16971 | Muni | NOVA10487 | 11.17 | Solar |  |  | Interconnected | Shakopee | 55379 |  |  | Residential |  | 57239 | 2024 | 2024
20262-227903-01 | Shakopee Public Utilities | 107 | 16971 | Muni | NOVA10588 | 3.19 | Solar |  |  | Interconnected | Shakopee | 55379 | South Shakopee | 83 | Residential |  | 21376 | 2024 | 2024
20262-227903-01 | Shakopee Public Utilities | 107 | 16971 | Muni | NOVA10592 | 4.06 | Solar |  |  | Interconnected | Shakopee | 55379 | South Shakopee | 32 | Residential |  | 28648 | 2024 | 2024
20262-227903-01 | Shakopee Public Utilities | 107 | 16971 | Muni | NOVA10724 | 15.2 | Solar |  |  | Interconnected | Shakopee | 55379 | South Shakopee | 83 | Residential |  | 45871.5 | 2024 | 2024
20262-227903-01 | Shakopee Public Utilities | 107 | 16971 | Muni | NOVA10812 | 7.6 | Solar |  |  | Interconnected | Shakopee | 55379 | South Shakopee | 83 | Residential |  | 31137.89 | 2024 | 2024
20262-227903-01 | Shakopee Public Utilities | 107 | 16971 | Muni | NOVA11931 | 3.8 | Solar |  |  | Interconnected | Shakopee | 55379 | South Shakopee | 32 | Residential |  | 9142.57 | 2024 | 2025
20262-227903-01 | Shakopee Public Utilities | 107 | 16971 | Muni | NOVA11987 | 3.42 | Solar |  |  | Interconnected | Shakopee | 55379 | South Shakopee | 33 | Residential |  | 23540 | 2024 | 2024
20262-227903-01 | Shakopee Public Utilities | 107 | 16971 | Muni | NOVA12038 | 12.16 | Solar |  |  | Interconnected | Shakopee | 55379 | South Shakopee | 34 | Residential |  | 49178 | 2024 | 2024
20262-227903-01 | Shakopee Public Utilities | 107 | 16971 | Muni | NOVA12041 | 3.8 | Solar |  |  | Withdrawn | Shakopee | 55379 | Pike Lake | 71 | Residential |  | 17246.85 | 2024
20262-227903-01 | Shakopee Public Utilities | 107 | 16971 | Muni | NOVA12094 | 5.53 | Solar |  |  | Interconnected | Shakopee | 55379 | South Shakopee | 32 | Residential |  | 41861 | 2024 | 2025
20262-227903-01 | Shakopee Public Utilities | 107 | 16971 | Muni | NOVA12200 | 3.8 | Solar |  |  | Interconnected | Shakopee | 55379 | South Shakopee | 32 | Residential |  | 16475.32 | 2024 | 2025
20262-227903-01 | Shakopee Public Utilities | 107 | 16971 | Muni | NOVA12215 | 48 | Other |  |  | Active Application | Shakopee | 55379 | Pike Lake | 71 | Commercial |  | 35000 | 2024
20262-227903-01 | Shakopee Public Utilities | 107 | 16971 | Muni | NOVA12228 | 3.8 | Solar |  |  | Interconnected | Shakopee | 55379 | Pike Lake | 71 | Residential |  | 20000 | 2025 | 2025
20262-227903-01 | Shakopee Public Utilities | 107 | 16971 | Muni | NOVA12229 | 7.6 | Solar |  |  | Interconnected | Shakopee | 55379 | South Shakopee | 32 | Residential |  | 19032 | 2024 | 2025
20262-227903-01 | Shakopee Public Utilities | 107 | 16971 | Muni | NOVA12232 | 4.18 | Solar |  |  | Interconnected | Shakopee | 55379 | South Shakopee | 32 | Residential |  | 20838 | 2024 | 2025
20262-227903-01 | Shakopee Public Utilities | 107 | 16971 | Muni | NOVA12251 | 9.89 | Solar |  |  | Interconnected | Shakopee | 55379 | Pike Lake | 73 | Residential |  | 12500 | 2024 | 2025
20262-227903-01 | Shakopee Public Utilities | 107 | 16971 | Muni | NOVA12312 | 3.9 | Solar |  |  | Interconnected | Shakopee | 55379 | South Shakopee | 32 | Residential |  | 25503 | 2025 | 2025
20262-227903-01 | Shakopee Public Utilities | 107 | 16971 | Muni | NOVA12327 | 6.09 | Solar |  |  | Interconnected | Shakopee | 55379 | Pike Lake | 71 | Residential |  | 44290 | 2024 | 2025
20262-227903-01 | Shakopee Public Utilities | 107 | 16971 | Muni | NOVA12337 | 15.3 | Solar |  | X | Interconnected | Shakopee | 55379 | South Shakopee | 33 | Residential |  | 45079 | 2024 | 2025
20262-227903-01 | Shakopee Public Utilities | 107 | 16971 | Muni | NOVA12337-S | 11.5 | Storage |  |  | Interconnected | Shakopee | 55379 | South Shakopee | 33 | Residential |  | 45079 | 2024 | 2025
20262-227903-01 | Shakopee Public Utilities | 107 | 16971 | Muni | NOVA12378 | 5.76 | Solar |  |  | Interconnected | Shakopee | 55379 | Dean Lake | 43 | Residential |  | 34839 | 2024 | 2025
20262-227903-01 | Shakopee Public Utilities | 107 | 16971 | Muni | NOVA12379 | 12.8 | Solar |  |  | Interconnected | Shakopee | 55379 | Blue Lake | 20 | Residential |  | 72798.5 | 2024 | 2025
20262-227903-01 | Shakopee Public Utilities | 107 | 16971 | Muni | NOVA12413 | 4.18 | Solar |  |  | Active Application | Shakopee | 55379 | South Shakopee | 33 | Residential |  | 16802 | 2024
20262-227903-01 | Shakopee Public Utilities | 107 | 16971 | Muni | NOVA12429 | 7.68 | Solar |  |  | Interconnected | Shakopee | 55379 | South Shakopee | 33 | Residential |  | 42581 | 2024 | 2025
20262-227903-01 | Shakopee Public Utilities | 107 | 16971 | Muni | NOVA12430 | 6.4 | Solar |  |  | Interconnected | Shakopee | 55379 | South Shakopee | 33 | Residential |  | 37239 | 2024 | 2025
20262-227903-01 | Shakopee Public Utilities | 107 | 16971 | Muni | NOVA12453 | 7.68 | Solar |  |  | Interconnected | Shakopee | 55379 | Dean Lake | 92 | Residential |  | 31083.33 | 2025 | 2025
20262-227903-01 | Shakopee Public Utilities | 107 | 16971 | Muni | NOVA12483 | 11.5 | Solar |  | X | Interconnected | Shakopee | 55379 | Pike Lake | 77 | Residential |  | 83297 | 2025 | 2025
20262-227903-01 | Shakopee Public Utilities | 107 | 16971 | Muni | NOVA12508 | 10 | Solar |  |  | Interconnected | Shakopee | 55379 | Pike Lake | 74 | Residential |  | 31172 | 2025 | 2025
20262-227903-01 | Shakopee Public Utilities | 107 | 16971 | Muni | NOVA12536 | 6.4 | Solar |  |  | Interconnected | Shakopee | 55379 | South Shakopee | 32 | Residential |  | 38710 | 2025 | 2025
20262-227903-01 | Shakopee Public Utilities | 107 | 16971 | Muni | NOVA12537 | 8.96 | Solar |  |  | Interconnected | Shakopee | 55379 | South Shakopee | 81 | Residential |  | 54150 | 2025 | 2025
20262-227903-01 | Shakopee Public Utilities | 107 | 16971 | Muni | NOVA12558 | 7.68 | Solar |  |  | Interconnected | Shakopee | 55379 | Dean Lake | 92 | Residential |  | 44086.5 | 2025 | 2025
20262-227903-01 | Shakopee Public Utilities | 107 | 16971 | Muni | NOVA12566 | 4.99 | Solar |  |  | Interconnected | Shakopee | 55379 | Pike Lake | 74 | Residential |  | 29937 | 2025 | 2025
20262-227903-01 | Shakopee Public Utilities | 107 | 16971 | Muni | NOVA12585 | 6.91 | Solar |  |  | Interconnected | Shakopee | 55379 | Pike Lake | 74 | Residential |  | 45081 | 2025 | 2025
20262-227903-01 | Shakopee Public Utilities | 107 | 16971 | Muni | NOVA12591 | 10.88 | Solar |  |  | Interconnected | Shakopee | 55379 | Pike Lake | 73 | Residential |  | 63244 | 2025 | 2025
20262-227903-01 | Shakopee Public Utilities | 107 | 16971 | Muni | NOVA12594 | 5.12 | Solar |  |  | Interconnected | Shakopee | 55379 | South Shakopee | 32 | Residential |  | 29947 | 2025 | 2025
20262-227903-01 | Shakopee Public Utilities | 107 | 16971 | Muni | NOVA12596 | 3.84 | Solar |  |  | Interconnected | Shakopee | 55379 | South Shakopee | 32 | Residential |  | 23937 | 2025 | 2025
20262-227903-01 | Shakopee Public Utilities | 107 | 16971 | Muni | NOVA12608 | 3.84 | Solar |  |  | Interconnected | Shakopee | 55379 | South Shakopee | 33 | Residential |  | 21968 | 2025 | 2025
20262-227903-01 | Shakopee Public Utilities | 107 | 16971 | Muni | NOVA12639 | 3.04 | Solar |  |  | Interconnected | Shakopee | 55379 | Pike Lake | 73 | Residential |  | 18481 | 2025 | 2025
20262-227903-01 | Shakopee Public Utilities | 107 | 16971 | Muni | NOVA12702 | 3.04 | Solar |  |  | Interconnected | Shakopee | 55379 | South Shakopee | 32 | Residential |  | 18239 | 2025 | 2025
20262-227903-01 | Shakopee Public Utilities | 107 | 16971 | Muni | NOVA12762 | 200 | Solar |  |  | Active Application | Shakopee | 55379 |  |  |  |  | 521000 | 2025
20262-227903-01 | Shakopee Public Utilities | 107 | 16971 | Muni | NOVA12774 | 12.8 | Solar |  |  | Interconnected | Shakopee | 55379 | South Shakopee | 31 | Residential |  | 74739 | 2025 | 2025
20262-227903-01 | Shakopee Public Utilities | 107 | 16971 | Muni | NOVA12830 | 6.53 | Solar |  |  | Interconnected | Shakopee | 55379 | Dean Lake | 43 | Residential |  | 16196 | 2025 | 2025
20262-227903-01 | Shakopee Public Utilities | 107 | 16971 | Muni | NOVA12912 | 3.42 | Solar |  | X | Interconnected | Shakopee | 55379 | Pike Lake | 71 | Residential |  | 32092 | 2025 | 2025
20262-227903-01 | Shakopee Public Utilities | 107 | 16971 | Muni | NOVA12946 | 40 | Solar |  |  | Active Application | Shakopee | 55379 | South Shakopee | 31 | Commercial |  | 124133 | 2025
20262-227903-01 | Shakopee Public Utilities | 107 | 16971 | Muni | NOVA12951 | 40 | Solar |  |  | Active Application | Shakopee | 55379 | South Shakopee | 31 | Commercial |  | 124133 | 2025
20262-227903-01 | Shakopee Public Utilities | 107 | 16971 | Muni | NOVA12952 | 40 | Solar |  |  | Active Application | Shakopee | 55379 | South Shakopee | 31 | Commercial |  | 124133 | 2025
20262-227903-01 | Shakopee Public Utilities | 107 | 16971 | Muni | NOVA12995 | 9.6 | Solar |  |  | Interconnected | Shakopee | 55379 | South Shakopee | 31 | Residential |  | 34000 | 2025 | 2025
20262-227903-01 | Shakopee Public Utilities | 107 | 16971 | Muni | NOVA13023 | 8.45 | Solar |  |  | Interconnected | Shakopee | 55379 | Shakopee | 9 | Residential |  | 32411.5 | 2025 | 2025
20262-227903-01 | Shakopee Public Utilities | 107 | 16971 | Muni | NOVA13031 | 8.32 | Solar |  |  | Interconnected | Shakopee | 55379 | South Shakopee | 32 | Residential |  | 47918 | 2025 | 2025
20262-227903-01 | Shakopee Public Utilities | 107 | 16971 | Muni | NOVA13059 | 8.32 | Solar |  |  | Interconnected | Shakopee | 55379 | South Shakopee | 32 | Residential |  | 49809.5 | 2025 | 2025
20262-227903-01 | Shakopee Public Utilities | 107 | 16971 | Muni | NOVA13069 | 5.76 | Solar |  |  | Interconnected | Shakopee | 55379 | Dean Lake | 43 | Residential |  | 36288 | 2025 | 2025
20262-227903-01 | Shakopee Public Utilities | 107 | 16971 | Muni | NOVA13070 | 10.88 | Solar |  |  | Interconnected | Shakopee | 55379 | South Shakopee | 33 | Residential |  | 68493 | 2025 | 2025
20262-227903-01 | Shakopee Public Utilities | 107 | 16971 | Muni | NOVA13071 | 3.84 | Solar |  |  | Interconnected | Shakopee | 55379 | South Shakopee | 32 | Residential |  | 23937 | 2025 | 2025
20262-227903-01 | Shakopee Public Utilities | 107 | 16971 | Muni | NOVA13147 | 7.68 | Solar |  |  | Interconnected | Shakopee | 55379 | South Shakopee | 34 | Residential |  | 48348 | 2025 | 2025
20262-227903-01 | Shakopee Public Utilities | 107 | 16971 | Muni | NOVA13165 | 5.51 | Solar |  |  | Interconnected | Shakopee | 55379 | Blue Lake | 20 | Residential |  |  | 2025 | 2025
20262-227903-01 | Shakopee Public Utilities | 107 | 16971 | Muni | NOVA13173 | 5.22 | Solar |  |  | Interconnected | Shakopee | 55379 | Pike Lake | 71 | Residential |  | 29159.99 | 2025 | 2026
20262-227903-01 | Shakopee Public Utilities | 107 | 16971 | Muni | NOVA13174 | 3.9 | Solar |  |  | Interconnected | Shakopee | 55379 | Pike Lake | 73 | Residential |  | 20616.75 | 2025 | 2025
20262-227903-01 | Shakopee Public Utilities | 107 | 16971 | Muni | NOVA13212 | 7.6 | Solar |  |  | Interconnected | Shakopee | 55379 | South Shakopee | 33 | Residential |  | 22386 | 2025 | 2025
20262-227903-01 | Shakopee Public Utilities | 107 | 16971 | Muni | NOVA13218 | 5.12 | Solar |  |  | Interconnected | Shakopee | 55379 | Pike Lake | 71 | Residential |  | 34128 | 2025 | 2025
20262-227903-01 | Shakopee Public Utilities | 107 | 16971 | Muni | NOVA13276 | 9.6 | Solar |  |  | Interconnected | Shakopee | 55379 | Shakopee | 9 | Residential |  | 73846 | 2025 | 2025
20262-227903-01 | Shakopee Public Utilities | 107 | 16971 | Muni | NOVA13295 | 4.8 | Solar |  |  | Interconnected | Shakopee | 55379 | South Shakopee | 32 | Residential |  | 26058 | 2025 | 2025
20262-227903-01 | Shakopee Public Utilities | 107 | 16971 | Muni | NOVA13310 | 10.12 | Solar |  |  | Interconnected | Shakopee | 55379 | Blue Lake | 20 | Residential |  | 29000 | 2025 | 2025
20262-227903-01 | Shakopee Public Utilities | 107 | 16971 | Muni | NOVA13344 | 7.6 | Solar |  |  | Active Application | Shakopee | 55379 | Pike Lake | 74 | Residential |  | 24108 | 2025
20262-227903-01 | Shakopee Public Utilities | 107 | 16971 | Muni | NOVA13363 | 10.12 | Solar |  |  | Interconnected | Shakopee | 55379 | Pike Lake | 74 | Residential |  | 35788.9 | 2025 | 2025
20262-227903-01 | Shakopee Public Utilities | 107 | 16971 | Muni | NOVA13476 | 2.88 | Solar |  |  | Active Application | Shakopee | 55379 | Pike Lake | 71 | Residential |  | 14759 | 2025
20262-227903-01 | Shakopee Public Utilities | 107 | 16971 | Muni | NOVA13501 | 10.82 | Solar |  |  | Interconnected | Shakopee | 55379 | Pike Lake | 74 | Residential |  | 44398 | 2025 | 2025
20262-227903-01 | Shakopee Public Utilities | 107 | 16971 | Muni | NOVA13534 | 19.07 | Solar |  | X | Active Application | Shakopee | 55379 | Pike Lake | 74 | Residential |  | 49403 | 2025
20262-227903-01 | Shakopee Public Utilities | 107 | 16971 | Muni | NOVA13543 | 7.6 | Solar |  |  | Active Application | Shakopee | 55379 | South Shakopee | 83 | Residential |  | 37926 | 2025
20262-227903-01 | Shakopee Public Utilities | 107 | 16971 | Muni | NOVA13554 | 7.6 | Solar |  |  | Interconnected | Shakopee | 55379 | Pike Lake | 74 | Residential |  | 16254 | 2025 | 2025
20262-227903-01 | Shakopee Public Utilities | 107 | 16971 | Muni | NOVA13576 | 4.19 | Solar |  |  | Interconnected | Shakopee | 55379 | South Shakopee | 32 | Residential |  | 17952 | 2025 | 2025
20262-227903-01 | Shakopee Public Utilities | 107 | 16971 | Muni | NOVA13652 | 34.32 | Solar |  |  | Interconnected | Shakopee | 55379 | South Shakopee | 31 | Residential |  | 21967.5 | 2025 | 2025
20262-227903-01 | Shakopee Public Utilities | 107 | 16971 | Muni | NOVA13666 | 6.91 | Solar |  |  | Interconnected | Shakopee | 55433 | South Shakopee | 33 | Residential |  | 19138 | 2025 | 2025
20262-227903-01 | Shakopee Public Utilities | 107 | 16971 | Muni | NOVA13678 | 46.08 | Solar |  |  | Active Application | Shakopee | 55379 | Dean Lake | 92 | Residential |  | 22307 | 2025
20262-227903-01 | Shakopee Public Utilities | 107 | 16971 | Muni | NOVA13783 | 8.38 | Solar |  |  | Interconnected | Shakopee | 55379 | South Shakopee | 83 | Residential |  | 40304 | 2025 | 2025
20262-227903-01 | Shakopee Public Utilities | 107 | 16971 | Muni | NOVA13828 | 26.86 | Solar |  | X | Interconnected | Shakopee | 55379 | West Shakopee | 2 | Residential |  | 81038 | 2025 | 2025
20262-227903-01 | Shakopee Public Utilities | 107 | 16971 | Muni | NOVA13857 | 5.58 | Solar |  |  | Active Application | Shakopee | 55379 | Pike Lake | 74 | Residential |  | 24320 | 2025
20262-227903-01 | Shakopee Public Utilities | 107 | 16971 | Muni | NOVA13933 | 11.5 | Solar |  | X | Active Application | Shakopee | 55379 | South Shakopee | 34 | Residential |  | 46900 | 2025
20262-227903-01 | Shakopee Public Utilities | 107 | 16971 | Muni | NOVA13938 | 7.36 | Solar |  |  | Active Application | Shakopee | 55379 | Pike Lake | 77 | Residential |  | 40895 | 2025
20262-227903-01 | Shakopee Public Utilities | 107 | 16971 | Muni | NOVA13939 | 6.72 | Solar |  |  | Active Application | Shakopee | 55379 | Pike Lake | 77 | Residential |  | 33953 | 2025
20263-229619-01 | Sioux Valley Energy | 110 | 17267 | Co-op | 509-16-1 | 33 | Wind |  |  | Decommissioned |  | 56186 | Trosky | 3 | Residential |  |  | 2006 | 2006
20263-229619-01 | Sioux Valley Energy | 110 | 17267 | Co-op | 509-23-1-4 | 1.92 | Solar |  |  | Interconnected |  | 56186 | Trosky | 3 | Residential |  |  | 2007 | 2007
20263-229619-01 | Sioux Valley Southwestern Electric | 110 | 17267 | Co-op | 508-6-4-4 | 18.1 | Solar |  |  | Interconnected |  | 56164 | Pipestone | 1 | Commercial |  |  | 2010 | 2010
20263-229619-01 | Sioux Valley Southwestern Electric | 110 | 17267 | Co-op | 509-24-3 | 33 | Wind |  |  | Decommissioned |  | 56186 | Trosky | 3 | Residential |  |  | 2011 | 2011
20263-229619-01 | Sioux Valley Southwestern Electric | 110 | 17267 | Co-op | 508-19-1-1 | 35 | Wind |  |  | Decommissioned |  | 56164 | Pipestone | 5 | Commercial |  |  | 2012 | 2012
20263-229619-01 | Sioux Valley Southwestern Electric | 110 | 17267 | Co-op | 517-24-2-1 | 9.8 | Solar |  |  | Interconnected |  | 56156 | Hardwick | 3 | Commercial |  |  | 2013 | 2013
20263-229619-01 | Sioux Valley Southwestern Electric | 110 | 17267 | Co-op | 504-27-1 | 9.66 | Solar |  |  | Interconnected |  | 56186 | Pipestone | 3 | Residential |  |  | 2014 | 2014
20263-229619-01 | Sioux Valley Southwestern Electric | 110 | 17267 | Co-op | 504-14-2-2 | 10 | Wind |  |  | Decommissioned |  | 56186 | Pipestone | 3 | Commercial |  |  | 2014 | 2014
20263-229619-01 | Sioux Valley Southwestern Electric | 110 | 17267 | Co-op | 532-25-1-2 | 2.4 | Wind |  |  | Decommissioned |  | 56138 | Hills | 7 | Residential |  |  | 2015 | 2015
20263-229619-01 | Sioux Valley Southwestern Electric | 110 | 17267 | Co-op | 519-23-2-1 | 5 | Solar |  |  | Interconnected |  | 56156 | Luverne | 6 | Residential |  |  | 2018 | 2018
20263-229619-01 | Sioux Valley Southwestern Electric | 110 | 17267 | Co-op | 505-33-3-1 | 39.8 | Solar |  |  | Interconnected |  | 56164 | Pipestone | 1 | Commercial |  |  | 2020 | 2020
20263-229619-01 | Sioux Valley Southwestern Electric | 110 | 17267 | Co-op | 505-33-4-1 | 39.8 | Solar |  |  | Interconnected |  | 56164 | Pipestone | 1 | Commercial |  |  | 2020 | 2020
20263-229619-01 | Sioux Valley Southwestern Electric | 110 | 17267 | Co-op | 606-7 | 1.6 | Solar |  |  | Interconnected |  | 56164 | Trosky | 1 | Residential |  |  | 2020 | 2020
20263-229619-01 | Sioux Valley Southwestern Electric | 110 | 17267 | Co-op | 542-31-1 | 9.28 | Solar |  |  | Interconnected |  | 56186 | Pipestone | 3 | Residential |  | 30000 | 2020 | 2020
20263-229619-01 | Sioux Valley Southwestern Electric | 110 | 17267 | Co-op | 508-13-2 | 8.37 | Solar |  |  | Interconnected |  | 56164 | Trosky | 3 | Residential |  | 36906 | 2020 | 2020
20263-229619-01 | Sioux Valley Southwestern Electric | 110 | 17267 | Co-op | 512-2-4 | 10 | Solar |  |  | Interconnected |  | 56164 | Trosky | 1 | Residential |  | 27948 | 2021 | 2021
20263-229619-01 | Sioux Valley Southwestern Electric | 110 | 17267 | Co-op | 611-2-999 | 12 | Solar |  |  | Interconnected |  | 56138 | Hills | 1 | Residential |  | 44800 | 2021 | 2022
20263-229619-01 | Sioux Valley Southwestern Electric | 110 | 17267 | Co-op | 522-22-2-2-3 | 8.2 | Solar |  |  | Interconnected |  | 56158 | Steen | 3 | Residential |  |  | 2021 | 2022
20263-229619-01 | Sioux Valley Southwestern Electric | 110 | 17267 | Co-op | 507-20-3 | 38.5 | Solar |  |  | Interconnected |  | 56164 | Pipestone | 7 | Commercial |  | 194371 | 2022 | 2022
20263-229619-01 | Sioux Valley Southwestern Electric | 110 | 17267 | Co-op | 513-2-4-4 | 38.089 | Solar |  |  | Interconnected |  | 56164 | Trosky | 7 | Commercial |  | 96000 | 2022 | 2022
20263-229619-01 | Sioux Valley Southwestern Electric | 110 | 17267 | Co-op | 516-20-1-4 | 15.95 | Solar |  |  | Interconnected |  | 56156 | Hardwick | 3 | Residential |  | 33000 | 2022 | 2023
20263-229619-01 | Sioux Valley Southwestern Electric | 110 | 17267 | Co-op | 515-28-2-2 | 13.05 | Solar |  |  | Interconnected |  | 56134 | Hardwick | 1 | Commercial |  | 72432.43 | 2022 | 2023
20263-229619-01 | Sioux Valley Southwestern Electric | 110 | 17267 | Co-op | 520-24-2-4 | 37.5 | Solar |  |  | Interconnected |  | 56156 | Luverne 2 | 3 | Commercial |  | 72576 | 2022 | 2023
20263-229619-01 | Sioux Valley Southwestern Electric | 110 | 17267 | Co-op | 612-3-3 | 10 | Solar |  |  | Interconnected |  | 56173 | Steen | 5 | Residential |  | 36966 | 2022 | 2024
20263-229619-01 | Sioux Valley Southwestern Electric | 110 | 17267 | Co-op | 523-12-4 | 20.88 | Solar |  |  | Interconnected |  | 56156 | Steen | 3 | Residential |  | 61060 | 2022 | 2023
20263-229619-01 | Sioux Valley Southwestern Electric | 110 | 17267 | Co-op | 509-20-2-3 | 7.6 | Solar |  |  | Interconnected |  | 56156 | Steen | 3 | Residential |  | 25740 | 2022 | 2023
20263-229619-01 | Sioux Valley Southwestern Electric | 110 | 17267 | Co-op | 516-18-3 | 36.28 | Solar |  |  | Interconnected |  | 56156 | Hardwick | 3 | Commercial |  | 139000 | 2023 | 2023
20263-229619-01 | Sioux Valley Southwestern Electric | 110 | 17267 | Co-op | 522-2-3-2-2 | 35.8 | Solar |  |  | Interconnected |  | 56129 | Magnolia | 5 | Commercial |  | 150000 | 2023 | 2023
20263-229619-01 | Sioux Valley Southwestern Electric | 110 | 17267 | Co-op | 505-35-2-1-4-1 | 39.8 | Solar |  |  | Interconnected |  | 56164 | Pipestone | 1 | Commercial |  | 80000 | 2023 | 2023
20263-229619-01 | Sioux Valley Southwestern Electric | 110 | 17267 | Co-op | 522-18-2-3 | 38.4 | Solar |  |  | Interconnected |  | 56156 | Steen | 3 | Commercial |  | 171948 | 2023 | 2023
20263-229619-01 | Sioux Valley Southwestern Electric | 110 | 17267 | Co-op | 509-36-1 | 34.2 | Solar |  |  | Interconnected |  | 56128 | Trosky | 3 | Commercial |  | 60000 | 2023 | 2023
20263-229619-01 | Sioux Valley Southwestern Electric | 110 | 17267 | Co-op | 514-6-4-3 | 50 | Solar |  |  | Interconnected |  | 56144 | Trosky | 5 | Commercial |  | 140000 | 2023 | 2023
20263-229619-01 | Sioux Valley Southwestern Electric | 110 | 17267 | Co-op | 505-6-2-2 | 25 | Wind |  |  | Interconnected |  | 56164 | Holland | 8 | Commercial |  | 160000 | 2023 | 2023
20263-229619-01 | Sioux Valley Southwestern Electric | 110 | 17267 | Co-op | 522-4-4 | 34.4 | Solar |  |  | Interconnected |  | 56156 | Steen | 3 | Commercial |  | 136899 | 2023 | 2025
20263-229619-01 | Sioux Valley Southwestern Electric | 110 | 17267 | Co-op | 517-28-4 | 19.99 | Solar |  |  | Interconnected |  | 56156 | Hardwick | 5 | Commercial |  | 60000 | 2023 | 2024
20263-229619-01 | Sioux Valley Southwestern Electric | 110 | 17267 | Co-op | 522-9-1-4 | 34.4 | Solar |  |  | Interconnected |  | 56156 | Steen | 3 | Commercial |  | 136899 | 2023 | 2024
20263-229619-01 | Sioux Valley Southwestern Electric | 110 | 17267 | Co-op | 521-6-2-3 | 7 | Solar |  |  | Interconnected |  | 56156 | Luverne 2 | 1 | Residential |  | 15000 | 2023 | 2024
20263-229619-01 | Sioux Valley Southwestern Electric | 110 | 17267 | Co-op | 507-11-3 | 25 | Wind |  |  | Interconnected |  | 56164 | Pipestone | 7 | Commercial |  | 179500 | 2023 | 2024
20263-229619-01 | Sioux Valley Southwestern Electric | 110 | 17267 | Co-op | 509-10-4-1 | 25 | Wind |  |  | Interconnected |  | 56186 | Trosky | 6 | Commercial |  | 180000 | 2023 | 2024
20263-229619-01 | Sioux Valley Southwestern Electric | 110 | 17267 | Co-op | 509-14-3-2 | 25 | Wind |  |  | Interconnected |  | 56186 | Trosky | 3 | Residential |  | 180000 | 2023 | 2024
20263-229619-01 | Sioux Valley Southwestern Electric | 110 | 17267 | Co-op | 521-18-3 | 39.2 | Solar |  |  | Interconnected |  | 56156 | Luverne 2 | 5 | Commercial |  | 138000 | 2024 | 2025
20263-229619-01 | Sioux Valley Southwestern Electric | 110 | 17267 | Co-op | 509-7-4-4 | 25 | Wind |  |  | Active Application |  | 56128 | Pipestone | 3 | Commercial |  | 229745 | 2024
20263-229619-01 | Sioux Valley Southwestern Electric | 110 | 17267 | Co-op | 516-16-3-4 | 38.4 | Solar |  |  | Interconnected |  | 56147 | Hardwick | 3 | Commercial |  | 142506 | 2024 | 2024
20263-229619-01 | Sioux Valley Southwestern Electric | 110 | 17267 | Co-op | 508-33-3 | 19.6 | Solar |  |  | Interconnected |  | 56164 | Trosky | 1 | Commercial |  | 25000 | 2024 | 2024
20263-229619-01 | Sioux Valley Southwestern Electric | 110 | 17267 | Co-op | 610-13-1 | 6.912 | Solar |  |  | Interconnected |  | 56116 | Hills | 1 | Residential |  | 25840 | 2024 | 2024
20263-229619-01 | Sioux Valley Southwestern Electric | 110 | 17267 | Co-op | 520-3-2-2 | 10.075 | Solar |  |  | Interconnected |  | 56156 | Luverne 2 | 1 | Residential |  | 53000 | 2024 | 2024
20263-229619-01 | Sioux Valley Southwestern Electric | 110 | 17267 | Co-op | 509-10-4-1 | 25 | Wind |  |  | Interconnected |  | 56186 | Trosky | 3 | Commercial |  | 180000 | 2023 | 2024
20263-229619-01 | Sioux Valley Southwestern Electric | 110 | 17267 | Co-op | 507-11-3 | 25 | Wind |  |  | Interconnected |  | 56164 | Pipestone | 7 | Commercial |  | 179500 | 2024 | 2024
20263-229619-01 | Sioux Valley Southwestern Electric | 110 | 17267 | Co-op | 521-18-3 | 39.2 | Solar |  |  | Interconnected |  | 56156 | Luverne | 5 | Commercial |  | 138000 | 2024 | 2025
20263-229619-01 | Sioux Valley Southwestern Electric | 110 | 17267 | Co-op | 505-20-2-4 | 25 | Wind |  |  | Active Application |  | 56164 | Pipestone | 1 | Commercial |  | 242217 | 2024
20263-229619-01 | Sioux Valley Southwestern Electric | 110 | 17267 | Co-op | 508-9-1 | 25 | Wind |  |  | Active Application |  | 56164 | Pipestone | 3 | Commercial |  | 2e+05 | 2024
20263-229619-01 | Sioux Valley Southwestern Electric | 110 | 17267 | Co-op | 505-6-2-2-1 | 25 | Wind |  |  | Active Application |  | 56164 | Holland | 8 | Commercial |  | 2e+05 | 2024
20263-229619-01 | Sioux Valley Southwestern Electric | 110 | 17267 | Co-op | 514-19-4-1 | 25 | Wind |  |  | Active Application |  | 56164 | Hardwick | 7 | Commercial |  | 2e+05 | 2024
20263-229619-01 | Sioux Valley Southwestern Electric | 110 | 17267 | Co-op | 512-20-3-2 | 25 | Wind |  |  | Active Application |  | 56164 | Trosky | 7 | Commercial |  | 2e+05 | 2024
20263-229619-01 | Sioux Valley Southwestern Electric | 110 | 17267 | Co-op | 513-2-2 | 25 | Wind |  |  | Active Application |  | 56164 | Holland | 8 | Commercial |  | 2e+05 | 2024
20263-229619-01 | Sioux Valley Southwestern Electric | 110 | 17267 | Co-op | 502-19-1-4 | 25 | Wind |  |  | Active Application |  | 56164 | Holland | 8 | Commercial |  | 2e+05 | 2024
20263-229619-01 | Sioux Valley Southwestern Electric | 110 | 17267 | Co-op | 508-32-1-3 | 25 | Wind |  |  | Active Application |  | 56164 | Trosky | 1 | Commercial |  | 2e+05 | 2024
20263-229619-01 | Sioux Valley Southwestern Electric | 110 | 17267 | Co-op | 504-25-4-1 | 25 | Wind |  |  | Active Application |  | 56164 | Pipestone | 3 | Commercial |  | 2e+05 | 2024
20263-229619-01 | Sioux Valley Southwestern Electric | 110 | 17267 | Co-op | 532-25-2 | 38.4 | Solar |  |  | Interconnected |  | 56138 | Steen | 5 | Commercial |  | 120000 | 2025 | 2025
20263-229619-01 | Sioux Valley Southwestern Electric | 110 | 17267 | Co-op | 523-18-1-3 | 39.9 | Solar |  |  | Interconnected |  | 56173 | Steen | 5 | Residential |  | 118000 | 2025 | 2025
20263-229619-01 | Sioux Valley Southwestern Electric | 110 | 17267 | Co-op | 523-18-1 | 34.2 | Solar |  |  | Interconnected |  | 56173 | Steen | 5 | Residential |  | 82000 | 2025 | 2025
20263-229619-01 | Sioux Valley Southwestern Electric | 110 | 17267 | Co-op | 524-31-4-1 | 30 | Wind |  |  | Interconnected |  | 56138 | Steen | 5 | Commercial |  | 236000 | 2025 | 2025
20263-229619-01 | Sioux Valley Southwestern Electric | 110 | 17267 | Co-op | 521-21-1-2 | 30 | Wind |  |  | Interconnected |  | 56156 | Luverne | 5 | Commercial |  | 239000 | 2025 | 2025
20263-229619-01 | Sioux Valley Southwestern Electric | 110 | 17267 | Co-op | 522-9-2-1-2 | 15 | Wind |  |  | Interconnected |  | 56156 | Steen | 3 | Commercial |  | 239000 | 2025 | 2025
20263-229619-01 | Sioux Valley Southwestern Electric | 110 | 17267 | Co-op | 522-15-1-2 | 30 | Wind |  |  | Interconnected |  | 56158 | Steen | 3 | Commercial |  | 239000 | 2025 | 2025
20263-229619-01 | Sioux Valley Southwestern Electric | 110 | 17267 | Co-op | 516-23-3 | 30 | Wind |  |  | Interconnected |  | 56156 | Hardwick | 3 | Commercial |  | 239000 | 2025 | 2025
20263-229619-01 | Sioux Valley Southwestern Electric | 110 | 17267 | Co-op | 516-22-4-1 | 30 | Wind |  |  | Interconnected |  | 56156 | Hardwick | 3 | Commercial |  | 119500 | 2025 | 2025
20263-229619-01 | Sioux Valley Southwestern Electric | 110 | 17267 | Co-op | 611-30-4 | 9.6 | Solar |  |  | Interconnected |  | 56138 | Hills | 7 | Residential |  | 60856.91 | 2025 | 2025
20263-229619-01 | Sioux Valley Southwestern Electric | 110 | 17267 | Co-op | 521-22-1 | 30 | Wind |  |  | Interconnected |  | 56158 | Luverne | 5 | Commercial |  | 229000 | 2025 | 2025
20263-229619-01 | Sioux Valley Southwestern Electric | 110 | 17267 | Co-op | 504-26-2 | 25 | Wind |  |  | Interconnected |  | 56186 | Pipestone | 3 | Residential |  | 243782 | 2025 | 2025
20263-229619-01 | Sioux Valley Southwestern Electric | 110 | 17267 | Co-op | 513-33-3-4 | 36.864 | Solar |  |  | Interconnected |  | 56144 | Hardwick | 7 | Commercial |  | 141248 | 2025 | 2025
20263-229619-01 | Sioux Valley Southwestern Electric | 110 | 17267 | Co-op | 522-9-2-3 | 15 | Wind |  |  | Interconnected |  | 56156 | Steen | 3 | Commercial |  | 119000 | 2025 | 2025
20261-227242-01 | Sleepy Eye Public Utilities | 143 | 17320 | Muni | NOVA5405 | 8.7 | Solar |  |  | Interconnected | Sleepy Eye | 56085 | 2 | NE Res | Residential |  | 25000 | 2021 | 2021
20261-227242-01 | Sleepy Eye Public Utilities | 143 | 17320 | Muni | NOVA5404 | 14.64 | Solar |  | X | Interconnected | Sleepy Eye | 56085 | 2 | North East | Residential |  | 31975 | 2021 | 2022
20261-227242-01 | Sleepy Eye Public Utilities | 143 | 17320 | Muni | NOVA7741 | 39.9 | Solar |  |  | Interconnected | Sleepy Eye | 56085 | Substation 1 | West Res | Commercial |  | 162000 | 2023 | 2023
20261-227242-01 | Sleepy Eye Public Utilities | 143 | 17320 | Muni | NOVA7937 | 39.9 | Solar |  |  | Interconnected | Sleepy Eye | 56085 | Substation 1 | West Res | Commercial |  | 162000 | 2023 | 2023
20261-227063-01 | South Central Electric Association | 109 | 17550 | Co-op | DBL 04-22-031 | 39.9 | Wind |  |  | Interconnected | Westbrook | 56183 | 18 | 1 | Commercial |  |  | 2011 | 2011
20261-227063-01 | South Central Electric Association | 109 | 17550 | Co-op | MH 28-11-004 | 39.5 | Wind |  |  | Interconnected | Mt Lake | 56159 | 4 | 3 | Residential |  |  | 2006 | 2006
20261-227063-01 | South Central Electric Association | 109 | 17550 | Co-op | SHF 16-12-031 | 20 | Wind |  |  | Interconnected | Windom | 56101 | 1 | 3 | Commercial |  |  | 2007 | 2007
20261-227063-01 | South Central Electric Association | 109 | 17550 | Co-op | AG 22-30-092 | 19 | Solar |  |  | Interconnected | Saint James | 56081 | 19 | 4 | Residential |  |  | 2009 | 2009
20261-227063-01 | South Central Electric Association | 109 | 17550 | Co-op | DA 31-30-075 | 4.8 | Wind |  |  | Interconnected | Saint James | 56081 | 14 | 2 | Residential |  |  | 2008 | 2008
20261-227063-01 | South Central Electric Association | 109 | 17550 | Co-op | TR 38-32-073 | 10.8 | Solar |  |  | Interconnected | Sherburn | 56171 | 6 | 2 | Residential |  |  | 2015 | 2015
20261-227063-01 | South Central Electric Association | 109 | 17550 | Co-op | GJ 08-19-022 | 12.5 | Wind |  |  | Interconnected | Comfrey | 56019 | 4 | 1 | Residential |  |  | 2009 | 2009
20261-227063-01 | South Central Electric Association | 109 | 17550 | Co-op | JE 09-28-003 | 14.4 | Wind |  |  | Interconnected | Comfrey | 56019 | 13 | 3 | Commercial |  |  | 2010 | 2010
20261-227063-01 | South Central Electric Association | 109 | 17550 | Co-op | WM 07-16-006 | 4 | Solar |  |  | Interconnected | Bingham Lake | 56118 | 1 | 2 | Residential |  |  | 2010 | 2010
20261-227063-01 | South Central Electric Association | 109 | 17550 | Co-op | JS 33-16-085 | 35 | Wind |  |  | Decommissioned | Mt Lake | 56159 | 5 | 5 | Residential |  |  | 2003 | 2003 | 2019
20261-227063-01 | South Central Electric Association | 109 | 17550 | Co-op | JW 04-27-037 | 39.9 | Solar |  |  | Interconnected | Westbrook | 56183 | 18 | 1 | Residential |  |  | 2015 | 2015
20261-227063-01 | South Central Electric Association | 109 | 17550 | Co-op | MJ 27-04-080 | 5 | Solar |  |  | Interconnected | Bingham Lake | 56118 | 21 | 3 | Residential |  |  | 2012 | 2012
20261-227063-01 | South Central Electric Association | 109 | 17550 | Co-op | WK 18-21-134 | 19.38 | Solar |  |  | Interconnected | Bingham Lake | 56118 | 21 | 1 | Residential |  |  | 2014 | 2014
20261-227063-01 | South Central Electric Association | 109 | 17550 | Co-op | ME 18-29-121 | 39 | Wind |  |  | Interconnected | Bingham Lake | 56118 | 21 | 3 | Residential |  |  | 2012 | 2012
20261-227063-01 | South Central Electric Association | 109 | 17550 | Co-op | WF 08-16-113 | 39.5 | Wind |  |  | Interconnected | Comfrey | 56019 | 22 | 3 | Residential |  |  | 2013 | 2013
20261-227063-01 | South Central Electric Association | 109 | 17550 | Co-op | DK 04-32-125 | 39.5 | Wind |  |  | Interconnected | Westbrook | 56183 | 20 | 4 | Residential |  |  | 2012 | 2012
20261-227063-01 | South Central Electric Association | 109 | 17550 | Co-op | AG 32-04-134 | 17.5 | Wind |  |  | Interconnected | Lewisville | 56060 | 25 | 2 | Residential |  |  | 2013 | 2013
20261-227063-01 | South Central Electric Association | 109 | 17550 | Co-op | MW 17-36-090 | 20.9 | Solar |  |  | Interconnected | Windom | 56101 | 12 | 1 | Residential |  |  | 2014 | 2014
20261-227063-01 | South Central Electric Association | 109 | 17550 | Co-op | KB 20-29-079 | 18 | Solar |  |  | Interconnected | Butterfield | 56120 | 4 | 2 | Residential |  |  | 2015 | 2015
20261-227063-01 | South Central Electric Association | 109 | 17550 | Co-op | WK 28-20-048 | 39.6 | Solar |  |  | Interconnected | Mt Lake | 56159 | 4 | 3 | Commercial |  |  | 2015 | 2015
20261-227063-01 | South Central Electric Association | 109 | 17550 | Co-op | E53 04-24-017 | 30 | Wind |  |  | Interconnected | Westbrook | 56183 | 8 | 3 | Commercial |  |  | 2015 | 2015
20261-227063-01 | South Central Electric Association | 109 | 17550 | Co-op | E260 04-03-052 | 30 | Wind |  |  | Interconnected | Westbrook | 56183 | 18 | 1 | Commercial |  |  | 2015 | 2015
20261-227063-01 | South Central Electric Association | 109 | 17550 | Co-op | W260 04-03-0212 | 30 | Wind |  |  | Interconnected | Westbrook | 56183 | 18 | 1 | Commercial |  |  | 2015 | 2015
20261-227063-01 | South Central Electric Association | 109 | 17550 | Co-op | W53 04-24-053 | 30 | Wind |  |  | Interconnected | Westbrook | 56183 | 8 | 3 | Commercial |  |  | 2015 | 2015
20261-227063-01 | South Central Electric Association | 109 | 17550 | Co-op | MS 08-05-042 | 18 | Solar |  |  | Interconnected | Comfrey | 56019 | 4 | 1 | Residential |  |  | 2016 | 2016
20261-227063-01 | South Central Electric Association | 109 | 17550 | Co-op | LBP 36-11-056 | 34.2 | Solar |  |  | Interconnected | Truman | 56088 | 2 | 4 | Commercial |  |  | 2016 | 2016
20261-227063-01 | South Central Electric Association | 109 | 17550 | Co-op | DF 37-12-102 | 10.75 | Solar |  |  | Interconnected | Sherburn | 56171 | 6 | 1 | Residential |  |  | 2016 | 2016
20261-227063-01 | South Central Electric Association | 109 | 17550 | Co-op | LF 20-19-117 | 28.5 | Solar |  |  | Interconnected | Mt Lake | 56159 | 4 | 2 | Residential |  | 120000 | 2017 | 2017
20261-227063-01 | South Central Electric Association | 109 | 17550 | Co-op | BB 04-11-071 | 36 | Solar |  |  | Interconnected | Westbrook | 56183 | 18 | 1 | Residential |  | 126500 | 2017 | 2017
20261-227063-01 | South Central Electric Association | 109 | 17550 | Co-op | LP 53-33-003 | 39.9 | Solar |  |  | Interconnected | Comfrey | 56019 | 22 | 3 | Residential |  | 155000 | 2018 | 2018
20261-227063-01 | South Central Electric Association | 109 | 17550 | Co-op | SJ 08-20-080 | 18 | Solar |  |  | Interconnected | Comfrey | 56019 | 4 | 1 | Residential |  | 105000 | 2017 | 2018
20261-227063-01 | South Central Electric Association | 109 | 17550 | Co-op | JR 19-13-022 | 37.5 | Solar |  |  | Interconnected | Mt Lake | 56159 | 4 | 2 | Commercial |  | 99000 | 2017 | 2018
20261-227063-01 | South Central Electric Association | 109 | 17550 | Co-op | AR 19-13-019 | 37.5 | Solar |  |  | Interconnected | Mt Lake | 56159 | 4 | 2 | Residential |  | 99000 | 2017 | 2018
20261-227063-01 | South Central Electric Association | 109 | 17550 | Co-op | JR 19-15-088 | 37.5 | Solar |  |  | Interconnected | Mt Lake | 56159 | 4 | 2 | Commercial |  | 99000 | 2017 | 2018
20261-227063-01 | South Central Electric Association | 109 | 17550 | Co-op | JA 38-03-135 | 18.86 | Solar |  |  | Interconnected | Trimont | 56176 | 6 | 1 | Residential |  | 34462 | 2018 | 2018
20261-227063-01 | South Central Electric Association | 109 | 17550 | Co-op | DL 01-10-114 | 7.6 | Solar |  |  | Interconnected | Revere | 56166 | 8 | 4 | Residential |  |  | 2018 | 2019
20261-227063-01 | South Central Electric Association | 109 | 17550 | Co-op | SCE Solar | 134.4 | Solar |  |  | Interconnected | Lake Crystal | 56055 | 17 | 3 | Community Solar Garden |  |  | 2015 | 2015
20261-227063-01 | South Central Electric Association | 109 | 17550 | Co-op | AJ 04-06-023 | 11.4 | Solar |  |  | Interconnected | Westbrook | 56183 | 8 | 4 | Residential |  | 35000 | 2019 | 2019
20261-227063-01 | South Central Electric Association | 109 | 17550 | Co-op | RE 26-19-033 | 12 | Solar |  |  | Interconnected | Windom | 56101 | 12 | 4 | Residential |  | 53375 | 2019 | 2019
20261-227063-01 | South Central Electric Association | 109 | 17550 | Co-op | DNR 24-17-059 | 15.4 | Solar |  |  | Withdrawn | Dundee | 56131 | 9 | 4 | Commercial |  | 50000 | 2019
20261-227063-01 | South Central Electric Association | 109 | 17550 | Co-op | CS 37-09-014 | 39.9 | Solar |  |  | Interconnected | Sherburn | 56171 | 6 | 4 | Residential |  | 100403 | 2019 | 2019
20261-227063-01 | South Central Electric Association | 109 | 17550 | Co-op | DS 37-04-111 | 36.4 | Solar |  |  | Interconnected | Trimont | 56176 | 5 | 4 | Residential |  | 84335 | 2019 | 2019
20261-227063-01 | South Central Electric Association | 109 | 17550 | Co-op | MS 08-05-042-2 | 18 | Solar |  |  | Interconnected | Comfrey | 56019 | 4 | 1 | Residential |  | 62000 | 2019 | 2019
20261-227063-01 | South Central Electric Association | 109 | 17550 | Co-op | NOVA2934-32-36-146 | 36 | Solar |  |  | Interconnected | Truman | 56060 | 2 | 2 | Commercial |  | 124764 | 2020 | 2020
20261-227063-01 | South Central Electric Association | 109 | 17550 | Co-op | NOVA3258-08-19-022 | 13.3 | Solar |  |  | Interconnected | Comfrey |  | 4 | 1 | Residential |  | 15277 | 2020 | 2020
20261-227063-01 | South Central Electric Association | 109 | 17550 | Co-op | NOVA2746-20-18-080 | 36 | Solar |  |  | Interconnected | Butterfield | 56120 | 4 | 2 | Residential |  | 137130 | 2020 | 2020
20261-227063-01 | South Central Electric Association | 109 | 17550 | Co-op | NOVA4434-26-19-033 | 14 | Solar |  |  | Interconnected | Windom | 56101 | 4 | 4 | Residential |  | 43615 | 2021 | 2021
20261-227063-01 | South Central Electric Association | 109 | 17550 | Co-op | NOVA4456-34-29-119 | 39.9 | Solar |  |  | Interconnected | Trimont | 56176 | 12 | 4 | Residential |  | 104241 | 2021 | 2021
20261-227063-01 | South Central Electric Association | 109 | 17550 | Co-op | NOVA4606-23-19-040 | 63 | Solar |  |  | Interconnected | Saint James | 56081 | 3 | 3 | Commercial |  | 126700 | 2021 | 2021
20261-227063-01 | South Central Electric Association | 109 | 17550 | Co-op | NOVA5636-24-17-059-04 | 20 | Solar |  |  | Interconnected | Dundee | 56131 | S. Storden | 4 | Commercial |  | 59136 | 2022 | 2022
20261-227063-01 | South Central Electric Association | 109 | 17550 | Co-op | NOVA5734-38-32-055-01 | 11.08 | Solar |  | X | Interconnected | Sherburn | 56171 | Sherburn | Fdr2 | Residential |  | 50000 | 2022 | 2022
20261-227063-01 | South Central Electric Association | 109 | 17550 | Co-op | NOVA5734-38-32-055-01-S | 7.6 | Storage |  |  | Interconnected | Sherburn | 56171 | Sherburn | Fdr2 | Residential |  | 50000 | 2022 | 2022
20261-227063-01 | South Central Electric Association | 109 | 17550 | Co-op | NOVA5830-37-09-068 | 39.98 | Solar |  |  | Interconnected | Sherburn | 56171 | Sherburn | Fdr4 | Residential |  | 118279 | 2022 | 2022
20261-227063-01 | South Central Electric Association | 109 | 17550 | Co-op | NOVA5893-36-19-015-01 | 9.98 | Solar |  |  | Interconnected | Trimont |  | Trimont | Fdr2 | Residential |  | 51560 | 2022 | 2022
20261-227063-01 | South Central Electric Association | 109 | 17550 | Co-op | NOVA6182-22-04-097 | 37.8 | Solar |  |  | Interconnected | Saint James | 56081 | Madela | Fdr3 | Residential |  | 78000 | 2022 | 2022
20261-227063-01 | South Central Electric Association | 109 | 17550 | Co-op | NOVA6948-29-20-026-01 | 17.45 | Solar |  |  | Interconnected | Butterfield | 56120 | Odin | Fdr1 | Residential |  | 83265 | 2022 | 2023
20261-227063-01 | South Central Electric Association | 109 | 17550 | Co-op | NOVA7572-14-29-010-01 | 38 | Solar |  |  | Interconnected | Madelia | 56062 | Madela | Fdr1 | Commercial |  | 258150 | 2023 | 2023
20261-227063-01 | South Central Electric Association | 109 | 17550 | Co-op | NOVA7788-07-14-050-04 | 38 | Solar |  |  | Interconnected | Mountain Lake | 56159 | Jeffers | Fdr2 | Residential |  | 145000 | 2023 | 2024
20261-227063-01 | South Central Electric Association | 109 | 17550 | Co-op | NOVA7789-07-23-049-04 | 36 | Solar |  |  | Interconnected | Mountain Lake | 56169 | Jeffers | Fdr2 | Residential |  | 145000 | 2023 | 2024
20261-227063-01 | South Central Electric Association | 109 | 17550 | Co-op | NOVA8237-28-02-040-01 | 30.4 | Solar |  |  | Interconnected | Mountain Lake |  | Odin | Fdr1 | Residential |  | 120000 | 2023 | 2023
20261-227063-01 | South Central Electric Association | 109 | 17550 | Co-op | NOVA8379-66-15-055-01 | 8.06 | Solar |  |  | Interconnected | Odin | 56160 | Galena | Fdr 1 | Residential |  | 12000 | 2023 | 2023
20261-227063-01 | South Central Electric Association | 109 | 17550 | Co-op | NOVA8445-23-06-062-01 | 38 | Solar |  |  | Interconnected | Madelia | 56062 | Madela | Fdr2 | Residential |  | 120000 | 2023 | 2023
20261-227063-01 | South Central Electric Association | 109 | 17550 | Co-op | NOVA8790-31-12-151-01 | 22.8 | Solar |  |  | Interconnected | Lewisville | 56060 | Lewisville ITC | Fdr1 | Residential |  | 67000 | 2023 | 2023
20261-227063-01 | South Central Electric Association | 109 | 17550 | Co-op | NOVA8941-38-02-005-01 | 39.6 | Solar |  |  | Interconnected | Trimont | 56176 | Sherburn | Fdr1 | Residential |  | 102149 | 2023 | 2024
20261-227063-01 | South Central Electric Association | 109 | 17550 | Co-op | NOVA8942-02-32-029-04 | 20 | Solar |  |  | Interconnected | Lamberton | 56152 | N. Storden | Fdr3 | Commercial |  | 93814 | 2023 | 2024
20261-227063-01 | South Central Electric Association | 109 | 17550 | Co-op | NOVA10330-38-17-102 | 38.4 | Solar |  |  | Interconnected | Sherburn | 56171 | Sherburn | Fdr1 | Commercial |  | 160272 | 2024 | 2025
20261-227063-01 | South Central Electric Association | 109 | 17550 | Co-op | NOVA10335-37-24-037 | 38.4 | Solar |  |  | Interconnected | Sherburn | 56171 | Sherburn | Fdr1 | Residential |  | 160272 | 2024 | 2025
20261-227063-01 | South Central Electric Association | 109 | 17550 | Co-op | NOVA10600-14-30-032 | 38.4 | Solar |  |  | Interconnected | Madelia | 56062 | North Star N | Fdr1 | Residential |  | 116130 | 2024 | 2024
20261-227063-01 | South Central Electric Association | 109 | 17550 | Co-op | NOVA10791-18-16-025-04 | 38 | Solar |  |  | Interconnected | Bingham Lake |  | Mt. Lake | Fdr4 | Residential |  |  | 2024 | 2024
20261-227063-01 | South Central Electric Association | 109 | 17550 | Co-op | NOVA10770-29-10-014-01 | 45 | Wind |  |  | Active Application | Butterfield | 56120 | Kansas Lake | Fdr4 | Residential |  |  | 2025
20261-227063-01 | South Central Electric Association | 109 | 17550 | Co-op | NOVA10790-29-10-128-01 | 45 | Wind |  |  | Active Application | Butterfield | 56120 | Kansas Lake | Fdr4 | Commercial |  | 212750 | 2025
20261-227063-01 | South Central Electric Association | 109 | 17550 | Co-op | NOVA12562-30-02-100-01 | 14.59 | Solar |  |  | Interconnected | James | 56081 | St. James | Fdr2 | Residential |  | 47688 | 2025 | 2025
20261-227063-01 | South Central Electric Association | 109 | 17550 | Co-op | NOVA12563-36-30-065-01 | 39.6 | Solar |  |  | Active Application | Trimont | 56176 | Trimont | Fdr2 | Residential |  | 102988 | 2025
20261-227063-01 | South Central Electric Association | 109 | 17550 | Co-op | NOVA12637-36-22-019-01 | 13.82 | Solar |  |  | Interconnected | Truman | 56088 | Lewisville | Fdr4 | Residential |  | 58537 | 2025 | 2025
20261-227063-01 | South Central Electric Association | 109 | 17550 | Co-op | NOVA12763-09-27-052 | 48.38 | Solar |  |  | Withdrawn | Butterfield | 56120 | Sveadahl | Fdr3 | Residential |  | 245000 | 2025
20261-227063-01 | South Central Electric Association | 109 | 17550 | Co-op | NOVA13297-30-14-261-01 | 22.8 | Solar |  |  | Interconnected | Saint James | 56081 | Kansas Lake | Fdr2 | Residential |  | 78915.02 | 2025 | 2025
20261-227063-01 | South Central Electric Association | 109 | 17550 | Co-op | NOVA13941-01-06-008-04 | 15.2 | Solar |  |  | Active Application | Walnut Grove | 56180 | N. Storden | Fdr4 | Residential |  | 35000 | 2025
20261-227249-01 | Blue Earth Light and Water | 138 | 1883 | Muni | NOVA3394 | 26.1 | Solar |  |  | Interconnected | Blue Earth | 56013 | West | SW Darling | Residential |  | 78000 | 2020 | 2021
20261-227249-01 | Blue Earth Light and Water | 138 | 1883 | Muni | NOVA4371 | 8.38 | Solar |  |  | Interconnected | Blue Earth | 56013 | PP | 1 | Residential |  | 39033.4 | 2021 | 2021
20261-227249-01 | Blue Earth Light and Water | 138 | 1883 | Muni | NOVA4307 | 8 | Storage |  |  | Interconnected | Blue Earth | 56013 | West | SW Darling | Residential |  | 19500 | 2021 | 2023
20261-227249-01 | Blue Earth Light and Water | 138 | 1883 | Muni | NOVA7191 | 13.18 | Solar |  |  | Interconnected | Blue Earth | 56013 | Rice | North | Residential |  | 64943 | 2022 | 2023
20261-227249-01 | Blue Earth Light and Water | 138 | 1883 | Muni | NOVA14051 | 12 | Solar |  | X | Active Application | Blue Earth | 56013 |  |  |  |  | 1500 | 2025
20262-228559-01 | Spring Valley Public Utilities Comm | 111 | 17824 | Muni | solar-1 | 2.97 | Solar |  |  | Decommissioned | Spring Valley | 55975 | Spring Valley | 12500 #3 | Commercial |  |  | 2014 | 2014 | 2019
20262-228559-01 | Spring Valley Public Utilities Comm | 111 | 17824 | Muni | solar-2 | 5.04 | Solar |  |  | Interconnected | Spring Valley | 55975 | Spring Valley | 2400 #5 | Residential |  |  | 2015 | 2015
20262-228559-01 | Spring Valley Public Utilities Comm | 111 | 17824 | Muni | solar-3 | 10.08 | Solar |  |  | Interconnected | Spring Valley | 55975 | Spring Valley | 2400 #5 | Commercial |  |  | 2016 | 2016
20262-228559-01 | Spring Valley Public Utilities Comm | 111 | 17824 | Muni | solar-4 | 8.68 | Solar |  |  | Interconnected | Spring Valley | 55975 | Spring Valley | 12500 #1 | Residential |  |  | 2019 | 2019
20262-228559-01 | Spring Valley Public Utilities Comm | 111 | 17824 | Muni | solar-5 | 5.112 | Solar |  |  | Interconnected | Spring Valley | 55975 | Spring Valley | 2400 # 6 | Residential |  | 23648 | 2021 | 2021
20262-228559-01 | Spring Valley Public Utilities Comm | 111 | 17824 | Muni | solar-6 | 5.935 | Solar |  |  | Interconnected | Spring Valley | 55975 | Spring Valley | 12500 #1 | Commercial |  | 12300 | 2021 | 2021
20262-228559-01 | Spring Valley Public Utilities Comm | 111 | 17824 | Muni | solar-7 | 5.1 | Solar |  |  | Interconnected | Spring Valley | 55975 | Spring Valley | 2400 #6 | Residential |  | 36500 | 2022 | 2022
20262-228559-01 | Spring Valley Public Utilities Comm | 111 | 17824 | Muni | solar-8 | 8.376 | Solar |  |  | Interconnected | Spring Valley | 55975 | Spring Valley | 12500 #3 | Residential |  | 46698 | 2022 | 2022
20262-228559-01 | Spring Valley Public Utilities Comm | 111 | 17824 | Muni | solar-9 | 34.2 | Solar |  |  | Interconnected | Spring Valley | 55975 | Spring Valley | 12500 #2 | Commercial |  | 80000 | 2023 | 2023
20262-228559-01 | Spring Valley Public Utilities Comm | 111 | 17824 | Muni | solar-10 | 6.528 | Solar |  |  | Interconnected | Spring Valley | 55975 | Spring Valley | 2400 #8 | Residential |  | 23205 | 2024 | 2024
20262-228559-01 | Spring Valley Public Utilities Comm | 111 | 17824 | Muni | solar-11 | 7.6 | Solar |  |  | Interconnected | Spring Valley | 55975 | Spring Valley | 2400 #5 | Residential |  | 14795 | 2024 | 2025
20262-228559-01 | Spring Valley Public Utilities Comm | 111 | 17824 | Muni | solar-12 | 12.83 | Solar |  |  | Interconnected | Spring Valley | 55975 | Spring Valley | 12500 #2 | Commercial |  | 44907 | 2024 | 2025
20262-227980-01 | Springfield Public Utilities Commission | 134 | 17836 | Muni | NOVA3888 | 15.36 | Solar |  |  | Interconnected | Springfield | 56087 | 1 | 1 | Commercial |  | 35000 | 2020 | 2021
20262-227980-01 | Springfield Public Utilities Commission | 134 | 17836 | Muni | NOVA4586 | 5.93 | Solar |  |  | Interconnected | Springfield | 56087 | 1 | 1 | Residential |  | 31760 | 2021 | 2022
20262-227980-01 | Springfield Public Utilities Commission | 134 | 17836 | Muni | NOVA7604 | 12.14 | Solar |  |  | Withdrawn | Springfield |  | 1 | 1 | Commercial |  | 23750 | 2023
20262-227980-01 | Springfield Public Utilities Commission | 134 | 17836 | Muni | NOVA12260 | 12.96 | Solar |  |  | Withdrawn | Spring Valley | 55975 | 1 | 1 | Commercial |  | 44907 | 2024
20261-227244-01 | St. Charles Light and Water | 104 | 17862 | Muni | S1 | 2.4225 | Solar |  |  | Interconnected | Saint Charles | 55972 | St. Charles Municipal Subline 1 | B2-19/HC-5 | Residential | $1 Kw up to 10 Kw | 10000 | 2015 | 2015
20261-227244-01 | St. Charles Light and Water | 104 | 17862 | Muni | S2 | 24 | Solar |  |  | Interconnected | Saint Charles | 55972 | St. Charles Municipal Subline 1 | F-32 Line 2 | Commercial | $1 Kw up to 10 Kw | 60000 | 2015 | 2015
20261-227244-01 | St. Charles Light and Water | 104 | 17862 | Muni | S3 | 19.665 | Solar |  |  | Interconnected | Saint Charles | 55972 | St. Charles Municipal Subline 1 | J23 Line 2 | Commercial | $1 Kw up to 10 Kw | 50000 | 2015 | 2015
20261-227244-01 | St. Charles Light and Water | 104 | 17862 | Muni | S4 | 19.665 | Solar |  |  | Interconnected | Saint Charles | 55972 | St. Charles Municipal Subline 1 | KOVR-1 Line 2 | Commercial | $1 Kw up to 10 Kw | 50000 | 2015 | 2015
20261-227244-01 | St. Charles Light and Water | 104 | 17862 | Muni | S5 | 3.24 | Solar |  |  | Interconnected | Saint Charles | 55972 | St. Charles Municipal Subline 1 | B5 | Residential | $1 Kw up to 10 Kw | 10000 | 2016 | 2017
20261-227244-01 | St. Charles Light and Water | 104 | 17862 | Muni | S6 | 10.95 | Solar |  |  | Interconnected | Saint Charles | 55972 | St. Charles Municipal Subline 1 | K Line | Residential | $1 Kw up to 10 Kw | 29900 | 2017 | 2017
20261-227244-01 | St. Charles Light and Water | 104 | 17862 | Muni | S7 | 36 | Solar |  |  | Interconnected | Saint Charles | 55972 | St. Charles Municipal Subline 1 | M Line | Commercial | $1 Kw up to 10 Kw | 1e+05 | 2016 | 2017
20261-227244-01 | St. Charles Light and Water | 104 | 17862 | Muni | S8 | 36 | Solar |  |  | Interconnected | Saint Charles | 55972 | St. Charles Municipal Subline 1 | M Line | Commercial | $1 Kw up to 10 Kw | 1e+05 | 2016 | 2017
20261-227244-01 | St. Charles Light and Water | 104 | 17862 | Muni | S9 | 38.6 | Solar |  |  | Interconnected | Saint Charles | 55972 | St. Charles Municipal Subline 1 | M Line | Commercial |  | 40000 | 2017 | 2017
20261-227244-01 | St. Charles Light and Water | 104 | 17862 | Muni | S10 | 38.6 | Solar |  |  | Interconnected | Saint Charles | 55972 | St. Charles Municipal Subline 1 | M Line | Commercial |  | 40000 | 2017 | 2017
20261-227244-01 | St. Charles Light and Water | 104 | 17862 | Muni | S11 | 38.6 | Solar |  |  | Interconnected | Saint Charles | 55972 | St. Charles Municipal Subline 1 | M Line | Commercial |  | 40000 | 2017 | 2017
20261-227244-01 | St. Charles Light and Water | 104 | 17862 | Muni | S12 | 38.6 | Solar |  |  | Interconnected | Saint Charles | 55972 | St. Charles Municipal Subline 1 | M Line | Commercial |  | 40000 | 2017 | 2017
20261-227244-01 | St. Charles Light and Water | 104 | 17862 | Muni | S13 | 24 | Solar |  |  | Interconnected | Saint Charles | 55972 | St. Charles Municipal Subline 1 | B Line | Commercial |  | 10000 | 2017 | 2017
20261-227244-01 | St. Charles Light and Water | 104 | 17862 | Muni | S14 | 39.2 | Solar |  |  | Interconnected | Saint Charles | 55972 | St. Charles Municipal Subline 1 | B5 | Residential |  | 30000 | 2017 | 2018
20261-227244-01 | St. Charles Light and Water | 104 | 17862 | Muni | S16 | 77.2 | Solar |  |  | Interconnected | Saint Charles | 55972 | St. Charles Municipal Subline 1 | B5 | Commercial |  | 20000 | 2017 | 2018
20261-227244-01 | St. Charles Light and Water | 104 | 17862 | Muni | S16 | 38.6 | Solar |  |  | Interconnected | Saint Charles | 55972 | St. Charles Municipal Subline 1 | B4 | Commercial |  | 10000 | 2017 | 2018
20261-227244-01 | St. Charles Light and Water | 104 | 17862 | Muni | S17 | 24 | Solar |  |  | Interconnected | Saint Charles | 55972 | St. Charles Municipal Subline 1 | B Line | Residential |  |  | 2019 | 2019
20261-227244-01 | St. Charles Light and Water | 104 | 17862 | Muni | S18 | 2000 | Solar |  |  | Interconnected | Saint Charles | 55972 | St. Charles Municipal Subline 1 | B1-6-1 Line | Commercial |  | 3600000 | 2019 | 2019
20261-227244-01 | St. Charles Light and Water | 104 | 17862 | Muni | S19 | 38.3 | Solar |  |  | Interconnected | Saint Charles | 55972 | St. Charles Municipal Subline 1 | 01 Line | Commercial |  |  | 2020 | 2020
20261-227244-01 | St. Charles Light and Water | 104 | 17862 | Muni | S20 | 39.9 | Solar |  |  | Interconnected | Saint Charles | 55972 | St. Charles Municipal Subline 1 | 01 Line | Commercial |  |  | 2020 | 2020
20261-227244-01 | St. Charles Light and Water | 104 | 17862 | Muni | S21 | 37.5 | Solar |  |  | Interconnected | Saint Charles | 55972 | St. Charles Municipal Subline 1 | K2 Line | Residential |  | 75000 | 2019 | 2020
20261-227244-01 | St. Charles Light and Water | 104 | 17862 | Muni | S22 | 9.07 | Solar |  |  | Interconnected | Saint Charles | 55972 | St. Charles Municipal Subline 1 |  | Residential |  | 40115 | 2021 | 2022
20261-227244-01 | St. Charles Light and Water | 104 | 17862 | Muni | S23 | 7.6 | Solar |  |  | Interconnected | Saint Charles | 55972 | St. Charles Municipal Subline 1 |  | Residential |  |  | 2020 | 2021
20261-227244-01 | St. Charles Light and Water | 104 | 17862 | Muni | NOVA5677 | 13.18 | Solar |  |  | Interconnected | Saint Charles | 55972 | St. Charles | 2-West | Residential |  | 41835 | 2022 | 2022
20261-227244-01 | St. Charles Light and Water | 104 | 17862 | Muni | NOVA5786 | 12.76 | Solar |  |  | Withdrawn | Saint Charles | 55972 | St. Charles | 1-East | Residential |  | 70162.16 | 2022
20261-227244-01 | St. Charles Light and Water | 104 | 17862 | Muni | NOVA5884 | 6.9 | Solar |  |  | Withdrawn | Saint Charles | 55972 | St. Charles | 1-East | Residential |  | 43417 | 2022
20261-227244-01 | St. Charles Light and Water | 104 | 17862 | Muni | NOVA6079 | 13.2 | Solar |  |  | Interconnected | Saint Charles | 55972 | St. Charles | 1-East | Residential |  | 70162.16 | 2022 | 2022
20261-227244-01 | St. Charles Light and Water | 104 | 17862 | Muni | NOVA7541 | 38 | Solar |  |  | Interconnected | Saint Charles | 55972 | St. Charles | 4-Annex MEC | Residential |  | 90000 | 2023 | 2023
20261-227244-01 | St. Charles Light and Water | 104 | 17862 | Muni | NOVA7671 | 50 | Solar |  |  | Interconnected | Saint Charles | 55972 | St. Charles | 3-Downtown | Commercial |  | 160000 | 2023 | 2023
20261-227244-01 | St. Charles Light and Water | 104 | 17862 | Muni | NOVA7672 | 39 | Solar |  |  | Interconnected | Saint Charles | 55972 | St. Charles | 3-Downtown | Commercial |  | 130000 | 2023 | 2023
20261-227244-01 | St. Charles Light and Water | 104 | 17862 | Muni | NOVA8886 | 8.78 | Solar |  |  | Interconnected | Saint Charles | 55972 | St. Charles | 1-East | Commercial |  | 30484 | 2023 | 2024
20261-227244-01 | St. Charles Light and Water | 104 | 17862 | Muni | NOVA11937 | 40 | Solar |  |  | Interconnected | Saint Charles | 55972 | St. Charles | 1-East | Commercial |  | 174600 | 2024 | 2025
20261-227244-01 | St. Charles Light and Water | 104 | 17862 | Muni | NOVA12052 | 40 | Solar |  |  | Interconnected | Saint Charles | 55972 | St. Charles | 1-East | Commercial |  | 174600 | 2024 | 2025
20261-227244-01 | St. Charles Light and Water | 104 | 17862 | Muni | NOVA12342 | 9.22 | Solar |  |  | Interconnected | Saint Charles | 55972 | St. Charles | 4-Annex MEC | Residential |  | 25000 | 2024 | 2025
20261-227244-01 | St. Charles Light and Water | 104 | 17862 | Muni | NOVA13097 | 3.84 | Solar |  |  | Interconnected | Saint Charles | 55972 | St. Charles | 1-East | Residential |  | 21967.5 | 2025 | 2025
20262-228328-01 | St. Peter Municipal Utilities | 149 | 17900 | Muni | 1200 | 7.5 | Solar |  | X | Interconnected | Saint Peter | 56082 | Sunrise | South | Commercial |  | 28745 | 2010 | 2010
20262-228328-01 | St. Peter Municipal Utilities | 149 | 17900 | Muni | 8700 | 20.04 | Solar |  | X | Interconnected | Saint Peter | 56082 | Broadway | Center | Commercial |  | 107757 | 2012 | 2012
20262-228328-01 | St. Peter Municipal Utilities | 149 | 17900 | Muni | 8700-2 | 17.3 | Solar |  | X | Interconnected | Saint Peter | 56082 | Broadway | Center | Commercial |  | 91493 | 2014 | 2014
20262-228328-01 | St. Peter Municipal Utilities | 149 | 17900 | Muni | 2200 | 3.25 | Solar |  | X | Interconnected | Saint Peter | 56082 | Broadway | Sunrise | Residential |  |  | 2016 | 2016
20262-228328-01 | St. Peter Municipal Utilities | 149 | 17900 | Muni | 4000 | 5.4 | Solar |  | X | Interconnected | Saint Peter | 56082 | Broadway | North | Residential |  |  | 2016 | 2016
20262-228328-01 | St. Peter Municipal Utilities | 149 | 17900 | Muni | 3400 | 7.36 | Solar |  | X | Interconnected | Saint Peter | 56082 | Front | Northwest | Residential |  | 23308 | 2017 | 2017
20262-228328-01 | St. Peter Municipal Utilities | 149 | 17900 | Muni | 1 | 4 | Solar |  | X | Interconnected | Saint Peter | 56082 | Front | North | Community Solar Garden |  |  | 2018 | 2018
20262-228328-01 | St. Peter Municipal Utilities | 149 | 17900 | Muni | 2800 | 5.31 | Solar |  | X | Interconnected | Saint Peter | 56082 | Front | North | Residential |  | 19800 | 2020 | 2020
20262-228328-01 | St. Peter Municipal Utilities | 149 | 17900 | Muni | 8700 | 2.88 | Solar |  | X | Interconnected | Saint Peter | 56082 | Broadway | Southwest | Residential |  | 5328 | 2020 | 2020
20262-228328-01 | St. Peter Municipal Utilities | 149 | 17900 | Muni | 9700 | 3.8 | Solar |  | X | Interconnected | Saint Peter | 56082 | Front | Southwest | Residential |  | 19392 | 2020 | 2020
20262-228328-01 | St. Peter Municipal Utilities | 149 | 17900 | Muni | 7500 | 6.09 | Solar |  | X | Interconnected | Saint Peter | 56082 | Front | Southwest | Residential |  | 23690 | 2020 | 2020
20262-228328-01 | St. Peter Municipal Utilities | 149 | 17900 | Muni | 6500 | 4.6 | Solar |  | X | Interconnected | Saint Peter | 56082 | Front | Northwest | Residential |  | 12830 | 2020 | 2020
20262-228328-01 | St. Peter Municipal Utilities | 149 | 17900 | Muni | 215-01230-10 | 12 | Solar |  | X | Interconnected | Saint Peter | 56082 | Front | Northwest | Residential |  | 56486 | 2021 | 2021
20262-228328-01 | St. Peter Municipal Utilities | 149 | 17900 | Muni | 129-006400-03 | 8.7 | Solar |  | X | Interconnected | Saint Peter | 56082 | Broadway | Southwest | Residential |  | 47573 | 2022 | 2022
20262-228328-01 | St. Peter Municipal Utilities | 149 | 17900 | Muni | 103-015700-03 | 6 | Solar |  | X | Interconnected | Saint Peter | 56082 | Front | Southwest | Residential |  | 40432.43 | 2022 | 2022
20262-228328-01 | St. Peter Municipal Utilities | 149 | 17900 | Muni | 211-001-000 | 6.38 | Solar |  | X | Interconnected | Saint Peter | 56082 | Front | NW Old Bay 5 | Residential |  | 26491 | 2022 | 2022
20262-228328-01 | St. Peter Municipal Utilities | 149 | 17900 | Muni | 212-007600-04 | 5.93 | Solar |  | X | Interconnected | Saint Peter | 56082 | Front | North Old Bay 2 | Residential |  | 28408 | 2023 | 2023
20262-228328-01 | St. Peter Municipal Utilities | 149 | 17900 | Muni | 218-1010700-02 | 5.22 | Solar |  | X | Interconnected | Saint Peter | 56082 | Front | NW Old Bay 5 | Residential |  | 36250 | 2023 | 2023
20262-228328-01 | St. Peter Municipal Utilities | 149 | 17900 | Muni | 106-006300-17 | 14.08 | Solar |  | X | Interconnected | Saint Peter | 56082 | Front | SW Circuit 1 | Residential |  | 54718 | 2023 | 2023
20262-228328-01 | St. Peter Municipal Utilities | 149 | 17900 | Muni | 234-030060-40 | 33.3 | Solar |  | X | Interconnected | Saint Peter | 56082 | Broadway | Center Circuit 4 | Commercial |  | 146200 | 2023 | 2023
20262-228328-01 | St. Peter Municipal Utilities | 149 | 17900 | Muni | 227-029200-01 | 36 | Solar |  | X | Interconnected | Saint Peter | 56082 | Broadway | Center Circuit 4 | Commercial |  | 146200 | 2023 | 2023
20262-228328-01 | St. Peter Municipal Utilities | 149 | 17900 | Muni | 129-005100-02 | 8.82 | Solar |  | X | Interconnected | Saint Peter | 56082 | Broadway | Broadway SW | Residential |  | 40632 | 2023 | 2023
20262-228328-01 | St. Peter Municipal Utilities | 149 | 17900 | Muni | 233-001200-02 | 25 | Solar |  | X | Interconnected | Saint Peter | 56082 | Sunrise | South Circuit 1 | Residential |  | 62000 | 2023 | 2023
20262-228328-01 | St. Peter Municipal Utilities | 149 | 17900 | Muni | 104-005100-06 | 10.022 | Solar |  | X | Interconnected | Saint Peter | 56082 | Front | Southeast | Residential |  | 33000 | 2024 | 2024
20262-228328-01 | St. Peter Municipal Utilities | 149 | 17900 | Muni | 212-015000-06 | 5.8 | Solar |  | X | Interconnected | Saint Peter | 56082 | Front | North Old Bay 2 | Residential |  | 28325 | 2024 | 2024
20262-228328-01 | St. Peter Municipal Utilities | 149 | 17900 | Muni | 151-00900-00 | 72 | Solar |  | X | Interconnected | Saint Peter | 56082 | Front | NW Old Bay 6 | Residential |  | 196800 | 2024 | 2024
20262-228328-01 | St. Peter Municipal Utilities | 149 | 17900 | Muni | 116-010201-02 | 6.84 | Solar |  | X | Interconnected | Saint Peter | 56082 | Front | North Old Bay 2 | Residential |  | 23284 | 2024 | 2024
20262-228328-01 | St. Peter Municipal Utilities | 149 | 17900 | Muni | 102-011401-02 | 39 | Solar |  | X | Interconnected | Saint Peter | 56082 | Front | Southwest Circuit 1 | Residential |  | 80000 | 2025 | 2025
20262-228328-01 | St. Peter Municipal Utilities | 149 | 17900 | Muni | 218-009200-04 | 7.296 | Solar |  | X | Interconnected | Saint Peter | 56082 | Front | Northwest Circuit | Residential |  | 11827 | 2025 | 2025
20262-228328-01 | St. Peter Municipal Utilities | 149 | 17900 | Muni | 104-005300-00 | 11.52 | Solar |  | X | Interconnected | Saint Peter | 56082 | Front | Southeast Circuit | Residential |  | 19125 | 2025 | 2025
20262-228328-01 | St. Peter Municipal Utilities | 149 | 17900 | Muni | 215-002100-05 | 8.25 | Solar |  | X | Interconnected | Saint Peter | 56082 | Front | North Circuit | Residential |  | 25000 | 2025 | 2025
20262-228328-01 | St. Peter Municipal Utilities | 149 | 17900 | Muni | 125-002700-02 | 8.007 | Solar |  | X | Interconnected | Saint Peter | 56082 | Broadway | Southwest Circuit 1 | Residential |  | 15966 | 2025 | 2025
20263-229770-01 | Stearns Coop Electric Assn | 113 | 18019 | Co-op | 76837 | 20 | Wind |  |  | Interconnected | Paynesville | 56362 | S8 | F4 | Residential |  |  |  | 2004
20263-229770-01 | Stearns Coop Electric Assn | 113 | 18019 | Co-op | 104312 | 39.9 | Wind |  |  | Interconnected | Glenwood | 56334 | S21 | F3 | Residential |  |  |  | 2005
20263-229770-01 | Stearns Coop Electric Assn | 113 | 18019 | Co-op | 43823 | 6.4 | Solar |  |  | Interconnected | Saint Joseph | 56374 | S18 | F2 | Residential |  |  |  | 2006
20263-229770-01 | Stearns Coop Electric Assn | 113 | 18019 | Co-op | 35002 | 7.2 | Solar |  |  | Interconnected | Saint Joseph | 56374 | S27 | F1 | Residential |  |  |  | 2008
20263-229770-01 | Stearns Coop Electric Assn | 113 | 18019 | Co-op | 100286 | 20 | Wind |  |  | Interconnected | Richmond | 56368 | S27 | F4 | Residential |  |  |  | 2008
20263-229770-01 | Stearns Coop Electric Assn | 113 | 18019 | Co-op | 34111 | 2.1 | Solar |  |  | Interconnected | Saint Joseph | 56374 | S25 | F3 | Residential |  |  |  | 2009
20263-229770-01 | Stearns Coop Electric Assn | 113 | 18019 | Co-op | 35687 | 20 | Wind |  |  | Interconnected | Sauk Centre | 56378 | S26 | F2 | Residential |  |  |  | 2009
20263-229770-01 | Stearns Coop Electric Assn | 113 | 18019 | Co-op | 48736 | 2 | Solar |  |  | Interconnected | Freeport | 56331 | S1 | F2 | Residential |  |  |  | 2009
20263-229770-01 | Stearns Coop Electric Assn | 113 | 18019 | Co-op | 34422 | 36 | Solar |  |  | Interconnected | Avon | 56310 | S11 | F5 | Residential |  |  |  | 2009
20263-229770-01 | Stearns Coop Electric Assn | 113 | 18019 | Co-op | 103562 | 9.9 | Solar |  |  | Interconnected | Saint Joseph | 56374 | S25 | F3 | Residential |  |  |  | 2010
20263-229770-01 | Stearns Coop Electric Assn | 113 | 18019 | Co-op | 76226 | 39.5 | Wind |  |  | Interconnected | Sauk Centre | 56378 | S9 | F4 | Residential |  |  |  | 2011
20263-229770-01 | Stearns Coop Electric Assn | 113 | 18019 | Co-op | 78149 | 39.9 | Wind |  |  | Interconnected | Sauk Centre | 56378 | S21 | F2 | Residential |  |  |  | 2012
20263-229770-01 | Stearns Coop Electric Assn | 113 | 18019 | Co-op | 35478 | 17 | Solar |  |  | Interconnected | Cold Spring | 56320 | S27 | F3 | Residential |  |  |  | 2013
20263-229770-01 | Stearns Coop Electric Assn | 113 | 18019 | Co-op | 46088 | 10.8 | Solar |  |  | Interconnected | Clearwater | 55320 | S17 | F2 | Residential |  |  |  | 2013
20263-229770-01 | Stearns Coop Electric Assn | 113 | 18019 | Co-op | 40131 | 10.4 | Wind |  |  | Interconnected | Cold Spring | 56320 | S27 | F2 | Residential |  |  |  | 2013
20263-229770-01 | Stearns Coop Electric Assn | 113 | 18019 | Co-op | 40131 | 11.3 | Solar |  |  | Interconnected | Cold Spring | 56320 | S27 | F2 | Residential |  |  |  | 2013
20263-229770-01 | Stearns Coop Electric Assn | 113 | 18019 | Co-op | 34981 | 8.5 | Solar |  |  | Interconnected | Kimball | 55353 | S14 | F1 | Residential |  |  |  | 2014
20263-229770-01 | Stearns Coop Electric Assn | 113 | 18019 | Co-op | 122099 | 12 | Solar |  |  | Interconnected | Saint Augusta | 56301 | S7 | F1 | Residential |  |  |  | 2014
20263-229770-01 | Stearns Coop Electric Assn | 113 | 18019 | Co-op | 76653 | 13.75 | Solar |  |  | Interconnected | Sauk Centre | 56378 | S4 | F2 | Residential |  |  |  | 2014
20263-229770-01 | Stearns Coop Electric Assn | 113 | 18019 | Co-op | 119188 | 39.6 | Solar |  |  | Interconnected | Richmond | 56368 | S8 | F2 | Residential |  |  |  | 2015
20263-229770-01 | Stearns Coop Electric Assn | 113 | 18019 | Co-op | 106618 | 15.8 | Solar |  |  | Interconnected | Saint Cloud | 56301 | S7 | F1 | Residential |  |  |  | 2015
20263-229770-01 | Stearns Coop Electric Assn | 113 | 18019 | Co-op | 111650 | 3.12 | Solar |  |  | Interconnected | Grey Eagle | 56336 | S10 | F1 | Residential |  |  |  | 2015
20263-229770-01 | Stearns Coop Electric Assn | 113 | 18019 | Co-op | 75669 | 36 | Wind |  |  | Interconnected | Richmond | 56368 | S8 | F1 | Residential |  |  |  | 2015
20263-229770-01 | Stearns Coop Electric Assn | 113 | 18019 | Co-op | 122910 | 14.4 | Solar |  |  | Interconnected | Saint Joseph | 56374 | S7 | F1 | Residential |  |  |  | 2015
20263-229770-01 | Stearns Coop Electric Assn | 113 | 18019 | Co-op | 43161 | 6.8 | Solar |  |  | Interconnected | Saint Cloud | 56301 | S7 | F3 | Residential |  |  |  | 2015
20263-229770-01 | Stearns Coop Electric Assn | 113 | 18019 | Co-op | 54200 | 26.88 | Solar |  |  | Interconnected | Richmond | 56368 | S8 | F2 | Residential |  |  |  | 2015
20263-229770-01 | Stearns Coop Electric Assn | 113 | 18019 | Co-op | 104932 | 20.16 | Solar |  |  | Interconnected | Richmond | 56368 | S8 | F2 | Residential |  |  |  | 2015
20263-229770-01 | Stearns Coop Electric Assn | 113 | 18019 | Co-op | 75471 | 8 | Solar |  |  | Interconnected | Albany | 56307 | S6 | F2 | Residential |  |  |  | 2015
20263-229770-01 | Stearns Coop Electric Assn | 113 | 18019 | Co-op | 103719 | 8.64 | Solar |  |  | Interconnected | Albany | 56307 | S6 | F2 | Residential |  |  |  | 2016
20263-229770-01 | Stearns Coop Electric Assn | 113 | 18019 | Co-op | 77739 | 39.96 | Solar |  |  | Interconnected | Richmond | 56368 | S8 | F1 | Residential |  |  |  | 2016
20263-229770-01 | Stearns Coop Electric Assn | 113 | 18019 | Co-op | 100065 | 15.2 | Solar |  |  | Interconnected | Sauk Centre | 56378 | S9 | F3 | Residential |  |  |  | 2016
20263-229770-01 | Stearns Coop Electric Assn | 113 | 18019 | Co-op | 40428 | 11 | Solar |  |  | Interconnected | Richmond | 56368 | S8 | F1 | Residential |  |  |  | 2017
20263-229770-01 | Stearns Coop Electric Assn | 113 | 18019 | Co-op | 122570 | 39.8 | Solar |  |  | Interconnected | Sauk Centre | 56378 | S4 | F3 | Residential |  |  |  | 2017
20263-229770-01 | Stearns Coop Electric Assn | 113 | 18019 | Co-op | 35945 | 12.5 | Solar |  |  | Interconnected | Grey Eagle | 56336 | S10 | F1 | Residential |  |  | 2016 | 2017
20263-229770-01 | Stearns Coop Electric Assn | 113 | 18019 | Co-op | 102523 | 7 | Solar |  |  | Interconnected | Melrose | 56352 | S6 | F4 | Residential |  |  | 2017 | 2017
20263-229770-01 | Stearns Coop Electric Assn | 113 | 18019 | Co-op | 123341 | 36 | Solar |  |  | Interconnected | Melrose | 56352 | S1 | F4 | Residential |  |  | 2017 | 2018
20263-229770-01 | Stearns Coop Electric Assn | 113 | 18019 | Co-op | 103776 | 39.98 | Solar |  |  | Interconnected | Glenwood | 56334 | S21 | F3 | Residential |  |  | 2017 | 2018
20263-229770-01 | Stearns Coop Electric Assn | 113 | 18019 | Co-op | 104908 | 11.4 | Solar |  |  | Interconnected | Osakis | 56360 | S4 | F1 | Residential |  |  | 2018 | 2018
20263-229770-01 | Stearns Coop Electric Assn | 113 | 18019 | Co-op | 103760 | 18 | Solar |  |  | Interconnected | Bowlus | 56314 | S20 | F3 | Residential |  |  | 2018 | 2018
20263-229770-01 | Stearns Coop Electric Assn | 113 | 18019 | Co-op | 100458 | 39.2 | Solar |  |  | Interconnected | Sauk Centre | 56378 | S9 | F3 | Residential |  |  | 2018 | 2018
20263-229770-01 | Stearns Coop Electric Assn | 113 | 18019 | Co-op | 76470 | 9.8 | Solar |  |  | Interconnected | Richmond | 56368 | S8 | F1 | Residential |  |  | 2018 | 2018
20263-229770-01 | Stearns Coop Electric Assn | 113 | 18019 | Co-op | 123755 | 7.6 | Solar |  |  | Interconnected | Sauk Centre | 56378 | S22 | F1 | Residential |  |  | 2018 | 2018
20263-229770-01 | Stearns Coop Electric Assn | 113 | 18019 | Co-op | 41184 | 22.8 | Solar |  |  | Interconnected | Cold Spring | 56320 | S22 | F2 | Residential |  |  | 2018 | 2018
20263-229770-01 | Stearns Coop Electric Assn | 113 | 18019 | Co-op | 122842 | 12 | Solar |  |  | Interconnected | Albany | 56307 | S10 | F2 | Residential |  |  | 2018 | 2018
20263-229770-01 | Stearns Coop Electric Assn | 113 | 18019 | Co-op | 123514 | 28.1 | Solar |  |  | Interconnected | Kimball | 55353 | S14 | F1 | Residential |  |  | 2018 | 2018
20263-229770-01 | Stearns Coop Electric Assn | 113 | 18019 | Co-op | 21759 | 4.72 | Solar |  |  | Interconnected | Burtrum | 56318 | S31 | F4 | Residential |  |  | 2018 | 2018
20263-229770-01 | Stearns Coop Electric Assn | 113 | 18019 | Co-op | 47526 | 7.6 | Solar |  |  | Interconnected | Saint Joseph | 56374 | S27 | F4 | Residential |  |  | 2018 | 2019
20263-229770-01 | Stearns Coop Electric Assn | 113 | 18019 | Co-op | 123416 | 6.96 | Solar |  |  | Interconnected | Avon | 56310 | S18 | F2 | Residential |  |  | 2018 | 2019
20263-229770-01 | Stearns Coop Electric Assn | 113 | 18019 | Co-op | 77167 | 10.15 | Solar |  |  | Interconnected | Sauk Centre | 56378 | S4 | F2 | Residential |  |  | 2018 | 2019
20263-229770-01 | Stearns Coop Electric Assn | 113 | 18019 | Co-op | 76892 | 11.4 | Solar |  |  | Interconnected | Kimball | 55353 | S24 | F2 | Residential |  |  | 2018 | 2019
20263-229770-01 | Stearns Coop Electric Assn | 113 | 18019 | Co-op | 124443 | 10 | Solar |  |  | Interconnected | Sartell | 56377 | S29 | F1 | Residential |  |  | 2018 | 2019
20263-229770-01 | Stearns Coop Electric Assn | 113 | 18019 | Co-op | 124463 | 38 | Solar |  |  | Interconnected | South Haven | 55382 | S17 | F2 | Residential |  |  | 2018 | 2019
20263-229770-01 | Stearns Coop Electric Assn | 113 | 18019 | Co-op | 48798 | 11.4 | Solar |  |  | Interconnected | Grey Eagle | 56336 | S22 | F2 | Residential |  |  | 2019 | 2019
20263-229770-01 | Stearns Coop Electric Assn | 113 | 18019 | Co-op | 78270 | 4.64 | Solar |  |  | Interconnected | Osakis | 56360 | S4 | F1 | Residential |  |  | 2019 | 2019
20263-229770-01 | Stearns Coop Electric Assn | 113 | 18019 | Co-op | 35762 | 11.4 | Solar |  |  | Interconnected | Sauk Centre | 56378 | S22 | F4 | Residential |  |  | 2019 | 2019
20263-229770-01 | Stearns Coop Electric Assn | 113 | 18019 | Co-op | 43817 | 5.8 | Solar |  |  | Interconnected | Saint Cloud | 56303 | S30 | F5 | Residential |  |  | 2019 | 2019
20263-229770-01 | Stearns Coop Electric Assn | 113 | 18019 | Co-op | 100768 | 13.92 | Solar |  |  | Interconnected | Saint Cloud | 56301 | S7 | F1 | Residential |  |  | 2019 | 2019
20263-229770-01 | Stearns Coop Electric Assn | 113 | 18019 | Co-op | 24569 | 12 | Solar |  |  | Interconnected | Avon | 56310 | S26 | F4 | Residential |  |  | 2018 | 2019
20263-229770-01 | Stearns Coop Electric Assn | 113 | 18019 | Co-op | 76183 | 15.2 | Solar |  |  | Interconnected | Melrose | 56352 | S9 | F3 | Residential |  |  | 2019 | 2019
20263-229770-01 | Stearns Coop Electric Assn | 113 | 18019 | Co-op | 41489 | 2.5 | Solar |  |  | Interconnected | Osakis | 56360 | S26 | F4 | Residential |  |  | 2019 | 2019
20263-229770-01 | Stearns Coop Electric Assn | 113 | 18019 | Co-op | 41369 | 6.5 | Solar |  |  | Interconnected | Saint Joseph | 56374 | S29 | F3 | Residential |  |  | 2019 | 2019
20263-229770-01 | Stearns Coop Electric Assn | 113 | 18019 | Co-op | 124475 | 3.8 | Solar |  |  | Interconnected | Saint Joseph | 56374 | S23 | F3 | Residential |  |  | 2019 | 2019
20263-229770-01 | Stearns Coop Electric Assn | 113 | 18019 | Co-op | 121827 | 37.6 | Solar |  |  | Interconnected | Saint Cloud | 56303 | S25 | F1 | Residential |  |  | 2019 | 2019
20263-229770-01 | Stearns Coop Electric Assn | 113 | 18019 | Co-op | 75663 | 36.8 | Solar |  |  | Interconnected | Richmond | 56368 | S6 | F2 | Residential |  |  | 2019 | 2019
20263-229770-01 | Stearns Coop Electric Assn | 113 | 18019 | Co-op | 102496 | 33 | Solar |  |  | Interconnected | Sauk Centre | 56378 | S22 | F1 | Residential |  |  | 2019 | 2019
20263-229770-01 | Stearns Coop Electric Assn | 113 | 18019 | Co-op | 77392 | 13.92 | Solar |  |  | Interconnected | Sauk Centre | 56378 | S4 | F2 | Residential |  |  | 2019 | 2020
20263-229770-01 | Stearns Coop Electric Assn | 113 | 18019 | Co-op | 78947 | 15.2 | Solar |  |  | Interconnected | Kimball | 55352 | S14 | F1 | Residential |  |  | 2019 | 2020
20263-229770-01 | Stearns Coop Electric Assn | 113 | 18019 | Co-op | 49729 | 7.54 | Solar |  |  | Interconnected | Saint Cloud | 56301 | S7 | F4 | Residential |  |  | 2019 | 2020
20263-229770-01 | Stearns Coop Electric Assn | 113 | 18019 | Co-op | 78074 | 17.6 | Solar |  |  | Interconnected | Kimball | 55353 | S14 | F3 | Residential |  |  | 2019 | 2020
20263-229770-01 | Stearns Coop Electric Assn | 113 | 18019 | Co-op | 34763 | 3 | Solar |  |  | Interconnected | Sartell | 56377 | S29 | F2 | Residential |  |  | 2019 | 2020
20263-229770-01 | Stearns Coop Electric Assn | 113 | 18019 | Co-op | 77293 | 30 | Solar |  |  | Interconnected | Belgrade | 56312 | S16 | F3 | Residential |  |  | 2019 | 2020
20263-229770-01 | Stearns Coop Electric Assn | 113 | 18019 | Co-op | 104751 | 5.76 | Solar |  |  | Interconnected | Saint Joseph | 56374 | S30 | F7 | Residential |  |  | 2019 | 2020
20263-229770-01 | Stearns Coop Electric Assn | 113 | 18019 | Co-op | 79277 | 14.8 | Solar |  |  | Interconnected | Eden Valley | 55329 | S24 | F4 | Residential |  |  | 2019 | 2020
20263-229770-01 | Stearns Coop Electric Assn | 113 | 18019 | Co-op | 106198 | 15.2 | Solar |  |  | Interconnected | Avon | 56310 | S18 | F1 | Residential |  |  | 2020 | 2020
20263-229770-01 | Stearns Coop Electric Assn | 113 | 18019 | Co-op | 77534 | 17.4 | Solar |  |  | Interconnected | Saint Joseph | 56374 | S29 | F1 | Residential |  |  | 2019 | 2020
20263-229770-01 | Stearns Coop Electric Assn | 113 | 18019 | Co-op | 35231 | 11.4 | Solar |  |  | Interconnected | Saint Joseph | 56374 | S29 | F2 | Residential |  |  | 2020 | 2020
20263-229770-01 | Stearns Coop Electric Assn | 113 | 18019 | Co-op | 79109 | 35.4 | Solar |  |  | Interconnected | Sauk Centre | 56378 | S26 | F3 | Residential |  |  | 2020 | 2020
20263-229770-01 | Stearns Coop Electric Assn | 113 | 18019 | Co-op | 79109 | 5 | Other |  |  | Interconnected | Sauk Centre | 56378 | S26 | F3 | Residential |  |  | 2020 | 2020
20263-229770-01 | Stearns Coop Electric Assn | 113 | 18019 | Co-op | 59092 | 33.3 | Solar |  |  | Interconnected | Rockville | 56369 | S7 | F1 | Residential |  |  | 2020 | 2020
20263-229770-01 | Stearns Coop Electric Assn | 113 | 18019 | Co-op | 101035 | 10 | Solar |  |  | Interconnected | Freeport | 56331 | S6 | F4 | Residential |  |  | 2020 | 2020
20263-229770-01 | Stearns Coop Electric Assn | 113 | 18019 | Co-op | 103566 | 5 | Solar |  |  | Interconnected | Saint Cloud | 56303 | S11 | F2 | Residential |  |  | 2020 | 2020
20263-229770-01 | Stearns Coop Electric Assn | 113 | 18019 | Co-op | 105741 | 7.6 | Solar |  |  | Interconnected | Saint Joseph | 56374 | S25 | F3 | Residential |  |  | 2020 | 2020
20263-229770-01 | Stearns Coop Electric Assn | 113 | 18019 | Co-op | 112508 | 5 | Solar |  |  | Interconnected | Saint Cloud | 56303 | S11 | F2 | Residential |  |  | 2020 | 2021
20263-229770-01 | Stearns Coop Electric Assn | 113 | 18019 | Co-op | 76977 | 30 | Solar |  |  | Interconnected | Holdingford | 56340 | S20 | F3 | Residential |  |  | 2020 | 2021
20263-229770-01 | Stearns Coop Electric Assn | 113 | 18019 | Co-op | 106193 | 10 | Solar |  |  | Interconnected | Saint Cloud | 56303 | S30 | F5 | Residential |  |  | 2020 | 2021
20263-229770-01 | Stearns Coop Electric Assn | 113 | 18019 | Co-op | 75029 | 7.6 | Solar |  |  | Interconnected | Sauk Centre | 56378 | S22 | F4 | Residential |  |  | 2021 | 2021
20263-229770-01 | Stearns Coop Electric Assn | 113 | 18019 | Co-op | 44242 | 3.8 | Solar |  |  | Interconnected | Saint Cloud | 56303 | S30 | F5 | Residential |  |  | 2021 | 2021
20263-229770-01 | Stearns Coop Electric Assn | 113 | 18019 | Co-op | 78203 | 7.68 | Solar |  |  | Interconnected | Randall | 56475 | S15 | F3 | Residential |  |  | 2021 | 2021
20263-229770-01 | Stearns Coop Electric Assn | 113 | 18019 | Co-op | 34754 | 10 | Solar |  |  | Interconnected | Saint Cloud | 56303 | S30 | F5 | Residential |  |  | 2020 | 2021
20263-229770-01 | Stearns Coop Electric Assn | 113 | 18019 | Co-op | 125252 | 39.55 | Solar |  |  | Interconnected | Saint Joseph | 56374 | S11 | F4 | Residential |  |  | 2021 | 2021
20263-229770-01 | Stearns Coop Electric Assn | 113 | 18019 | Co-op | 125472 | 10 | Solar |  |  | Interconnected | Saint Cloud | 56301 | S17 | F3 | Residential |  |  | 2021 | 2021
20263-229770-01 | Stearns Coop Electric Assn | 113 | 18019 | Co-op | 42689 | 5 | Solar |  |  | Interconnected | Sauk Centre | 56378 | S22 | F4 | Residential |  |  | 2021 | 2021
20263-229770-01 | Stearns Coop Electric Assn | 113 | 18019 | Co-op | 124911 | 10.44 | Solar |  |  | Interconnected | Saint Cloud | 56303 | S11 | F2 | Residential |  |  | 2021 | 2021
20263-229770-01 | Stearns Coop Electric Assn | 113 | 18019 | Co-op | 75794 | 15.2 | Solar |  |  | Interconnected | Richmond | 56368 | S6 | F2 | Residential |  |  | 2021 | 2021
20263-229770-01 | Stearns Coop Electric Assn | 113 | 18019 | Co-op | 41847 | 10 | Solar |  |  | Interconnected | Saint Augusta | 56301 | S17 | F3 | Residential |  |  | 2021 | 2021
20263-229770-01 | Stearns Coop Electric Assn | 113 | 18019 | Co-op | 124387 | 37.6 | Solar |  |  | Interconnected | Saint Cloud | 56301 | S7 | F3 | Residential |  |  | 2021 | 2021
20263-229770-01 | Stearns Coop Electric Assn | 113 | 18019 | Co-op | 78787 | 26.78 | Solar |  |  | Interconnected | South Haven | 55382 | S14 | F3 | Residential |  |  | 2020 | 2021
20263-229770-01 | Stearns Coop Electric Assn | 113 | 18019 | Co-op | 78367 | 30.72 | Solar |  |  | Interconnected | Swanville | 56382 | S3 | F2 | Residential |  |  | 2021 | 2021
20263-229770-01 | Stearns Coop Electric Assn | 113 | 18019 | Co-op | 123400 | 5 | Solar |  |  | Interconnected | Avon | 56310 | S12 | F4 | Residential |  |  | 2021 | 2021
20263-229770-01 | Stearns Coop Electric Assn | 113 | 18019 | Co-op | 104394 | 13.92 | Solar |  |  | Interconnected | Paynesville | 56362 | S23 | F3 | Residential |  |  | 2021 | 2021
20263-229770-01 | Stearns Coop Electric Assn | 113 | 18019 | Co-op | 54141 | 38.4 | Solar |  |  | Interconnected | Sauk Centre | 56378 | S22 | F4 | Residential |  |  | 2021 | 2021
20263-229770-01 | Stearns Coop Electric Assn | 113 | 18019 | Co-op | 103683 | 17.6 | Solar |  |  | Interconnected | Holdingford | 56340 | S12 | F3 | Residential |  |  | 2021 | 2021
20263-229770-01 | Stearns Coop Electric Assn | 113 | 18019 | Co-op | 122736 | 31.4 | Solar |  |  | Interconnected | Saint Augusta | 55382 | S17 | F3 | Residential |  |  | 2021 | 2021
20263-229770-01 | Stearns Coop Electric Assn | 113 | 18019 | Co-op | 70079 | 38.4 | Solar |  |  | Interconnected | Sauk Centre | 56378 | S22 | F4 | Residential |  |  | 2021 | 2022
20263-229770-01 | Stearns Coop Electric Assn | 113 | 18019 | Co-op | 79253 | 38.4 | Solar |  |  | Interconnected | Sauk Centre | 56378 | S4 | F2 | Residential |  |  | 2021 | 2022
20263-229770-01 | Stearns Coop Electric Assn | 113 | 18019 | Co-op | 47287 | 7.6 | Solar |  |  | Interconnected | Belgrade | 56312 | S16 | F3 | Residential |  |  | 2021 | 2022
20263-229770-01 | Stearns Coop Electric Assn | 113 | 18019 | Co-op | 49334 | 7.8 | Solar |  |  | Interconnected | Saint Cloud | 56301 | S17 | F1 | Residential |  |  | 2021 | 2022
20263-229770-01 | Stearns Coop Electric Assn | 113 | 18019 | Co-op | 100959 | 20.88 | Solar |  |  | Interconnected | Saint Cloud | 56301 | S28 | F1 | Residential |  |  | 2021 | 2022
20263-229770-01 | Stearns Coop Electric Assn | 113 | 18019 | Co-op | 35387 | 7.6 | Solar |  |  | Interconnected | Saint Joseph | 56374 | S11 | F5 | Residential |  |  | 2021 | 2022
20263-229770-01 | Stearns Coop Electric Assn | 113 | 18019 | Co-op | 124652 | 6.09 | Solar |  |  | Interconnected | Saint Joseph | 56374 | S25 | F3 | Residential |  |  | 2021 | 2022
20263-229770-01 | Stearns Coop Electric Assn | 113 | 18019 | Co-op | 124652 | 5 | Other |  |  | Interconnected | Saint Joseph | 56374 | S25 | F3 | Residential |  |  | 2021 | 2022
20263-229770-01 | Stearns Coop Electric Assn | 113 | 18019 | Co-op | 103966 | 11.6 | Solar |  |  | Interconnected | Sartell | 56377 | S29 | F2 | Residential |  |  | 2021 | 2022
20263-229770-01 | Stearns Coop Electric Assn | 113 | 18019 | Co-op | 79643 | 7.6 | Solar |  |  | Interconnected | Belgrade | 56312 | S16 | F3 | Residential |  |  | 2022 | 2022
20263-229770-01 | Stearns Coop Electric Assn | 113 | 18019 | Co-op | 44804 | 11.89 | Solar |  |  | Interconnected | Saint Cloud | 56401 | S16 | F6 | Residential |  |  | 2022 | 2022
20263-229770-01 | Stearns Coop Electric Assn | 113 | 18019 | Co-op | 40686 | 8.77 | Solar |  |  | Interconnected | Richmond | 56368 | S24 | F1 | Residential |  |  | 2021 | 2022
20263-229770-01 | Stearns Coop Electric Assn | 113 | 18019 | Co-op | 106149 | 10 | Solar |  |  | Interconnected | Paynesville | 56362 | S23 | F3 | Residential |  |  | 2021 | 2022
20263-229770-01 | Stearns Coop Electric Assn | 113 | 18019 | Co-op | 34391 | 16.82 | Solar |  |  | Interconnected | Rice | 56367 | S19 | F1 | Residential |  |  | 2022 | 2022
20263-229770-01 | Stearns Coop Electric Assn | 113 | 18019 | Co-op | 41464 | 14.25 | Solar |  |  | Interconnected | Saint Augusta | 56301 | S17 | F3 | Residential |  |  | 2020 | 2022
20263-229770-01 | Stearns Coop Electric Assn | 113 | 18019 | Co-op | 34576 | 12.91 | Solar |  |  | Interconnected | Clearwater | 55320 | S14 | F2 | Residential |  |  | 2022 | 2022
20263-229770-01 | Stearns Coop Electric Assn | 113 | 18019 | Co-op | 40307 | 11.78 | Solar |  |  | Interconnected | Saint Cloud | 56303 | S30 | F5 | Residential |  |  | 2022 | 2022
20263-229770-01 | Stearns Coop Electric Assn | 113 | 18019 | Co-op | 124421 | 11.4 | Solar |  |  | Interconnected | Swanville | 56382 | S31 | F1 | Residential |  |  | 2022 | 2022
20263-229770-01 | Stearns Coop Electric Assn | 113 | 18019 | Co-op | 126171 | 15.36 | Solar |  |  | Interconnected | Sauk Centre | 56378 | S26 | F3 | Residential |  |  | 2022 | 2022
20263-229770-01 | Stearns Coop Electric Assn | 113 | 18019 | Co-op | 75840 | 38.5 | Solar |  |  | Interconnected | Burtrum | 56318 | S31 | F1 | Residential |  |  | 2022 | 2022
20263-229770-01 | Stearns Coop Electric Assn | 113 | 18019 | Co-op | 106045 | 10.73 | Solar |  |  | Interconnected | Cold Spring | 56320 | S24 | F1 | Residential |  |  | 2022 | 2022
20263-229770-01 | Stearns Coop Electric Assn | 113 | 18019 | Co-op | 105684 | 7.7 | Solar |  |  | Interconnected | Randall | 56475 | S15 | F4 | Residential |  |  | 2022 | 2022
20263-229770-01 | Stearns Coop Electric Assn | 113 | 18019 | Co-op | 23995 | 15.2 | Solar |  |  | Interconnected | Sauk Centre | 56378 | S22 | F1 | Residential |  |  | 2022 | 2022
20263-229770-01 | Stearns Coop Electric Assn | 113 | 18019 | Co-op | 106406 | 16.82 | Solar |  |  | Interconnected | Sauk Centre | 56378 | S22 | F1 | Residential |  |  | 2022 | 2022
20263-229770-01 | Stearns Coop Electric Assn | 113 | 18019 | Co-op | 44652 | 14.25 | Solar |  |  | Interconnected | Saint Joseph | 56374 | S29 | F3 | Residential |  |  | 2022 | 2022
20263-229770-01 | Stearns Coop Electric Assn | 113 | 18019 | Co-op | 54039 | 29.87 | Solar |  |  | Interconnected | Randall | 56475 | S15 | F1 | Residential |  |  | 2022 | 2022
20263-229770-01 | Stearns Coop Electric Assn | 113 | 18019 | Co-op | 49161 | 10.73 | Solar |  |  | Interconnected | Saint Augusta | 56301 | S17 | F3 | Residential |  |  | 2022 | 2022
20263-229770-01 | Stearns Coop Electric Assn | 113 | 18019 | Co-op | 104711 | 7.04 | Solar |  |  | Interconnected | Sartell | 56377 | S29 | F2 | Residential |  |  | 2022 | 2022
20263-229770-01 | Stearns Coop Electric Assn | 113 | 18019 | Co-op | 103952 | 5.12 | Solar |  |  | Interconnected | Sartell | 56377 | S33 | F1 | Residential |  |  | 2022 | 2022
20263-229770-01 | Stearns Coop Electric Assn | 113 | 18019 | Co-op | 124650 | 6.4 | Solar |  |  | Interconnected | Saint Cloud | 56303 | S11 | F2 | Residential |  |  | 2022 | 2022
20263-229770-01 | Stearns Coop Electric Assn | 113 | 18019 | Co-op | 104605 | 4.48 | Solar |  |  | Interconnected | Saint Augusta | 56301 | S17 | F1 | Residential |  |  | 2022 | 2022
20263-229770-01 | Stearns Coop Electric Assn | 113 | 18019 | Co-op | 34662 | 3.84 | Solar |  |  | Interconnected | Saint Cloud | 56303 | S30 | F5 | Residential |  |  | 2022 | 2022
20263-229770-01 | Stearns Coop Electric Assn | 113 | 18019 | Co-op | 47288 | 38.5 | Solar |  |  | Interconnected | Cold Spring | 56320 | S27 | F2 | Residential |  |  | 2022 | 2022
20263-229770-01 | Stearns Coop Electric Assn | 113 | 18019 | Co-op | 43234 | 21.46 | Solar |  |  | Interconnected | Clearwater | 55320 | S17 | F2 | Residential |  |  | 2022 | 2022
20263-229770-01 | Stearns Coop Electric Assn | 113 | 18019 | Co-op | 124646 | 3.84 | Solar |  |  | Interconnected | Saint Cloud | 56303 | S11 | F2 | Residential |  |  | 2022 | 2022
20263-229770-01 | Stearns Coop Electric Assn | 113 | 18019 | Co-op | 70091 | 38 | Solar |  |  | Interconnected | Little Falls | 56345 | S20 | F1 | Residential |  |  | 2022 | 2022
20263-229770-01 | Stearns Coop Electric Assn | 113 | 18019 | Co-op | 100454 | 15.36 | Solar |  |  | Interconnected | Cold Spring | 56320 | S27 | F1 | Residential |  |  | 2022 | 2022
20263-229770-01 | Stearns Coop Electric Assn | 113 | 18019 | Co-op | 121740 | 7.04 | Solar |  |  | Interconnected | Sartell | 56377 | S33 | F1 | Residential |  |  | 2022 | 2022
20263-229770-01 | Stearns Coop Electric Assn | 113 | 18019 | Co-op | 34811 | 12 | Solar |  |  | Interconnected | Avon | 56310 | S18 | F4 | Residential |  |  | 2022 | 2023
20263-229770-01 | Stearns Coop Electric Assn | 113 | 18019 | Co-op | 35998 | 5.12 | Solar |  |  | Interconnected | Sartell | 56377 | S29 | F2 | Residential |  |  | 2022 | 2023
20263-229770-01 | Stearns Coop Electric Assn | 113 | 18019 | Co-op | 101877 | 3.84 | Solar |  |  | Interconnected | Sartell | 56377 | S29 | F2 | Residential |  |  | 2021 | 2023
20263-229770-01 | Stearns Coop Electric Assn | 113 | 18019 | Co-op | 104523 | 3.84 | Solar |  |  | Interconnected | Saint Joseph | 56374 | S25 | F3 | Residential |  |  | 2022 | 2023
20263-229770-01 | Stearns Coop Electric Assn | 113 | 18019 | Co-op | 103974 | 8.32 | Solar |  |  | Interconnected | Saint Cloud | 56303 | S17 | F1 | Residential |  |  | 2022 | 2023
20263-229770-01 | Stearns Coop Electric Assn | 113 | 18019 | Co-op | 46616 | 23 | Solar |  |  | Interconnected | Grey Eagle | 56336 | S22 | F2 | Residential |  |  | 2022 | 2023
20263-229770-01 | Stearns Coop Electric Assn | 113 | 18019 | Co-op | 34263 | 12.6 | Solar |  |  | Interconnected | Saint Cloud | 56303 | S30 | F5 | Residential |  | 41560 | 2022 | 2023
20263-229770-01 | Stearns Coop Electric Assn | 113 | 18019 | Co-op | 105731 | 7.04 | Solar |  |  | Interconnected | Saint Joseph | 56374 | S25 | F3 | Residential |  |  | 2022 | 2023
20263-229770-01 | Stearns Coop Electric Assn | 113 | 18019 | Co-op | 49898 | 9.28 | Solar |  |  | Interconnected | Saint Cloud | 56301 | S7 | F3 | Residential |  |  | 2022 | 2023
20263-229770-01 | Stearns Coop Electric Assn | 113 | 18019 | Co-op | 125863 | 17.45 | Solar |  |  | Interconnected | Osakis | 56360 | S26 | F4 | Residential |  | 56000 | 2022 | 2023
20263-229770-01 | Stearns Coop Electric Assn | 113 | 18019 | Co-op | 121391 | 5.12 | Solar |  |  | Interconnected | Sartell | 56377 | S29 | F1 | Residential |  |  | 2022 | 2023
20263-229770-01 | Stearns Coop Electric Assn | 113 | 18019 | Co-op | 124265 | 4.48 | Solar |  |  | Interconnected | Saint Joseph | 56374 | S25 | F3 | Residential |  |  | 2022 | 2023
20263-229770-01 | Stearns Coop Electric Assn | 113 | 18019 | Co-op | 103878 | 3.49 | Solar |  |  | Interconnected | Saint Augusta | 56301 | S17 | F1 | Residential |  |  | 2022 | 2023
20263-229770-01 | Stearns Coop Electric Assn | 113 | 18019 | Co-op | 43645 | 3.48 | Solar |  |  | Interconnected | Melrose | 56352 | S1 | F1 | Residential |  |  | 2022 | 2023
20263-229770-01 | Stearns Coop Electric Assn | 113 | 18019 | Co-op | 122779 | 7.54 | Solar |  |  | Interconnected | Sartell | 56377 | S33 | F1 | Residential |  |  | 2022 | 2023
20263-229770-01 | Stearns Coop Electric Assn | 113 | 18019 | Co-op | 77180 | 7.6 | Solar |  |  | Interconnected | Saint Augusta | 55382 | S17 | F3 | Residential |  |  | 2022 | 2023
20263-229770-01 | Stearns Coop Electric Assn | 113 | 18019 | Co-op | 79470 | 32.1 | Solar |  |  | Interconnected | Sauk Centre | 56378 | S9 | F1 | Residential |  |  | 2023 | 2023
20263-229770-01 | Stearns Coop Electric Assn | 113 | 18019 | Co-op | 106523 | 7.68 | Solar |  |  | Interconnected | Sauk Centre | 56378 | S9 | F1 | Residential |  |  | 2022 | 2023
20263-229770-01 | Stearns Coop Electric Assn | 113 | 18019 | Co-op | 124562 | 4.48 | Solar |  |  | Interconnected | Sartell | 55377 | S33 | F1 | Residential |  |  | 2020 | 2023
20263-229770-01 | Stearns Coop Electric Assn | 113 | 18019 | Co-op | 121326 | 6.4 | Solar |  |  | Interconnected | Sartell | 55377 | S29 | F1 | Residential |  |  | 2023 | 2023
20263-229770-01 | Stearns Coop Electric Assn | 113 | 18019 | Co-op | 122582 | 8.96 | Solar |  |  | Interconnected | Sartell | 55378 | S33 | F1 | Residential |  |  | 2023 | 2023
20263-229770-01 | Stearns Coop Electric Assn | 113 | 18019 | Co-op | 122554 | 7.04 | Solar |  |  | Interconnected | Sartell | 55377 | S29 | F2 | Residential |  |  | 2023 | 2023
20263-229770-01 | Stearns Coop Electric Assn | 113 | 18019 | Co-op | 76128 | 12 | Solar |  |  | Interconnected | Osakis | 56360 | S4 | F1 | Residential |  |  | 2023 | 2023
20263-229770-01 | Stearns Coop Electric Assn | 113 | 18019 | Co-op | 49414 | 30.72 | Solar |  |  | Interconnected | Saint Joseph | 56374 | S30 | F7 | Residential |  |  | 2023 | 2023
20263-229770-01 | Stearns Coop Electric Assn | 113 | 18019 | Co-op | 123714 | 4.48 | Solar |  |  | Interconnected | Sartell | 55377 | S33 | F1 | Residential |  | 28987 | 2023 | 2023
20263-229770-01 | Stearns Coop Electric Assn | 113 | 18019 | Co-op | 126267 | 9.86 | Solar |  |  | Interconnected | Long Prairie | 56347 | S3 | F4 | Residential |  |  | 2022 | 2023
20263-229770-01 | Stearns Coop Electric Assn | 113 | 18019 | Co-op | 101537 | 3.84 | Solar |  |  | Interconnected | Saint Joseph | 56374 | S11 | F4 | Residential |  |  | 2022 | 2023
20263-229770-01 | Stearns Coop Electric Assn | 113 | 18019 | Co-op | 107030 | 38.4 | Solar |  |  | Interconnected | Cushing | 56443 | S15 | F4 | Residential |  |  | 2023 | 2023
20263-229770-01 | Stearns Coop Electric Assn | 113 | 18019 | Co-op | 104717 | 15.36 | Solar |  |  | Interconnected | Cold Spring | 56320 | S24 | F4 | Residential |  |  | 2023 | 2023
20263-229770-01 | Stearns Coop Electric Assn | 113 | 18019 | Co-op | 77866 | 7.83 | Solar |  |  | Interconnected | Freeport | 56331 | S10 | F1 | Residential |  |  | 2023 | 2023
20263-229770-01 | Stearns Coop Electric Assn | 113 | 18019 | Co-op | 102119 | 6.96 | Solar |  |  | Interconnected | Albany | 56307 | S6 | F1 | Residential |  |  | 2023 | 2023
20263-229770-01 | Stearns Coop Electric Assn | 113 | 18019 | Co-op | 49745 | 13.44 | Solar |  |  | Interconnected | Cold Spring | 56320 | S27 | F1 | Residential |  | 52729 | 2023 | 2023
20263-229770-01 | Stearns Coop Electric Assn | 113 | 18019 | Co-op | 123453 | 7.04 | Solar |  |  | Interconnected | Saint Joseph | 56374 | S11 | F4 | Residential |  |  | 2023 | 2023
20263-229770-01 | Stearns Coop Electric Assn | 113 | 18019 | Co-op | 121632 | 7.04 | Solar |  |  | Interconnected | Saint Cloud | 56303 | S11 | F2 | Residential |  |  | 2023 | 2023
20263-229770-01 | Stearns Coop Electric Assn | 113 | 18019 | Co-op | 104017 | 5.76 | Solar |  |  | Interconnected | Saint Joseph | 56374 | S11 | F4 | Residential |  |  | 2023 | 2023
20263-229770-01 | Stearns Coop Electric Assn | 113 | 18019 | Co-op | 106413 | 3.84 | Solar |  |  | Interconnected | Sartell | 55377 | S29 | F2 | Residential |  |  | 2023 | 2023
20263-229770-01 | Stearns Coop Electric Assn | 113 | 18019 | Co-op | 104794 | 11.17 | Solar |  |  | Interconnected | Clearwater | 55320 | S17 | F2 | Residential |  |  | 2023 | 2023
20263-229770-01 | Stearns Coop Electric Assn | 113 | 18019 | Co-op | 122864 | 12.564 | Solar |  |  | Interconnected | Cold Spring | 56320 | S7 | F4 | Residential |  |  | 2023 | 2023
20263-229770-01 | Stearns Coop Electric Assn | 113 | 18019 | Co-op | 122306 | 4.48 | Solar |  |  | Interconnected | Sartell | 55377 | S29 | F2 | Residential |  |  | 2023 | 2023
20263-229770-01 | Stearns Coop Electric Assn | 113 | 18019 | Co-op | 123765 | 12.8 | Solar |  |  | Interconnected | Sartell | 55377 | S29 | F1 | Residential |  |  | 2023 | 2023
20263-229770-01 | Stearns Coop Electric Assn | 113 | 18019 | Co-op | 116369 | 8.96 | Solar |  |  | Interconnected | Saint Joseph | 56374 | S11 | F4 | Residential |  |  | 2023 | 2023
20263-229770-01 | Stearns Coop Electric Assn | 113 | 18019 | Co-op | 105892 | 12.16 | Solar |  |  | Interconnected | Saint Joseph | 56374 | S30 | F7 | Residential |  |  | 2023 | 2023
20263-229770-01 | Stearns Coop Electric Assn | 113 | 18019 | Co-op | 123284 | 6.96 | Solar |  |  | Interconnected | Saint Joseph | 56374 | S25 | F3 | Residential |  |  | 2023 | 2023
20263-229770-01 | Stearns Coop Electric Assn | 113 | 18019 | Co-op | 45669 | 4.5 | Solar |  |  | Interconnected | Saint Joseph | 56374 | S29 | F3 | Residential |  | 30000 | 2023 | 2023
20263-229770-01 | Stearns Coop Electric Assn | 113 | 18019 | Co-op | 104480 | 6.09 | Solar |  |  | Interconnected | Saint Augusta | 56301 | S17 | F3 | Residential |  |  | 2023 | 2023
20263-229770-01 | Stearns Coop Electric Assn | 113 | 18019 | Co-op | 106565 | 5 | Solar |  |  | Interconnected | Saint Cloud | 56303 | S25 | F1 | Residential |  | 54530 | 2023 | 2023
20263-229770-01 | Stearns Coop Electric Assn | 113 | 18019 | Co-op | 20277 | 8.7 | Solar |  |  | Interconnected | Melrose | 56352 | S1 | F1 | Residential |  |  | 2023 | 2023
20263-229770-01 | Stearns Coop Electric Assn | 113 | 18019 | Co-op | 104707 | 4.392 | Solar |  |  | Interconnected | Saint Joseph | 56374 | S25 | F3 | Residential |  | 20020 | 2023 | 2023
20263-229770-01 | Stearns Coop Electric Assn | 113 | 18019 | Co-op | 45293 | 15.2 | Solar |  |  | Interconnected | Saint Joseph | 56374 | S27 | F2 | Residential |  |  | 2023 | 2023
20263-229770-01 | Stearns Coop Electric Assn | 113 | 18019 | Co-op | 45456 | 5.5 | Solar |  |  | Interconnected | Saint Stephen | 56375 | S19 | F4 | Residential |  | 27291.34 | 2023 | 2023
20263-229770-01 | Stearns Coop Electric Assn | 113 | 18019 | Co-op | 43743 | 15.4 | Solar |  |  | Interconnected | Randall | 56475 | S15 | F4 | Residential |  | 40000 | 2023 | 2023
20263-229770-01 | Stearns Coop Electric Assn | 113 | 18019 | Co-op | 77637 | 20 | Solar |  |  | Interconnected | Bowlus | 56314 | S20 | F3 | Residential |  |  | 2023 | 2023
20263-229770-01 | Stearns Coop Electric Assn | 113 | 18019 | Co-op | 102252 | 38.5 | Solar |  |  | Interconnected | Holdingford | 56340 | S12 | F4 | Residential |  | 80000 | 2023 | 2023
20263-229770-01 | Stearns Coop Electric Assn | 113 | 18019 | Co-op | 106799 | 6.4 | Solar |  |  | Interconnected | Saint Cloud | 56303 | S11 | F2 | Residential |  | 38171 | 2023 | 2023
20263-229770-01 | Stearns Coop Electric Assn | 113 | 18019 | Co-op | 48553 | 4.48 | Solar |  |  | Interconnected | Saint Joseph | 56374 | S29 | F3 | Residential |  | 30420 | 2023 | 2023
20263-229770-01 | Stearns Coop Electric Assn | 113 | 18019 | Co-op | 111650 | 20 | Wind |  |  | Interconnected | Grey Eagle | 56336 | S10 | F1 | Residential |  |  | 2023 | 2023
20263-229770-01 | Stearns Coop Electric Assn | 113 | 18019 | Co-op | 54704 | 37.6 | Solar |  |  | Interconnected | Saint Augusta | 56301 | S7 | F3 | Residential |  |  | 2023 | 2023
20263-229770-01 | Stearns Coop Electric Assn | 113 | 18019 | Co-op | 124443 | 10 | Other |  |  | Interconnected | Sartell | 56377 | S29 | F1 | Residential |  | 28000 | 2023 | 2023
20263-229770-01 | Stearns Coop Electric Assn | 113 | 18019 | Co-op | 77654 | 21.504 | Solar |  |  | Interconnected | Brooten | 56316 | S13 | F4 | Residential |  | 83000 | 2023 | 2024
20263-229770-01 | Stearns Coop Electric Assn | 113 | 18019 | Co-op | 43257 | 6.96 | Solar |  |  | Interconnected | Sartell | 55377 | S29 | F1 | Residential |  |  | 2023 | 2024 | 2024
20263-229770-01 | Stearns Coop Electric Assn | 113 | 18019 | Co-op | 42640 | 5.175 | Solar |  |  | Interconnected | Cold Spring | 56320 | S27 | F1 | Residential |  | 13892 | 2023 | 2024
20263-229770-01 | Stearns Coop Electric Assn | 113 | 18019 | Co-op | 101438 | 38.4 | Solar |  | X | Interconnected | Richmond | 56368 | S24 | F1 | Residential |  | 120690 | 2023 | 2024
20263-229770-01 | Stearns Coop Electric Assn | 113 | 18019 | Co-op | 102866 | 10.56 | Solar |  |  | Interconnected | Sauk Centre | 56378 | S26 | F3 | Residential |  | 34318 | 2023 | 2024
20263-229770-01 | Stearns Coop Electric Assn | 113 | 18019 | Co-op | 101943 | 35.136 | Solar |  |  | Interconnected | Sauk Centre | 56378 | S9 | F4 | Residential |  | 107000 | 2023 | 2024
20263-229770-01 | Stearns Coop Electric Assn | 113 | 18019 | Co-op | 41423 | 6.93 | Solar |  |  | Interconnected | Freeport | 56331 | S10 | F1 | Residential |  | 27880.82 | 2024 | 2024
20263-229770-01 | Stearns Coop Electric Assn | 113 | 18019 | Co-op | 121781 | 39.936 | Solar |  |  | Interconnected | Sauk Centre | 56378 | S9 | F4 | Residential |  | 122000 | 2023 | 2024
20263-229770-01 | Stearns Coop Electric Assn | 113 | 18019 | Co-op | 124156 | 16.896 | Solar |  |  | Interconnected | Richmond | 56368 | S8 | F4 | Residential |  | 27720 | 2024 | 2024
20263-229770-01 | Stearns Coop Electric Assn | 113 | 18019 | Co-op | 35406 | 23.04 | Solar |  |  | Interconnected | Sauk Centre | 56378 | S22 | F4 | Residential |  | 68556 | 2024 | 2024
20263-229770-01 | Stearns Coop Electric Assn | 113 | 18019 | Co-op | 109128 | 30 | Solar |  |  | Interconnected | Saint Joseph | 56374 | S19 | F4 | Residential |  | 112314 | 2023 | 2024
20263-229770-01 | Stearns Coop Electric Assn | 113 | 18019 | Co-op | 109128 | 30 | Other |  |  | Interconnected | Saint Joseph | 56374 | S19 | F4 | Residential |  | 112314 | 2024 | 2024
20263-229770-01 | Stearns Coop Electric Assn | 113 | 18019 | Co-op | 76304 | 19.968 | Solar |  |  | Interconnected | Little Falls | 56345 | S2 | F3 | Residential |  | 107000 | 2024 | 2024
20263-229770-01 | Stearns Coop Electric Assn | 113 | 18019 | Co-op | 78466 | 20 | Solar |  |  | Interconnected | Randall | 56475 | S3 | F2 | Residential |  | 42000 | 2023 | 2024
20263-229770-01 | Stearns Coop Electric Assn | 113 | 18019 | Co-op | 21959 | 14.31 | Solar |  | X | Interconnected | Cold Spring | 56320 | S27 | F4 | Residential |  | 88983 | 2024 | 2024
20263-229770-01 | Stearns Coop Electric Assn | 113 | 18019 | Co-op | 21959 | 10 | Other |  |  | Interconnected | Cold Spring | 56320 | S27 | F4 | Residential |  | 88983 | 2024 | 2024
20263-229770-01 | Stearns Coop Electric Assn | 113 | 18019 | Co-op | 41260 | 8.064 | Solar |  | X | Interconnected | Saint Joseph | 56374 | S29 | F3 | Residential |  | 41375 | 2023 | 2024
20263-229770-01 | Stearns Coop Electric Assn | 113 | 18019 | Co-op | 125456 | 15.36 | Solar |  |  | Interconnected | Albany | 56307 | S10 | F1 | Residential |  | 45346 | 2024 | 2024
20263-229770-01 | Stearns Coop Electric Assn | 113 | 18019 | Co-op | 78048 | 39 | Solar |  |  | Interconnected | Clearwater | 55320 | S14 | F2 | Residential |  | 88400 | 2024 | 2024
20263-229770-01 | Stearns Coop Electric Assn | 113 | 18019 | Co-op | 124472 | 5.12 | Solar |  |  | Interconnected | Sartell | 56377 | S33 | F3 | Residential |  | 28684 | 2024 | 2024
20263-229770-01 | Stearns Coop Electric Assn | 113 | 18019 | Co-op | 44163 | 12.288 | Solar |  |  | Interconnected | Saint Joseph | 56374 | S29 | F3 | Residential |  | 20400 | 2023 | 2024
20263-229770-01 | Stearns Coop Electric Assn | 113 | 18019 | Co-op | 78906 | 35.712 | Solar |  |  | Interconnected | Saint Joseph | 56374 | S11 | F4 | Residential |  | 59295 | 2024 | 2024
20263-229770-01 | Stearns Coop Electric Assn | 113 | 18019 | Co-op | 101862 | 18.72 | Solar |  |  | Interconnected | Albany | 56307 | S6 | F1 | Residential |  | 42750 | 2024 | 2024
20263-229770-01 | Stearns Coop Electric Assn | 113 | 18019 | Co-op | 122768 | 7.04 | Solar |  |  | Interconnected | Sartell | 56377 | S33 | F3 | Residential |  | 38269 | 2024 | 2024
20263-229770-01 | Stearns Coop Electric Assn | 113 | 18019 | Co-op | 49227 | 9.984 | Solar |  |  | Interconnected | Sauk Centre | 56378 | S9 | F1 | Residential |  | 31141 | 2024 | 2024
20263-229770-01 | Stearns Coop Electric Assn | 113 | 18019 | Co-op | 41415 | 17.664 | Solar |  |  | Interconnected | Osakis | 56360 | S26 | F4 | Residential |  | 44476.25 | 2024 | 2024
20263-229770-01 | Stearns Coop Electric Assn | 113 | 18019 | Co-op | 102897 | 8.96 | Solar |  |  | Interconnected | Sartell | 56377 | S29 | F2 | Residential |  | 46511.5 | 2024 | 2024
20263-229770-01 | Stearns Coop Electric Assn | 113 | 18019 | Co-op | 49529 | 7.6 | Solar |  |  | Interconnected | Cold Spring | 56320 | S27 | F3 | Residential |  | 31352 | 2024 | 2024
20263-229770-01 | Stearns Coop Electric Assn | 113 | 18019 | Co-op | 100768 | 11.5 | Other |  |  | Interconnected | Saint Cloud | 56301 | S7 | F1 | Residential |  | 24184 | 2024 | 2024
20263-229770-01 | Stearns Coop Electric Assn | 113 | 18019 | Co-op | 125465 | 7.6 | Solar |  |  | Interconnected | Richmond | 56368 | S8 | F1 | Residential |  | 25415 | 2024 | 2024
20263-229770-01 | Stearns Coop Electric Assn | 113 | 18019 | Co-op | 126226 | 4.78 | Solar |  | X | Interconnected | Saint Joseph | 56374 | S30 | F7 | Residential |  | 8365 | 2024 | 2024
20263-229770-01 | Stearns Coop Electric Assn | 113 | 18019 | Co-op | 41512 | 9.88 | Solar |  |  | Interconnected | Saint Cloud | 56303 | S30 | F5 | Residential |  | 35713 | 2024 | 2024
20263-229770-01 | Stearns Coop Electric Assn | 113 | 18019 | Co-op | 104794 | 11.5 | Other |  |  | Interconnected | Clearwater | 55320 | S17 | F2 | Residential |  | 28145 | 2024 | 2025
20263-229770-01 | Stearns Coop Electric Assn | 113 | 18019 | Co-op | 42090 | 28.12 | Solar |  |  | Interconnected | Sauk Centre | 56378 | S13 | F2 | Residential |  | 93913.64 | 2024 | 2025
20263-229770-01 | Stearns Coop Electric Assn | 113 | 18019 | Co-op | 103022 | 10.88 | Solar |  |  | Interconnected | Sartell | 56377 | S29 | F2 | Residential |  | 65136 | 2024 | 2025
20263-229770-01 | Stearns Coop Electric Assn | 113 | 18019 | Co-op | 40920 | 39.9 | Solar |  |  | Interconnected | Saint Cloud | 56301 | S14 | F4 | Residential |  | 60000 | 2024 | 2025
20263-229770-01 | Stearns Coop Electric Assn | 113 | 18019 | Co-op | 35967 | 15.36 | Solar |  |  | Interconnected | Freeport | 56331 | S10 | F1 | Residential |  | 47200 | 2024 | 2025
20263-229770-01 | Stearns Coop Electric Assn | 113 | 18019 | Co-op | 76194 | 6.144 | Solar |  |  | Interconnected | Melrose | 56352 | S5 | F2 | Residential |  | 21533 | 2024 | 2025
20263-229770-01 | Stearns Coop Electric Assn | 113 | 18019 | Co-op | 102120 | 39.2 | Solar |  |  | Interconnected | Holdingford | 56340 | S12 | F4 | Residential |  | 30000 | 2025 | 2025 | 2021
20263-229770-01 | Stearns Coop Electric Assn | 113 | 18019 | Co-op | 104232 | 3.8 | Solar |  |  | Interconnected | Saint Cloud | 56303 | S25 | F1 | Residential |  | 20000 | 2025 | 2025 | 2023
20263-229770-01 | Stearns Coop Electric Assn | 113 | 18019 | Co-op | 48144 | 11.136 | Solar |  |  | Interconnected | Little Falls | 56345 | S2 | F3 | Residential |  | 39440 | 2025 | 2025 | 2023
20263-229770-01 | Stearns Coop Electric Assn | 113 | 18019 | Co-op | 79088 | 15.36 | Solar |  |  | Interconnected | Saint Augusta | 55353 | S14 | F1 | Residential |  | 55860 | 2025 | 2025 | 2020
20263-229770-01 | Stearns Coop Electric Assn | 113 | 18019 | Co-op | 103920 | 32.256 | Solar |  |  | Interconnected | Albany | 56307 | S6 | F1 | Residential |  | 116020 | 2025 | 2025 | 2024
20263-229770-01 | Stearns Coop Electric Assn | 113 | 18019 | Co-op | 24584 | 10.64 | Solar |  |  | Interconnected | Melrose | 56352 | S22 | F3 | Residential |  | 64263.2 | 2025 | 2025 | 2024
20263-229770-01 | Stearns Coop Electric Assn | 113 | 18019 | Co-op | 24584 | 20 | Other |  |  | Interconnected | Melrose | 56352 | S22 | F3 | Residential |  |  | 2025 | 2025
20263-229770-01 | Stearns Coop Electric Assn | 113 | 18019 | Co-op | 75833 | 8.064 | Solar |  |  | Interconnected | Saint Cloud | 56301 | S7 | F1 | Residential |  | 31840 | 2025 | 2025
20263-229770-01 | Stearns Coop Electric Assn | 113 | 18019 | Co-op | 124396 | 11.168 | Solar |  |  | Interconnected | Saint Cloud | 56301 | S30 | F7 | Residential |  | 46690 | 2025 | 2025
20263-229770-01 | Stearns Coop Electric Assn | 113 | 18019 | Co-op | 122979 | 13.96 | Solar |  |  | Interconnected | Saint Cloud | 56301 | S7 | F3 | Residential |  | 77620 | 2025 | 2025
20263-229770-01 | Stearns Coop Electric Assn | 113 | 18019 | Co-op | 122979 | 7.68 | Other |  |  | Interconnected | Saint Cloud | 56301 | S7 | F3 | Residential |  |  | 2025 | 2025
20263-229770-01 | Stearns Coop Electric Assn | 113 | 18019 | Co-op | 107930 | 7.6 | Solar |  |  | Interconnected | Sartell | 56377 | S29 | F1 | Residential |  | 45061 | 2025 | 2025
20263-229770-01 | Stearns Coop Electric Assn | 113 | 18019 | Co-op | 107930 | 7.68 | Other |  |  | Interconnected | Sartell | 56377 | S29 | F1 | Residential |  |  | 2025 | 2025
20263-229770-01 | Stearns Coop Electric Assn | 113 | 18019 | Co-op | 126820 | 38.4 | Solar |  |  | Interconnected | Albany | 56307 | S18 | F4 | Residential |  | 89638 | 2025 | 2025
20263-229770-01 | Stearns Coop Electric Assn | 113 | 18019 | Co-op | 43270 | 10.47 | Solar |  |  | Interconnected | Cold Spring | 56320 | S24 | F1 | Residential |  | 37784 | 2025 | 2025
20263-229770-01 | Stearns Coop Electric Assn | 113 | 18019 | Co-op | 100928 | 8.73 | Solar |  |  | Interconnected | Sartell | 56377 | S29 | F1 | Residential |  | 35400 | 2025 | 2025
20263-229770-01 | Stearns Coop Electric Assn | 113 | 18019 | Co-op | 45368 | 15.2 | Solar |  |  | Interconnected | Randall | 56475 | S15 | F4 | Residential |  | 35000 | 2025 | 2025
20263-229770-01 | Stearns Coop Electric Assn | 113 | 18019 | Co-op | 49690 | 11.4 | Solar |  |  | Interconnected | Little Falls | 56345 | S20 | F2 | Residential |  | 30000 | 2025 | 2025
20263-229770-01 | Stearns Coop Electric Assn | 113 | 18019 | Co-op | 41688 | 38 | Solar |  |  | Interconnected | Sauk Centre | 56378 | S9 | F1 | Residential |  | 80000 | 2025 | 2025
20263-229770-01 | Stearns Coop Electric Assn | 113 | 18019 | Co-op | 121744 | 15.2 | Solar |  |  | Interconnected | Saint Cloud | 56301 | S27 | F2 | Residential |  | 35000 | 2025 | 2025
20263-229770-01 | Stearns Coop Electric Assn | 113 | 18019 | Co-op | 102465 | 18 | Solar |  |  | Interconnected | Albany | 56307 | S18 | F4 | Residential |  | 83500 | 2025 | 2025
20263-229770-01 | Stearns Coop Electric Assn | 113 | 18019 | Co-op | 43012 | 7.6 | Solar |  |  | Interconnected | Albany | 56307 | S10 | F3 | Residential |  | 23000 | 2025 | 2025
20263-229770-01 | Stearns Coop Electric Assn | 113 | 18019 | Co-op | 126580 | 9.6 | Solar |  |  | Interconnected | Sauk Centre | 56378 | S26 | F3 | Residential |  | 35007 | 2025 | 2025
20263-229770-01 | Stearns Coop Electric Assn | 113 | 18019 | Co-op | 122931 | 34.2 | Solar |  |  | Interconnected | Saint Cloud | 56301 | S14 | F4 | Residential |  | 40000 | 2025 | 2025
20263-229770-01 | Stearns Coop Electric Assn | 113 | 18019 | Co-op | 127596 | 36 | Solar |  |  | Interconnected | Richmond | 56368 | S8 | F2 | Residential |  | 75000 | 2025 | 2025
20263-229770-01 | Stearns Coop Electric Assn | 113 | 18019 | Co-op | 75905 | 20.736 | Solar |  |  | Interconnected | Little Falls | 56345 | S2 | S3 | Residential |  | 69169 | 2025 | 2026
20263-229770-01 | Stearns Coop Electric Assn | 113 | 18019 | Co-op | 21662 | 23 | Solar |  |  | Interconnected | Cold Spring | 56320 | S27 | F1 | Residential |  | 25000 | 2025 | 2026
20263-229770-01 | Stearns Coop Electric Assn | 113 | 18019 | Co-op | 49477 | 7.6 | Solar |  |  | Interconnected | Burtrum | 56318 | S31 | F1 | Residential |  | 54000 | 2025 | 2026
20263-229770-01 | Stearns Coop Electric Assn | 113 | 18019 | Co-op | 43171 | 14.6 | Solar |  |  | Active Application | Long Prairie | 56347 | S26 | F2 | Residential |  | 66823 | 2025 | 2026
20263-229770-01 | Stearns Coop Electric Assn | 113 | 18019 | Co-op | 127574 | 38.4 | Solar |  |  | Active Application | Sauk Centre | 56378 | S22 | F1 | Residential |  | 70000 | 2025
20263-229770-01 | Stearns Coop Electric Assn | 113 | 18019 | Co-op | 121744 | 16 | Other |  |  | Interconnected | Osakis | 56360 | S4 | F1 | Residential |  | 18580 | 2025 | 2026
20263-229770-01 | Stearns Coop Electric Assn | 113 | 18019 | Co-op | 44520 | 5.376 | Solar |  |  | Active Application | Saint Augusta | 55330 | S17 | F2 | Residential |  | 34123.87 | 2025
20263-229770-01 | Stearns Coop Electric Assn | 113 | 18019 | Co-op | 45994 | 4 | Solar |  |  | Active Application | Saint Cloud | 56301 | S7 | F3 | Residential |  | 60000 | 2025
20263-229770-01 | Stearns Coop Electric Assn | 113 | 18019 | Co-op | 75804 | 30 | Solar |  |  | Active Application | Richmond | 56368 | S18 | F2 | Residential |  | 62000 | 2025
20262-228500-01 | STEELE-WASECA COOPERATIVE ELECTRIC | 114 | 18047 | Co-op | 25628 | 39 | Wind |  |  | Interconnected | Owatonna | 55060 | Warsaw | South/ABC | Residential |  |  | 2002 | 2002
20262-228500-01 | STEELE-WASECA COOPERATIVE ELECTRIC | 114 | 18047 | Co-op | 29731 | 39 | Wind |  |  | Interconnected | Owatonna | 55060 | Warsaw | South/ABC | Residential |  |  | 2002 | 2002
20262-228500-01 | STEELE-WASECA COOPERATIVE ELECTRIC | 114 | 18047 | Co-op | 28364 | 39 | Wind |  |  | Interconnected | Owatonna | 55060 | Pratt | East/ABC | Residential |  |  | 2002 | 2002
20262-228500-01 | STEELE-WASECA COOPERATIVE ELECTRIC | 114 | 18047 | Co-op | 1106101 | 39 | Wind |  |  | Interconnected | Owatonna | 55060 | Merton | East/ABC | Residential |  |  | 2002 | 2002
20262-228500-01 | STEELE-WASECA COOPERATIVE ELECTRIC | 114 | 18047 | Co-op | 30111 | 39 | Wind |  |  | Interconnected | Owatonna | 55060 | Merton | West/ABC | Residential |  |  | 2003 | 2003
20262-228500-01 | STEELE-WASECA COOPERATIVE ELECTRIC | 114 | 18047 | Co-op | 30109 | 39 | Wind |  |  | Interconnected | Owatonna | 55060 | Merton | West/ABC | Residential |  |  | 2003 | 2003
20262-228500-01 | STEELE-WASECA COOPERATIVE ELECTRIC | 114 | 18047 | Co-op | 30394 | 39 | Wind |  |  | Interconnected | Owatonna | 55060 | Merton | West/ABC | Residential |  |  | 2004 | 2004
20262-228500-01 | STEELE-WASECA COOPERATIVE ELECTRIC | 114 | 18047 | Co-op | 29433 | 30 | Wind |  |  | Interconnected | Medford | 55049 | Walcott | South/A | Residential |  |  | 2004 | 2004
20262-228500-01 | STEELE-WASECA COOPERATIVE ELECTRIC | 114 | 18047 | Co-op | 29202 | 39 | Wind |  |  | Interconnected | Faribault | 55021 | Walcott | North/ABC | Residential |  |  | 2004 | 2004
20262-228500-01 | STEELE-WASECA COOPERATIVE ELECTRIC | 114 | 18047 | Co-op | 30204 | 39 | Wind |  |  | Interconnected | Owatonna | 55060 | Merton | West/ABC | Residential |  |  | 2004 | 2004
20262-228500-01 | STEELE-WASECA COOPERATIVE ELECTRIC | 114 | 18047 | Co-op | 30187 | 39 | Wind |  |  | Interconnected | Owatonna | 55060 | Merton | East/A | Residential |  |  | 2004 | 2004
20262-228500-01 | STEELE-WASECA COOPERATIVE ELECTRIC | 114 | 18047 | Co-op | 30186 | 35 | Wind |  |  | Interconnected | Owatonna | 55060 | Merton | East/A | Residential |  |  | 2004 | 2004
20262-228500-01 | STEELE-WASECA COOPERATIVE ELECTRIC | 114 | 18047 | Co-op | 22823 | 10 | Wind |  |  | Interconnected | Lonsdale | 55046 | Circle Lake | East/C | Residential |  |  | 2007 | 2007
20262-228500-01 | STEELE-WASECA COOPERATIVE ELECTRIC | 114 | 18047 | Co-op | 22823 | 2 | Solar |  |  | Interconnected | Lonsdale | 55046 | Circle Lake | East/C | Residential |  |  | 2007 | 2007
20262-228500-01 | STEELE-WASECA COOPERATIVE ELECTRIC | 114 | 18047 | Co-op | 33922 | 39.5 | Wind |  |  | Interconnected | Faribault | 55021 | Merton | North/ABC | Residential |  |  | 2009 | 2009
20262-228500-01 | STEELE-WASECA COOPERATIVE ELECTRIC | 114 | 18047 | Co-op | 33966 | 10 | Solar |  |  | Interconnected | Northfield | 55057 | Valley Grove | North/B | Residential |  |  | 2009 | 2008
20262-228500-01 | STEELE-WASECA COOPERATIVE ELECTRIC | 114 | 18047 | Co-op | 16655 | 10 | Wind |  |  | Interconnected | Faribault | 55021 | Valley Grove | South/A | Residential |  |  | 2009 | 2009
20262-228500-01 | STEELE-WASECA COOPERATIVE ELECTRIC | 114 | 18047 | Co-op | 34489 | 35 | Wind |  |  | Interconnected | Kenyon | 55946 | Merton | North/A | Residential |  |  | 2010 | 2010
20262-228500-01 | STEELE-WASECA COOPERATIVE ELECTRIC | 114 | 18047 | Co-op | 1000413 | 6 | Wind |  |  | Interconnected | Owatonna | 55060 | Merton | West/C | Residential |  |  | 2010 | 2010
20262-228500-01 | STEELE-WASECA COOPERATIVE ELECTRIC | 114 | 18047 | Co-op | 1000413 | 30 | Solar |  |  | Interconnected | Owatonna | 55060 | Merton | West | Residential |  |  | 2010 | 2010
20262-228500-01 | STEELE-WASECA COOPERATIVE ELECTRIC | 114 | 18047 | Co-op | 1000435 | 12.23 | Solar |  |  | Decommissioned | Faribault | 55021 | Faribault | East/B | Residential |  |  | 2010 | 2012 | 2024
20262-228500-01 | STEELE-WASECA COOPERATIVE ELECTRIC | 114 | 18047 | Co-op | 28032 | 2.142 | Solar |  |  | Interconnected | Kilkenny | 56052 | French Lake | West/C | Residential |  |  | 2011 | 2011
20262-228500-01 | STEELE-WASECA COOPERATIVE ELECTRIC | 114 | 18047 | Co-op | 33927 | 39.5 | Wind |  |  | Interconnected | Faribault | 55021 | Merton | North/ABC | Residential |  |  | 2011 | 2008
20262-228500-01 | STEELE-WASECA COOPERATIVE ELECTRIC | 114 | 18047 | Co-op | 16973 | 39.9 | Wind |  |  | Interconnected | New Richland | 56072 | St Olaf Lake | West/C | Residential |  |  | 2011 | 2011
20262-228500-01 | STEELE-WASECA COOPERATIVE ELECTRIC | 114 | 18047 | Co-op | 123040 | 34 | Wind |  |  | Decommissioned | New Richland | 56072 | St Olaf Lake | West/C | Residential |  |  | 2011 | 2011 | 2014
20262-228500-01 | STEELE-WASECA COOPERATIVE ELECTRIC | 114 | 18047 | Co-op | 21482 | 10 | Wind |  |  | Interconnected | Nerstrand | 55053 | Valley Grove | South/C | Residential |  |  | 2012 | 2012
20262-228500-01 | STEELE-WASECA COOPERATIVE ELECTRIC | 114 | 18047 | Co-op | 1021054 | 39 | Wind |  |  | Interconnected | Owatonna | 55060 | Warsaw | South/ABC | Residential |  |  | 2012 | 2012
20262-228500-01 | STEELE-WASECA COOPERATIVE ELECTRIC | 114 | 18047 | Co-op | 1018871 | 35 | Wind |  |  | Interconnected | Kenyon | 55946 | Merton | North/A | Residential |  |  | 2012 | 2012
20262-228500-01 | STEELE-WASECA COOPERATIVE ELECTRIC | 114 | 18047 | Co-op | 1023741 | 39 | Wind |  |  | Interconnected | Owatonna | 55060 | Pratt | East/C | Residential |  |  | 2013 | 2013
20262-228500-01 | STEELE-WASECA COOPERATIVE ELECTRIC | 114 | 18047 | Co-op | 1018880 | 35 | Wind |  |  | Interconnected | Kenyon | 55946 | Merton | North/A | Residential |  |  | 2013 | 2012
20262-228500-01 | STEELE-WASECA COOPERATIVE ELECTRIC | 114 | 18047 | Co-op | 1095561 | 5.6 | Solar |  |  | Interconnected | Lonsdale | 55046 | Circle Lake | South/B | Residential |  |  | 2013 | 2013
20262-228500-01 | STEELE-WASECA COOPERATIVE ELECTRIC | 114 | 18047 | Co-op | 1016571 | 39.9 | Wind |  |  | Decommissioned | New Richland | 56072 | St Olaf Lake | West/C | Residential |  |  | 2013 | 2013 | 2019
20262-228500-01 | STEELE-WASECA COOPERATIVE ELECTRIC | 114 | 18047 | Co-op | 1016537 | 39.9 | Wind |  |  | Decommissioned | New Richland | 56072 | St Olaf Lake | West/C | Residential |  |  | 2013 | 2013 | 2019
20262-228500-01 | STEELE-WASECA COOPERATIVE ELECTRIC | 114 | 18047 | Co-op | 1028553 | 12 | Wind |  |  | Interconnected | Kilkenny | 56052 | French Lake | West/B | Residential |  |  | 2014 | 2014
20262-228500-01 | STEELE-WASECA COOPERATIVE ELECTRIC | 114 | 18047 | Co-op | 18374 | 35 | Wind |  |  | Decommissioned | Blooming Prairie | 55917 | Bixby | West/AC | Residential |  |  | 2014 | 2014 | 2017
20262-228500-01 | STEELE-WASECA COOPERATIVE ELECTRIC | 114 | 18047 | Co-op | 33997 | 7.6 | Solar |  |  | Interconnected | Owatonna | 55060 | Merton | north | Residential |  |  | 2015 | 2015
20262-228500-01 | STEELE-WASECA COOPERATIVE ELECTRIC | 114 | 18047 | Co-op | 22573 | 25.6 | Solar |  |  | Interconnected | Northfield | 55057 | Valley Grove | west | Residential |  |  | 2015 | 2015
20262-228500-01 | STEELE-WASECA COOPERATIVE ELECTRIC | 114 | 18047 | Co-op | 1069285 | 7.2 | Solar |  |  | Interconnected | Northfield | 55057 | Valley Grove | West/C | Residential |  |  | 2015 | 2015
20262-228500-01 | STEELE-WASECA COOPERATIVE ELECTRIC | 114 | 18047 | Co-op | 1021210 | 12.6 | Solar |  |  | Interconnected | Faribault | 55021 | Faribault | east | Residential |  |  | 2015 | 2015
20262-228500-01 | STEELE-WASECA COOPERATIVE ELECTRIC | 114 | 18047 | Co-op | 107170 | 5.78 | Solar |  |  | Interconnected | Lonsdale | 55046 | valley grove | west | Residential |  |  | 2015 | 2015
20262-228500-01 | STEELE-WASECA COOPERATIVE ELECTRIC | 114 | 18047 | Co-op | 25911 | 8.2 | Solar |  |  | Interconnected | Owatonna | 55060 | Merton | North | Residential |  |  | 2016 | 2016
20262-228500-01 | STEELE-WASECA COOPERATIVE ELECTRIC | 114 | 18047 | Co-op | 32927 | 19.84 | Solar |  |  | Interconnected | Blooming Prairie | 55917 | bixby | West | Residential |  |  | 2016 | 2016
20262-228500-01 | STEELE-WASECA COOPERATIVE ELECTRIC | 114 | 18047 | Co-op | 1020111 | 20 | Solar |  |  | Interconnected | Owatonna | 55060 | Pratt | east | Residential |  |  | 2016 | 2016
20262-228500-01 | STEELE-WASECA COOPERATIVE ELECTRIC | 114 | 18047 | Co-op | 1066646 | 39.6 | Solar |  |  | Interconnected | Owatonna | 55060 | Merton | West | Residential |  |  | 2016 | 2016
20262-228500-01 | STEELE-WASECA COOPERATIVE ELECTRIC | 114 | 18047 | Co-op | 55155 | 39.6 | Solar |  |  | Interconnected | Owatonna | 55060 | Merton | West | Residential |  |  | 2016 | 2016
20262-228500-01 | STEELE-WASECA COOPERATIVE ELECTRIC | 114 | 18047 | Co-op | 130015 | 28.08 | Solar |  |  | Interconnected | Faribault | 55021 | faribault | west | Residential |  |  | 2016 | 2016
20262-228500-01 | STEELE-WASECA COOPERATIVE ELECTRIC | 114 | 18047 | Co-op | 1027201 | 11.7 | Solar |  |  | Interconnected | Northfield | 55057 | circle lake | East | Residential |  |  | 2016 | 2016
20262-228500-01 | STEELE-WASECA COOPERATIVE ELECTRIC | 114 | 18047 | Co-op | 136435 | 20.99 | Solar |  |  | Interconnected | Ellendale | 56026 | River Point | west | Residential |  |  | 2016 | 2016
20262-228500-01 | STEELE-WASECA COOPERATIVE ELECTRIC | 114 | 18047 | Co-op | 33567 | 36.68 | Solar |  |  | Interconnected | Ellendale | 56026 | River Point | South | Residential |  |  | 2017 | 2017
20262-228500-01 | STEELE-WASECA COOPERATIVE ELECTRIC | 114 | 18047 | Co-op | 1102898 | 3.3 | Solar |  |  | Interconnected | West Concord | 55985 | Claremont | north | Residential |  |  | 2017 | 2017
20262-228500-01 | STEELE-WASECA COOPERATIVE ELECTRIC | 114 | 18047 | Co-op | 1054295 | 36 | Solar |  |  | Interconnected | Owatonna | 55060 | 18 | north | Residential |  |  | 2017 | 2017
20262-228500-01 | STEELE-WASECA COOPERATIVE ELECTRIC | 114 | 18047 | Co-op | 20006 | 1.7 | Solar |  |  | Interconnected | Faribault | 55021 | Warsaw | north | Residential |  |  | 2017 | 2018
20262-228500-01 | STEELE-WASECA COOPERATIVE ELECTRIC | 114 | 18047 | Co-op | 1078815 | 36 | Solar |  |  | Interconnected | Blooming Prairie | 55917 | Bixby | east | Residential |  |  | 2017 | 2017
20262-228500-01 | STEELE-WASECA COOPERATIVE ELECTRIC | 114 | 18047 | Co-op | 16612 | 17.6 | Solar |  |  | Interconnected | Blooming Prairie | 55917 | Bixby | West | Residential |  |  | 2017 | 2017
20262-228500-01 | STEELE-WASECA COOPERATIVE ELECTRIC | 114 | 18047 | Co-op | 26570 | 19.9 | Solar |  |  | Interconnected | Lonsdale | 55046 | Circle Lake | south | Residential |  |  | 2017 | 2024
20262-228500-01 | STEELE-WASECA COOPERATIVE ELECTRIC | 114 | 18047 | Co-op | 32702 | 960 | Solar |  |  | Interconnected | Faribault | 55021 | faribault | South | Residential |  |  | 2018 | 2019
20262-228500-01 | STEELE-WASECA COOPERATIVE ELECTRIC | 114 | 18047 | Co-op | 26044 | 13.865 | Solar |  |  | Interconnected | Faribault | 55021 | faribault | west | Residential | POWRE |  | 2018 | 2019
20262-228500-01 | STEELE-WASECA COOPERATIVE ELECTRIC | 114 | 18047 | Co-op | 32182 | 37.5 | Solar |  |  | Interconnected | Ellendale | 56026 | Bixby | WEST | Residential |  |  | 2018 | 2018
20262-228500-01 | STEELE-WASECA COOPERATIVE ELECTRIC | 114 | 18047 | Co-op | 33780 | 12.5 | Solar |  |  | Interconnected | Blooming Prairie | 55917 | Bixby | west | Residential | POWRE |  | 2018 | 2018
20262-228500-01 | STEELE-WASECA COOPERATIVE ELECTRIC | 114 | 18047 | Co-op | 1021174 | 12.5 | Solar |  |  | Interconnected | Blooming Prairie | 55917 | Bixby | WEST | Residential | POWRE |  | 2018 | 2018
20262-228500-01 | STEELE-WASECA COOPERATIVE ELECTRIC | 114 | 18047 | Co-op | 22970 | 20 | Solar |  |  | Interconnected | Blooming Prairie | 55917 | Bixby | South | Residential |  |  | 2018 | 2018
20262-228500-01 | STEELE-WASECA COOPERATIVE ELECTRIC | 114 | 18047 | Co-op | 1027445 | 10 | Solar |  |  | Interconnected | Northfield | 55057 | circle lake | north | Residential | POWRE |  | 2018 | 2018
20262-228500-01 | STEELE-WASECA COOPERATIVE ELECTRIC | 114 | 18047 | Co-op | 1032302 | 15 | Solar |  |  | Interconnected | West Concord | 55985 | Merton | North | Residential |  |  | 2018 | 2024
20262-228500-01 | STEELE-WASECA COOPERATIVE ELECTRIC | 114 | 18047 | Co-op | 34296 | 36 | Solar |  |  | Interconnected | New Richland | 56072 | St. Olaf | west | Residential |  |  | 2018 | 2018
20262-228500-01 | STEELE-WASECA COOPERATIVE ELECTRIC | 114 | 18047 | Co-op | 1084000 | 36 | Solar |  |  | Interconnected | New Richland | 56072 | St. Olaf | west | Residential |  |  | 2018 | 2018
20262-228500-01 | STEELE-WASECA COOPERATIVE ELECTRIC | 114 | 18047 | Co-op | 16786 | 15 | Solar |  |  | Interconnected | Ellendale | 56026 | River Point | South | Residential |  |  | 2018 | 2018
20262-228500-01 | STEELE-WASECA COOPERATIVE ELECTRIC | 114 | 18047 | Co-op | 15158 | 12 | Solar |  |  | Interconnected | Faribault | 55021 | Warsaw | north | Residential | POWRE |  | 2018 | 2018
20262-228500-01 | STEELE-WASECA COOPERATIVE ELECTRIC | 114 | 18047 | Co-op | 21493 | 13.6 | Solar |  |  | Interconnected | Northfield | 55057 | circle lake | east | Residential | POWRE |  | 2018 | 2018
20262-228500-01 | STEELE-WASECA COOPERATIVE ELECTRIC | 114 | 18047 | Co-op | 17928 | 12.5 | Solar |  |  | Interconnected | Blooming Prairie | 55917 | Bixby | west | Residential | POWRE |  | 2018 | 2018
20262-228500-01 | STEELE-WASECA COOPERATIVE ELECTRIC | 114 | 18047 | Co-op | 66400 | 12.5 | Solar |  |  | Interconnected | Blooming Prairie | 55917 | bixby | west | Residential | POWRE |  | 2018 | 2018
20262-228500-01 | STEELE-WASECA COOPERATIVE ELECTRIC | 114 | 18047 | Co-op | 1027201 | 24 | Solar |  |  | Interconnected | Northfield | 55057 | circle lake | East | Residential |  |  | 2018 | 2019
20262-228500-01 | STEELE-WASECA COOPERATIVE ELECTRIC | 114 | 18047 | Co-op | 24793 | 14 | Solar |  |  | Interconnected | Faribault | 55021 | Faribault | West | Residential | POWRE |  | 2018 | 2019
20262-228500-01 | STEELE-WASECA COOPERATIVE ELECTRIC | 114 | 18047 | Co-op | 1029021 | 13.6 | Solar |  |  | Interconnected | Owatonna | 55060 | Prat | east | Residential | POWRE |  | 2018 | 2018
20262-228500-01 | STEELE-WASECA COOPERATIVE ELECTRIC | 114 | 18047 | Co-op | 20102 | 12 | Solar |  |  | Interconnected | New Richland | 56072 | St. Olaf | north | Residential | POWRE |  | 2018 | 2018
20262-228500-01 | STEELE-WASECA COOPERATIVE ELECTRIC | 114 | 18047 | Co-op | 1087372 | 36 | Solar |  |  | Interconnected | New Richland | 56072 | Matawan | East | Residential |  |  | 2018 | 2018
20262-228500-01 | STEELE-WASECA COOPERATIVE ELECTRIC | 114 | 18047 | Co-op | 109740 | 12.5 | Solar |  |  | Interconnected | Blooming Prairie | 55917 | Bixby | west | Residential | 43678 |  | 2018 | 2018
20262-228500-01 | STEELE-WASECA COOPERATIVE ELECTRIC | 114 | 18047 | Co-op | 24802 | 10 | Solar |  |  | Interconnected | Blooming Prairie | 55917 | River point | east | Residential | POWRE |  | 2018 | 2018
20262-228500-01 | STEELE-WASECA COOPERATIVE ELECTRIC | 114 | 18047 | Co-op | 1017645 | 12.5 | Solar |  |  | Interconnected | Ellendale | 56026 | River Point | west | Residential |  |  | 2018 | 2018
20262-228500-01 | STEELE-WASECA COOPERATIVE ELECTRIC | 114 | 18047 | Co-op | 21649 | 12.5 | Solar |  |  | Interconnected | Blooming Prairie | 55917 | bixby | east | Residential | POWRE |  | 2018 | 2018
20262-228500-01 | STEELE-WASECA COOPERATIVE ELECTRIC | 114 | 18047 | Co-op | 1029005 | 8.9 | Solar |  |  | Interconnected | Northfield | 55057 | Circle Lake | North | Residential | POWRE |  | 2018 | 2018
20262-228500-01 | STEELE-WASECA COOPERATIVE ELECTRIC | 114 | 18047 | Co-op | 34313 | 7.6 | Solar |  |  | Interconnected | Northfield | 55057 | Valley Grove | west | Residential | POWRE |  | 2018 | 2019
20262-228500-01 | STEELE-WASECA COOPERATIVE ELECTRIC | 114 | 18047 | Co-op | 31880 | 6 | Solar |  |  | Interconnected | Northfield | 55057 | Valley Grove | west | Residential | POWRE |  | 2018 | 2019
20262-228500-01 | STEELE-WASECA COOPERATIVE ELECTRIC | 114 | 18047 | Co-op | 25203 | 14 | Solar |  |  | Interconnected | Blooming Prairie | 55917 | Bixby | west | Residential | POWRE |  | 2018 | 2019
20262-228500-01 | STEELE-WASECA COOPERATIVE ELECTRIC | 114 | 18047 | Co-op | 1030139 | 9.57 | Solar |  |  | Interconnected | Lonsdale | 55046 | circle lake | South | Residential | POWRE |  | 2018 | 2019
20262-228500-01 | STEELE-WASECA COOPERATIVE ELECTRIC | 114 | 18047 | Co-op | 19590 | 40 | Solar |  |  | Interconnected | Nerstrand | 55053 | Valley Grove | west | Residential |  |  | 2019 | 2019
20262-228500-01 | STEELE-WASECA COOPERATIVE ELECTRIC | 114 | 18047 | Co-op | 1054064 | 12 | Solar |  |  | Interconnected | Owatonna | 55060 | 18 | north | Residential | POWRE |  | 2019 | 2019
20262-228500-01 | STEELE-WASECA COOPERATIVE ELECTRIC | 114 | 18047 | Co-op | 1088735 | 11.4 | Solar |  |  | Interconnected | Hayfield | 55940 | bixby | east | Residential | POWRE |  | 2019 | 2019
20262-228500-01 | STEELE-WASECA COOPERATIVE ELECTRIC | 114 | 18047 | Co-op | 27960 | 12 | Solar |  |  | Interconnected | New Richland | 56072 | st. olaf | West | Residential | POWRE |  | 2019 | 2020
20262-228500-01 | STEELE-WASECA COOPERATIVE ELECTRIC | 114 | 18047 | Co-op | 1092664 | 20 | Solar |  |  | Interconnected | New Richland | 56072 | st. olaf | West | Residential | POWRE |  | 2019 | 2020
20262-228500-01 | STEELE-WASECA COOPERATIVE ELECTRIC | 114 | 18047 | Co-op | 1079250 | 14 | Solar |  |  | Interconnected | Northfield | 55057 | Valley Grove | north | Residential | POWRE |  | 2019 | 2020
20262-228500-01 | STEELE-WASECA COOPERATIVE ELECTRIC | 114 | 18047 | Co-op | 1033969 | 14 | Solar |  |  | Interconnected | Northfield | 55057 | Valley Grove | north | Residential | POWRE |  | 2019 | 2020
20262-228500-01 | STEELE-WASECA COOPERATIVE ELECTRIC | 114 | 18047 | Co-op | 1084520 | 7.6 | Solar |  |  | Interconnected | Lonsdale | 55046 | circle lake | north | Residential | POWRE |  | 2019 | 2019
20262-228500-01 | STEELE-WASECA COOPERATIVE ELECTRIC | 114 | 18047 | Co-op | 1088782 | 18 | Solar |  |  | Interconnected | New Richland | 56072 | matawan | north | Residential |  |  | 2019 | 2020
20262-228500-01 | STEELE-WASECA COOPERATIVE ELECTRIC | 114 | 18047 | Co-op | 1018433 | 11.6 | Solar |  |  | Interconnected | Nerstrand | 55053 | valley grove | south | Residential | POWRE |  | 2019 | 2020
20262-228500-01 | STEELE-WASECA COOPERATIVE ELECTRIC | 114 | 18047 | Co-op | 29099 | 36 | Solar |  |  | Interconnected | Webster | 55088 | Circle Lake | north | Residential |  |  | 2019 | 2019
20262-228500-01 | STEELE-WASECA COOPERATIVE ELECTRIC | 114 | 18047 | Co-op | 24468 | 11.4 | Solar |  |  | Interconnected | Faribault | 55021 | Faribault | west | Residential | POWRE |  | 2019 | 2019
20262-228500-01 | STEELE-WASECA COOPERATIVE ELECTRIC | 114 | 18047 | Co-op | 23639 | 5 | Solar |  |  | Interconnected | Claremont | 55924 | Claremont | East | Residential | POWRE |  | 2019 | 2019
20262-228500-01 | STEELE-WASECA COOPERATIVE ELECTRIC | 114 | 18047 | Co-op | 1030653 | 12.5 | Solar |  |  | Interconnected | Owatonna | 55060 | Merton | West | Residential | POWRE |  | 2019 | 2019
20262-228500-01 | STEELE-WASECA COOPERATIVE ELECTRIC | 114 | 18047 | Co-op | 15364 | 20 | Solar |  |  | Interconnected | Waseca | 56093 | Matawan | west | Residential | POWRE |  | 2019 | 2019
20262-228500-01 | STEELE-WASECA COOPERATIVE ELECTRIC | 114 | 18047 | Co-op | 1033436 | 14 | Solar |  |  | Interconnected | Blooming Prairie | 55917 | bixby | west | Residential | POWRE |  | 2019 | 2019
20262-228500-01 | STEELE-WASECA COOPERATIVE ELECTRIC | 114 | 18047 | Co-op | 19148 | 10.44 | Solar |  |  | Interconnected | Faribault | 55021 | Warsaw | South | Residential | POWRE |  | 2019 | 2019
20262-228500-01 | STEELE-WASECA COOPERATIVE ELECTRIC | 114 | 18047 | Co-op | 28435 | 12 | Solar |  |  | Interconnected | New Richland | 56072 | st. olaf | north | Residential | POWRE |  | 2019 | 2020
20262-228500-01 | STEELE-WASECA COOPERATIVE ELECTRIC | 114 | 18047 | Co-op | 19878 | 14 | Solar |  |  | Interconnected | New Richland | 56072 | matawan | east | Residential | POWRE |  | 2019 | 2019
20262-228500-01 | STEELE-WASECA COOPERATIVE ELECTRIC | 114 | 18047 | Co-op | 26815 | 14 | Solar |  |  | Interconnected | New Richland | 56072 | st. olaf | west | Residential | POWRE |  | 2019 | 2019
20262-228500-01 | STEELE-WASECA COOPERATIVE ELECTRIC | 114 | 18047 | Co-op | 21882 | 12 | Solar |  |  | Interconnected | Claremont | 55924 | Pratt | East | Residential | POWRE |  | 2019 | 2019
20262-228500-01 | STEELE-WASECA COOPERATIVE ELECTRIC | 114 | 18047 | Co-op | 29739 | 13.6 | Solar |  |  | Interconnected | Owatonna | 55060 | Merton | east | Residential | POWRE |  | 2019 | 2020
20262-228500-01 | STEELE-WASECA COOPERATIVE ELECTRIC | 114 | 18047 | Co-op | 129085 | 22.8 | Solar |  |  | Interconnected | Medford | 55049 | valley grove | West | Residential |  |  | 2019 | 2019
20262-228500-01 | STEELE-WASECA COOPERATIVE ELECTRIC | 114 | 18047 | Co-op | 26134 | 11.4 | Solar |  |  | Interconnected | Lonsdale | 55046 | circle lake | West | Residential | POWRE |  | 2019 | 2019
20262-228500-01 | STEELE-WASECA COOPERATIVE ELECTRIC | 114 | 18047 | Co-op | 30199 | 20 | Solar |  |  | Interconnected | Lonsdale | 55046 | circle lake | west | Residential | POWRE |  | 2019 | 2019
20262-228500-01 | STEELE-WASECA COOPERATIVE ELECTRIC | 114 | 18047 | Co-op | 25292 | 11.4 | Solar |  |  | Interconnected | Lonsdale | 55046 | circle lake | west | Residential | POWRE |  | 2019 | 2019
20262-228500-01 | STEELE-WASECA COOPERATIVE ELECTRIC | 114 | 18047 | Co-op | 16131 | 14 | Solar |  |  | Interconnected | Blooming Prairie | 55917 | River Point | East | Residential | POWRE |  | 2019 | 2019
20262-228500-01 | STEELE-WASECA COOPERATIVE ELECTRIC | 114 | 18047 | Co-op | 1059601 | 20 | Solar |  |  | Interconnected | Owatonna | 55060 | 20 | west | Residential | POWRE |  | 2019 | 2019
20262-228500-01 | STEELE-WASECA COOPERATIVE ELECTRIC | 114 | 18047 | Co-op | 24197 | 11.4 | Solar |  |  | Interconnected | Blooming Prairie | 55917 | Bixby | west | Residential | POWRE |  | 2019 | 2019
20262-228500-01 | STEELE-WASECA COOPERATIVE ELECTRIC | 114 | 18047 | Co-op | 1073545 | 3.36 | Solar |  |  | Interconnected | Medford | 55049 | Faribault | West | Residential | POWRE |  | 2019 | 2020
20262-228500-01 | STEELE-WASECA COOPERATIVE ELECTRIC | 114 | 18047 | Co-op | 25571 | 11.4 | Solar |  |  | Interconnected | Faribault | 55021 | Circle Lake | North | Residential | POWRE |  | 2020 | 2020
20262-228500-01 | STEELE-WASECA COOPERATIVE ELECTRIC | 114 | 18047 | Co-op | 26036 | 7 | Solar |  |  | Interconnected | Owatonna | 55060 | Pratt | South | Residential | POWRE |  | 2020 | 2020
20262-228500-01 | STEELE-WASECA COOPERATIVE ELECTRIC | 114 | 18047 | Co-op | 1020275 | 14 | Solar |  |  | Interconnected | Northfield | 55057 | valley grove | north | Residential | POWRE |  | 2020 | 2020
20262-228500-01 | STEELE-WASECA COOPERATIVE ELECTRIC | 114 | 18047 | Co-op | 24124 | 11.5 | Solar |  |  | Interconnected | Northfield | 55057 | Circle Lake | east | Residential | POWRE |  | 2020 | 2020
20262-228500-01 | STEELE-WASECA COOPERATIVE ELECTRIC | 114 | 18047 | Co-op | 1091845 | 13.6 | Solar |  |  | Interconnected | Dundas | 55019 | faribault | east | Residential | POWRE |  | 2020 | 2020
20262-228500-01 | STEELE-WASECA COOPERATIVE ELECTRIC | 114 | 18047 | Co-op | 31397 | 14 | Solar |  |  | Interconnected | Nerstrand | 55053 | valley grove | north | Residential | POWRE |  | 2020 | 2020
20262-228500-01 | STEELE-WASECA COOPERATIVE ELECTRIC | 114 | 18047 | Co-op | 1017194 | 13.8 | Solar |  |  | Interconnected | Blooming Prairie | 55917 | Bixby | west | Residential | POWRE |  | 2020 | 2020
20262-228500-01 | STEELE-WASECA COOPERATIVE ELECTRIC | 114 | 18047 | Co-op | 32753 | 13.6 | Solar |  |  | Interconnected | Claremont | 55924 | Pratt | east | Residential | POWRE |  | 2020 | 2020
20262-228500-01 | STEELE-WASECA COOPERATIVE ELECTRIC | 114 | 18047 | Co-op | 1078206 | 9.77 | Solar |  |  | Interconnected | Nerstrand | 55053 | valley grove | South | Residential | POWRE |  | 2020 | 2020
20262-228500-01 | STEELE-WASECA COOPERATIVE ELECTRIC | 114 | 18047 | Co-op | 18474 | 12 | Solar |  |  | Interconnected | Owatonna | 55060 | Pratt | east | Residential | POWRE |  | 2020 | 2020
20262-228500-01 | STEELE-WASECA COOPERATIVE ELECTRIC | 114 | 18047 | Co-op | 127657 | 14 | Solar |  |  | Interconnected | Blooming Prairie | 55917 | Bixby | west | Residential | POWRE |  | 2020 | 2020
20262-228500-01 | STEELE-WASECA COOPERATIVE ELECTRIC | 114 | 18047 | Co-op | 25203 | 14 | Solar |  |  | Interconnected | Blooming Prairie | 55917 | Bixby | west | Residential | POWRE |  | 2020 | 2020
20262-228500-01 | STEELE-WASECA COOPERATIVE ELECTRIC | 114 | 18047 | Co-op | 1017823 | 7.6 | Solar |  |  | Interconnected | Lonsdale | 55046 | Circle Lake | West | Residential | POWRE |  | 2020 | 2020
20262-228500-01 | STEELE-WASECA COOPERATIVE ELECTRIC | 114 | 18047 | Co-op | 1078040 | 14 | Solar |  |  | Interconnected | Northfield | 55057 | Valley Grove | West | Residential | POWRE | 52000 | 2021 | 2021
20262-228500-01 | STEELE-WASECA COOPERATIVE ELECTRIC | 114 | 18047 | Co-op | 17092 | 14 | Solar |  |  | Interconnected | Waldorf | 56091 | Danville | South | Residential | POWRE | 75000 | 2021 | 2021
20262-228500-01 | STEELE-WASECA COOPERATIVE ELECTRIC | 114 | 18047 | Co-op | 1098979 | 11.13 | Solar |  |  | Interconnected | Faribault | 55021 | Warsaw | North | Residential | POWRE | 33733.21 | 2021 | 2024
20262-228500-01 | STEELE-WASECA COOPERATIVE ELECTRIC | 114 | 18047 | Co-op | 1027390 | 7 | Solar |  |  | Interconnected | Northfield | 55057 | circle lake | north | Residential | POWRE | 28500 | 2021 | 2021
20262-228500-01 | STEELE-WASECA COOPERATIVE ELECTRIC | 114 | 18047 | Co-op | 20382 | 12 | Solar |  |  | Interconnected | Owatonna | 55060 | Pratt | east | Residential | POWRE | 83240 | 2021 | 2021
20262-228500-01 | STEELE-WASECA COOPERATIVE ELECTRIC | 114 | 18047 | Co-op | 1084691 | 11.168 | Solar |  |  | Interconnected | Faribault | 55021 | French Lake | West | Residential | POWRE | 67338 | 2021 | 2021
20262-228500-01 | STEELE-WASECA COOPERATIVE ELECTRIC | 114 | 18047 | Co-op | 1104896 | 14 | Solar |  |  | Interconnected | Owatonna | 55060 | Warsaw | South | Residential | POWRE | 40000 | 2021 | 2021
20262-228500-01 | STEELE-WASECA COOPERATIVE ELECTRIC | 114 | 18047 | Co-op | 53801 | 12 | Solar |  |  | Interconnected | West Concord | 55985 | Merton | North | Residential | POWRE | 83240 | 2021 | 2021
20262-228500-01 | STEELE-WASECA COOPERATIVE ELECTRIC | 114 | 18047 | Co-op | 32405 | 11.4 | Solar |  |  | Interconnected | Blooming Prairie | 55917 | River Point | west | Residential | POWRE | 42295 | 2021 | 2021
20262-228500-01 | STEELE-WASECA COOPERATIVE ELECTRIC | 114 | 18047 | Co-op | 1030840 | 38.5 | Solar |  |  | Interconnected | Webster | 55088 | Circle Lake | North | Residential |  | 110000 | 2021 | 2021
20262-228500-01 | STEELE-WASECA COOPERATIVE ELECTRIC | 114 | 18047 | Co-op | 1086295 | 5.58 | Solar |  |  | Interconnected | Lonsdale | 55046 | Circle Lake | North | Residential | POWRE | 27509.16 | 2021 | 2021
20262-228500-01 | STEELE-WASECA COOPERATIVE ELECTRIC | 114 | 18047 | Co-op | 32641 | 14 | Solar |  |  | Interconnected | Owatonna | 55060 | Pratt | west | Residential | POWRE | 70000 | 2021 | 2021
20262-228500-01 | STEELE-WASECA COOPERATIVE ELECTRIC | 114 | 18047 | Co-op | 1030764 | 13.7 | Solar |  |  | Interconnected | Faribault | 55021 | Circle Lake | West | Residential | POWRE | 71775 | 2021 | 2021
20262-228500-01 | STEELE-WASECA COOPERATIVE ELECTRIC | 114 | 18047 | Co-op | 19123 | 12 | Solar |  |  | Interconnected | Claremont | 55924 | Pratt | East | Residential | POWRE |  | 2021 | 2021
20262-228500-01 | STEELE-WASECA COOPERATIVE ELECTRIC | 114 | 18047 | Co-op | 15722 | 39.2 | Solar |  |  | Interconnected | Blooming Prairie | 55917 | Bixby | South | Residential |  | 114810 | 2021 | 2021
20262-228500-01 | STEELE-WASECA COOPERATIVE ELECTRIC | 114 | 18047 | Co-op | 34148 | 10.819 | Solar |  |  | Interconnected | Dundas | 55019 | Faribault | North | Residential | POWRE | 42510 | 2021 | 2021
20262-228500-01 | STEELE-WASECA COOPERATIVE ELECTRIC | 114 | 18047 | Co-op | 1001103 | 14 | Solar |  |  | Interconnected | Faribault | 55021 | Walcott | North | Residential | POWRE | 90000 | 2021 | 2021
20262-228500-01 | STEELE-WASECA COOPERATIVE ELECTRIC | 114 | 18047 | Co-op | 99025 | 20 | Solar |  |  | Interconnected | Faribault | 55021 | Walcott | North | Residential | POWRE | 95000 | 2021 | 2021
20262-228500-01 | STEELE-WASECA COOPERATIVE ELECTRIC | 114 | 18047 | Co-op | 29405 | 12.9 | Solar |  |  | Interconnected | Northfield | 55057 | Valley Grove | west | Residential | POWRE | 56489.15 | 2021 | 2021
20262-228500-01 | STEELE-WASECA COOPERATIVE ELECTRIC | 114 | 18047 | Co-op | 100628 | 12 | Solar |  |  | Interconnected | Owatonna | 55060 | River Point | North | Residential | POWRE | 83240 | 2021 | 2021
20262-228500-01 | STEELE-WASECA COOPERATIVE ELECTRIC | 114 | 18047 | Co-op | 16166 | 12 | Solar |  |  | Interconnected | Claremont | 55924 | Bixby | North | Residential | POWRE | 83220 | 2021 | 2021
20262-228500-01 | STEELE-WASECA COOPERATIVE ELECTRIC | 114 | 18047 | Co-op | 26441 | 14 | Solar |  |  | Interconnected | Minnesota Lake | 56068 | Danville | South | Residential | POWRE | 75000 | 2021 | 2021
20262-228500-01 | STEELE-WASECA COOPERATIVE ELECTRIC | 114 | 18047 | Co-op | 1081670 | 12 | Solar |  |  | Interconnected | New Richland | 56072 | matawan | East | Residential | POWRE | 83840 | 2021 | 2021
20262-228500-01 | STEELE-WASECA COOPERATIVE ELECTRIC | 114 | 18047 | Co-op | 107170 | 4.188 | Solar |  |  | Interconnected | Northfield | 55057 | Valley Grove | West/C | Residential |  |  | 2021 | 2021
20262-228500-01 | STEELE-WASECA COOPERATIVE ELECTRIC | 114 | 18047 | Co-op | 1124074 | 8.8 | Solar |  |  | Interconnected | Kenyon | 55946 | Merton | North | Residential | POWRE |  | 2021 | 2022
20262-228500-01 | STEELE-WASECA COOPERATIVE ELECTRIC | 114 | 18047 | Co-op | 25615 | 14 | Solar |  |  | Interconnected | Faribault | 55021 | Warsaw | South | Residential | POWRE | 75000 | 2021 | 2021
20262-228500-01 | STEELE-WASECA COOPERATIVE ELECTRIC | 114 | 18047 | Co-op | 1105526 | 37 | Solar |  |  | Interconnected | Lonsdale | 55046 | Circle Lake | west | Residential |  | 22000 | 2022 | 2022
20262-228500-01 | STEELE-WASECA COOPERATIVE ELECTRIC | 114 | 18047 | Co-op | 21918 | 10.8 | Solar |  |  | Interconnected | Owatonna | 55060 | Pratt | south | Residential | POWRE | 10 | 2022 | 2022
20262-228500-01 | STEELE-WASECA COOPERATIVE ELECTRIC | 114 | 18047 | Co-op | 26130 | 12 | Solar |  |  | Interconnected | Owatonna | 55060 | warsaw | south | Residential | POWRE | 32000 | 2022 | 2022
20262-228500-01 | STEELE-WASECA COOPERATIVE ELECTRIC | 114 | 18047 | Co-op | 32381 | 11.4 | Solar |  |  | Interconnected | Blooming Prairie | 55917 | Bixby | west | Residential | POWRE | 12000 | 2022 | 2022
20262-228500-01 | STEELE-WASECA COOPERATIVE ELECTRIC | 114 | 18047 | Co-op | 1051945 | 18.85 | Solar |  |  | Interconnected | Ellendale | 56026 | County Line | north | Residential |  | 82576 | 2022 | 2022
20262-228500-01 | STEELE-WASECA COOPERATIVE ELECTRIC | 114 | 18047 | Co-op | 30544 | 13.96 | Solar |  |  | Interconnected | New Richland | 56072 | Matawan | east | Residential | POWRE | 50000 | 2022 | 2022
20262-228500-01 | STEELE-WASECA COOPERATIVE ELECTRIC | 114 | 18047 | Co-op | 25911 | 30 | Solar |  |  | Interconnected | Owatonna | 55060 | Merton | north | Residential | POWRE | 80845 | 2022 | 2022
20262-228500-01 | STEELE-WASECA COOPERATIVE ELECTRIC | 114 | 18047 | Co-op | 1089392 | 5 | Solar |  |  | Interconnected | Ellendale | 56026 | County Line | north | Residential |  | 18600 | 2022 | 2022
20262-228500-01 | STEELE-WASECA COOPERATIVE ELECTRIC | 114 | 18047 | Co-op | 1066280 | 12.22 | Solar |  |  | Interconnected | Blooming Prairie | 55917 | Steele Center | east | Residential | POWRE | 38920 | 2022 | 2022
20262-228500-01 | STEELE-WASECA COOPERATIVE ELECTRIC | 114 | 18047 | Co-op | 1087941 | 19.544 | Solar |  |  | Interconnected | Northfield | 55057 | valley grove | north | Residential |  | 16072 | 2022 | 2022
20262-228500-01 | STEELE-WASECA COOPERATIVE ELECTRIC | 114 | 18047 | Co-op | 1080082 | 13.9 | Solar |  |  | Interconnected | Lonsdale | 55088 | Circle Lake | North | Residential | POWRE | 64650 | 2022 | 2022
20262-228500-01 | STEELE-WASECA COOPERATIVE ELECTRIC | 114 | 18047 | Co-op | 1090291 | 20 | Solar |  |  | Interconnected | Webster | 55088 | Circle Lake | North | Residential | POWRE | 80650 | 2022 | 2022
20262-228500-01 | STEELE-WASECA COOPERATIVE ELECTRIC | 114 | 18047 | Co-op | 25282 | 13.99 | Solar |  |  | Interconnected | New Richland | 56072 | st. olaf | east | Residential | POWRE | 50000 | 2022 | 2022
20262-228500-01 | STEELE-WASECA COOPERATIVE ELECTRIC | 114 | 18047 | Co-op | 1102343 | 14 | Solar |  |  | Interconnected | Northfield | 55057 | valley | west | Residential | POWRE | 75000 | 2022 | 2022
20262-228500-01 | STEELE-WASECA COOPERATIVE ELECTRIC | 114 | 18047 | Co-op | 34054 | 14.5 | Solar |  |  | Interconnected | Webster | 55088 | Circle Lake | North | Residential | POWRE |  | 2022 | 2022
20262-228500-01 | STEELE-WASECA COOPERATIVE ELECTRIC | 114 | 18047 | Co-op | 1078253 | 27.948 | Solar |  |  | Interconnected | Faribault | 55021 | French Lake | West | Residential |  |  | 2022 | 2022
20262-228500-01 | STEELE-WASECA COOPERATIVE ELECTRIC | 114 | 18047 | Co-op | 106660 | 12 | Solar |  |  | Interconnected | New Richland | 56072 | St. Olaf | east | Residential | POWRE |  | 2022 | 2022
20262-228500-01 | STEELE-WASECA COOPERATIVE ELECTRIC | 114 | 18047 | Co-op | 21224 | 13.8 | Solar |  |  | Interconnected | Lonsdale | 55046 | Circle Lake | south | Residential | POWRE | 40356 | 2022 | 2022
20262-228500-01 | STEELE-WASECA COOPERATIVE ELECTRIC | 114 | 18047 | Co-op | 1096682 | 9.28 | Solar |  |  | Interconnected | Owatonna | 55060 | warsaw | south | Residential | POWRE | 10000 | 2022 | 2022
20262-228500-01 | STEELE-WASECA COOPERATIVE ELECTRIC | 114 | 18047 | Co-op | 30754 | 14 | Solar |  |  | Interconnected | Blooming Prairie | 55917 | Bixby | south | Residential | POWRE | 40000 | 2022 | 2022
20262-228500-01 | STEELE-WASECA COOPERATIVE ELECTRIC | 114 | 18047 | Co-op | 1054962 | 14 | Solar |  |  | Interconnected | Owatonna | 55060 | Steele Center | east | Residential | POWRE | 52000 | 2022 | 2022
20262-228500-01 | STEELE-WASECA COOPERATIVE ELECTRIC | 114 | 18047 | Co-op | 28877 | 12.5 | Solar |  |  | Interconnected | Northfield | 55057 | valley grove | west | Residential | POWRE | 45690 | 2022 | 2022
20262-228500-01 | STEELE-WASECA COOPERATIVE ELECTRIC | 114 | 18047 | Co-op | 21439 | 14 | Solar |  |  | Interconnected | Waldorf | 56091 | Danvill | South | Residential | POWRE | 120000 | 2022 | 2022
20262-228500-01 | STEELE-WASECA COOPERATIVE ELECTRIC | 114 | 18047 | Co-op | 1015530 | 12 | Solar |  |  | Interconnected | Owatonna | 55060 | Pratt | East | Residential | POWRE | 87080 | 2022 | 2022
20262-228500-01 | STEELE-WASECA COOPERATIVE ELECTRIC | 114 | 18047 | Co-op | 27773 | 13.68 | Solar |  |  | Interconnected | Waseca | 56093 | Matawan | North | Residential | POWRE |  | 2022 | 2022
20262-228500-01 | STEELE-WASECA COOPERATIVE ELECTRIC | 114 | 18047 | Co-op | 1054340 | 37.5 | Solar |  |  | Interconnected | Ellendale | 56026 | 18 | north | Residential |  | 125000 | 2022 | 2022
20262-228500-01 | STEELE-WASECA COOPERATIVE ELECTRIC | 114 | 18047 | Co-op | 27218 | 39.9 | Solar |  |  | Interconnected | New Richland | 56072 | St Olaf |  | Residential |  | 109000 | 2022 | 2022
20262-228500-01 | STEELE-WASECA COOPERATIVE ELECTRIC | 114 | 18047 | Co-op | 32672 | 12 | Solar |  |  | Interconnected | Blooming Prairie | 55917 | Bixby | east | Residential | POWRE | 92390 | 2022 | 2022
20262-228500-01 | STEELE-WASECA COOPERATIVE ELECTRIC | 114 | 18047 | Co-op | 22552 | 12 | Solar |  |  | Interconnected | Waseca | 56093 | Matawan | west | Residential | POWRE |  | 2022 | 2024
20262-228500-01 | STEELE-WASECA COOPERATIVE ELECTRIC | 114 | 18047 | Co-op | 31658 | 38 | Solar |  |  | Interconnected | New Richland | 56072 | St Olaf | East | Residential |  | 135000 | 2022 | 2023
20262-228500-01 | STEELE-WASECA COOPERATIVE ELECTRIC | 114 | 18047 | Co-op | 1097014 | 12.56 | Solar |  |  | Active Application | Ellendale | 56026 | St. Olaf | east | Residential | POWRE |  | 2022
20262-228500-01 | STEELE-WASECA COOPERATIVE ELECTRIC | 114 | 18047 | Co-op | 1112803 | 36 | Solar |  |  | Interconnected | Faribault | 55021 | Warsaw | North | Residential |  | 274180 | 2022 | 2023
20262-228500-01 | STEELE-WASECA COOPERATIVE ELECTRIC | 114 | 18047 | Co-op | 1098979 | 4.06 | Solar |  |  | Interconnected | Faribault | 55021 | Warsaw | North | Residential | POWRE | 25686 | 2023 | 2023
20262-228500-01 | STEELE-WASECA COOPERATIVE ELECTRIC | 114 | 18047 | Co-op | 22121 | 10.47 | Solar |  |  | Interconnected | Northfield | 55057 | Valley Grove | west | Residential |  | 43370 | 2023 | 2023
20262-228500-01 | STEELE-WASECA COOPERATIVE ELECTRIC | 114 | 18047 | Co-op | 1016902 | 11.02 | Solar |  |  | Interconnected | Northfield | 55057 | Valley Grove | west | Residential | POWRE | 63684.21 | 2022 | 2023
20262-228500-01 | STEELE-WASECA COOPERATIVE ELECTRIC | 114 | 18047 | Co-op | 34351 | 13.92 | Solar |  |  | Interconnected | Faribault | 55021 | Valley Grove | South | Residential | POWRE | 81605.26 | 2022 | 2023
20262-228500-01 | STEELE-WASECA COOPERATIVE ELECTRIC | 114 | 18047 | Co-op | 1105271 | 11.02 | Solar |  |  | Interconnected | Faribault | 55021 | French Lake | west | Residential |  | 75622 | 2022 | 2023
20262-228500-01 | STEELE-WASECA COOPERATIVE ELECTRIC | 114 | 18047 | Co-op | 15188 | 6.96 | Solar |  |  | Interconnected | Faribault | 55021 | Walcott | South | Residential | POWRE |  | 2022 | 2023
20262-228500-01 | STEELE-WASECA COOPERATIVE ELECTRIC | 114 | 18047 | Co-op | 36905 | 13.6 | Solar |  |  | Interconnected | Owatonna | 55060 | Merton | West | Residential | POWRE | 42000 | 2022 | 2023
20262-228500-01 | STEELE-WASECA COOPERATIVE ELECTRIC | 114 | 18047 | Co-op | 1097334 | 17.72 | Solar/Bat |  | X | Interconnected | Faribault | 55021 | Warsaw | North | Residential |  | 90040 | 2023 | 2023
20262-228500-01 | STEELE-WASECA COOPERATIVE ELECTRIC | 114 | 18047 | Co-op | 1075867 | 13.6 | Solar |  |  | Interconnected | Kenyon | 55024 | Valley Grove | South | Residential | POWRE | 89906 | 2022 | 2023
20262-228500-01 | STEELE-WASECA COOPERATIVE ELECTRIC | 114 | 18047 | Co-op | 1104049 | 13.99 | Solar |  |  | Interconnected | Waldorf | 56091 | Matawan | west | Residential | POWRE | 80000 | 2022 | 2023
20262-228500-01 | STEELE-WASECA COOPERATIVE ELECTRIC | 114 | 18047 | Co-op | 1028388 | 8.7 | Solar |  |  | Interconnected | Faribault | 55021 | Walcott | North | Residential | POWRE | 27000 | 2021 | 2023
20262-228500-01 | STEELE-WASECA COOPERATIVE ELECTRIC | 114 | 18047 | Co-op | 19299 | 15 | Solar |  |  | Interconnected | Kenyon | 55946 | Merton | North | Residential |  | 45560 | 2022 | 2023
20262-228500-01 | STEELE-WASECA COOPERATIVE ELECTRIC | 114 | 18047 | Co-op | 27058 | 14 | Solar |  |  | Interconnected | Faribault | 55021 | Warsaw | north | Residential | POWRE |  | 2022 | 2023
20262-228500-01 | STEELE-WASECA COOPERATIVE ELECTRIC | 114 | 18047 | Co-op | 27049 | 13.96 | Solar |  |  | Interconnected | Faribault | 55021 | Faribault | North | Residential | POWRE | 70670 | 2022 | 2023
20262-228500-01 | STEELE-WASECA COOPERATIVE ELECTRIC | 114 | 18047 | Co-op | 1096235 | 3 | Solar |  |  | Interconnected | Blooming Prairie | 55917 | Steele Center | east | Residential |  |  | 2022 | 2023
20262-228500-01 | STEELE-WASECA COOPERATIVE ELECTRIC | 114 | 18047 | Co-op | 1092931 | 38 | Solar |  |  | Interconnected | Ellendale | 56026 | St. Olaf | east | Residential |  | 135000 | 2023 | 2024
20262-228500-01 | STEELE-WASECA COOPERATIVE ELECTRIC | 114 | 18047 | Co-op | 33734 | 38.4 | Solar |  |  | Interconnected | Ellendale | 56026 | St. Olaf | east | Residential |  | 135000 | 2023 | 2024
20262-228500-01 | STEELE-WASECA COOPERATIVE ELECTRIC | 114 | 18047 | Co-op | 1094551 | 38 | Solar |  |  | Interconnected | Ellendale | 56026 | St. Olaf | East | Residential |  | 135000 | 2023 | 2024
20262-228500-01 | STEELE-WASECA COOPERATIVE ELECTRIC | 114 | 18047 | Co-op | 1066202 | 12.5 | Solar |  |  | Interconnected | Blooming Prairie | 55917 | Steele Center | East | Residential | POWRE | 42250 | 2022 | 2023
20262-228500-01 | STEELE-WASECA COOPERATIVE ELECTRIC | 114 | 18047 | Co-op | 1013998 | 38.4 | Solar |  |  | Interconnected | Ellendale | 56026 | St. Olaf | east | Residential |  | 135000 | 2022 | 2023
20262-228500-01 | STEELE-WASECA COOPERATIVE ELECTRIC | 114 | 18047 | Co-op | 1097347 | 11.2 | Solar |  |  | Interconnected | Morristown | 55052 | French Lake | East | Residential | POWRE | 46000 | 2022 | 2023
20262-228500-01 | STEELE-WASECA COOPERATIVE ELECTRIC | 114 | 18047 | Co-op | 69476 | 13.6 | Solar |  |  | Interconnected | Owatonna | 55060 | Merton | north | Residential | POWRE |  | 2022 | 2023
20262-228500-01 | STEELE-WASECA COOPERATIVE ELECTRIC | 114 | 18047 | Co-op | 26046 | 13.05 | Solar |  |  | Interconnected | Kenyon | 55946 | Valley Grove | South | Residential | POWRE | 64460 | 2022 | 2023
20262-228500-01 | STEELE-WASECA COOPERATIVE ELECTRIC | 114 | 18047 | Co-op | 1090111 | 3.6 | Solar |  |  | Interconnected | Medford | 55049 | 18 | North | Residential |  | 18575 | 2023 | 2023
20262-228500-01 | STEELE-WASECA COOPERATIVE ELECTRIC | 114 | 18047 | Co-op | 1107060 | 38 | Solar |  |  | Interconnected | Faribault | 55021 | Warsaw | North | Residential |  | 168800 | 2023 | 2023
20262-228500-01 | STEELE-WASECA COOPERATIVE ELECTRIC | 114 | 18047 | Co-op | 1033381 | 14 | Solar |  |  | Interconnected | Northfield | 55057 | Valley Grove | west | Residential | POWRE | 43500 | 2023 | 2023
20262-228500-01 | STEELE-WASECA COOPERATIVE ELECTRIC | 114 | 18047 | Co-op | 1100481 | 19.544 | Solar/Bat |  | X | Interconnected | Northfield | 55057 | Circle lake | North | Residential |  | 132239 | 2023 | 2023
20262-228500-01 | STEELE-WASECA COOPERATIVE ELECTRIC | 114 | 18047 | Co-op | 93210 | 13.6 | Solar |  |  | Interconnected | Owatonna | 55060 | Merton | West | Residential |  |  | 2022 | 2023
20262-228500-01 | STEELE-WASECA COOPERATIVE ELECTRIC | 114 | 18047 | Co-op | 28716 | 36 | Solar |  |  | Interconnected | New Richland | 56072 | Matawan | East | Residential |  | 172763 | 2023 | 2023
20262-228500-01 | STEELE-WASECA COOPERATIVE ELECTRIC | 114 | 18047 | Co-op | 1071550 | 13.96 | Solar |  |  | Interconnected | Kenyon | 55946 | Merton | North | Residential | POWRE |  | 2023 | 2023
20262-228500-01 | STEELE-WASECA COOPERATIVE ELECTRIC | 114 | 18047 | Co-op | 1000984 | 6.4 | Solar |  |  | Interconnected | Lonsdale | 55046 | Circle Lake | North | Residential |  | 39200 | 2023 | 2023
20262-228500-01 | STEELE-WASECA COOPERATIVE ELECTRIC | 114 | 18047 | Co-op | 1106983 | 9.5 | Solar |  |  | withdrawn | Faribault | 55021 | Faribault | North | Residential |  |  | 2023
20262-228500-01 | STEELE-WASECA COOPERATIVE ELECTRIC | 114 | 18047 | Co-op | 25770 | 19.14 | Solar |  |  | Interconnected | Blooming Prairie | 55917 | Pratt | west | Residential |  | 73007 | 2022 | 2023
20262-228500-01 | STEELE-WASECA COOPERATIVE ELECTRIC | 114 | 18047 | Co-op | 1080235 | 6.38 | Solar |  |  | Interconnected | Faribault | 55021 | French Lake | east | Residential |  | 43078.95 | 2022 | 2023
20262-228500-01 | STEELE-WASECA COOPERATIVE ELECTRIC | 114 | 18047 | Co-op | 19599 | 7.25 | Solar |  |  | Interconnected | Northfield | 55057 | Valley Grove | north | Residential | POWRE | 46710.53 | 2022 | 2023
20262-228500-01 | STEELE-WASECA COOPERATIVE ELECTRIC | 114 | 18047 | Co-op | 1033125 | 2.52 | Solar |  |  | Interconnected | Lonsdale | 55046 | Circle lake | west | Residential |  | 8000 | 2023 | 2023
20262-228500-01 | STEELE-WASECA COOPERATIVE ELECTRIC | 114 | 18047 | Co-op | 116174 | 6 | Solar |  |  | Interconnected | Faribault | 55021 | French Lake | east | Residential |  |  | 2023 | 2023
20262-228500-01 | STEELE-WASECA COOPERATIVE ELECTRIC | 114 | 18047 | Co-op | 32187 | 38 | Solar |  |  | Interconnected | Waseca | 56093 | St. Olaf | North | Residential |  | 260000 | 2023 | 2023
20262-228500-01 | STEELE-WASECA COOPERATIVE ELECTRIC | 114 | 18047 | Co-op | 28937 | 5.8 | Solar |  |  | Interconnected | Faribault | 55021 | Valley Grove | south | Residential | POWRE | 24000 | 2023 | 2023
20262-228500-01 | STEELE-WASECA COOPERATIVE ELECTRIC | 114 | 18047 | Co-op | 1032740 | 13.6 | Solar |  |  | Interconnected | Morristown | 55052 | Warsaw | south | Residential | POWRE | 65000 | 2023 | 2023
20262-228500-01 | STEELE-WASECA COOPERATIVE ELECTRIC | 114 | 18047 | Co-op | 23602 | 8.7 | Solar |  |  | Interconnected | Faribault | 55021 | Faribault | West | Residential | POWRE |  | 2022 | 2023
20262-228500-01 | STEELE-WASECA COOPERATIVE ELECTRIC | 114 | 18047 | Co-op | 1069943 | 133.2 | Solar |  |  | Interconnected | Faribault | 55021 | Faribault | North | Industrial |  | 692000 | 2023 | 2023
20262-228500-01 | STEELE-WASECA COOPERATIVE ELECTRIC | 114 | 18047 | Co-op | 1021743 | 13.6 | Solar |  |  | Interconnected | Claremont | 55924 | Pratt | East | Residential | POWRE | 42934 | 2022 | 2023
20262-228500-01 | STEELE-WASECA COOPERATIVE ELECTRIC | 114 | 18047 | Co-op | 1110843 | 13.98 | Solar |  |  | Interconnected | Faribault | 55021 | Warsaw | South | Residential | POWRE | 85000 | 2023 | 2023
20262-228500-01 | STEELE-WASECA COOPERATIVE ELECTRIC | 114 | 18047 | Co-op | 1028188 | 6.09 | Solar |  |  | Interconnected | West Concord | 55985 | Claremont | North | Residential |  | 38500 | 2023 | 2023
20262-228500-01 | STEELE-WASECA COOPERATIVE ELECTRIC | 114 | 18047 | Co-op | 27218 | 39.9 | Solar |  |  | Interconnected | New Richland | 56072 | St Olaf |  | Residential |  | 109000 | 2023 | 2023
20262-228500-01 | STEELE-WASECA COOPERATIVE ELECTRIC | 114 | 18047 | Co-op | 16901 | 20 | Solar |  |  | Interconnected | Claremont | 55924 | Pratt | East | Residential | POWRE | 189450 | 2024 | 2024
20262-228500-01 | STEELE-WASECA COOPERATIVE ELECTRIC | 114 | 18047 | Co-op | 28340 | 14 | Solar |  |  | Interconnected | Lonsdale | 55046 | Circle Lake | W | Residential | POWRE | 25000 | 2024 | 2024
20262-228500-01 | STEELE-WASECA COOPERATIVE ELECTRIC | 114 | 18047 | Co-op | 19852 | 14 | Solar |  |  | Interconnected | Lonsdale | 55046 | Circle Lake | West | Residential | POWRE | 25000 | 2024 | 2024
20262-228500-01 | STEELE-WASECA COOPERATIVE ELECTRIC | 114 | 18047 | Co-op | 31168 | 13.6 | Solar |  |  | Interconnected | Minnesota Lake | 56068 | Danville | South | Residential | POWRE | 113260 | 2024 | 2024
20262-228500-01 | STEELE-WASECA COOPERATIVE ELECTRIC | 114 | 18047 | Co-op | 31670 | 14 | Solar |  |  | Interconnected | Owatonna | 55060 | Pratt | north | Residential | POWRE | 60000 | 2024 | 2024
20262-228500-01 | STEELE-WASECA COOPERATIVE ELECTRIC | 114 | 18047 | Co-op | 115970 | 14 | Solar |  |  | Interconnected | Owatonna | 55060 | Pratt | South | Residential | POWRE | 60000 | 2024 | 2024
20262-228500-01 | STEELE-WASECA COOPERATIVE ELECTRIC | 114 | 18047 | Co-op | 121375 | 13.6 | Solar |  |  | Interconnected | Claremont | 55924 | Claremont | south | Residential | POWRE | 63150 | 2024 | 2024
20262-228500-01 | STEELE-WASECA COOPERATIVE ELECTRIC | 114 | 18047 | Co-op | 1073736 | 8.376 | Solar |  |  | Interconnected | Northfield | 55057 | Valley Grove | North | Residential | POWRE | 38000 | 2024 | 2024
20262-228500-01 | STEELE-WASECA COOPERATIVE ELECTRIC | 114 | 18047 | Co-op | 1027365 | 11.9 | Solar |  |  | Interconnected | Faribault | 55021 | French Lake | West | Residential | POWRE |  | 2024 | 2024
20262-228500-01 | STEELE-WASECA COOPERATIVE ELECTRIC | 114 | 18047 | Co-op | 22552 | 12 | Solar |  |  | Interconnected | Waseca | 56093 | Matawan | west | Residential | POWRE |  | 2024 | 2024
20262-228500-01 | STEELE-WASECA COOPERATIVE ELECTRIC | 114 | 18047 | Co-op | 27889 | 13.6 | Solar |  |  | Interconnected | New Richland | 56072 | St. Olaf | west | Residential | POWRE | 111260 | 2024 | 2024
20262-228500-01 | STEELE-WASECA COOPERATIVE ELECTRIC | 114 | 18047 | Co-op | 28568 | 13.7 | Solar |  |  | Interconnected | Faribault | 55021 | Valley Grove | south | Residential | POWRE | 49353 | 2024 | 2024
20262-228500-01 | STEELE-WASECA COOPERATIVE ELECTRIC | 114 | 18047 | Co-op | 1096159 | 11.4 | Solar |  |  | Interconnected | Faribault | 55021 | Valley Grove | west | Residential | POWRE | 40480 | 2024 | 2024
20262-228500-01 | STEELE-WASECA COOPERATIVE ELECTRIC | 114 | 18047 | Co-op | 1105582 | 6.615 | Solar |  |  | Interconnected | Blooming Prairie | 55917 | steele center | east | Residential | POWRE | 25729 | 2024 | 2024
20262-228500-01 | STEELE-WASECA COOPERATIVE ELECTRIC | 114 | 18047 | Co-op | 31517 | 37.5 | Solar |  |  | Interconnected | Minnesota Lake | 56068 | Danville | South | Residential |  | 113590 | 2024 | 2024
20262-228500-01 | STEELE-WASECA COOPERATIVE ELECTRIC | 114 | 18047 | Co-op | 1093176 | 37.5 | Solar |  |  | Interconnected | Ellendale | 56026 | RiverPoint | East | Residential |  | 111858 | 2024 | 2024
20262-228500-01 | STEELE-WASECA COOPERATIVE ELECTRIC | 114 | 18047 | Co-op | 1113540 | 9.772 | Solar |  |  | Interconnected | Faribault | 55921 | Circle Lake | East | Residential | POWRE | 34752 | 2024 | 2024
20262-228500-01 | STEELE-WASECA COOPERATIVE ELECTRIC | 114 | 18047 | Co-op | 24657 | 30.4 | Solar |  |  | Interconnected | Faribault | 55021 | warsaw | north | Residential |  | 71622 | 2024 | 2024
20262-228500-01 | STEELE-WASECA COOPERATIVE ELECTRIC | 114 | 18047 | Co-op | 1114347 | 16.64 | Solar |  |  | Interconnected | Faribault | 55021 | Walcott | north | Residential |  | 87833.5 | 2024 | 2024
20262-228500-01 | STEELE-WASECA COOPERATIVE ELECTRIC | 114 | 18047 | Co-op | 116174 | 6 | Solar |  |  | Interconnected | Faribault | 55021 | French Lake | east | Residential |  |  | 2023 | 2024
20262-228500-01 | STEELE-WASECA COOPERATIVE ELECTRIC | 114 | 18047 | Co-op | 1092931 | 31.7 | Solar |  |  | Interconnected | Ellendale | 56026 | St. Olaf | east | Residential |  | 135000 | 2024 | 2024
20262-228500-01 | STEELE-WASECA COOPERATIVE ELECTRIC | 114 | 18047 | Co-op | 1094551 | 31.7 | Solar |  |  | Interconnected | Ellendale | 56026 | St. Olaf | East | Residential |  | 135000 | 2024 | 2024
20262-228500-01 | STEELE-WASECA COOPERATIVE ELECTRIC | 114 | 18047 | Co-op | 20792 | 13.96 | Solar |  |  | Interconnected | Wells | 56097 | Matawan | South | Residential | POWRE | 60000 | 2024 | 2024
20262-228500-01 | STEELE-WASECA COOPERATIVE ELECTRIC | 114 | 18047 | Co-op | 24203 | 38.4 | Solar |  |  | Active Application | Minnesota Lake | 56068 | Danville | west | Residential |  | 183000 | 2024 | 2024
20262-228500-01 | STEELE-WASECA COOPERATIVE ELECTRIC | 114 | 18047 | Co-op | 1071916 | 14.658 | Solar |  |  | Interconnected | Northfield | 55057 | Circle Lake | North | Residential | powre | 50000 | 2025 | 2025
20262-228500-01 | STEELE-WASECA COOPERATIVE ELECTRIC | 114 | 18047 | Co-op | 27797 | 14 | Solar |  |  | Interconnected | Faribault | 55021 | Valley Grove | West | Residential | powre | 72000 | 2025 | 2025
20262-228500-01 | STEELE-WASECA COOPERATIVE ELECTRIC | 114 | 18047 | Co-op | 1121262 | 13.98 | Solar |  |  | Interconnected | Faribault | 55021 | Circle Lake | South | Residential | powre | 59500 | 2025 | 2025
20262-228500-01 | STEELE-WASECA COOPERATIVE ELECTRIC | 114 | 18047 | Co-op | 15386 | 14 | Solar |  | X | Interconnected | New Richland | 56072 | Matawan | East | Residential |  | 72000 | 2025 | 2025
20262-228500-01 | STEELE-WASECA COOPERATIVE ELECTRIC | 114 | 18047 | Co-op | 1097014 | 12.56 | Solar |  |  | Active Application | Ellendale | 56026 | St. Olaf | east | Residential | POWRE |  | 2024
20262-228500-01 | STEELE-WASECA COOPERATIVE ELECTRIC | 114 | 18047 | Co-op | 1094475 | 37.5 | Solar |  |  | Active Application | Blooming Prairie | 55917 | RiverPoint | East | Residential |  | 111900 | 2024
20262-228500-01 | STEELE-WASECA COOPERATIVE ELECTRIC | 114 | 18047 | Co-op | 28108 | 8.82 | Solar |  |  | Interconnected | Blooming Prairie | 55917 | Riverpoint | East | Residential | power | 32822 | 2024 | 2025
20262-228500-01 | STEELE-WASECA COOPERATIVE ELECTRIC | 114 | 18047 | Co-op | 1017912 | 12.288 | Solar |  |  | Interconnected | Minnesota Lake | 56068 | Danville | West | Residential |  | 69713.43 | 2024 | 2025
20262-228500-01 | STEELE-WASECA COOPERATIVE ELECTRIC | 114 | 18047 | Co-op | 26882 | 36 | Solar |  |  | Interconnected | Minnesota Lake | 56068 | Danville | West | Residential |  | 183000 | 2024 | 2025
20262-228500-01 | STEELE-WASECA COOPERATIVE ELECTRIC | 114 | 18047 | Co-op | 1118263 | 23 | Solar |  | X | Interconnected | Northfield | 55057 | Valley Grove | West | Residential |  | 40000 | 2024 | 2025
20262-228500-01 | STEELE-WASECA COOPERATIVE ELECTRIC | 114 | 18047 | Co-op | 24993 | 13.6 | Solar |  |  | Interconnected | Owatonna | 55060 | Pratt | South | Residential | POWRE | 37000 | 2025 | 2025
20262-228500-01 | STEELE-WASECA COOPERATIVE ELECTRIC | 114 | 18047 | Co-op | 1084853 | 31.74 | Solar |  |  | Interconnected | Dundas | 55019 | faribault | North | Residential | POWRE | 64037 | 2025 | 2025
20262-228500-01 | STEELE-WASECA COOPERATIVE ELECTRIC | 114 | 18047 | Co-op | 1106834 | 19.2 | Solar |  |  | Interconnected | Blooming Prairie | 55917 | Bixby | west | Residential |  | 54429 | 2025 | 2025
20262-228500-01 | STEELE-WASECA COOPERATIVE ELECTRIC | 114 | 18047 | Co-op | 31321 | 9.98 | Solar |  | X | Active Application | Dundas | 55019 | faribault | North | Residential |  | 57258.44 | 2025
20262-228500-01 | STEELE-WASECA COOPERATIVE ELECTRIC | 114 | 18047 | Co-op | 30212 | 30 | Solar |  |  | Active Application | Lonsdale | 55046 | Circle Lake | West | Residential |  | 115168.83 | 2025
20262-228500-01 | STEELE-WASECA COOPERATIVE ELECTRIC | 114 | 18047 | Co-op | 13667 | 9.6 | Solar |  |  | Active Application | Lonsdale | 55046 | Circle Lake | South | Residential | POWRE | 29601 | 2025
20262-228500-01 | STEELE-WASECA COOPERATIVE ELECTRIC | 114 | 18047 | Co-op | 1123946 | 18.432 | Solar |  |  | Interconnected | Northfield | 55057 | Valley Grove | West | Residential |  | 60244.8 | 2025 | 2025
20262-228500-01 | STEELE-WASECA COOPERATIVE ELECTRIC | 114 | 18047 | Co-op | 1117542 | 12.288 | Solar |  |  | Active Application | Kilkenny | 56052 | French Lake | West | Residential | POWRE | 42515 | 2025
20262-228500-01 | STEELE-WASECA COOPERATIVE ELECTRIC | 114 | 18047 | Co-op | 27190 | 2.679 | Solar |  |  | Active Application | Northfield | 55057 | Circle Lake | North | Residential |  |  | 2025
20262-228500-01 | STEELE-WASECA COOPERATIVE ELECTRIC | 114 | 18047 | Co-op | 1116456 | 11.5 | Solar |  | X | Active Application | Northfield | 55057 | Valley Grove | West | Residential | N /A | 95140 | 2025
20262-228500-01 | STEELE-WASECA COOPERATIVE ELECTRIC | 114 | 18047 | Co-op | 22580 | 10 | Solar |  |  | Active Application | Waseca | 56093 | St Olaf | North | Residential | POWRE | 30000 | 2025
20262-228684-01 | Thief River Falls Municipal Utilities | 115 | 18820 | Muni | NOVA6399 | 13.8 | Solar |  |  | Active Application | Thief River Falls | 56701 | Northland Substation | 750 MCM North | Residential |  | 35000 | 2022
20262-228684-01 | Thief River Falls Municipal Utilities | 115 | 18820 | Muni | NOVA8625 | 19.2 | Solar |  |  | Interconnected | Thief River Falls | 56701 | Morris Owen Substation | Greenwood Street East | Residential |  | 63685 | 2023 | 2024
20262-228684-01 | Thief River Falls Municipal Utilities | 115 | 18820 | Muni | NOVA13882 | 15.74 | Solar |  |  | Active Application | Thief River Falls | 55040 | Morris Owen Substation | South Town | Residential |  | 54284 | 2025
20262-228684-01 | Thief River Falls Municipal Utilities | 115 | 18820 | Muni | NOVA14028 | 11.52 | Solar |  |  | Active Application | Thief River Falls | 56701 | Northland Substation | 750 MCM South | Residential |  | 17224 | 2025
20261-227289-01 | Todd-Wadena Electric Cooperative | 117 | 27422 | Co-op | 50-34-1010 | 5.5 | Solar |  |  | Interconnected | Browerville | 56438 | 6 | 2 | Commercial |  |  | 2003 | 2003
20261-227289-01 | Todd-Wadena Electric Cooperative | 117 | 27422 | Co-op | 46-13-0310 | 20 | Wind |  |  | Interconnected | Browerville | 56438 | 9 | 1 | Residential |  |  | 2007 | 2007
20261-227289-01 | Todd-Wadena Electric Cooperative | 117 | 27422 | Co-op | 17-10-0120 | 1.8 | Solar |  |  | Withdrawn | Menahga | 56464 | 8 | 3 | Commercial |  |  | 2009 | 2009 | 2014
20261-227289-01 | Todd-Wadena Electric Cooperative | 117 | 27422 | Co-op | 06-32-1610 | 2.1 | Solar |  |  | Interconnected | Menahga | 56464 | 8 | 1 | Residential |  |  | 2010 | 2010
20261-227289-01 | Todd-Wadena Electric Cooperative | 117 | 27422 | Co-op | 44-23-1610 | 2.16 | Solar |  |  | Interconnected | Bertha | 56437 | 5 | 2 | Residential |  |  | 2010 | 2010
20261-227289-01 | Todd-Wadena Electric Cooperative | 117 | 27422 | Co-op | 28-17-1410-41 | 2.8 | Solar |  |  | Interconnected | Verndale | 56481 | 2 | 1 | Residential |  |  | 2010 | 2010
20261-227289-01 | Todd-Wadena Electric Cooperative | 117 | 27422 | Co-op | 15-07-1410 | 2 | Solar |  |  | Interconnected | Sebeka | 56477 | 10 | 1 | Residential |  |  | 2010 | 2010
20261-227289-01 | Todd-Wadena Electric Cooperative | 117 | 27422 | Co-op | 42-26-0930 | 39.9 | Wind |  |  | Interconnected | Hewitt | 56453 | 7 | 3 | Residential |  |  | 2012 | 2012
20261-227289-01 | Todd-Wadena Electric Cooperative | 117 | 27422 | Co-op | 32-18-0520-46 | 39.5 | Wind |  |  | Interconnected | Wadena | 56482 | 14 | 4 | Commercial |  |  | 2012 | 2012
20261-227289-01 | Todd-Wadena Electric Cooperative | 117 | 27422 | Co-op | 17-14-1120 | 5.6 | Solar |  | X | Interconnected | Menahga | 56464 | 8 | 3 | Residential |  |  | 2013 | 2013
20261-227289-01 | Todd-Wadena Electric Cooperative | 117 | 27422 | Co-op | 06-36-0920 | 3.9 | Solar |  |  | Interconnected | Menahga | 56464 | 8 | 2 | Residential |  |  | 2014 | 2014
20261-227289-01 | Todd-Wadena Electric Cooperative | 117 | 27422 | Co-op | 08-18-1410 | 4.5 | Solar |  |  | Interconnected | Menahga | 56464 | 8 | 1 | Residential |  |  | 2015 | 2015
20261-227289-01 | Todd-Wadena Electric Cooperative | 117 | 27422 | Co-op | 29-10-1310 | 20 | Solar |  |  | Interconnected | Wadena | 56482 | 2 | 5 | Commercial |  |  | 2016 | 2016
20261-227289-01 | Todd-Wadena Electric Cooperative | 117 | 27422 | Co-op | 38-03-0810 | 39.5 | Solar |  |  | Interconnected | Staples | 56479 | 4 | 5 | Commercial |  |  | 2016 | 2016
20261-227289-01 | Todd-Wadena Electric Cooperative | 117 | 27422 | Co-op | 38-03-0910 | 36 | Solar |  |  | Interconnected | Motley | 56466 | 4 | 5 | Residential |  |  | 2017 | 2017
20261-227289-01 | Todd-Wadena Electric Cooperative | 117 | 27422 | Co-op | 38-03-0310 | 26.6 | Solar |  |  | Interconnected | Motley | 56466 | 4 | 5 | Residential |  |  | 2017 | 2017
20261-227289-01 | Todd-Wadena Electric Cooperative | 117 | 27422 | Co-op | 51-12-1540R | 38 | Solar |  |  | Interconnected | Motley | 56466 | 4 | 5 | Residential |  |  | 2017 | 2017
20261-227289-01 | Todd-Wadena Electric Cooperative | 117 | 27422 | Co-op | 51-12-1540 | 30 | Solar |  |  | Interconnected | Browerville | 56438 | 9 | 3 | Residential |  |  | 2017 | 2017
20261-227289-01 | Todd-Wadena Electric Cooperative | 117 | 27422 | Co-op | 51-33-0106-43 | 5 | Solar |  |  | Interconnected | Browerville | 56438 | 6 | 5 | Residential |  |  | 2017 | 2017
20261-227289-01 | Todd-Wadena Electric Cooperative | 117 | 27422 | Co-op | 50-06-1010-000 | 6.075 | Solar |  |  | Interconnected | Browerville | 56438 | 9 | 3 | Residential |  | 20000 | 2018 | 2019
20261-227289-01 | Todd-Wadena Electric Cooperative | 117 | 27422 | Co-op | NOVA1420 | 6.96 | Solar |  |  | Interconnected | Wadena | 56482 | 7 | 1 | Residential |  | 31275 | 2019 | 2019
20261-227289-01 | Todd-Wadena Electric Cooperative | 117 | 27422 | Co-op | NOVA2389 | 15 | Solar |  |  | Withdrawn | Aldrich | 56434 | 4 | 4 | Residential |  | 40000 | 2019
20261-227289-01 | Todd-Wadena Electric Cooperative | 117 | 27422 | Co-op | 34-26-1010 | 39.9 | Solar |  |  | Interconnected | Staples | 56479 | 11 | 4 | Commercial |  |  | 2019 | 2019
20261-227289-01 | Todd-Wadena Electric Cooperative | 117 | 27422 | Co-op | 34-25-1210-46 | 120 | Solar |  |  | Interconnected | Staples | 56479 | 11 | 6 | Commercial |  |  | 2019 | 2019
20261-227289-01 | Todd-Wadena Electric Cooperative | 117 | 27422 | Co-op | 34-34-1520 | 39.9 | Solar |  |  | Interconnected | Staples | 56479 | 4 | 5 | Commercial |  |  | 2019 | 2019
20261-227289-01 | Todd-Wadena Electric Cooperative | 117 | 27422 | Co-op | 33-31-1230 | 8.65 | Solar |  |  | Interconnected | Verndale | 56481 | 3 | 1 | Residential |  |  | 2019 | 2019
20261-227289-01 | Todd-Wadena Electric Cooperative | 117 | 27422 | Co-op | 64-05-1430 | 25.6 | Solar |  |  | Interconnected | Long Prairie | 56347 | 12 | 2 | Residential |  |  | 2019 | 2019
20261-227289-01 | Todd-Wadena Electric Cooperative | 117 | 27422 | Co-op | 40-28-1010 | 7.6 | Solar |  |  | Interconnected | Verndale | 56481 | 3 | 1 | Residential |  |  | 2019 | 2019
20261-227289-01 | Todd-Wadena Electric Cooperative | 117 | 27422 | Co-op | NOVA3878 | 7.6 | Solar |  |  | Interconnected | Verndale | 56481 | 11 | 4 | Residential |  | 15790 | 2020 | 2021
20261-227289-01 | Todd-Wadena Electric Cooperative | 117 | 27422 | Co-op | NOVA3867 | 10 | Solar |  |  | Interconnected | Verndale | 56481 | 11 | 4 | Residential |  | 22200 | 2020 | 2021
20261-227289-01 | Todd-Wadena Electric Cooperative | 117 | 27422 | Co-op | NOVA3617 | 24 | Solar |  |  | Interconnected | Browerville | 56438 | 6 | 3 | Residential |  | 60000 | 2020 | 2021
20261-227289-01 | Todd-Wadena Electric Cooperative | 117 | 27422 | Co-op | NOVA3361 | 39.82 | Solar |  |  | Interconnected | Staples | 56479 | 11 | 1 | Residential |  | 132230.53 | 2020 | 2020
20261-227289-01 | Todd-Wadena Electric Cooperative | 117 | 27422 | Co-op | NOVA3123 | 13.92 | Solar |  |  | Interconnected | Staples | 56479 | 11 | 4 | Residential |  | 55996 | 2020 | 2020
20261-227289-01 | Todd-Wadena Electric Cooperative | 117 | 27422 | Co-op | NOVA2850 | 8.06 | Solar |  |  | Interconnected | Browerville | 56438 | 12 | 2 | Residential |  | 38784 | 2020 | 2020
20261-227289-01 | Todd-Wadena Electric Cooperative | 117 | 27422 | Co-op | NOVA4195 | 16 | Solar |  |  | Interconnected | Eagle Bend | 56446 | 12 | 2 | Residential |  | 45000 | 2021 | 2021
20261-227289-01 | Todd-Wadena Electric Cooperative | 117 | 27422 | Co-op | NOVA4582 | 23.4 | Solar |  |  | Interconnected | Verndale | 56481 | 10 | 4 | Residential |  | 25000 | 2021 | 2022
20261-227289-01 | Todd-Wadena Electric Cooperative | 117 | 27422 | Co-op | NOVA4914 | 10 | Solar |  |  | Withdrawn | Wadena | 56482 | 2 | 3 | Residential |  | 62699 | 2021
20261-227289-01 | Todd-Wadena Electric Cooperative | 117 | 27422 | Co-op | NOVA4999 | 13.2 | Solar |  |  | Withdrawn | Wadena | 56482 | 2 | 3 | Residential |  | 71549 | 2021
20261-227289-01 | Todd-Wadena Electric Cooperative | 117 | 27422 | Co-op | NOVA5368 | 20 | Other | X |  | Withdrawn | Menahga | 56464 | 13 | 2 | Residential |  | 52000 | 2021
20261-227289-01 | Todd-Wadena Electric Cooperative | 117 | 27422 | Co-op | NOVA2388 | 15 | Solar |  |  | Interconnected | Aldrich | 56434 | 4 | 4 | Residential |  | 40000 | 2019 | 2020
20261-227289-01 | Todd-Wadena Electric Cooperative | 117 | 27422 | Co-op | NOVA5683-50-33-0801-42B | 5.22 | Solar |  |  | Withdrawn | Cushing | 56443 | 6 | 2 | Residential |  | 17316 | 2022
20261-227289-01 | Todd-Wadena Electric Cooperative | 117 | 27422 | Co-op | NOVA5730-32-18-0410-00 | 11.4 | Solar |  |  | Interconnected | Wadena | 56482 | 14 | 4 | Residential |  | 45000 | 2022 | 2022
20261-227289-01 | Todd-Wadena Electric Cooperative | 117 | 27422 | Co-op | NOVA5994-30-36-1330-00 | 24.94 | Solar |  |  | Interconnected | Wadena | 56482 | 14 | 3 | Residential |  | 134398 | 2022 | 2022
20261-227289-01 | Todd-Wadena Electric Cooperative | 117 | 27422 | Co-op | NOVA6248-34-36-0714-53 | 6.09 | Solar |  |  | Withdrawn | Staples | 56479 | 11 | 2 | Residential |  | 26629 | 2022
20261-227289-01 | Todd-Wadena Electric Cooperative | 117 | 27422 | Co-op | NOVA6647-40-21-1410-00 | 11.89 | Solar |  | X | Interconnected | Verndale | 56481 | 3 | 1 | Residential |  | 82737 | 2022 | 2023
20261-227289-01 | Todd-Wadena Electric Cooperative | 117 | 27422 | Co-op | NOVA6647-40-21-1410-00-S | 10 | Storage |  |  | Interconnected | Verndale | 56481 | 3 | 1 | Residential |  | 82737 | 2022 | 2023
20261-227289-01 | Todd-Wadena Electric Cooperative | 117 | 27422 | Co-op | NOVA6883-38-31-1310 | 7.6 | Solar |  |  | Withdrawn | Staples | 56479 | 9 | 1 | Residential |  | 53263 | 2022
20261-227289-01 | Todd-Wadena Electric Cooperative | 117 | 27422 | Co-op | NOVA7406-42-12-1310 | 12.76 | Solar |  |  | Interconnected | Hewitt | 56453 | 7 | 3 | Residential |  | 36213 | 2023 | 2023
20261-227289-01 | Todd-Wadena Electric Cooperative | 117 | 27422 | Co-op | NOVA7468-39-27-1610 | 32 | Solar |  |  | Interconnected | Staples | 56479 | 4 | 2 | Residential |  | 83600 | 2023 | 2023
20261-227289-01 | Todd-Wadena Electric Cooperative | 117 | 27422 | Co-op | NOVA7620-33-07-0810 | 6 | Solar |  |  | Interconnected | Verndale | 56481 | 3 | 3 | Residential |  | 45000 | 2023 | 2023
20261-227289-01 | Todd-Wadena Electric Cooperative | 117 | 27422 | Co-op | NOVA7722-45-04-1410 | 6.4 | Solar |  |  | Interconnected | Bertha | 56437 | 5 | 1 | Residential |  | 11138 | 2023 | 2023
20261-227289-01 | Todd-Wadena Electric Cooperative | 117 | 27422 | Co-op | NOVA7757-28-12-1610-00 | 11.4 | Solar |  |  | Interconnected | Verndale | 56481 | 2 | 1 | Residential |  | 35000 | 2023 | 2023
20261-227289-01 | Todd-Wadena Electric Cooperative | 117 | 27422 | Co-op | NOVA7904-09-20-1620 | 11.4 | Solar |  |  | Interconnected | Menahga | 56464 | 13 | 2 | Residential |  | 46913 | 2023 | 2023
20261-227289-01 | Todd-Wadena Electric Cooperative | 117 | 27422 | Co-op | NOVA8326-34-13-1606-45 | 8.96 | Solar |  |  | Interconnected | Staples | 56479 | 11 | 2 | Residential |  | 34619 | 2023 | 2023
20261-227289-01 | Todd-Wadena Electric Cooperative | 117 | 27422 | Co-op | NOVA8589-16-22-0120 | 18.56 | Solar |  |  | Withdrawn | Menahga | 56464 | 1 | 2 | Residential |  | 119822.84 | 2023
20261-227289-01 | Todd-Wadena Electric Cooperative | 117 | 27422 | Co-op | NOVA9132-33-28-0410-00 | 12.29 | Solar |  |  | Interconnected | Verndale | 56481 | 3 | 1 | Residential |  | 20160 | 2024 | 2024
20261-227289-01 | Todd-Wadena Electric Cooperative | 117 | 27422 | Co-op | NOVA9150-16-22-0120 | 17.6 | Solar |  |  | Interconnected | Menahga |  | 1 | 2 | Residential |  | 1e+05 | 2024 | 2024
20261-227289-01 | Todd-Wadena Electric Cooperative | 117 | 27422 | Co-op | NOVA10466-20-16-0410 | 12 | Solar |  |  | Interconnected | Sebeka | 56477 | 1 | 3 | Residential |  | 47296 | 2024 | 2024
20261-227289-01 | Todd-Wadena Electric Cooperative | 117 | 27422 | Co-op | NOVA10612-32-32-0430-00 | 9.22 | Solar |  |  | Interconnected | Wadena | 56482 | 7 | 4 | Residential |  | 37824 | 2024 | 2024
20261-227289-01 | Todd-Wadena Electric Cooperative | 117 | 27422 | Co-op | NOVA10813-18-02-0810-00 | 22.8 | Solar |  |  | Active Application | Sebeka | 56477 | 8 | 4 | Residential |  | 73490 | 2024
20261-227289-01 | Todd-Wadena Electric Cooperative | 117 | 27422 | Co-op | NOVA11453-06-29-1610-00 | 3.6 | Solar |  |  | Interconnected | Menahga | 56464 | 8 | 1 | Residential |  |  | 2009 | 2009
20261-227289-01 | Todd-Wadena Electric Cooperative | 117 | 27422 | Co-op | NOVA12142-40-03-0410 | 30.72 | Solar |  |  | Interconnected | Verndale | 56481 | 3 | 1 | Residential |  | 50000 | 2024 | 2025
20261-227289-01 | Todd-Wadena Electric Cooperative | 117 | 27422 | Co-op | NOVA12490-45-14-0110-00 | 9.22 | Solar |  |  | Interconnected | Bertha | 56437 | 5 | 4 | Residential |  | 37520 | 2025 | 2025
20261-227289-01 | Todd-Wadena Electric Cooperative | 117 | 27422 | Co-op | NOVA12577-17-17-0920 | 12.8 | Solar |  |  | Interconnected | Sebeka | 56477 | 16 | 3 | Residential |  | 35000 | 2025 | 2025
20261-227289-01 | Todd-Wadena Electric Cooperative | 117 | 27422 | Co-op | NOVA12586-57-09-0510 | 22.27 | Solar |  |  | Interconnected | Clarissa | 56440 | 12 | 2 | Residential |  | 69540 | 2025 | 2025
20261-227289-01 | Todd-Wadena Electric Cooperative | 117 | 27422 | Co-op | NOVA12868-30-28-1404-41 | 6.91 | Solar |  |  | Interconnected | Bluffton | 56518 | 14 | 3 | Residential |  | 24120 | 2025
20261-227289-01 | Todd-Wadena Electric Cooperative | 117 | 27422 | Co-op | NOVA13137-40-21-1410-00 | 12.3 | Solar |  | X | Active Application | Verndale | 56481 | 3 | 3 | Residential |  | 50000 | 2025
20261-227289-01 | Todd-Wadena Electric Cooperative | 117 | 27422 | Co-op | NOVA13299-09-09-1410-00 | 16 | Solar |  |  | Active Application | Menahga | 56464 | 13 | 2 | Residential |  |  | 2025
20261-227289-01 | Todd-Wadena Electric Cooperative | 117 | 27422 | Co-op | NOVA13654-07-24-0330-00 | 15 | Solar |  |  | Active Application | Menahga | 56464 | 16 | 1 | Residential |  | 30000 | 2025
20261-227289-01 | Todd-Wadena Electric Cooperative | 117 | 27422 | Co-op | NOVA13831-34-27-1220-00 | 19.2 | Solar |  |  | Active Application | Staples | 56479 | 11 | 4 | Residential |  | 97050.8 | 2025
20262-228687-01 | Traverse Electric Coop | 116 | 19060 | Co-op | 37671 | 39.6 | Wind |  |  | Interconnected | Chokio | 56221 |  | 2309 | Residential |  |  | 2016 | 2016
20262-228687-01 | Traverse Electric Coop | 116 | 19060 | Co-op | 11894 | 39.9 | Solar |  |  | Interconnected | Johnson | 56236 |  | 3 | Residential |  |  | 2017 | 2017
20262-228687-01 | Traverse Electric Coop | 116 | 19060 | Co-op | 27161 | 39.9 | Solar |  |  | Interconnected | Dumont | 56236 |  |  | Residential |  | 145000 | 2019 | 2019
20262-228687-01 | Traverse Electric Coop | 116 | 19060 | Co-op | TEC-21-01 | 7.6 | Solar |  |  | Interconnected | Lake Valley Township | 56296 | 3 | 5 | Residential |  | 42000 | 2021 | 2021
20262-228687-01 | Traverse Electric Coop | 116 | 19060 | Co-op | TEC-21-02 | 38.5 | Solar |  |  | Interconnected | North Ottawa Township | 56274 | 2 | 2 | Commercial |  | 135000 | 2021 | 2022
20262-228687-01 | Traverse Electric Coop | 116 | 19060 | Co-op | TEC-21-03 | 38.5 | Solar |  |  | Interconnected | Redpath Township | 56274 | 2 | 3 | Commercial |  | 135000 | 2021 | 2022
20262-228687-01 | Traverse Electric Coop | 116 | 19060 | Co-op | TEC-22-01 | 35.96 | Solar |  |  | Interconnected | Norcross | 56274 | 2 | 3 | Residential |  | 129702 | 2022 | 2023
20262-228687-01 | Traverse Electric Coop | 116 | 19060 | Co-op | NOVA7592 | 20.01 | Solar |  |  | Interconnected | Nashua | 56565 | Doran | 2 | Residential |  | 80000 | 2023 | 2023
20261-227260-01 | Truman Public Utilities | 180 | 19237 | Muni | NOVA13516 | 5 | Solar |  |  | Active Application | Truman | 56088 | 7200 Suib | South | Residential |  | 6000 | 2025
20261-227260-01 | Truman Public Utilities | 180 | 19237 | Muni | NOVA 5215 | 6 | Solar |  |  | Interconnected | Truman | 56088 | 7200 Sub | South | Residential |  | 10000 | 2021 | 2023
20261-227284-01 | Brainerd Public Utilities | 11 | 2138 | Muni | 2007 Application 1 | 2.1 | Solar |  |  | Interconnected | Brainerd | 56401 | Main | 558 | Residential |  |  | 2007 | 2007
20261-227284-01 | Brainerd Public Utilities | 11 | 2138 | Muni | 2011 Application 2 | 9.8 | Solar |  |  | Interconnected | Brainerd | 56401 | Main | 518 | Commercial |  |  | 2011 | 2011
20261-227284-01 | Brainerd Public Utilities | 11 | 2138 | Muni | 2011 Application 3 | 8.9 | Solar |  |  | Interconnected | Brainerd | 56401 | Main | 558 | Utility |  |  | 2011 | 2011
20261-227284-01 | Brainerd Public Utilities | 11 | 2138 | Muni | 2011 Application 4 | 3.52 | Solar |  |  | Interconnected | Brainerd | 56401 | Main | 528 | Residential |  |  | 2011 | 2011
20261-227284-01 | Brainerd Public Utilities | 11 | 2138 | Muni | 2014 Application 5 | 4.8 | Solar |  |  | Interconnected | Brainerd | 56401 | Main | 548 | Commercial |  |  | 2014 | 2014
20261-227284-01 | Brainerd Public Utilities | 11 | 2138 | Muni | 2015 Application 6 | 2.16 | Solar |  |  | Interconnected | Brainerd | 56401 | Main | 548 | Residential |  |  | 2015 | 2015
20261-227284-01 | Brainerd Public Utilities | 11 | 2138 | Muni | 2017 Application 7 | 2.48 | Solar |  |  | Interconnected | Brainerd | 56401 | Main | 558 | Residential |  |  | 2017 | 2017
20261-227284-01 | Brainerd Public Utilities | 11 | 2138 | Muni | 2017 Application 8 | 5 | Solar |  |  | Interconnected | Brainerd | 56401 | Main | 558 | Residential |  |  | 2017 | 2017
20261-227284-01 | Brainerd Public Utilities | 11 | 2138 | Muni | 2017 Application 9 | 7.5 | Solar |  |  | Interconnected | Brainerd | 56401 | Main | 518 | Residential |  |  | 2017 | 2017
20261-227284-01 | Brainerd Public Utilities | 11 | 2138 | Muni | 2018 Application 10 | 8.4 | Solar |  |  | Interconnected | Brainerd | 56401 | Main | 518 | Residential |  | 9600 | 2018 | 2018
20261-227284-01 | Brainerd Public Utilities | 11 | 2138 | Muni | 2019 Application 11 | 39.8 | Solar |  |  | Interconnected | Brainerd | 56401 | Main | 518 | Commercial |  |  | 2019 | 2019
20261-227284-01 | Brainerd Public Utilities | 11 | 2138 | Muni | 2019 Application 12 | 13.34 | Solar |  |  | Interconnected | Brainerd | 56401 | Main | 528 | Residential |  | 66084 | 2019 | 2019
20261-227284-01 | Brainerd Public Utilities | 11 | 2138 | Muni | 2019 Application 13 | 2.03 | Solar |  |  | Interconnected | Brainerd | 56401 | Main | 528 | Residential |  | 12000 | 2019 | 2019
20261-227284-01 | Brainerd Public Utilities | 11 | 2138 | Muni | 2020 Application 14 | 4.8 | Solar |  |  | Interconnected | Brainerd | 56401 | Main | 558 | Residential |  | 9505 | 2020 | 2020
20261-227284-01 | Brainerd Public Utilities | 11 | 2138 | Muni | 2020 Application 15 | 5.6 | Solar |  |  | Interconnected | Brainerd | 56401 | Main | 558 | Residential |  | 15000 | 2020 | 2020
20261-227284-01 | Brainerd Public Utilities | 11 | 2138 | Muni | 2020 Application 16 | 7.6 | Solar |  |  | Interconnected | Brainerd | 56401 | Main | 558 | Residential |  | 10000 | 2020 | 2020
20261-227284-01 | Brainerd Public Utilities | 11 | 2138 | Muni | 2021 Application 17 | 17.3 | Solar |  |  | Interconnected | Brainerd | 56401 | Main | 528 | Commercial |  | 38000 | 2021 | 2021
20261-227284-01 | Brainerd Public Utilities | 11 | 2138 | Muni | 2021 Application 18 | 19.99 | Solar |  |  | Interconnected | Brainerd | 56401 | Main | 558 | Commercial |  | 77000 | 2021 | 2021
20261-227284-01 | Brainerd Public Utilities | 11 | 2138 | Muni | 2021 Application 19 | 9.6 | Solar |  |  | Interconnected | Brainerd | 56401 | Main | 518 | Residential |  | 26400 | 2021 | 2021
20261-227284-01 | Brainerd Public Utilities | 11 | 2138 | Muni | 2022 Application 20 | 6 | Solar |  |  | Interconnected | Brainerd | 56401 | Main | 518 | Residential |  | 32560 | 2022 | 2022
20261-227284-01 | Brainerd Public Utilities | 11 | 2138 | Muni | 2023 Application 7823 | 4.8 | Solar |  |  | Interconnected | Brainerd | 56401 | Main | 548 | Residential |  | 24900 | 2023 | 2023
20261-227284-01 | Brainerd Public Utilities | 11 | 2138 | Muni | 2023 Application 8157 | 6 | Solar |  |  | Interconnected | Brainerd | 56401 | Main | 518 | Residential |  | 40802.17 | 2023 | 2023
20261-227284-01 | Brainerd Public Utilities | 11 | 2138 | Muni | NOVA5248 | 19.99 | Solar |  |  | Interconnected | Brainerd | 56401 | Main | 558 | Commercial |  | 77000 | 2021 | 2021
20261-227284-01 | Brainerd Public Utilities | 11 | 2138 | Muni | NOVA5444 | 6 | Solar |  |  | Interconnected | Brainerd | 56401 | Main | 518 | Residential |  | 32560 | 2021 | 2022
20261-227284-01 | Brainerd Public Utilities | 11 | 2138 | Muni | NOVA7823 | 4.8 | Solar |  |  | Interconnected | Brainerd | 56401 | Downtown | 1 | Residential |  | 24900 | 2023 | 2023
20261-227284-01 | Brainerd Public Utilities | 11 | 2138 | Muni | NOVA8157 | 6.96 | Solar |  |  | Interconnected | Brainerd | 56401 | Main | 518 | Residential |  | 40802.17 | 2023 | 2023
20261-227284-01 | Brainerd Public Utilities | 11 | 2138 | Muni | NOVA9073 | 7.56 | Solar |  |  | Interconnected | Brainerd | 56401 | Main | 518 | Residential |  | 32752 | 2024 | 2024
20261-227284-01 | Brainerd Public Utilities | 11 | 2138 | Muni | NOVA10572 | 2.88 | Solar |  |  | Interconnected | Brainerd | 56401 | Main | 518 | Residential |  | 13792.3 | 2024 | 2024
20261-227284-01 | Brainerd Public Utilities | 11 | 2138 | Muni | NOVA10636 | 39.73 | Solar |  |  | Interconnected | Baxter | 56425 | Main | 518 | Commercial |  | 65920 | 2024 | 2024
20261-227284-01 | Brainerd Public Utilities | 11 | 2138 | Muni | NOVA12178 | 2.61 | Solar |  |  | Interconnected | Brainerd | 56401 | Main | 568 | Residential |  | 13000 | 2024 | 2024
20261-227284-01 | Brainerd Public Utilities | 11 | 2138 | Muni | NOVA12556 | 38.4 | Solar |  |  | Interconnected | Brainerd | 56401 | Main | 518 | Commercial |  | 157980 | 2025 | 2025
20261-227284-01 | Brainerd Public Utilities | 11 | 2138 | Muni | NOVA12610 | 38.4 | Solar |  |  | Interconnected | Brainerd | 56401 | Main | 518 | Commercial |  | 153350 | 2025 | 2025
20261-227284-01 | Brainerd Public Utilities | 11 | 2138 | Muni | NOVA12837 | 6.98 | Solar |  |  | Interconnected | Brainerd | 56401 | Downtown | 1 | Residential |  | 25764 | 2025 | 2025
20261-227284-01 | Brainerd Public Utilities | 11 | 2138 | Muni | NOVA12884 | 389.03 | Solar |  |  | Withdrawn | Brainerd | 56401 |  |  |  |  | 1571137 | 2025
20261-227284-01 | Brainerd Public Utilities | 11 | 2138 | Muni | NOVA12981 | 4.61 | Solar |  |  | Interconnected | Brainerd | 56401 | Main | 558 | Residential |  | 17931 | 2025 | 2025
20261-227284-01 | Brainerd Public Utilities | 11 | 2138 | Muni | NOVA13149 | 28.5 | Solar |  |  | Withdrawn | Brainerd | 56401 |  |  |  |  | 86000 | 2025
20261-227284-01 | Brainerd Public Utilities | 11 | 2138 | Muni | NOVA13189 | 8.45 | Solar |  |  | Interconnected | Brainerd | 56367 | Main | 518 | Residential |  | 53566.08 | 2025 | 2025
20261-227284-01 | Brainerd Public Utilities | 11 | 2138 | Muni | NOVA13442 | 24.48 | Solar |  |  | Withdrawn | Brainerd | 56401 | Main | 518 | Residential |  | 95900 | 2025
20261-227284-01 | Brainerd Public Utilities | 11 | 2138 | Muni | NOVA13888 | 24.48 | Solar |  |  | Interconnected | Brainerd | 56401 | Main | 518 | Residential |  | 95900 | 2025 | 2025
20261-227157-01 | Virginia Department of Public Utilities | 122 | 19883 | Muni | 20109120 | 12.48 | Solar |  |  | Interconnected | Virginia | 55792 | Olcott | 6 | Commercial |  |  |  | 2013
20261-227157-01 | Virginia Department of Public Utilities | 122 | 19883 | Muni | 20965010 | 10.14 | Solar |  |  | Interconnected | Virginia | 55792 | P&H | 4 | Commercial |  |  |  | 2013
20261-227157-01 | Virginia Department of Public Utilities | 122 | 19883 | Muni | 50849280 | 10.53 | Solar |  |  | Interconnected | Virginia | 55792 | PP | 4 | Commercial |  |  |  | 2013
20261-227157-01 | Virginia Department of Public Utilities | 122 | 19883 | Muni | 31184840 | 22.4 | Solar |  |  | Interconnected | Virginia | 55792 | PP | 5 | Commercial |  |  |  | 2017
20261-227157-01 | Virginia Department of Public Utilities | 122 | 19883 | Muni | 31191650 | 4.5 | Solar |  |  | Interconnected | Virginia | 55792 | PP | 2 | Residential |  |  |  | 2017
20261-227157-01 | Virginia Department of Public Utilities | 122 | 19883 | Muni | 10550858 | 3.8 | Solar |  |  | Interconnected | Virginia | 55792 | Ridgewood | 7 | Residential |  |  |  | 2019
20261-227157-01 | Virginia Department of Public Utilities | 122 | 19883 | Muni | 20102951 | 38.8 | Solar |  |  | Interconnected | Virginia | 55792 | PP | 2 | Commercial |  |  |  | 2019
20261-227157-01 | Virginia Department of Public Utilities | 122 | 19883 | Muni | 30971600 | 241.92 | Solar |  |  | Interconnected | Virginia | 55792 | PP | 5 | Commercial |  |  |  | 2019
20261-227157-01 | Virginia Department of Public Utilities | 122 | 19883 | Muni | 30213705 | 7.33 | Solar |  |  | Interconnected | Virginia | 55792 | PP | 3 | Residential |  | 25200 | 2021 | 2021
20261-227157-01 | Virginia Department of Public Utilities | 122 | 19883 | Muni | 20430155 | 7.25 | Solar |  |  | Interconnected | Virginia | 55792 | P&H | 4 | Residential |  | 42763 | 2022 | 2022
20261-227157-01 | Virginia Department of Public Utilities | 122 | 19883 | Muni | 20434450 | 5.22 | Solar |  |  | Interconnected | Virginia | 55792 | P&H | 4 | Residential |  | 19440 | 2022 | 2022
20261-227157-01 | Virginia Department of Public Utilities | 122 | 19883 | Muni | 20964441 | 10.24 | Solar |  |  | Interconnected | Virginia | 55792 | P&H | 4 | Residential |  | 36277 | 2022 | 2022
20261-227157-01 | Virginia Department of Public Utilities | 122 | 19883 | Muni | 30862752 | 9.57 | Solar |  |  | Interconnected | Virginia | 55792 | PP | 5 | Commercial |  | 45540 | 2022 | 2022
20261-227157-01 | Virginia Department of Public Utilities | 122 | 19883 | Muni | 10759352 | 10.24 | Solar |  |  | Interconnected | Virginia | 55792 | Midway |  | Residential |  | 42000 | 2023 | 2023
20261-227157-01 | Virginia Department of Public Utilities | 122 | 19883 | Muni | 40746253 | 6.912 | Solar |  |  | Interconnected | Virginia | 55792 | 10th ST S |  | Residential |  |  | 2024 | 2024
20261-227157-01 | Virginia Department of Public Utilities | 122 | 19883 | Muni | 20537602 | 14.4 | Solar |  |  | Interconnected | Virginia | 55792 | P&H |  | Residential |  | 49248 | 2024 | 2024
20262-228707-01 | Warroad Municipal Light & Power | 77 | 20134 | Muni | NOVAWAR02 | 36 | Solar |  |  | Interconnected | Warroad | 56763 | Warroad Municipal | 1-Main | Commercial |  | 1561 | 2021 | 2022
20262-228707-01 | Warroad Municipal Light & Power | 77 | 20134 | Muni | NOVAWAR01 | 3.8 | Solar |  |  | Interconnected | Warroad | 56763 | Warroad Municipal | 1-Main | Residential |  |  | 2022 | 2022
20262-228707-01 | Warroad Municipal Light & Power | 77 | 20134 | Muni | NOVA9065 | 39.6 | Solar |  |  | Interconnected | Warroad | 56763 | Haslerud | North | Commercial |  | 150000 | 2024 | 2024
20262-228707-01 | Warroad Municipal Light & Power | 77 | 20134 | Muni | NOVA12262 | 3500 | Other |  | X | Interconnected | Warroad | 56763 | Warroad Municipal | 1-Main | Residential |  |  | 2024 | 2025
20261-227241-01 | WELLS PUBLIC UTILITIES | 50 | 29295 | Muni | NOVA3879 | 12.1 | Solar |  | X | Interconnected | Wells | 56097 | 1 | 4 | Residential |  | 37295.41 | 2020 | 2021
20261-227241-01 | WELLS PUBLIC UTILITIES | 50 | 29295 | Muni | NOVA4063 | 5.58 | Solar |  |  | Interconnected | Wells | 56097 | 1 | 1 | Residential |  | 28814.09 | 2021 | 2021
20261-227241-01 | WELLS PUBLIC UTILITIES | 50 | 29295 | Muni | NOVA5125 | 10 | Solar |  |  | Interconnected | Wells | 56097 | 1 | 1 | Residential |  | 24150 | 2021 | 2022
20261-227241-01 | WELLS PUBLIC UTILITIES | 50 | 29295 | Muni | NOVA5329 | 5 | Solar |  |  | Withdrawn | Wells | 56097 | 1 | 4 | Residential |  | 20951 | 2021
20261-227241-01 | WELLS PUBLIC UTILITIES | 50 | 29295 | Muni | NOVA5633 | 7.6 | Solar |  |  | Interconnected | Wells | 56097 | 1 | 1 | Residential |  | 18400 | 2022 | 2022
20261-227241-01 | WELLS PUBLIC UTILITIES | 50 | 29295 | Muni | NOVA7123 | 9.6 | Solar |  |  | Interconnected | Wells | 56097 | 1 | 1 | Residential |  | 40962 | 2022 | 2023
20261-227241-01 | WELLS PUBLIC UTILITIES | 50 | 29295 | Muni | NOVA10735 | 5 | Solar |  |  | Interconnected | Wells | 56097 | 1 | 1 | Residential |  | 10789.53 | 2024 | 2025
20261-227241-01 | WELLS PUBLIC UTILITIES | 50 | 29295 | Muni | NOVA10786 | 10.75 | Solar |  |  | Interconnected | Wells | 56097 | 1 | 3 | Residential |  | 17850 | 2024 | 2024
20261-227241-01 | WELLS PUBLIC UTILITIES | 50 | 29295 | Muni | NOVA11865 | 8.83 | Solar |  |  | Interconnected | Wells | 56097 | 1 | 1 | Residential |  | 28805 | 2024 | 2024
20261-227241-01 | WELLS PUBLIC UTILITIES | 50 | 29295 | Muni | NOVA12034 | 34.6 | Solar |  |  | Interconnected | Wells | 56097 | 1 | 3 | Commercial |  | 103370 | 2024 | 2025
20262-228018-01 | Westbrook Public Utilities | 224 | 20430 | Muni | Solar 1 | 9.75 | Solar |  |  | Interconnected | Westbrook | 56183 | 1 | 2 | Residential |  |  | 2017 | 2017
20262-228018-01 | Westbrook Public Utilities | 224 | 20430 | Muni | Solar 2 | 15.6 | Solar |  |  | Interconnected | Westbrook | 56183 | 1 | 3 | Residential |  |  | 2023 | 2023
20262-227849-01 | Wild Rice Electric Cooperative Inc | 127 | 20639 | Co-op | RT0079 | 20 | Wind |  |  | Decommissioned | Twin Valley | 56584 | 11 | 2 | Residential |  |  | 2002 | 2002 | 2013
20262-227849-01 | Wild Rice Electric Cooperative Inc | 127 | 20639 | Co-op | RD5930 | 10 | Wind |  |  | Decommissioned | Detroit Lakes | 56501 | 7 | 1 | Residential |  |  | 2009 | 2009 | 2013
20262-227849-01 | Wild Rice Electric Cooperative Inc | 127 | 20639 | Co-op | WH7155 | 2.4 | Wind |  |  | Interconnected | Audubon | 56511 | 7 | 3 | Residential |  |  | 2009 | 2009
20262-227849-01 | Wild Rice Electric Cooperative Inc | 127 | 20639 | Co-op | JN3908 | 3.7 | Wind |  |  | Interconnected | Lake Park | 56554 | 15 | 3 | Residential |  |  | 2010 | 2010
20262-227849-01 | Wild Rice Electric Cooperative Inc | 127 | 20639 | Co-op | OB5840 | 50 | Wind |  |  | Interconnected | Waubun | 56589 | 11 | 2 | Commercial |  |  | 2012 | 2012
20262-227849-01 | Wild Rice Electric Cooperative Inc | 127 | 20639 | Co-op | DT5343 | 3.2 | Solar |  |  | Interconnected | Lengby | 56651 | 3 | 1 | Residential |  |  | 2006 | 2006
20262-227849-01 | Wild Rice Electric Cooperative Inc | 127 | 20639 | Co-op | TD7304 | 4.6 | Solar |  |  | Interconnected | Fosston | 56542 | 17 | 1 | Residential |  |  | 2010 | 2010
20262-227849-01 | Wild Rice Electric Cooperative Inc | 127 | 20639 | Co-op | TH5298 | 1.15 | Solar |  |  | Interconnected | Frazee | 56544 | 6 | 3 | Residential |  |  | 2011 | 2011
20262-227849-01 | Wild Rice Electric Cooperative Inc | 127 | 20639 | Co-op | WE5990 | 10.2 | Solar |  |  | Interconnected | White Earth | 56591 | 5 | 3 | Residential |  |  | 2013 | 2013
20262-227849-01 | Wild Rice Electric Cooperative Inc | 127 | 20639 | Co-op | WE3906 | 3.64 | Solar |  |  | Interconnected | White Earth | 56591 | 5 | 3 | Residential |  |  | 2013 | 2013
20262-227849-01 | Wild Rice Electric Cooperative Inc | 127 | 20639 | Co-op | JA0765 | 8 | Solar |  |  | Interconnected | Detroit Lakes | 56501 | 6 | 5 | Residential |  |  | 2013 | 2013
20262-227849-01 | Wild Rice Electric Cooperative Inc | 127 | 20639 | Co-op | TR1203 | 13.92 | Solar |  |  | Interconnected | Richwood | 56578 | 16 | 3 | Residential |  |  | 2013 | 2013
20262-227849-01 | Wild Rice Electric Cooperative Inc | 127 | 20639 | Co-op | RB6225 | 10.2 | Solar |  |  | Interconnected | White Earth | 56591 | 5 | 3 | Residential |  |  | 2013 | 2013
20262-227849-01 | Wild Rice Electric Cooperative Inc | 127 | 20639 | Co-op | DJ7897 | 8.6 | Solar |  |  | Interconnected | Rochert | 56578 | 6 | 5 | Residential |  |  | 2013 | 2013
20262-227849-01 | Wild Rice Electric Cooperative Inc | 127 | 20639 | Co-op | SG7897 | 18 | Solar |  |  | Interconnected | Lake Park | 56554 | 15 | 3 | Residential |  |  | 2015 | 2015
20262-227849-01 | Wild Rice Electric Cooperative Inc | 127 | 20639 | Co-op | RB4390 | 37.8 | Solar |  |  | Interconnected | Lake Park | 56554 | 9 | 2 | Residential |  |  | 2016 | 2016
20262-227849-01 | Wild Rice Electric Cooperative Inc | 127 | 20639 | Co-op | GR2634 | 8.2 | Solar |  |  | Interconnected | Rochert | 56578 | 6 | 3 | Residential |  |  | 2016 | 2016
20262-227849-01 | Wild Rice Electric Cooperative Inc | 127 | 20639 | Co-op | GJ5489 | 10.4 | Solar |  |  | Interconnected | Detroit Lakes | 56501 | 6 | 1 | Residential |  |  | 2016 | 2016
20262-227849-01 | Wild Rice Electric Cooperative Inc | 127 | 20639 | Co-op | BM64724 | 10 | Solar |  |  | Interconnected | Rochert | 56578 | 6 | 3 | Residential |  |  | 2016 | 2016
20262-227849-01 | Wild Rice Electric Cooperative Inc | 127 | 20639 | Co-op | CF2835 | 5.2 | Solar |  |  | Interconnected | Mentor | 56536 | 13 | 3 | Residential |  |  | 2016 | 2016
20262-227849-01 | Wild Rice Electric Cooperative Inc | 127 | 20639 | Co-op | JA7427 | 24 | Solar |  |  | Interconnected | Hawley | 56549 | 15 | 1 | Residential |  |  | 2016 | 2016
20262-227849-01 | Wild Rice Electric Cooperative Inc | 127 | 20639 | Co-op | MP9155 | 23.12 | Solar |  |  | Interconnected | Hawley | 56549 | 8 | 3 | Residential |  |  | 2017 | 2017
20262-227849-01 | Wild Rice Electric Cooperative Inc | 127 | 20639 | Co-op | EB1866 | 11.4 | Solar |  |  | Interconnected | Hawley | 56549 | 15 | 2 | Residential |  |  | 2017 | 2018
20262-227849-01 | Wild Rice Electric Cooperative Inc | 127 | 20639 | Co-op | DN1732 | 10 | Solar |  |  | Interconnected | Erskine | 56535 | 2 | 2 | Residential |  |  | 2018 | 2018
20262-227849-01 | Wild Rice Electric Cooperative Inc | 127 | 20639 | Co-op | EL0073 | 10 | Solar |  |  | Interconnected | White Earth | 56591 | 14 | 2 | Residential |  |  | 2018 | 2018
20262-227849-01 | Wild Rice Electric Cooperative Inc | 127 | 20639 | Co-op | JZ9946 | 20 | Solar |  |  | Interconnected | Rochert | 56578 | 16 | 3 | Residential |  |  | 2018 | 2018
20262-227849-01 | Wild Rice Electric Cooperative Inc | 127 | 20639 | Co-op | JR6367 | 18 | Solar |  |  | Interconnected | Hawley | 56549 | 8 | 3 | Residential |  |  | 2019 | 2019
20262-227849-01 | Wild Rice Electric Cooperative Inc | 127 | 20639 | Co-op | SE4325 | 15.5 | Solar |  |  | Interconnected | Audubon | 56511 | 9 | 3 | Residential |  |  | 2019 | 2019
20262-227849-01 | Wild Rice Electric Cooperative Inc | 127 | 20639 | Co-op | TB1525 | 9.28 | Solar |  |  | Interconnected | Mentor | 56736 | 13 | 3 | Residential |  |  | 2019 | 2019
20262-227849-01 | Wild Rice Electric Cooperative Inc | 127 | 20639 | Co-op | NOVA2363 | 38.19 | Solar |  |  | Interconnected | Mahnomen | 56557 | 12 | 122 | Residential |  | 108500 | 2019 | 2020
20262-227849-01 | Wild Rice Electric Cooperative Inc | 127 | 20639 | Co-op | NOVA2397 | 37.2 | Solar |  |  | Interconnected | Mahnomen | 56557 | 11 | 113 | Residential |  | 108500 | 2019 | 2020
20262-227849-01 | Wild Rice Electric Cooperative Inc | 127 | 20639 | Co-op | NOVA2514 | 15 | Solar |  |  | Withdrawn | Detroit Lakes | 56501 | 16 | 164 | Residential |  | 32000 | 2019
20262-227849-01 | Wild Rice Electric Cooperative Inc | 127 | 20639 | Co-op | NOVA2515 | 36 | Solar |  |  | Interconnected | Gary | 56545 | 12 | 122 | Commercial |  | 237000 | 2019 | 2020
20262-227849-01 | Wild Rice Electric Cooperative Inc | 127 | 20639 | Co-op | NOVA2516 | 36 | Solar |  |  | Interconnected | Mahnomen | 56557 | 11 | 113 | Commercial |  | 237000 | 2019 | 2020
20262-227849-01 | Wild Rice Electric Cooperative Inc | 127 | 20639 | Co-op | NOVA2517 | 36 | Solar |  |  | Interconnected | Gary | 56545 | 12 | 122 | Commercial |  | 237000 | 2019 | 2020
20262-227849-01 | Wild Rice Electric Cooperative Inc | 127 | 20639 | Co-op | NOVA2955 | 36 | Solar |  |  | Interconnected | Hitterdal | 56552 | 9 | 55 | Residential |  | 237000 | 2020 | 2020
20262-227849-01 | Wild Rice Electric Cooperative Inc | 127 | 20639 | Co-op | NOVA2892 | 36 | Solar |  |  | Interconnected | Mahnomen | 56557 | 4 | 44 | Residential |  | 237000 | 2020 | 2020
20262-227849-01 | Wild Rice Electric Cooperative Inc | 127 | 20639 | Co-op | NOVA3242 | 38 | Solar |  |  | Interconnected | Bejou | 56516 | 1 | 14 | Residential |  | 174545 | 2020 | 2020
20262-227849-01 | Wild Rice Electric Cooperative Inc | 127 | 20639 | Co-op | NOVA3729 | 30 | Solar |  |  | Interconnected | Naytahwaush | 56566 | 4 | 43 | Commercial |  | 99452.76 | 2020 | 2021
20262-227849-01 | Wild Rice Electric Cooperative Inc | 127 | 20639 | Co-op | NOVA3769 | 29.99 | Solar |  |  | Interconnected | Naytahwaush | 56566 | 4 | 43 | Industrial |  | 99452.76 | 2020 | 2021
20262-227849-01 | Wild Rice Electric Cooperative Inc | 127 | 20639 | Co-op | NOVA3772 | 30 | Solar |  |  | Interconnected | Ogema | 56569 | 5 | 53 | Commercial |  | 99452.76 | 2020 | 2021
20262-227849-01 | Wild Rice Electric Cooperative Inc | 127 | 20639 | Co-op | NOVA3775 | 30 | Solar |  |  | Decommissioned | Mahnomen | 56557 | 4 | 44 | Commercial |  | 99452.76 | 2020 | 2021
20262-227849-01 | Wild Rice Electric Cooperative Inc | 127 | 20639 | Co-op | NOVA3950 | 9.57 | Solar |  |  | Interconnected | Detroit Lakes | 56501 | 6 | 65 | Residential |  | 15000 | 2020 | 2020
20262-227849-01 | Wild Rice Electric Cooperative Inc | 127 | 20639 | Co-op | NOVA4608 | 6.7 | Solar |  |  | Withdrawn | Ogema | 56569 | 5 | 52 | Residential |  | 10672 | 2021
20262-227849-01 | Wild Rice Electric Cooperative Inc | 127 | 20639 | Co-op | NOVA4757 | 28 | Solar |  |  | Interconnected | Fosston | 56542 | 17 | 171 | Residential |  | 20000 | 2021 | 2022
20262-227849-01 | Wild Rice Electric Cooperative Inc | 127 | 20639 | Co-op | NOVA4979 | 15 | Solar |  |  | Withdrawn | Detroit Lakes | 56501 | 6 | 065 | Residential |  | 8000 | 2021
20262-227849-01 | Wild Rice Electric Cooperative Inc | 127 | 20639 | Co-op | NOVA5325 | 39.99 | Solar |  |  | Interconnected | Fertile | 56540 | 1 | 014 | Commercial |  | 259000 | 2021 | 2022
20262-227849-01 | Wild Rice Electric Cooperative Inc | 127 | 20639 | Co-op | NOVA5499 | 28 | Solar |  |  | Interconnected | Detroit Lakes | 56501 | 7 | 071 | Residential |  | 73000 | 2022 | 2023
20262-227849-01 | Wild Rice Electric Cooperative Inc | 127 | 20639 | Co-op | NOVA5697 | 39.98 | Solar |  |  | Interconnected | Gary | 56545 | 12 | 122 | Commercial |  | 254000 | 2022 | 2022
20262-227849-01 | Wild Rice Electric Cooperative Inc | 127 | 20639 | Co-op | NOVA5729 | 22.8 | Solar |  |  | Interconnected | Winger | 56592 | 18 | 183 | Residential |  | 118000 | 2023 | 2023
20262-227849-01 | Wild Rice Electric Cooperative Inc | 127 | 20639 | Co-op | NOVA5789 | 19.99 | Solar |  |  | Interconnected | Bejou | 56516 | 3 | 032 | Residential |  | 68575 | 2022 | 2023
20262-227849-01 | Wild Rice Electric Cooperative Inc | 127 | 20639 | Co-op | NOVA5829 | 7.2 | Solar |  |  | Interconnected | Hawley | 56549 | 8 | 082 | Residential |  | 29600 | 2022 | 2023
20262-227849-01 | Wild Rice Electric Cooperative Inc | 127 | 20639 | Co-op | NOVA6302 | 37.99 | Solar |  |  | Interconnected | Waubun | 56589 | 14 | 142 | Residential |  | 182513.51 | 2022 | 2023
20262-227849-01 | Wild Rice Electric Cooperative Inc | 127 | 20639 | Co-op | NOVA6402 | 38 | Solar |  |  | Withdrawn | Hawley | 56549 | 8 | 081 | Residential |  | 135000 | 2022
20262-227849-01 | Wild Rice Electric Cooperative Inc | 127 | 20639 | Co-op | NOVA6912 | 10.25 | Solar |  |  | Interconnected | Rochert | 56578 | 16 | 163 | Residential |  | 41750 | 2022 | 2023
20262-227849-01 | Wild Rice Electric Cooperative Inc | 127 | 20639 | Co-op | NOVA7039 | 35 | Solar |  |  | Interconnected | Twin Valley | 56584 | 12 | 122 | Residential |  | 241705 | 2022 | 2023
20262-227849-01 | Wild Rice Electric Cooperative Inc | 127 | 20639 | Co-op | NOVA7069 | 38 | Solar |  |  | Interconnected | Twin Valley | 56584 | 11 | 113 | Residential |  | 159160 | 2022 | 2023
20262-227849-01 | Wild Rice Electric Cooperative Inc | 127 | 20639 | Co-op | NOVA7130 | 11.4 | Solar |  |  | Interconnected | Erskine | 56535 | 1 | 012 | Residential |  | 15000 | 2022 | 2022
20262-227849-01 | Wild Rice Electric Cooperative Inc | 127 | 20639 | Co-op | NOVA7204 | 15 | Solar |  |  | Interconnected | Winger | 56592 | 1 | 013 | Residential |  | 74764.71 | 2023 | 2023
20262-227849-01 | Wild Rice Electric Cooperative Inc | 127 | 20639 | Co-op | NOVA7373 | 37.5 | Solar |  |  | Interconnected | Ogema | 56569 | 5 | 054 | Residential |  | 113300 | 2022 | 2023
20262-227849-01 | Wild Rice Electric Cooperative Inc | 127 | 20639 | Co-op | NOVA7429 | 24.94 | Solar |  |  | Interconnected | Waubun | 56589 | 14 | 144 | Residential |  | 83889 | 2023 | 2023
20262-227849-01 | Wild Rice Electric Cooperative Inc | 127 | 20639 | Co-op | NOVA7737 | 22.33 | Solar |  |  | Interconnected | Mentor | 56736 | 13 | 133 | Residential |  | 104485 | 2023 | 2023
20262-227849-01 | Wild Rice Electric Cooperative Inc | 127 | 20639 | Co-op | NOVA7762 | 30.4 | Solar |  |  | Interconnected | Lake Park | 56554 | 15 | 154 | Residential |  | 151440 | 2023 | 2023
20262-227849-01 | Wild Rice Electric Cooperative Inc | 127 | 20639 | Co-op | NOVA7908 | 36 | Solar |  |  | Withdrawn | Waubun | 56589 | 14 | 142 | Residential |  | 150000 | 2023
20262-227849-01 | Wild Rice Electric Cooperative Inc | 127 | 20639 | Co-op | NOVA7944 | 36 | Solar |  |  | Withdrawn | Gary | 56545 | 12 | 123 | Commercial |  | 268980 | 2023
20262-227849-01 | Wild Rice Electric Cooperative Inc | 127 | 20639 | Co-op | NOVA8001 | 38 | Solar |  |  | Withdrawn | Fosston | 56542 | 2 | 021 | Residential |  | 268980 | 2023
20262-227849-01 | Wild Rice Electric Cooperative Inc | 127 | 20639 | Co-op | NOVA8150 | 19.97 | Solar |  |  | Interconnected | Waubun | 56589 | 11 | 111 | Residential |  | 76594 | 2023 | 2023
20262-227849-01 | Wild Rice Electric Cooperative Inc | 127 | 20639 | Co-op | NOVA8198 | 9.6 | Solar |  |  | Interconnected | Waubun | 56589 | 14 | 142 | Residential |  | 30685 | 2023 | 2023
20262-227849-01 | Wild Rice Electric Cooperative Inc | 127 | 20639 | Co-op | NOVA8386 | 39.9 | Solar |  |  | Interconnected | Gary | 56545 | 12 | 123 | Residential |  | 268980 | 2023 | 2024
20262-227849-01 | Wild Rice Electric Cooperative Inc | 127 | 20639 | Co-op | NOVA8396 | 31.2 | Solar |  |  | Interconnected | Mahnomen | 56557 | 11 | 113 | Residential |  | 78900 | 2023 | 2023
20262-227849-01 | Wild Rice Electric Cooperative Inc | 127 | 20639 | Co-op | NOVA8416 | 12.26 | Solar |  |  | Interconnected | Lake Park | 56554 | 8 | 082 | Residential |  | 27000 | 2023 | 2023
20262-227849-01 | Wild Rice Electric Cooperative Inc | 127 | 20639 | Co-op | NOVA8447 | 31.68 | Solar |  |  | Interconnected | Mahnomen | 56557 | 11 | 113 | Residential |  | 96000 | 2023 | 2023
20262-227849-01 | Wild Rice Electric Cooperative Inc | 127 | 20639 | Co-op | NOVA8764 | 38 | Solar |  |  | Interconnected | Bejou | 56516 | 12 | 121 | Residential |  | 183888 | 2023 | 2024
20262-227849-01 | Wild Rice Electric Cooperative Inc | 127 | 20639 | Co-op | NOVA8857 | 39.98 | Solar |  |  | Interconnected | Mahnomen | 56557 | 4 | 044 | Residential |  | 127080 | 2023 | 2024
20262-227849-01 | Wild Rice Electric Cooperative Inc | 127 | 20639 | Co-op | NOVA8874 | 39.98 | Solar |  |  | Interconnected | Hawley | 56549 | 8 | 081 | Residential |  | 115488 | 2023 | 2025
20262-227849-01 | Wild Rice Electric Cooperative Inc | 127 | 20639 | Co-op | NOVA9029 | 18.43 | Solar |  |  | Interconnected | Hitterdal | 56552 | 9 | 95 | Residential |  | 52485 | 2024 | 2024
20262-227849-01 | Wild Rice Electric Cooperative Inc | 127 | 20639 | Co-op | NOVA9096 | 11.6 | Solar |  |  | Interconnected | Hawley | 56549 | 8 | 81 | Residential |  | 58700 | 2024 | 2024
20262-227849-01 | Wild Rice Electric Cooperative Inc | 127 | 20639 | Co-op | NOVA9165 | 17.66 | Solar |  |  | Interconnected | Detroit Lakes | 56501 | 16 | 164 | Residential |  |  | 2024 | 2024
20262-227849-01 | Wild Rice Electric Cooperative Inc | 127 | 20639 | Co-op | NOVA10269 | 39.8 | Solar |  |  | Interconnected | Waubun | 56589 | 5 | 52 | Residential |  | 128150 | 2024 | 2024
20262-227849-01 | Wild Rice Electric Cooperative Inc | 127 | 20639 | Co-op | NOVA10306 | 11.9 | Solar |  |  | Interconnected | Mahnomen | 56557 | 11 | 113 | Residential |  | 36398 | 2024 | 2024
20262-227849-01 | Wild Rice Electric Cooperative Inc | 127 | 20639 | Co-op | NOVA10350 | 29.95 | Solar |  |  | Interconnected | Hawley | 56549 | 10 | 104 | Residential |  |  | 2024 | 2024
20262-227849-01 | Wild Rice Electric Cooperative Inc | 127 | 20639 | Co-op | NOVA10624 | 38.5 | Solar |  |  | Interconnected | Mcintosh | 56556 | 2 | 21 | Residential |  | 168689 | 2024 | 2024
20262-227849-01 | Wild Rice Electric Cooperative Inc | 127 | 20639 | Co-op | NOVA10652 | 36 | Solar |  |  | Interconnected | Mahnomen | 56557 | 4 | 44 | Commercial |  | 156500 | 2024 | 2025
20262-227849-01 | Wild Rice Electric Cooperative Inc | 127 | 20639 | Co-op | NOVA10699 | 38.5 | Solar |  |  | Interconnected | Mcintosh | 56556 | 2 | 21 | Residential |  | 108689 | 2024 | 2024
20262-227849-01 | Wild Rice Electric Cooperative Inc | 127 | 20639 | Co-op | NOVA11927 | 19.97 | Solar |  |  | Interconnected | Lake Park | 56554 | 15 | 151 | Residential |  | 48584 | 2024 | 2025
20262-227849-01 | Wild Rice Electric Cooperative Inc | 127 | 20639 | Co-op | NOVA11972 | 11.4 | Solar |  |  | Interconnected | Winger | 56592 | 3 | 33 | Residential |  | 46684 | 2024 | 2024
20262-227849-01 | Wild Rice Electric Cooperative Inc | 127 | 20639 | Co-op | NOVA12129 | 38.4 | Solar |  |  | Interconnected | No Address | 56585 | 10 | 102 | Residential |  | 99111.6 | 2024 | 2024
20262-227849-01 | Wild Rice Electric Cooperative Inc | 127 | 20639 | Co-op | NOVA12143 | 38.4 | Solar |  |  | Interconnected | Waubun | 56589 | 11 | 111 | Residential |  | 99111.6 | 2024 | 2024
20262-227849-01 | Wild Rice Electric Cooperative Inc | 127 | 20639 | Co-op | NOVA12158 | 38.5 | Solar |  |  | Interconnected | Fosston | 56542 | 17 | 171 | Residential |  | 99111.6 | 2024 | 2024
20262-227849-01 | Wild Rice Electric Cooperative Inc | 127 | 20639 | Co-op | NOVA12259 | 39.94 | Solar |  |  | Active Application | Fosston | 56542 | 3 | 33 | Residential |  | 150000 | 2024
20262-227849-01 | Wild Rice Electric Cooperative Inc | 127 | 20639 | Co-op | NOVA12370 | 38.4 | Solar |  |  | Interconnected | Hitterdal | 56552 | 9 | 95 | Residential |  | 99111.6 | 2024 | 2025
20262-227849-01 | Wild Rice Electric Cooperative Inc | 127 | 20639 | Co-op | NOVA12390 | 10.75 | Solar |  |  | Interconnected | Ulen | 56585 | 10 | 104 | Residential |  | 17850 | 2024 | 2025
20262-227849-01 | Wild Rice Electric Cooperative Inc | 127 | 20639 | Co-op | NOVA12504 | 38.4 | Solar |  |  | Interconnected | Hawley | 56549 | 8 | 84 | Residential |  | 109000 | 2025 | 2025
20262-227849-01 | Wild Rice Electric Cooperative Inc | 127 | 20639 | Co-op | NOVA12530 | 38.5 | Solar |  |  | Interconnected | Hawley | 56549 | 8 | 83 | Residential |  | 160272 | 2025 | 2025
20262-227849-01 | Wild Rice Electric Cooperative Inc | 127 | 20639 | Co-op | NOVA12578 | 38.5 | Solar |  |  | Interconnected | Fosston | 56542 | 17 | 171 | Residential |  | 107698 | 2025 | 2025
20262-227849-01 | Wild Rice Electric Cooperative Inc | 127 | 20639 | Co-op | NOVA12589 | 20 | Solar |  |  | Interconnected | Audubon | 56511 | 7 | 73 | Residential |  | 25000 | 2025 | 2025
20262-227849-01 | Wild Rice Electric Cooperative Inc | 127 | 20639 | Co-op | NOVA12668 | 38.5 | Solar |  |  | Interconnected | Fosston | 56542 | 2 | 21 | Residential |  | 185000 | 2025 | 2025
20262-227849-01 | Wild Rice Electric Cooperative Inc | 127 | 20639 | Co-op | NOVA12775 | 22.8 | Solar |  |  | Interconnected | Fosston | 56542 | 2 | 21 | Residential |  | 85000 | 2025 | 2025
20262-227849-01 | Wild Rice Electric Cooperative Inc | 127 | 20639 | Co-op | NOVA13294 | 8.45 | Solar |  |  | Interconnected | Hawley | 56549 | 9 | 95 | Residential |  | 36455.8 | 2025 | 2025
20262-227849-01 | Wild Rice Electric Cooperative Inc | 127 | 20639 | Co-op | NOVA13333 | 26.35 | Solar |  |  | Active Application | Fosston | 56542 | 3 | 32 | Residential |  | 123500 | 2025
20262-227849-01 | Wild Rice Electric Cooperative Inc | 127 | 20639 | Co-op | NOVA13419 | 15.6 | Solar |  |  | Active Application | Waubun | 56589 | 11 | 111 | Residential |  | 72032 | 2025
20262-227849-01 | Wild Rice Electric Cooperative Inc | 127 | 20639 | Co-op | NOVA13482 | 34.56 | Solar |  |  | Active Application | Erskine | 56535 | 19 | 193 | Commercial |  | 140000 | 2025
20262-227849-01 | Wild Rice Electric Cooperative Inc | 127 | 20639 | Co-op | NOVA13602 | 38 | Solar |  |  | Active Application | Winger | 56592 | 3 | 33 | Residential |  | 71000 | 2025
20262-227849-01 | Wild Rice Electric Cooperative Inc | 127 | 20639 | Co-op | NOVA13698 | 11.5 | Solar |  | X | Interconnected | Naytahwaush | 56566 | 14 | 143 | Residential |  | 60510 | 2025 | 2025
20262-227849-01 | Wild Rice Electric Cooperative Inc | 127 | 20639 | Co-op | NOVA13746 | 38 | Solar |  |  | Interconnected | Hawley | 56549 | 8 | 83 | Residential |  | 124480 | 2025 | 2025
20262-227849-01 | Wild Rice Electric Cooperative Inc | 127 | 20639 | Co-op | NOVA13901 | 20.35 | Solar |  |  | Active Application | Fertile | 56540 | 1 | 11 | Residential |  | 73342.8 | 2025
20262-227849-01 | Wild Rice Electric Cooperative Inc | 127 | 20639 | Co-op | NOVA14011 | 11.52 | Solar |  |  | Active Application | Erskine | 56535 | 18 | 182 | Residential |  | 42280 | 2025
20262-228000-01 | Willmar Municipal Utilities | 161 | 20737 | Muni | WMU01 | 2 | Solar |  |  | Interconnected | Willmar | 56201 | Power Plant | 1 | Commercial |  |  | 2008 | 2008
20262-228000-01 | Willmar Municipal Utilities | 161 | 20737 | Muni | WMU02 | 5.67 | Solar |  |  | Interconnected | Willmar | 56201 | Power Plant | 3 | Residential |  |  | 2015 | 2015
20262-228000-01 | Willmar Municipal Utilities | 161 | 20737 | Muni | WMU03 | 14.44 | Solar |  |  | Interconnected | Willmar | 56201 | South | 14 | Residential |  |  | 2019 | 2019
20262-228000-01 | Willmar Municipal Utilities | 161 | 20737 | Muni | WMU04 | 19 | Solar |  |  | Interconnected | Willmar | 56201 | South | 11 | Residential |  | 89700 | 2020 | 2020
20262-228000-01 | Willmar Municipal Utilities | 161 | 20737 | Muni | WMU05 | 3.8 | Solar |  |  | Interconnected | Willmar | 56201 | Power Plant | 3 | Residential |  | 20173 | 2021 | 2021
20262-228000-01 | Willmar Municipal Utilities | 161 | 20737 | Muni | WMU06 | 20 | Solar |  |  | Interconnected | Willmar | 56201 | Power Plant | 4 | Commercial |  | 30000 | 2021 | 2021
20262-228000-01 | Willmar Municipal Utilities | 161 | 20737 | Muni | WMU07 | 10 | Solar |  |  | Interconnected | Willmar | 56201 | Power Plant | 2 | Residential |  | 47010 | 2022 | 2022
20262-228000-01 | Willmar Municipal Utilities | 161 | 20737 | Muni | WMU08 | 11.4 | Solar |  |  | Interconnected | Willmar | 56201 | South | 14 | Residential |  | 48951 | 2022 | 2023
20262-228000-01 | Willmar Municipal Utilities | 161 | 20737 | Muni | WMU09 | 11.6 | Solar |  |  | Interconnected | Willmar | 56201 | South | 14 | Residential |  | 61710 | 2022 | 2022
20262-228000-01 | Willmar Municipal Utilities | 161 | 20737 | Muni | WMU10 | 5.22 | Solar |  |  | Interconnected | Willmar | 56201 | South | 11 | Residential |  | 22679 | 2022 | 2022
20262-228000-01 | Willmar Municipal Utilities | 161 | 20737 | Muni | WMU11 | 8.7 | Solar |  |  | Interconnected | Willmar | 56201 | East | 33 | Residential |  | 44400 | 2022 | 2022
20262-228000-01 | Willmar Municipal Utilities | 161 | 20737 | Muni | WMU12 | 7.8 | Solar |  |  | Withdrawn | Willmar | 56201 | Power Plant | 3 | Residential |  | 34722 | 2023
20262-228000-01 | Willmar Municipal Utilities | 161 | 20737 | Muni | WMU13 | 5 | Solar |  |  | Interconnected | Willmar | 56201 | South | 14 | Residential |  | 17658.4 | 2023 | 2023
20262-228000-01 | Willmar Municipal Utilities | 161 | 20737 | Muni | WMU04 | 5 | Storage |  |  | Interconnected | Willmar | 56201 | South | 11 | Residential |  |  | 2020 | 2020
20262-228000-01 | Willmar Municipal Utilities | 161 | 20737 | Muni | WMU14 | 10.4 | Solar |  |  | Interconnected | Willmar | 56201 | East | 33 | Residential |  | 52000 | 2024 | 2024
20262-228000-01 | Willmar Municipal Utilities | 161 | 20737 | Muni | WMU15 | 10.9 | Solar |  |  | Interconnected | Willmar | 56201 | Power Plant | 2 | Residential |  | 37334 | 2024 | 2024
20262-228000-01 | Willmar Municipal Utilities | 161 | 20737 | Muni | WMU16 | 3.8 | Solar |  |  | Interconnected | Willmar | 56201 | Power Plant | 2 | Residential |  | 17195 | 2025 | 2025
20262-228000-01 | Willmar Municipal Utilities | 161 | 20737 | Muni | WMU17 | 40 | Solar |  |  | Interconnected | Willmar | 56201 | East | 32 | Commercial |  | 183320 | 2025 | 2025
20262-228000-01 | Willmar Municipal Utilities | 161 | 20737 | Muni | WMU18 | 40 | Solar |  |  | Interconnected | Willmar | 56201 | East | 33 | Commercial |  | 183320 | 2025 | 2025
20262-228000-01 | Willmar Municipal Utilities | 161 | 20737 | Muni | WMU19 | 40 | Solar |  |  | Interconnected | Willmar | 56201 | Power Plant | 1 | Commercial |  | 183320 | 2025 | 2025
20262-228000-01 | Willmar Municipal Utilities | 161 | 20737 | Muni | WMU20 | 40 | Solar |  |  | Interconnected | Willmar | 56201 | South | 14 | Commercial |  | 183320 | 2025 | 2025
20262-228000-01 | Willmar Municipal Utilities | 161 | 20737 | Muni | WMU21 | 5.235 | Solar |  |  | Active Application | Willmar | 56201 | Power Plant | 2 | Residential |  | 48708 | 2025 | 2025
20262-228000-01 | Willmar Municipal Utilities | 161 | 20737 | Muni | WMU21 | 11.5 | Storage |  |  | Active Application | Willmar | 56201 | Power Plant | 2 | Residential |  |  | 2025 | 2025
20262-228000-01 | Willmar Municipal Utilities | 161 | 20737 | Muni | WMU22 | 11.5 | Solar |  |  | Interconnected | Willmar | 56201 | East | 33 | Residential |  | 26469.78 | 2025 | 2025
20261-227256-01 | Windom Municipal Utilities | 129 | 20806 | Muni | NOVA01 | 21.9 | Solar |  |  | Interconnected | Windom | 56101 | Windom | 3 | Residential | Net Metering |  | -16 | 2016
20261-227293-01 | Worthington Public Utilities | 136 | 21013 | Muni | S-01-2019 | 6.6 | Solar |  |  | Interconnected | Worthington | 56187 | 1 | Westside | Residential |  |  | 2019 | 2019
20261-227293-01 | Worthington Public Utilities | 136 | 21013 | Muni | S-01-2022 | 7.7 | Solar |  |  | Interconnected | Worthington | 56187 | 1 | Southwest | Residential |  |  | 2022 | 2022
20263-228831-01 | Brown County Rural Electrical Association | 6 | 2316 | Co-op | BCR1 | 20 | Wind |  |  | Decommissioned | Winthrop | 55396 | 16 | 2/B | Residential |  |  |  | 2002 | 2025
20263-228831-01 | Brown County Rural Electrical Association | 6 | 2316 | Co-op | BCR2 | 13 | Solar |  |  | Interconnected | Sleepy Eye | 56085 | 11 | 2/A | Residential |  |  |  | 2009
20263-228831-01 | Brown County Rural Electrical Association | 6 | 2316 | Co-op | BCR3 | 3.8 | Wind |  |  | Interconnected | Springfield | 56087 | 1 | 1/B | Residential |  |  |  | 2009
20263-228831-01 | Brown County Rural Electrical Association | 6 | 2316 | Co-op | BCR4 | 3 | Solar |  |  | Interconnected | Springfield | 56087 | 1 | 1/B | Residential |  |  |  | 2009
20263-228831-01 | Brown County Rural Electrical Association | 6 | 2316 | Co-op | BCR5 | 4 | Solar |  |  | Interconnected | Winthrop | 55396 | 16 | 2/B | Residential |  |  |  | 2010
20263-228831-01 | Brown County Rural Electrical Association | 6 | 2316 | Co-op | BCR6 | 20 | Wind |  |  | Decommissioned | New Ulm | 56073 | 4 | 1/C | Residential |  |  |  | 2010 | 2025
20263-228831-01 | Brown County Rural Electrical Association | 6 | 2316 | Co-op | BCR7 | 2.4 | Wind |  |  | Interconnected | Hanska | 56041 | 3 | 3/C | Residential |  |  |  | 2010
20263-228831-01 | Brown County Rural Electrical Association | 6 | 2316 | Co-op | BCR8 | 3 | Solar |  |  | Interconnected | Hanska | 56041 | 3 | 3/C | Residential |  |  |  | 2010
20263-228831-01 | Brown County Rural Electrical Association | 6 | 2316 | Co-op | BCR9 | 37.5 | Solar |  |  | Interconnected | Fairfax | 55332 | 11 | 2/C | Commercial |  |  |  | 2015
20263-228831-01 | Brown County Rural Electrical Association | 6 | 2316 | Co-op | BCR10 | 9.5 | Solar |  |  | Interconnected | New Ulm | 56073 | 8 | 1/B | Residential |  | 37000 | 2015 | 2015
20263-228831-01 | Brown County Rural Electrical Association | 6 | 2316 | Co-op | BCR11 | 39 | Wind |  |  | Decommissioned | Comfrey | 56019 | 17 | 1/ABC | Residential |  |  |  | 2000 | 2023
20263-228831-01 | Brown County Rural Electrical Association | 6 | 2316 | Co-op | BCR12 | 20 | Wind |  |  | Interconnected | Hanska | 56041 | 18 | 2/C | Commercial |  |  |  | 2000
20263-228831-01 | Brown County Rural Electrical Association | 6 | 2316 | Co-op | BCR13 | 39.6 | Solar |  |  | Interconnected | Lafeyette | 56054 | 7 | 2/C | Commercial |  | 180000 | 2016 | 2016
20263-228831-01 | Brown County Rural Electrical Association | 6 | 2316 | Co-op | BCR14 | 39.2 | Solar |  |  | Interconnected | Winthrop | 55396 | 7 | 3/A | Residential |  | 163000 | 2016 | 2016
20263-228831-01 | Brown County Rural Electrical Association | 6 | 2316 | Co-op | BCR15 | 8.5 | Solar |  |  | Interconnected | Fairfax | 55332 | 11 | 2/B | Residential |  | 30855 | 2016 | 2016
20263-228831-01 | Brown County Rural Electrical Association | 6 | 2316 | Co-op | BCR16 | 10.45 | Solar |  |  | Interconnected | New Ulm | 56073 | 4 | 2/C | Residential |  | 33962 | 2016 | 2016
20263-228831-01 | Brown County Rural Electrical Association | 6 | 2316 | Co-op | BCR17 | 22.8 | Solar |  |  | Interconnected | New Ulm | 56073 | 6 | 4/C | Residential |  | 85000 | 2016 | 2016
20263-228831-01 | Brown County Rural Electrical Association | 6 | 2316 | Co-op | BCR18 | 5 | Solar |  |  | Interconnected | Comfrey | 56019 | 2 | 3/C | Residential |  |  | 2016 | 2016
20263-228831-01 | Brown County Rural Electrical Association | 6 | 2316 | Co-op | BCR19 | 5.5 | Solar |  |  | Interconnected | Springfield | 56087 | 1 | 2/A | Residential |  | 21745 | 2016 | 2016
20263-228831-01 | Brown County Rural Electrical Association | 6 | 2316 | Co-op | BCR20 | 3.36 | Solar |  |  | Interconnected | New Ulm | 56073 | 8 | 1/A | Residential |  | 14760 | 2016 | 2016
20263-228831-01 | Brown County Rural Electrical Association | 6 | 2316 | Co-op | BCR21 | 8.625 | Solar |  |  | Interconnected | Courtland | 56021 | 5 | 2/C | Residential |  | 40000 | 2016 | 2017
20263-228831-01 | Brown County Rural Electrical Association | 6 | 2316 | Co-op | BCR22 | 60 | Solar |  |  | Interconnected | Courtland | 56021 | 5 | 2/C | Commercial |  | 280000 | 2016 | 2017
20263-228831-01 | Brown County Rural Electrical Association | 6 | 2316 | Co-op | BCR23 | 82.5 | Solar |  |  | Interconnected | New Ulm | 56073 | 4 | 1/ABC | Commercial |  | 310000 | 2013 | 2013
20263-228831-01 | Brown County Rural Electrical Association | 6 | 2316 | Co-op | BCR24 | 58.5 | Solar |  |  | Interconnected | Morgan | 56266 | 11 | 4/A | Commercial |  | 280000 | 2016 | 2016
20263-228831-01 | Brown County Rural Electrical Association | 6 | 2316 | Co-op | BCR25 | 36 | Solar |  |  | Interconnected | New Ulm | 56073 | 13 | 1/C | Residential |  | 186000 | 2017 | 2017
20263-228831-01 | Brown County Rural Electrical Association | 6 | 2316 | Co-op | BCR26 | 30 | Solar |  |  | Interconnected | Springfield | 56087 | 2 | 4/B | Commercial |  | 93000 | 2017 | 2017
20263-228831-01 | Brown County Rural Electrical Association | 6 | 2316 | Co-op | BCR27 | 12 | Solar |  |  | Interconnected | Gibbon | 55335 | 6 | 4/C | Commercial |  | 75400 | 2018 | 2018
20263-228831-01 | Brown County Rural Electrical Association | 6 | 2316 | Co-op | BCR28 | 4.8 | Solar |  |  | Interconnected | Hanska | 56041 | 3 | 2/A | Residential |  | 19200 | 2018 | 2018
20263-228831-01 | Brown County Rural Electrical Association | 6 | 2316 | Co-op | BCR29 | 18 | Solar |  |  | Interconnected | New Ulm | 56073 | 4 | 1/A | Residential |  | 75360 | 2018 | 2018
20263-228831-01 | Brown County Rural Electrical Association | 6 | 2316 | Co-op | BCR30 | 20 | Solar |  |  | Interconnected | New Ulm | 56073 | 4 | 2/C | Residential |  | 70715 | 2019 | 2019
20263-228831-01 | Brown County Rural Electrical Association | 6 | 2316 | Co-op | BCR31 | 31.9 | Solar |  |  | Interconnected | New Ulm | 56073 | 4 | 2/C | Residential |  | 147550 | 2019 | 2019
20263-228831-01 | Brown County Rural Electrical Association | 6 | 2316 | Co-op | BCR32 | 10 | Solar |  |  | Interconnected | New Ulm | 56073 | 8 | 1/B | Residential |  | 34000 | 2018 | 2018
20263-228831-01 | Brown County Rural Electrical Association | 6 | 2316 | Co-op | BCR33 | 3.36 | Solar |  |  | Interconnected | New Ulm | 56073 | 8 | 1/A | Residential |  | 12996 | 2018 | 2018
20263-228831-01 | Brown County Rural Electrical Association | 6 | 2316 | Co-op | BCR34 | 6 | Solar |  |  | Interconnected | New Ulm | 56073 | 4 | 1/A | Residential |  | 22680 | 2019 | 2019
20263-228831-01 | Brown County Rural Electrical Association | 6 | 2316 | Co-op | BCR35 | 4.64 | Solar |  |  | Interconnected | New Ulm | 56073 | 5 | 4/C | Residential |  | 18900 | 2019 | 2020
20263-228831-01 | Brown County Rural Electrical Association | 6 | 2316 | Co-op | BCR36 | 37.1 | Solar |  |  | Interconnected | Saint James | 56081 | 3 | 3/A | Commercial |  | 93000 | 2020 | 2020
20263-228831-01 | Brown County Rural Electrical Association | 6 | 2316 | Co-op | BCR37 | 12 | Solar |  |  | Interconnected | Winthrop | 55396 | 7 | 1/C | Residential |  | 48650 | 2021 | 2021
20263-228831-01 | Brown County Rural Electrical Association | 6 | 2316 | Co-op | BCR38 | 12.215 | Solar |  |  | Interconnected | New Ulm | 56073 | 5 | 3/A | Residential |  | 55846 | 2021 | 2021
20263-228831-01 | Brown County Rural Electrical Association | 6 | 2316 | Co-op | BCR39 | 6.09 | Solar |  |  | Interconnected | Hanska | 56041 | 14 | 4/C | Residential |  | 21840 | 2021 | 2021
20263-228831-01 | Brown County Rural Electrical Association | 6 | 2316 | Co-op | BCR40 | 14.5 | Solar |  |  | Interconnected | Springfield | 56087 | 10 | 2/C | Residential |  | 51280 | 2021 | 2021
20263-228831-01 | Brown County Rural Electrical Association | 6 | 2316 | Co-op | BCR41 | 6 | Solar |  |  | Interconnected | Sleepy Eye | 56085 | 11 | 3/A | Residential |  | 29700 | 2021 | 2021
20263-228831-01 | Brown County Rural Electrical Association | 6 | 2316 | Co-op | BCR42 | 20.16 | Storage |  |  | Active Application | Springfield | 56087 | 1 | 2/A | Residential |  | 30300 | 2021
20263-228831-01 | Brown County Rural Electrical Association | 6 | 2316 | Co-op | BCR43 | 50 | Wind |  |  | Interconnected | Winthrop | 55396 | 16 | 2/ABC | Commercial |  | 159000 | 2022 | 2022
20263-228831-01 | Brown County Rural Electrical Association | 6 | 2316 | Co-op | BCR44 | 34 | Solar |  |  | Interconnected | Fairfax | 55332 | 11 | 2/ABC | Commercial |  | 225160 | 2022 | 2022
20263-228831-01 | Brown County Rural Electrical Association | 6 | 2316 | Co-op | BCR45 | 39.4 | Solar |  |  | Interconnected | Sleepy Eye | 56085 | 2 | 1/B | Commercial |  | 130187 | 2022 | 2022
20263-228831-01 | Brown County Rural Electrical Association | 6 | 2316 | Co-op | BCR46 | 38 | Solar |  |  | Interconnected | Lafeyette | 56054 | 6 | 2/C | Residential |  | 143180 | 2022 | 2022
20263-228831-01 | Brown County Rural Electrical Association | 6 | 2316 | Co-op | BCR47 | 36 | Solar |  |  | Interconnected | Lafeyette | 56054 | 7 | 2/C | Residential |  | 247670 | 2022 | 2022
20263-228831-01 | Brown County Rural Electrical Association | 6 | 2316 | Co-op | BCR48 | 36 | Solar |  |  | Interconnected | New Ulm | 56073 | 4 | 1/B | Residential |  | 249270 | 2022 | 2022
20263-228831-01 | Brown County Rural Electrical Association | 6 | 2316 | Co-op | BCR49 | 12 | Solar |  |  | Interconnected | Sleepy Eye | 56085 | 11 | 2/B | Residential |  | 95670 | 2022 | 2022
20263-228831-01 | Brown County Rural Electrical Association | 6 | 2316 | Co-op | BCR50 | 17.69 | Solar |  |  | Interconnected | Springfield | 56087 | 1 | 1/C | Residential |  | 62000 | 2022 | 2023
20263-228831-01 | Brown County Rural Electrical Association | 6 | 2316 | Co-op | BCR51 | 18.85 | Solar |  |  | Interconnected | Hanska | 56041 | 3 | 2/C | Residential |  | 92368 | 2022 | 2023
20263-228831-01 | Brown County Rural Electrical Association | 6 | 2316 | Co-op | BCR52 | 7.25 | Solar |  |  | Interconnected | New Ulm | 56073 | 13 | 2/A | Residential |  | 30520 | 2022 | 2023
20263-228831-01 | Brown County Rural Electrical Association | 6 | 2316 | Co-op | BCR53 | 25 | Wind |  |  | Interconnected | Springfield | 56087 | 1 | 2/ABC | Commercial |  | 220000 | 2023 | 2024
20263-228831-01 | Brown County Rural Electrical Association | 6 | 2316 | Co-op | BCR54 | 25 | Wind |  |  | Interconnected | Sleepy Eye | 56085 | 11 | 2/B | Residential |  | 189000 | 2023 | 2024
20263-228831-01 | Brown County Rural Electrical Association | 6 | 2316 | Co-op | BCR55 | 37.5 | Solar |  |  | Interconnected | Winthrop | 55396 | 7 | 4/A | Commercial |  | 98000 | 2023 | 2023
20263-228831-01 | Brown County Rural Electrical Association | 6 | 2316 | Co-op | BCR56 | 9.28 | Solar |  |  | Interconnected | Comfrey | 56019 | 17 | 1/C | Residential |  | 37000 | 2023 | 2023
20263-228831-01 | Brown County Rural Electrical Association | 6 | 2316 | Co-op | BCR57 | 14.592 | Solar |  |  | Interconnected | Fairfax | 55332 | 11 | 2/A | Residential |  | 54160 | 2023 | 2024
20263-228831-01 | Brown County Rural Electrical Association | 6 | 2316 | Co-op | BCR58 | 8.505 | Solar |  |  | Interconnected | Hanska | 56041 | 14 | 1/A | Residential |  | 24608 | 2023 | 2024
20263-228831-01 | Brown County Rural Electrical Association | 6 | 2316 | Co-op | BCR59 | 11.4 | Solar |  |  | Interconnected | New Ulm | 56073 | 4 | 1/A | Residential |  | 41176 | 2024 | 2024
20263-228831-01 | Brown County Rural Electrical Association | 6 | 2316 | Co-op | BCR60 | 38.4 | Solar |  |  | Interconnected | Gibbon | 55335 | 8 | 1/C | Residential |  | 180750 | 2024 | 2025
20263-228831-01 | Brown County Rural Electrical Association | 6 | 2316 | Co-op | BCR61 | 50.256 | Solar |  |  | Interconnected | Hanska | 56041 | 14 | 4/A | Commercial |  | 147130 | 2024 | 2025
20263-228831-01 | Brown County Rural Electrical Association | 6 | 2316 | Co-op | BCR62 | 18.048 | Solar |  |  | Interconnected | Hanska | 56041 | 3 | 2/C | Residential |  | 69512 | 2025 | 2025
20263-228831-01 | Brown County Rural Electrical Association | 6 | 2316 | Co-op | BCR63 | 20.736 | Solar |  |  | Interconnected | New Ulm | 56073 | 8 | 3/C | Residential |  | 68560 | 2025 | 2025
20263-228831-01 | Brown County Rural Electrical Association | 6 | 2316 | Co-op | BCR64 | 9.6 | Solar |  |  | Interconnected | New Ulm | 56073 | 8 | 3/C | Residential |  | 36500 | 2025 | 2025
20263-228831-01 | Brown County Rural Electrical Association | 6 | 2316 | Co-op | BCR65 | 90 | Solar |  | X | Active Application | Fairfax | 55332 | 11 | 2/C | Residential |  | 1047128 | 2025
20263-228831-01 | Brown County Rural Electrical Association | 6 | 2316 | Co-op | BCR66 | 39.99 | Solar |  |  | Active Application | Lafeyette | 56054 | 6 | 4/ABC | Commercial |  | 102714 | 2025
20263-228831-01 | Brown County Rural Electrical Association | 6 | 2316 | Co-op | BCR67 | 9.216 | Solar |  |  | Active Application | Comfrey | 56019 | 3 | 3/A | Residential |  | 39190 | 2025
20262-228366-01 | City of Jackson | 160 | 9599 | Muni | 12015 | 11.05 | Solar |  |  | Interconnected | Jackson | 56143 | N. Substation | Springfield Express South | Residential |  | 21675 | 2024 | 2024
20262-228366-01 | City of Jackson | 160 | 9599 | Muni | 10762 | 5.76 | Solar |  |  | Interconnected | Jackson | 56143 | N. Substation | Ashley South/East | Residential |  | 25000 | 2024 | 2024
20263-229138-01 | Aitkin Public Utilities | 2 | 174 | Muni | NOVA12642 | 12.18 | Solar |  |  | Interconnected | Aitkin | 56431 | Aitkin Sub | West | Residential |  | 40856.36 | 2025 | 2025
20263-229138-01 | Aitkin Public Utilities | 2 | 174 | Muni | NOVA13593 | 17.3 | Solar |  |  | Interconnected | Aitkin | 56431 | Aitkin Sub | West | Commercial |  | 61178.53 | 2025 | 2025
20263-229213-01 | City of Baudette | 28 | 1353 | Muni | S-01-24 | 7.03 | Solar |  | X | Interconnected | Baudette | 56623 | Baudette | Spooner | Residential |  | 17483.89 | 2024 | 2024
20262-227875-01 | City of Chaska | 34 | 3400 | Muni | Facility A | 5.77 | Solar |  |  | Interconnected | Chaska | 55318 | West Creek | WCS-14 | Residential
20262-227875-01 | City of Chaska | 34 | 3400 | Muni | Facility B | 4.73 | Solar |  |  | Interconnected | Chaska | 55318 | MN River | MRS-3 | Residential |  |  | 2016 | 2016
20262-227875-01 | City of Chaska | 34 | 3400 | Muni | Facility C | 3.5 | Solar |  |  | Interconnected | Chaska | 55318 | West Creek | WCS-14 | Residential |  |  | 2017 | 2017
20262-227875-01 | City of Chaska | 34 | 3400 | Muni | Facility D | 39.65 | Solar |  |  | Interconnected | Chaska | 55318 | MN River | MRS-3 | Commercial |  |  | 2016 | 2016
20262-227875-01 | City of Chaska | 34 | 3400 | Muni | Facility E | 5.6 | Solar |  |  | Interconnected | Chaska | 55318 | West Creek | WCS-14 | Commercial |  |  | 2018 | 2018
20262-227875-01 | City of Chaska | 34 | 3400 | Muni | Facility F | 9.425 | Solar |  |  | Interconnected | Chaska | 55318 | MN River | MRS-2 | Residential |  |  | 2018 | 2018
20262-227875-01 | City of Chaska | 34 | 3400 | Muni | Facility G | 9.75 | Solar |  |  | Interconnected | Chaska | 55318 | MN River | MRS-3 | Residential | 31435 |  | 2019 | 2019
20262-227875-01 | City of Chaska | 34 | 3400 | Muni | Facility H | 11.02 | Solar |  |  | Interconnected | Chaska | 55318 | MN River | MRS-2 | Residential |  |  | 2019 | 2019
20262-227875-01 | City of Chaska | 34 | 3400 | Muni | Facility I | 5.48 | Solar |  |  | Interconnected | Chaska | 55318 | MN River | MRS-1 | Residential |  |  | 2019 | 2019
20262-227875-01 | City of Chaska | 34 | 3400 | Muni | Facility J | 5 | Solar |  |  | Interconnected | Chaska | 55318 | West Creek | WCS-14 | Residential |  |  | 2019 | 2019
20262-227875-01 | City of Chaska | 34 | 3400 | Muni | Facility K | 9.9 | Solar |  |  | Interconnected | Chaska | 55318 | West Creek | WCS-14 | Residential | 30393 |  | 2019 | 2019
20262-227875-01 | City of Chaska | 34 | 3400 | Muni | Facility L | 6.96 | Solar |  |  | Interconnected | Chaska | 55318 | MN River | MRS-4 | Residential | 17800 |  | 2020 | 2020
20262-227875-01 | City of Chaska | 34 | 3400 | Muni | Facility M | 10 | Solar |  |  | Interconnected | Chaska | 55318 | West Creek | WCS-14 | Residential | 33898 |  | 2020 | 2020
20262-227875-01 | City of Chaska | 34 | 3400 | Muni | Facility N | 13.8 | Solar |  |  | Interconnected | Chaska | 55318 | MN River | MRS-2 | Residential | 43383 |  | 2020 | 2020
20262-227875-01 | City of Chaska | 34 | 3400 | Muni | Facility O | 8.41 | Solar |  |  | Interconnected | Chaska | 55318 | West Creek | WCS-14 | Residential | 37033 |  | 2020 | 2020
20262-227875-01 | City of Chaska | 34 | 3400 | Muni | Facility P | 8.768 | Solar |  |  | Interconnected | Chaska | 55318 | West Creek | WCS-14 | Residential | 30515 |  | 2020 | 2020
20262-227875-01 | City of Chaska | 34 | 3400 | Muni | Facility Q | 10 | Solar |  |  | Interconnected | Chaska | 55318 | Bluff Creek | BCS-91 | Residential | 27265 |  | 2020 | 2020
20262-227875-01 | City of Chaska | 34 | 3400 | Muni | Facility R | 7.68 | Solar |  |  | Interconnected | Chaska | 55318 | West Creek | WCS-14 | Residential | 22886.4 |  | 2020 | 2020
20262-227875-01 | City of Chaska | 34 | 3400 | Muni | Facility S | 4.932 | Solar |  |  | Interconnected | Chaska | 55318 | MN River | MRS-4 | Residential | 16211 |  | 2020 | 2020
20262-227875-01 | City of Chaska | 34 | 3400 | Muni | Facility T | 8 | Solar |  |  | Interconnected | Chaska | 55318 | MN River | MRS-4 | Residential | 23840 |  | 2020 | 2020
20262-227875-01 | City of Chaska | 34 | 3400 | Muni | Facility U | 5.48 | Solar |  |  | Interconnected | Chaska | 55318 | West Creek | WCS-14 | Residential | 33376 |  | 2020 | 2020
20262-227875-01 | City of Chaska | 34 | 3400 | Muni | Facility V | 8 | Solar |  |  | Interconnected | Chaska | 55318 | MN River | MRS-1 | Residential | 27654 |  | 2020 | 2020
20262-227875-01 | City of Chaska | 34 | 3400 | Muni | Facility W | 6.028 | Solar |  |  | Interconnected | Chaska | 55318 | West Creek | WCS-14 | Residential | 20979 |  | 2020 | 2020
20262-227875-01 | City of Chaska | 34 | 3400 | Muni | Facility X | 7.2 | Solar |  |  | Interconnected | Chaska | 55318 | MN River | MRS-3 | Residential | 11000 |  | 2020 | 2020
20262-227875-01 | City of Chaska | 34 | 3400 | Muni | Facility Y | 10 | Solar |  |  | Interconnected | Chaska | 55318 | MN River | MRS-1 | Residential | 15600 |  | 2020 | 2021
20262-227875-01 | City of Chaska | 34 | 3400 | Muni | Facility Z | 10.3 | Solar |  |  | Interconnected | Chaska | 55318 | West Creek | WCS-14 | Residential | 29000 |  | 2020 | 2021
20262-227875-01 | City of Chaska | 34 | 3400 | Muni | Facility AA | 6.03 | Solar |  |  | Interconnected | Chaska | 55318 | MN River | MRS-3 | Residential | 30146 |  | 2021 | 2021
20262-227875-01 | City of Chaska | 34 | 3400 | Muni | FacilityBB | 4.48 | Solar |  |  | Interconnected | Chaska | 55318 | West Creek | WCS-14 | Residential | 27275 |  | 2021 | 2021
20262-227875-01 | City of Chaska | 34 | 3400 | Muni | FacilityCC | 9.86 | Solar |  |  | Interconnected | Chaska | 55318 | MN River | MRS-3 | Residential | 50243 |  | 2021 | 2021
20262-227875-01 | City of Chaska | 34 | 3400 | Muni | FacilityDD | 8.22 | Solar |  |  | Interconnected | Chaska | 55318 | MN River | MRS-3 | Residential | 43065 |  | 2021 | 2021
20262-227875-01 | City of Chaska | 34 | 3400 | Muni | FacilityEE | 7.6 | Solar |  |  | Interconnected | Chaska | 55318 | West Creek | WCS-14 | Residential | 33616 |  | 2021 | 2021
20262-227875-01 | City of Chaska | 34 | 3400 | Muni | FacilityFF | 5 | Solar |  |  | Interconnected | Chaska | 55318 | West Creek | WCS-14 | Residential | 20281 |  | 2021 | 2021
20262-227875-01 | City of Chaska | 34 | 3400 | Muni | FacilityGG | 4.93 | Solar |  |  | Interconnected | Chaska | 55318 | MN River | MRS-3 | Residential | 25806 |  | 2021 | 2021
20262-227875-01 | City of Chaska | 34 | 3400 | Muni | FacilityHH | 11.4 | Solar |  |  | Interconnected | Chaska | 55318 | MN River | MRS-2 | Residential | 38707.2 |  | 2021 | 2021
20262-227875-01 | City of Chaska | 34 | 3400 | Muni | FacilityII | 13.262 | Solar |  |  | Interconnected | Chaska | 55318 | West Creek | WCS-14 | Residential | 48000 |  | 2021 | 2021
20262-227875-01 | City of Chaska | 34 | 3400 | Muni | FacilityJJ | 4.38 | Solar |  |  | Interconnected | Chaska | 55318 | MN River | MRS-4 | Residential | 24288 |  | 2021 | 2021
20262-227875-01 | City of Chaska | 34 | 3400 | Muni | FacilityKK | 5.48 | Solar |  |  | Interconnected | Chaska | 55318 | West Creek | WCS-14 | Residential | 29370 |  | 2021 | 2021
20262-227875-01 | City of Chaska | 34 | 3400 | Muni | FacilityLL | 3.84 | Solar |  |  | Interconnected | Chaska | 55318 | West Creek | WCS-14 | Residential | 19734 |  | 2021 | 2021
20262-227875-01 | City of Chaska | 34 | 3400 | Muni | FacilityMM | 6.58 | Solar |  |  | Interconnected | Chaska | 55318 | West Creek | WCS-14 | Residential | 35244 |  | 2021 | 2021
20262-227875-01 | City of Chaska | 34 | 3400 | Muni | FacilityNN | 4.38 | Solar |  |  | Interconnected | Chaska | 55318 | Bluff Creek | BLC-91 | Residential | 24288 |  | 2021 | 2021
20262-227875-01 | City of Chaska | 34 | 3400 | Muni | FacilityOO | 8.77 | Solar |  |  | Interconnected | Chaska | 55318 | MN River | MRS-1 | Residential | 45524 |  | 2021 | 2021
20262-227875-01 | City of Chaska | 34 | 3400 | Muni | FacilityPP | 8.22 | Solar |  |  | Interconnected | Chaska | 55318 | MN River | MRS-4 | Residential | 42587 |  | 2021 | 2021
20262-227875-01 | City of Chaska | 34 | 3400 | Muni | FacilityQQ | 6.03 | Solar |  |  | Interconnected | Chaska | 55318 | West Creek | WCS-14 | Residential | 32307 |  | 2021 | 2021
20262-227875-01 | City of Chaska | 34 | 3400 | Muni | FacilityRR | 5.24 | Solar |  |  | Interconnected | Chaska | 55318 | MN River | MRS-4 | Residential | 19120 |  | 2021 | 2021
20262-227875-01 | City of Chaska | 34 | 3400 | Muni | FacilitySS | 3.29 | Solar |  |  | Interconnected | Chaska | 55318 | MN River | MRS-4 | Residential | 16698 |  | 2021 | 2021
20262-227875-01 | City of Chaska | 34 | 3400 | Muni | FacilityTT | 3.84 | Solar |  |  | Interconnected | Chaska | 55318 | MN River | MRS-4 | Residential | 21252 |  | 2021 | 2021
20262-227875-01 | City of Chaska | 34 | 3400 | Muni | FacilityUU | 6.03 | Solar |  |  | Interconnected | Chaska | 55318 | MN River | MRS-4 | Residential | 33639 |  | 2021 | 2021
20262-227875-01 | City of Chaska | 34 | 3400 | Muni | FacilityVV | 5.8 | Solar |  |  | Interconnected | Chaska | 55318 | MN River | MRS-3 | Residential | 24276 |  | 2021 | 2021
20262-227875-01 | City of Chaska | 34 | 3400 | Muni | FacilityWW | 6.03 | Solar |  |  | Interconnected | Chaska | 55318 | West Creek | WCS-14 | Residential | 32301 |  | 2021 | 2021
20262-227875-01 | City of Chaska | 34 | 3400 | Muni | FacilityXX | 6.98 | Solar |  |  | Interconnected | Chaska | 55318 | West Creek | WCS-14 | Residential | 25000 |  | 2021 | 2021
20262-227875-01 | City of Chaska | 34 | 3400 | Muni | FacilityYY | 7.6 | Solar |  |  | Interconnected | Chaska | 55318 | West Creek | WCS-14 | Residential | 23689.5 |  | 2021 | 2021
20262-227875-01 | City of Chaska | 34 | 3400 | Muni | Facility55 | 8.77 | Solar |  |  | Interconnected | Chaska | 55318 | MN River | MRS-1 | Residential | 46547 |  | 2021 | 2021
20262-227875-01 | City of Chaska | 34 | 3400 | Muni | Facility56 | 10 | Solar |  |  | Interconnected | Chaska | 55318 | West Creek | WCS-14 | Residential | 34844 |  | 2021 | 2021
20262-227875-01 | City of Chaska | 34 | 3400 | Muni | Facility58 | 4.38 | Solar |  |  | Interconnected | Chaska | 55318 | West Creek | WCS-22 | Residential | 24840 |  | 2021 | 2021
20262-227875-01 | City of Chaska | 34 | 3400 | Muni | Facility59 | 10 | Solar |  |  | Interconnected | Chaska | 55318 | West Creek | WCS-22 | Residential | 34200 |  | 2021 | 2021
20262-227875-01 | City of Chaska | 34 | 3400 | Muni | Facility60 | 7.6 | Solar |  |  | Interconnected | Chaska | 55318 | West Creek | WCS-14 | Residential | 25080 |  | 2021 | 2021
20262-227875-01 | City of Chaska | 34 | 3400 | Muni | Facility61 | 8.7 | Solar |  |  | Interconnected | Chaska | 55318 | West Creek | WCS-14 | Residential | 34521 |  | 2021 | 2022
20262-227875-01 | City of Chaska | 34 | 3400 | Muni | FacilityZZ | 5 | Solar |  |  | Withdrawn | Chaska | 55318 | MN River | MRS-2 | Residential | 22026.22 |  | 2021
20262-227875-01 | City of Chaska | 34 | 3400 | Muni | Facility62 | 6.03 | Solar |  |  | Interconnected | Chaska | 55318 | MN River | MRS-4 | Residential | 34776 |  | 2021 | 2022
20262-227875-01 | City of Chaska | 34 | 3400 | Muni | Facility63 | 6.58 | Solar |  |  | Interconnected | Chaska | 55318 | West Creek | WCS-14 | Residential | 38088 |  | 2021 | 2022
20262-227875-01 | City of Chaska | 34 | 3400 | Muni | Facility64 | 7.12 | Solar |  |  | Interconnected | Chaska | 55318 | West Creek | WCS-14 | Residential | 42588 |  | 2021 | 2022
20262-227875-01 | City of Chaska | 34 | 3400 | Muni | Facility65 | 6.58 | Solar |  |  | Interconnected | Chaska | 55318 | MN River | MRS-4 | Residential | 38088 |  | 2021 | 2022
20262-227875-01 | City of Chaska | 34 | 3400 | Muni | Facility66 | 9.86 | Solar |  |  | Interconnected | Chaska | 55318 | West Creek | WCS-14 | Residential | 58968 |  | 2021 | 2022
20262-227875-01 | City of Chaska | 34 | 3400 | Muni | Facility67 | 6.58 | Solar |  |  | Interconnected | Chaska | 55318 | West Creek | WCS-14 | Residential | 39744 |  | 2021 | 2022
20262-227875-01 | City of Chaska | 34 | 3400 | Muni | Facility68 | 7.12 | Solar |  |  | Interconnected | Chaska | 55318 | Bluff Creek | BLC-91 | Residential | 42588 |  | 2021 | 2022
20262-227875-01 | City of Chaska | 34 | 3400 | Muni | Facility69 | 4.48 | Solar |  |  | Interconnected | Chaska | 55318 | West Creek | WCS-14 | Residential | 33120 |  | 2021 | 2022
20262-227875-01 | City of Chaska | 34 | 3400 | Muni | Facility71 | 9.32 | Solar |  |  | Interconnected | Chaska | 55318 | MN River | MRS-4 | Residential | 54054 |  | 2021 | 2022
20262-227875-01 | City of Chaska | 34 | 3400 | Muni | Facility72 | 10.41 | Solar |  |  | Interconnected | Chaska | 55318 | West Creek | WCS-14 | Residential | 60606 |  | 2021 | 2022
20262-227875-01 | City of Chaska | 34 | 3400 | Muni | Facility73 | 11.51 | Solar |  |  | Interconnected | Chaska | 55318 | West Creek | WCS-14 | Residential | 68796 |  | 2021 | 2022
20262-227875-01 | City of Chaska | 34 | 3400 | Muni | Facility74 | 11.4 | Solar |  |  | Interconnected | Chaska | 55318 | West Creek | WCS-14 | Residential | 22000 |  | 2021 | 2022
20262-227875-01 | City of Chaska | 34 | 3400 | Muni | Facility75 | 7.67 | Solar |  |  | Interconnected | Chaska | 55318 | West Creek | WCS-14 | Residential | 44226 |  | 2022 | 2022
20262-227875-01 | City of Chaska | 34 | 3400 | Muni | Facility76 | 8.1 | Solar |  |  | Interconnected | Chaska | 55318 | MN River | MRS-4 | Residential | 47230 |  | 2022 | 2022
20262-227875-01 | City of Chaska | 34 | 3400 | Muni | Facility77 | 8.72 | Solar |  |  | Interconnected | Chaska | 55318 | MN River | MRS-2 | Residential | 27285 |  | 2022 | 2022
20262-227875-01 | City of Chaska | 34 | 3400 | Muni | Facility78 | 5.584 | Solar |  |  | Interconnected | Chaska | 55318 | West Creek | WCS-22 | Residential | 32265 |  | 2022 | 2022
20262-227875-01 | City of Chaska | 34 | 3400 | Muni | Facility79 | 10.41 | Solar |  |  | Interconnected | Chaska | 55318 | West Creek | WCS-14 | Residential | 59651 |  | 2022 | 2022
20262-227875-01 | City of Chaska | 34 | 3400 | Muni | Facility80 | 5.04 | Solar |  |  | Interconnected | Chaska | 55318 | MN River | MRS-1 | Residential | 39079 |  | 2022 | 2023
20262-227875-01 | City of Chaska | 34 | 3400 | Muni | Facility81 | 11.52 | Solar |  |  | Interconnected | Chaska | 55318 | MN River | MRS-3 | Residential | 43750 |  | 2022 | 2022
20262-227875-01 | City of Chaska | 34 | 3400 | Muni | Facility82 | 8.376 | Solar |  |  | Interconnected | Chaska | 55318 | West Creek | WCS-22 | Residential | 44366 |  | 2022 | 2022
20262-227875-01 | City of Chaska | 34 | 3400 | Muni | Facility83 | 10.138 | Solar |  |  | Interconnected | Chaska | 55318 | West Creek | WCS-14 | Residential | 59200 |  | 2022 | 2022
20262-227875-01 | City of Chaska | 34 | 3400 | Muni | Facility84 | 19.14 | Solar |  |  | Interconnected | Chaska | 55318 | West Creek | WCS-14 | Residential | 39600 |  | 2022 | 2022
20262-227875-01 | City of Chaska | 34 | 3400 | Muni | Facility85 | 5.22 | Solar |  |  | Interconnected | Chaska | 55318 | West Creek | WCS-14 | Residential | 21707 |  | 2022 | 2022
20262-227875-01 | City of Chaska | 34 | 3400 | Muni | Facility86 | 9.86 | Solar |  |  | Interconnected | Chaska | 55318 | MN River | MRS-2 | Residential | 52313 |  | 2022 | 2023
20262-227875-01 | City of Chaska | 34 | 3400 | Muni | Facility87 | 7.6 | Solar |  |  | Interconnected | Chaska | 55318 | West Creek | WCS-22 | Residential | 14850 |  | 2022 | 2022
20262-227875-01 | City of Chaska | 34 | 3400 | Muni | Facility88 | 4.06 | Solar |  |  | Withdrawn | Chaska | 55318 | West Creek | WCS-22 | Residential | 23951 |  | 2022
20262-227875-01 | City of Chaska | 34 | 3400 | Muni | Facility89 | 9.772 | Solar |  |  | Interconnected | Chaska | 55318 | West Creek | WCS-22 | Residential | 30000 |  | 2022 | 2022
20262-227875-01 | City of Chaska | 34 | 3400 | Muni | Facility90 | 9.6 | Solar |  |  | Interconnected | Chaska | 55318 | West Creek | WCS-14 | Residential | 38250 |  | 2022 | 2022
20262-227875-01 | City of Chaska | 34 | 3400 | Muni | Facility91 | 9.57 | Solar |  |  | Interconnected | Chaska | 55318 | West Creek | WCS-14 | Residential | 19800 |  | 2022 | 2022
20262-227875-01 | City of Chaska | 34 | 3400 | Muni | Facility92 | 7.6 | Solar |  |  | Withdrawn | Chaska | 55318 | West Creek | WCS-22 | Residential | 19194 |  | 2022
20262-227875-01 | City of Chaska | 34 | 3400 | Muni | Facility93 | 9.6 | Solar |  |  | Interconnected | Chaska | 55318 | West Creek | WCS-22 | Residential | 56260 |  | 2022 | 2023
20262-227875-01 | City of Chaska | 34 | 3400 | Muni | Facility94 | 5.12 | Solar |  |  | Interconnected | Chaska | 55318 | West Creek | WCS-14 | Residential | 31360 |  | 2022 | 2023
20262-227875-01 | City of Chaska | 34 | 3400 | Muni | Facility95 | 8.32 | Solar |  |  | Interconnected | Chaska | 55318 | West Creek | WCS-14 | Residential | 48500 |  | 2022 | 2023
20262-227875-01 | City of Chaska | 34 | 3400 | Muni | Facility96 | 5.76 | Solar |  |  | Interconnected | Chaska | 55318 | Bluff Creek | BLC-91 | Residential | 33320 |  | 2022 | 2023
20262-227875-01 | City of Chaska | 34 | 3400 | Muni | Facility97 | 7.68 | Solar |  |  | Interconnected | Chaska | 55318 | West Creek | WCS-14 | Residential | 46560 |  | 2022 | 2023
20262-227875-01 | City of Chaska | 34 | 3400 | Muni | Facility98 | 8.96 | Solar |  |  | Withdrawn | Chaska | 55318 | West Creek | WCS-14 | Residential | 54320 |  | 2022
20262-227875-01 | City of Chaska | 34 | 3400 | Muni | Facility99 | 7.68 | Solar |  |  | Interconnected | Chaska | 55318 | West Creek | WCS-14 | Residential | 44620 |  | 2022 | 2023
20262-227875-01 | City of Chaska | 34 | 3400 | Muni | Facility100 | 5.12 | Solar |  |  | Interconnected | Chaska | 55318 | West Creek | WCS-14 | Residential | 31360 |  | 2022 | 2023
20262-227875-01 | City of Chaska | 34 | 3400 | Muni | Facility101 | 8.96 | Solar |  |  | Interconnected | Chaska | 55318 | West Creek | WCS-14 | Residential | 54320 |  | 2022 | 2023
20262-227875-01 | City of Chaska | 34 | 3400 | Muni | Facility102 | 8.96 | Solar |  |  | Interconnected | Chaska | 55318 | West Creek | WCS-14 | Residential | 52380 |  | 2022 | 2023
20262-227875-01 | City of Chaska | 34 | 3400 | Muni | Facility103 | 3.84 | Solar |  |  | Interconnected | Chaska | 55318 | West Creek | WCS-14 | Residential | 22220 |  | 2022 | 2023
20262-227875-01 | City of Chaska | 34 | 3400 | Muni | Facility104 | 12.47 | Solar |  |  | Interconnected | Chaska | 55318 | MN River | MRS-2 | Residential | 65000 |  | 2023 | 2023
20262-227875-01 | City of Chaska | 34 | 3400 | Muni | Facility105 | 9.772 | Solar |  |  | Interconnected | Chaska | 55318 | MN River | MRS-4 | Residential | 39126 |  | 2023 | 2023
20262-227875-01 | City of Chaska | 34 | 3400 | Muni | Facility106 | 7.6 | Solar |  |  | Interconnected | Chaska | 55318 | MN River | MRS-4 | Residential | 31300 |  | 2023 | 2023
20262-227875-01 | City of Chaska | 34 | 3400 | Muni | Facility107 | 15.356 | Solar |  |  | Interconnected | Chaska | 55318 | West Creek | WCS-14 | Residential | 77000 |  | 2023 | 2023
20262-227875-01 | City of Chaska | 34 | 3400 | Muni | Facility108 | 8.725 | Solar |  |  | Interconnected | Chaska | 55318 | West Creek | WCS-14 | Residential | 35179.44 |  | 2023 | 2023
20262-227875-01 | City of Chaska | 34 | 3400 | Muni | Facility109 | 15.5 | Solar |  |  | Interconnected | Chaska | 55318 | West Creek | WCS-14 | Residential | 39102 |  | 2023 | 2023
20262-227875-01 | City of Chaska | 34 | 3400 | Muni | Facility110 | 7.56 | Solar |  |  | Interconnected | Chaska | 55318 | West Creek | WCS-14 | Residential | 33053 |  | 2023 | 2023
20262-227875-01 | City of Chaska | 34 | 3400 | Muni | Facility111 | 3.78 | Solar |  |  | Interconnected | Chaska | 55318 | West Creek | WCS-14 | Residential | 16027 |  | 2023 | 2023
20262-227875-01 | City of Chaska | 34 | 3400 | Muni | Facility112 | 7.04 | Solar |  |  | Interconnected | Chaska | 55318 | MN River | MRS-4 | Residential | 41503 |  | 2023 | 2023
20262-227875-01 | City of Chaska | 34 | 3400 | Muni | Facility113 | 8.96 | Solar |  |  | Interconnected | Chaska | 55318 | MN River | MRS-4 | Residential | 50440 |  | 2023 | 2023
20262-227875-01 | City of Chaska | 34 | 3400 | Muni | Facility114 | 7.68 | Solar |  |  | Interconnected | Chaska | 55318 | West Creek | WCS-14 | Residential | 44814 |  | 2023 | 2023
20262-227875-01 | City of Chaska | 34 | 3400 | Muni | Facility115 | 7.04 | Solar |  |  | Interconnected | Chaska | 55318 | West Creek | WCS-22 | Residential | 41503 |  | 2023 | 2023
20262-227875-01 | City of Chaska | 34 | 3400 | Muni | Facility116 | 11.52 | Solar |  |  | Interconnected | Chaska | 55318 | MN River | MRS-3 | Residential | 67221 |  | 2023 | 2023
20262-227875-01 | City of Chaska | 34 | 3400 | Muni | Facility117 | 8.32 | Solar |  |  | Interconnected | Chaska | 55318 | MN River | MRS-2 | Residential | 46706 |  | 2023 | 2023
20262-227875-01 | City of Chaska | 34 | 3400 | Muni | Facility118 | 5.12 | Solar |  |  | Interconnected | Chaska | 55318 | Bluff Creek | BLC-91 | Residential | 29189 |  | 2023 | 2023
20262-227875-01 | City of Chaska | 34 | 3400 | Muni | Facility 119 | 10.24 | Solar |  |  | Interconnected | Chaska | 55318 | MN River | MRS-1 | Residential | 59752 |  | 2023 | 2023
20262-227875-01 | City of Chaska | 34 | 3400 | Muni | Facility120 | 7.04 | Solar |  |  | Interconnected | Chaska | 55318 | West Creek | WCS-22 | Residential | 41503 |  | 2023 | 2023
20262-227875-01 | City of Chaska | 34 | 3400 | Muni | Facility121 | 5.76 | Solar |  |  | Interconnected | Chaska | 55318 | MN River | MRS-4 | Residential | 33957 |  | 2023 | 2023
20262-227875-01 | City of Chaska | 34 | 3400 | Muni | Facility122 | 3.84 | Solar |  |  | Interconnected | Chaska | 55318 | MN River | MRS-1 | Residential | 25731 |  | 2023 | 2023
20262-227875-01 | City of Chaska | 34 | 3400 | Muni | Facility123 | 3.84 | Solar |  |  | Interconnected | Chaska | 55318 | MN River | MRS-4 | Residential | 21412 |  | 2023 | 2023
20262-227875-01 | City of Chaska | 34 | 3400 | Muni | Facility124 | 8.32 | Solar |  |  | Interconnected | Chaska | 55318 | MN River | MRS-2 | Residential | 46706 |  | 2023 | 2023
20262-227875-01 | City of Chaska | 34 | 3400 | Muni | Facility125 | 8.32 | Solar |  |  | Interconnected | Chaska | 55318 | West Creek | WCS-14 | Residential | 51259 |  | 2023 | 2023
20262-227875-01 | City of Chaska | 34 | 3400 | Muni | Facility126 | 7.68 | Solar |  |  | Interconnected | Chaska | 55318 | West Creek | WCS-22 | Residential | 44814 |  | 2023 | 2023
20262-227875-01 | City of Chaska | 34 | 3400 | Muni | Facility127 | 5.05 | Solar |  |  | Interconnected | Chaska | 55318 | West Creek | WCS-14 | Residential | 31594.69 |  | 2023 | 2024
20262-227875-01 | City of Chaska | 34 | 3400 | Muni | Facility128 | 11.136 | Solar |  |  | Interconnected | Chaska | 55318 | West Creek | WCS-22 | Residential | 28056 |  | 2023 | 2023
20262-227875-01 | City of Chaska | 34 | 3400 | Muni | Facility129 | 8.505 | Solar |  |  | Interconnected | Chaska | 55318 | Bluff Creek | BLC-91 | Residential | 38665 |  | 2023 | 2023
20262-227875-01 | City of Chaska | 34 | 3400 | Muni | Facility130 | 7.68 | Solar |  |  | Interconnected | Chaska | 55318 | West Creek | WCS-22 | Residential | 43414 |  | 2023 | 2023
20262-227875-01 | City of Chaska | 34 | 3400 | Muni | Facility131 | 4.06 | Solar |  |  | Interconnected | Chaska | 55318 | MN River | MRS-4 | Residential | 32509 |  | 2023 | 2023
20262-227875-01 | City of Chaska | 34 | 3400 | Muni | Facility132 | 6.3 | Solar |  |  | Interconnected | Chaska | 55318 | West Creek | WCS-22 | Residential | 50316 |  | 2023 | 2024
20262-227875-01 | City of Chaska | 34 | 3400 | Muni | Facility133 | 8.41 | Solar |  |  | Interconnected | Chaska | 55318 | West Creek | WCS-22 | Residential | 37700 |  | 2023 | 2023
20262-227875-01 | City of Chaska | 34 | 3400 | Muni | Facility134 | 5.985 | Solar |  |  | Interconnected | Chaska | 55318 | West Creek | WCS-14 | Residential | 32021 |  | 2023 | 2024
20262-227875-01 | City of Chaska | 34 | 3400 | Muni | Facility135 | 5.8 | Solar |  |  | Interconnected | Chaska | 55318 | West Creek | WCS-14 | Residential | 24280 |  | 2023 | 2024
20262-227875-01 | City of Chaska | 34 | 3400 | Muni | Facility136 | 4.41 | Solar |  |  | Interconnected | Chaska | 55318 | West Creek | WCS-14 | Residential | 21948 |  | 2023 | 2024
20262-227875-01 | City of Chaska | 34 | 3400 | Muni | Facility137 | 7.56 | Solar |  |  | Interconnected | Chaska | 55318 | West Creek | WCS-22 | Residential | 32353 |  | 2023 | 2023
20262-227875-01 | City of Chaska | 34 | 3400 | Muni | Facility138 | 7.56 | Solar |  |  | Interconnected | Chaska | 55318 | West Creek | WCS-22 | Residential | 27720 |  | 2023 | 2024
20262-227875-01 | City of Chaska | 34 | 3400 | Muni | Facility139 | 7.56 | Solar |  |  | Interconnected | Chaska | 55318 | MN River | MRS-3 | Residential | 61821 |  | 2023 | 2024
20262-227875-01 | City of Chaska | 34 | 3400 | Muni | Facility140 | 5.355 | Solar |  |  | Interconnected | Chaska | 55318 | West Creek | WCS-22 | Residential | 42896 |  | 2023 | 2024
20262-227875-01 | City of Chaska | 34 | 3400 | Muni | Facility141 | 2.9 | Solar |  |  | Interconnected | Chaska | 55318 | MN River | MRS-4 | Residential | 25758 |  | 2023 | 2024
20262-227875-01 | City of Chaska | 34 | 3400 | Muni | Facility142 | 8.725 | Solar |  |  | Interconnected | Chaska | 55318 | West Creek | WCS-22 | Residential | 27687.5 |  | 2024 | 2024
20262-227875-01 | City of Chaska | 34 | 3400 | Muni | Facility143 | 10.819 | Solar |  |  | Interconnected | Chaska | 55318 | West Creek | WCS-14 | Residential | 37680.5 |  | 2024 | 2024
20262-227875-01 | City of Chaska | 34 | 3400 | Muni | Facility144 | 26.873 | Solar |  |  | Interconnected | Chaska | 55318 | West Creek | WCS-14 | Residential | 85549.5 |  | 2024 | 2024
20262-227875-01 | City of Chaska | 34 | 3400 | Muni | Facility145 | 4.725 | Solar |  |  | Interconnected | Chaska | 55318 | West Creek | WCS-14 | Residential | 38034 |  | 2024 | 2024
20262-227875-01 | City of Chaska | 34 | 3400 | Muni | Facility146 | 4.992 | Solar |  |  | Interconnected | Chaska | 55318 | West Creek | WCS-22 | Residential | 17761 |  | 2024 | 2024
20262-227875-01 | City of Chaska | 34 | 3400 | Muni | Facility147 | 6.08 | Solar |  |  | Interconnected | Chaska | 55318 | West Creek | WCS-22 | Residential | 35957 |  | 2024 | 2024
20262-227875-01 | City of Chaska | 34 | 3400 | Muni | Facility148 | 4.64 | Solar |  |  | Interconnected | Chaska | 55318 | West Creek | WCS-22 | Residential | 41112 |  | 2024 | 2024
20262-227875-01 | City of Chaska | 34 | 3400 | Muni | Facility149 | 4.48 | Solar |  |  | Interconnected | Chaska | 55318 | West Creek | WCS-14 | Residential | 23331 |  | 2024 | 2024
20262-227875-01 | City of Chaska | 34 | 3400 | Muni | Facility150 | 5.76 | Solar |  |  | Interconnected | Chaska | 55318 | MN River | MRS-2 | Residential | 33711 |  | 2024 | 2024
20262-227875-01 | City of Chaska | 34 | 3400 | Muni | Facility151 | 7.68 | Solar |  |  | Interconnected | Chaska | 55318 | MN River | MRS-4 | Residential | 48136 |  | 2024 | 2024
20262-227875-01 | City of Chaska | 34 | 3400 | Muni | Facility153 | 14.72 | Solar |  |  | Interconnected | Chaska | 55318 | West Creek | WCS-14 | Residential | 77503 |  | 2024 | 2024
20262-227875-01 | City of Chaska | 34 | 3400 | Muni | Facility154 | 9.984 | Solar |  |  | Interconnected | Chaska | 55318 | MN River | MRS-2 | Residential | 34255 |  | 2024 | 2024
20262-227875-01 | City of Chaska | 34 | 3400 | Muni | Facility155 | 9.6 | Solar |  |  | Interconnected | Chaska | 55318 | West Creek | WCS-22 | Residential | 49955 |  | 2024 | 2024
20262-227875-01 | City of Chaska | 34 | 3400 | Muni | Facility156 | 4.48 | Solar |  |  | Interconnected | Chaska | 55318 | MN River | MRS-4 | Residential | 26917 |  | 2024 | 2024
20262-227875-01 | City of Chaska | 34 | 3400 | Muni | Facility157 | 10.38 | Solar |  |  | Interconnected | Chaska | 55318 | MN River | MRS-2 | Residential | 17000 |  | 2024 | 2024
20262-227875-01 | City of Chaska | 34 | 3400 | Muni | Facility158 | 8.32 | Solar |  |  | Interconnected | Chaska | 55318 | West Creek | WCS-22 | Residential | 44766 |  | 2024 | 2024
20262-227875-01 | City of Chaska | 34 | 3400 | Muni | Facility159 | 9.984 | Solar |  |  | Interconnected | Chaska | 55318 | West Creek | WCS-22 | Residential | 16575 |  | 2024 | 2024
20262-227875-01 | City of Chaska | 34 | 3400 | Muni | Facility160 | 5.7 | Solar |  |  | Interconnected | Chaska | 55318 | 36831 | WCS-14 | Residential | 36831 |  | 2024 | 2024
20262-227875-01 | City of Chaska | 34 | 3400 | Muni | Facility161 | 10.24 | Solar |  |  | Interconnected | Chaska | 55318 | West Creek | WCS-22 | Residential | 53399 |  | 2024 | 2024
20262-227875-01 | City of Chaska | 34 | 3400 | Muni | Facility162 | 3.8 | Solar |  |  | Interconnected | Chaska | 55318 | MN RIVER | MRS-2 | Residential | 18320 |  | 2024 | 2025
20262-227875-01 | City of Chaska | 34 | 3400 | Muni | Facility163 | 9.88 | Solar |  |  | Interconnected | Chaska | 55318 | West Creek | WCS-22 | Residential | 47911 |  | 2024 | 2025
20262-227875-01 | City of Chaska | 34 | 3400 | Muni | Facility164 | 7.6 | Solar |  |  | Interconnected | Chaska | 55318 | MN River | MRS-2 | Residential | 40000 |  | 2024 | 2025
20262-227875-01 | City of Chaska | 34 | 3400 | Muni | Facility165 | 12.913 | Solar |  |  | Interconnected | Chaska | 55318 | West Creek | WCS-22 | Residential | 46200 |  | 2024 | 2025
20262-227875-01 | City of Chaska | 34 | 3400 | Muni | Facility166 | 13.8 | Solar |  |  | Interconnected | Chaska | 55318 | Bluff Creek | BLC-91 | Residential | 50635 |  | 2025 | 2025
20262-227875-01 | City of Chaska | 34 | 3400 | Muni | Facility167 | 11.5 | Solar |  |  | Interconnected | Chaska | 55318 | West Creek | WCS-22 | Residential | 63800 |  | 2025 | 2025
20262-227875-01 | City of Chaska | 34 | 3400 | Muni | Facility168 | 16.38 | Solar |  |  | Interconnected | Chaska | 55318 | West Creek | WCS-22 | Residential | 45139.8 |  | 2025 | 2025
20262-227875-01 | City of Chaska | 34 | 3400 | Muni | Facility169 | 7.6 | Solar |  |  | Interconnected | Chaska | 55318 | West Creek | WCS-14 | Residential | 24860 |  | 2025 | 2025
20262-227875-01 | City of Chaska | 34 | 3400 | Muni | Facility170 | 4.188 | Solar |  |  | Interconnected | Chaska | 55318 | West Creek | WCS-14 | Residential | 20372 |  | 2025 | 2025
20262-227875-01 | City of Chaska | 34 | 3400 | Muni | Facility171 | 4.94 | Solar |  |  | Active Application | Chaska | 55318 | West Creek | WCS-22 | Residential | 34280 |  | 2025
20262-227875-01 | City of Chaska | 34 | 3400 | Muni | Facility172 | 4.56 | Solar |  |  | Interconnected | Chaska | 55318 | Bluff Creek | BLC-91 | Residential | 23052 |  | 2025 | 2025
20262-227875-01 | City of Chaska | 34 | 3400 | Muni | Facility173 | 9.88 | Solar |  |  | Interconnected | Chaska | 55318 | West Creek | WCS-22 | Residential | 30670 |  | 2025 | 2025
20262-227875-01 | City of Chaska | 34 | 3400 | Muni | Facility174 | 3.8 | Solar |  |  | Interconnected | Chaska | 55318 | MN River | MRS-4 | Residential | 25421 |  | 2025 | 2025
20262-227875-01 | City of Chaska | 34 | 3400 | Muni | Facility175 | 12.215 | Solar |  |  | Interconnected | Chaska | 55318 | MN river | MRS-3 | Residential | 39130 |  | 2025 | 2025
20262-227875-01 | City of Chaska | 34 | 3400 | Muni | Facility176 | 11.02 | Solar |  |  | Interconnected | Chaska | 55318 | West Creek | WCS-14 | Residential | 68753 |  | 2025 | 2025
20262-227875-01 | City of Chaska | 34 | 3400 | Muni | Facility177 | 5.76 | Solar |  |  | Interconnected | Chaska | 55318 | MN River | MRS-2 | Residential | 40794 |  | 2025 | 2025
20262-227875-01 | City of Chaska | 34 | 3400 | Muni | Facility178 | 5.12 | Solar |  |  | Interconnected | Chaska | 55318 | MN River | MRS-2 | Residential | 34128 |  | 2025 | 2025
20262-227875-01 | City of Chaska | 34 | 3400 | Muni | Facility179 | 9.6 | Solar |  |  | Interconnected | Chaska | 55318 | MN River | MRS-4 | Residential | 58446 |  | 2025 | 2025
20262-227875-01 | City of Chaska | 34 | 3400 | Muni | Facility180 | 10.24 | Solar |  |  | Interconnected | Chaska | 55318 | West Creek | WCS-14 | Residential | 62475 |  | 2025 | 2025
20262-227875-01 | City of Chaska | 34 | 3400 | Muni | Facility181 | 12.564 | Solar |  |  | Interconnected | Chaska | 55318 | Bluff Creek | BLC-91 | Residential | 44350 |  | 2025 | 2025
20262-227875-01 | City of Chaska | 34 | 3400 | Muni | Facility182 | 7.68 | Solar |  |  | Interconnected | Chaska | 55318 | MN River | MRS-4 | Residential | 30995 |  | 2025 | 2025
20262-227875-01 | City of Chaska | 34 | 3400 | Muni | Facility183 | 8.064 | Solar |  |  | Interconnected | Chaska | 55318 | West Creek | WCS-14 | Residential | 31506 |  | 2025 | 2025
20262-227875-01 | City of Chaska | 34 | 3400 | Muni | Facility184 | 6.46 | Solar |  |  | Interconnected | Chaska | 55318 | West Creek | WCS-22 | Residential | 27392 |  | 2025 | 2025
20262-227875-01 | City of Chaska | 34 | 3400 | Muni | Facility185 | 8.38 | Solar |  |  | Interconnected | Chaska | 55318 | MN River | MRS-3 | Residential | 35048 |  | 2025 | 2025
20262-227875-01 | City of Chaska | 34 | 3400 | Muni | Facility186 | 16.128 | Solar |  |  | Interconnected | Chaska | 55318 | West Creek | WCS-14 | Residential | 62000 |  | 2025 | 2025
20262-227875-01 | City of Chaska | 34 | 3400 | Muni | Facility187 | 12.913 | Solar |  |  | Interconnected | Chaska | 55318 | MN River | MRS-3 | Residential | 69346 |  | 2025 | 2025
20262-227875-01 | City of Chaska | 34 | 3400 | Muni | Facility188 | 10.88 | Solar |  |  | Active Application | Chaska | 55318 | MN River | MRS-1 | Residential | 65670 |  | 2025
20262-227875-01 | City of Chaska | 34 | 3400 | Muni | Facility189 | 9.216 | Solar |  |  | Interconnected | Chaska | 55318 | West Creek | WCS-22 | Residential | 32640 |  | 2025 | 2025
20262-227875-01 | City of Chaska | 34 | 3400 | Muni | Facility190 | 17.101 | Solar |  |  | Interconnected | Chaska | 55318 | West Creek | WCS-14 | Residential | 54689.2 |  | 2025 | 2025
20262-227875-01 | City of Chaska | 34 | 3400 | Muni | Facility191 | 5.93 | Solar |  |  | Active Application | Chaska | 55318 | MN River | MRS-3 | Residential | 27276 |  | 2025
20262-227875-01 | City of Chaska | 34 | 3400 | Muni | Facility192 | 15.744 | Solar |  |  | Interconnected | Chaska | 55318 | West Creek | WCS-14 | Residential | 89587 |  | 2025 | 2025
20262-227875-01 | City of Chaska | 34 | 3400 | Muni | Facility193 | 9.772 | Solar |  |  | Active Application | Chaska | 55318 | MN River | MRS-3 | Residential | 35398 |  | 2025
20262-227875-01 | City of Chaska | 34 | 3400 | Muni | Facility194 | 10.26 | Solar |  |  | Active Application | Chaska | 55318 | West Creek | WCS-22 | Residential | 50165 |  | 2025
20262-227875-01 | City of Chaska | 34 | 3400 | Muni | Facility195 | 8.376 | Solar |  |  | Active Application | Chaska | 55318 | MN River | MRS-4 | Residential | 31204 |  | 2025
20262-227848-01 | CITY OF ELY, UTILITIES | 135 | 5841 | Muni | 17-00003352-01-8 | 5.9 | Solar |  |  | Interconnected | Ely | 55731 |  |  | Residential |  |  | 2017 | 2017
20262-227848-01 | CITY OF ELY, UTILITIES | 135 | 5841 | Muni | 01-00000020-00-7 | 4.7 | Solar |  |  | Interconnected | Ely | 55731 |  |  | Commercial |  |  | 2016 | 2016
20262-227848-01 | CITY OF ELY, UTILITIES | 135 | 5841 | Muni | 24-00000280-00-8 | 2.97 | Solar |  |  | Interconnected | Ely | 55731 |  |  | Residential |  |  | 2017 | 2017
20262-227848-01 | CITY OF ELY, UTILITIES | 135 | 5841 | Muni | 09-00000444-00-3 | 38 | Solar |  |  | Interconnected | Ely | 55731 |  |  | Commercial |  |  | 2017 | 2017
20262-227848-01 | CITY OF ELY, UTILITIES | 135 | 5841 | Muni | 22-00000150-00-0 | 9 | Solar |  |  | Interconnected | Ely | 55731 |  |  | Residential |  |  | 2019 | 2019
20262-227848-01 | CITY OF ELY, UTILITIES | 135 | 5841 | Muni | 22-00000145-00-2 | 8.78 | Solar |  |  | Interconnected | Ely | 55731 |  |  | Residential |  |  | 2022 | 2022
20262-227848-01 | CITY OF ELY, UTILITIES | 135 | 5841 | Muni | 09-00000442-00-1 | 43.2 | Solar |  |  | Interconnected | Ely | 55731 |  |  | Commercial |  |  | 2022 | 2022
20262-227848-01 | CITY OF ELY, UTILITIES | 135 | 5841 | Muni | 10-00000790-01-2 | 8.38 | Solar |  |  | Interconnected | Ely | 55731 |  |  | Commercial |  |  | 2018 | 2018
20262-227848-01 | CITY OF ELY, UTILITIES | 135 | 5841 | Muni | 15-00000942-00-5 | 5.9 | Solar |  |  | Interconnected | Ely | 55731 |  |  | Residential |  |  | 2021 | 2021
20262-227848-01 | CITY OF ELY, UTILITIES | 135 | 5841 | Muni | 10-00000059-00-7 | 6.5 | Solar |  |  | Interconnected | Ely | 55731 |  |  | Commercial |  |  | 2021 | 2021
20262-227848-01 | CITY OF ELY, UTILITIES | 135 | 5841 | Muni | 25-00000125-00-9 | 7.6 | Solar |  |  | Interconnected | Ely | 55731 |  |  | Commercial |  |  | 2025 | 2025
20262-227848-01 | CITY OF ELY, UTILITIES | 135 | 5841 | Muni | 11-00000251-00-4 | 16 | Solar |  |  | Active Application | Ely | 55731 |  |  | Commercial |  |  | 2025 | 2026
20262-227848-01 | CITY OF ELY, UTILITIES | 135 | 5841 | Muni | 25-00000022-00-9 | 5 | Solar |  |  | Interconnected | Ely | 55731 |  |  | Commercial |  |  | 2019 | 2019
20261-227252-01 | City of Fairfax | 145 | 6138 | Muni | 2017 App 1 | 25 | Solar |  |  | Interconnected | Fairfax | 55332 | 1 | E | Commercial |  | 35000 | 2017 | 2017
20261-227252-01 | City of Fairfax | 145 | 6138 | Muni | NOVA13747 | 7.6 | Solar |  |  | Active Application | Fairfax | 55332 | Fairfax | East Feeder | Residential |  | 56421.48 | 2025
20262-228016-01 | Alexandria Light and Power | 3 | 295 | Muni | 1999-01 | 1500 | Municipal Solid Waste |  |  | Interconnected | Alexandria | 56308 | Nokomis | 3M | Industrial |  |  | 1999 | 2014
20262-228016-01 | Alexandria Light and Power | 3 | 295 | Muni | 2011-01 | 1.1 | Solar |  |  | Interconnected | Alexandria | 56308 | Nokomis | 15th Ave | Commercial |  |  | 2011 | 2011
20262-228016-01 | Alexandria Light and Power | 3 | 295 | Muni | 2017-01 | 15 | Solar |  |  | Interconnected | Alexandria | 56308 | Southwest | Winona | Commercial |  |  | 2017 | 2017
20262-228016-01 | Alexandria Light and Power | 3 | 295 | Muni | 2021-01 | 5 | Solar |  |  | Interconnected | Alexandria | 56308 | Poleyard | Co Rd 44 | Residential |  | 11355 | 2021 | 2021
20262-228016-01 | Alexandria Light and Power | 3 | 295 | Muni | 2021-02 | 5.22 | Solar |  |  | Interconnected | Alexandria | 56308 | Nokomis | Nelson | Residential |  | 20452 | 2021 | 2021
20262-228016-01 | Alexandria Light and Power | 3 | 295 | Muni | 2022-01 | 10 | Solar |  |  | Interconnected | Alexandria | 56308 | Poleyard | Co Rd 44 | Residential |  | 27360 | 2022 | 2022
20262-228016-01 | Alexandria Light and Power | 3 | 295 | Muni | 2022-02 | 4.64 | Solar |  |  | Interconnected | Alexandria | 56308 | Poleyard | Darling | Residential |  | 21033 | 2022 | 2022
20262-228016-01 | Alexandria Light and Power | 3 | 295 | Muni | 2022-03 | 16 | Solar |  |  | Interconnected | Alexandria | 56308 | Southwest | Winona | Residential |  | 25920 | 2022 | 2023
20262-228016-01 | Alexandria Light and Power | 3 | 295 | Muni | 2022-04 | 12.81 | Solar |  |  | Interconnected | Alexandria | 56308 | Nokomis | Victoria | Residential |  | 39962 | 2022 | 2023
20262-228016-01 | Alexandria Light and Power | 3 | 295 | Muni | 2022-05 | 7.83 | Solar |  |  | Interconnected | Alexandria | 56308 | Southwest | Winona | Residential |  | 33654 | 2022 | 2022
20262-228016-01 | Alexandria Light and Power | 3 | 295 | Muni | 2022-06 | 9.86 | Solar |  |  | Interconnected | Alexandria | 56308 | Poleyard | Darling | Residential |  | 28560 | 2022 | 2023
20262-228016-01 | Alexandria Light and Power | 3 | 295 | Muni | 2022-07 | 5.8 | Solar |  |  | Interconnected | Alexandria | 56308 | Southwest | Winona | Residential |  | 40289 | 2022 | 2023
20262-228016-01 | Alexandria Light and Power | 3 | 295 | Muni | 2023-01 | 6.67 | Solar |  |  | Interconnected | Alexandria | 56308 | Poleyard | Nokomis | Residential |  | 28230 | 2023 | 2023
20262-228016-01 | Alexandria Light and Power | 3 | 295 | Muni | 2023-02 | 10 | Solar |  |  | Interconnected | Alexandria | 56308 | Poleyard | Co Rd 44 | Residential |  | 34832 | 2023 | 2023
20262-228016-01 | Alexandria Light and Power | 3 | 295 | Muni | 2024-05 | 12 | Solar |  |  | Interconnected | Alexandria | 56308 | Poleyard | Co Rd 44 | Residential |  | 35000 | 2024 | 2024
20262-228016-01 | Alexandria Light and Power | 3 | 295 | Muni | 2024-06 | 10 | Solar |  |  | Interconnected | Alexandria | 56308 | Poleyard | Geneva | Residential |  | 36468 | 2024 | 2024
20262-228016-01 | Alexandria Light and Power | 3 | 295 | Muni | 2025-08 | 6.3 | Solar |  |  | Interconnected | Alexandria | 56308 | Southwest | Winona | Residential |  | 20050 | 2025 | 2025
20262-228016-01 | Alexandria Light and Power | 3 | 295 | Muni | 2025-09 | 9.45 | Solar |  |  | Interconnected | Alexandria | 56308 | Poleyard | 44th | Residential |  | 27825 | 2025 | 2025
20262-228016-01 | Alexandria Light and Power | 3 | 295 | Muni | 2025-09.1 | 6.3 | Solar |  |  | Interconnected | Alexandria | 56308 | Poleyard | Geneva | Residential |  | 18550 | 2025 | 2025
20262-228016-01 | Alexandria Light and Power | 3 | 295 | Muni | 2025-12 | 15.36 | Solar |  |  | Interconnected | Alexandria | 56308 | Poleyard | Darling | Residential |  | 54542 | 2025 | 2025
20263-229203-01 | City of Granite Falls | 155 | 7494 | Muni | 2018 Granite Falls 1 | 14 | Solar |  |  | Interconnected | Granite Falls | 56241 |  |  |  |  | 25000 |  | 2016
20263-229203-01 | City of Granite Falls | 155 | 7494 | Muni | 2017 Billboard Solar | 4 | Solar |  |  | Interconnected | Granite Falls | 56241 | [6 empty] | 2017
20263-229203-01 | City of Granite Falls | 155 | 7494 | Muni | NOVA12643 | 21 | Solar |  |  | Interconnected | Granite Falls | 56241 | Bush Park | 1 | Residential |  | 10000 | 2025 | 2025
20263-229588-01 | City of Harmony | 198 | 8131 | Muni | NOVA13093 | 6.4 | Solar |  |  | Interconnected | Harmony | 55939 | City of Harmony | South | Residential |  | 6558.75 | 2025 | 2026
20263-229588-01 | City of Harmony | 198 | 8131 | Muni | NOVA7756 | 4.48 | Solar |  |  | Interconnected | Harmony | 55939 | City of Harmony | South | Residential |  | 18540.24 | 2023 | 2023
20263-229588-01 | City of Harmony | 198 | 8131 | Muni | NOVA8972 | 7.6 | Solar |  |  | Interconnected | Harmony | 55939 | City of Harmony | East | Residential |  | 20000 | 2023 | 2024
20261-227187-01 | City of Kasson | 54 | 10040 | Muni | NOVA12609 | 39.99 | Solar |  |  | Interconnected | Kasson | 55944 | Kasson | West | Commercial |  | 149597 | 2025 | 2025
20261-227187-01 | City of Kasson | 54 | 10040 | Muni | NOVA4466 | 5.58 | Solar |  |  | Interconnected | Kasson | 55944 | Kasson | East | Residential |  | 20350.87 | 2021 | 2023
20261-227187-01 | City of Kasson | 54 | 10040 | Muni | NOVA4473 | 3.8 | Solar |  |  | Withdrawn | Kasson | 55944 | Kasson | West | Residential |  | 28662 | 2021
20261-227187-01 | City of Kasson | 54 | 10040 | Muni | NOVA4726 | 7.6 | Solar |  |  | Interconnected | Kasson | 55944 | Kasson | East | Residential |  | 27843 | 2021 | 2023
20261-227187-01 | City of Kasson | 54 | 10040 | Muni | NOVA4738 | 6.67 | Solar |  |  | Interconnected | Kasson | 55944 | Kasson | West | Residential |  | 25109 | 2021 | 2023
20261-227187-01 | City of Kasson | 54 | 10040 | Muni | NOVA6715 | 11.88 | Solar |  |  | Interconnected | Kasson | 55944 | Kasson | East | Residential |  | 49845 | 2022 | 2024
20261-227187-01 | City of Kasson | 54 | 10040 | Muni | NOVA6791 | 15.2 | Solar |  |  | Interconnected | Kasson | 55944 | Kasson | East | Commercial |  | 48600 | 2022 | 2024
20261-227187-01 | City of Kasson | 54 | 10040 | Muni | NOVA6889 | 5.12 | Solar |  |  | Interconnected | Kasson | 55944 | Kasson | West | Residential |  | 18411 | 2022 | 2024
20261-227187-01 | City of Kasson | 54 | 10040 | Muni | NOVA7362 | 8.38 | Solar |  |  | Interconnected | Kasson |  | Kasson | East | Residential |  | 33045 | 2023 | 2024
20261-227187-01 | City of Kasson | 54 | 10040 | Muni | NOVA7630 | 7.15 | Solar |  |  | Interconnected | Kasson | 55944 | Kasson | East | Residential |  | 32540 | 2023 | 2024
20261-227514-01 | Litchfield Public Uilities | 62 | 11064 | Muni | 1 | 10.89 | Solar |  |  | Interconnected | Litchfield | 55355 | Litchfield | Circuit 9 | Residential |  | 52827 | 2021 | 2022
20261-227514-01 | Litchfield Public Uilities | 62 | 11064 | Muni | 2 | 10.96 | Solar |  |  | Interconnected | Litchfield | 55355 | Litchfield | Circuit 10 | Residential |  | 49000 | 2022 | 2022
20261-227514-01 | Litchfield Public Uilities | 62 | 11064 | Muni | 3 | 30 | Solar |  |  | Interconnected | Litchfield | 55355 | Litchfield | Circuit 10 | Residential |  | 45000 | 2022 | 2023
20261-227514-01 | Litchfield Public Uilities | 62 | 11064 | Muni | 4 | 9.86 | Solar |  |  | Interconnected | Litchfield | 55355 | Litchfield | Circuit 10 | Residential |  | 52500 | 2022 | 2023
20261-227514-01 | Litchfield Public Uilities | 62 | 11064 | Muni | 5 | 9.216 | Solar |  |  | Interconnected | Litchfield | 55355 | Litchfield | Circuit 8 | Residential |  | 37000 | 2024 | 2024
20261-227514-01 | Litchfield Public Uilities | 62 | 11064 | Muni | 6 | 20.352 | Solar |  |  | Interconnected | Litchfield | 55355 | Litchfield | Circuit 8 | Residential |  | 78208.56 | 2025 | 2025
20261-227514-01 | Litchfield Public Uilities | 62 | 11064 | Muni | 7 | 6.528 | Solar |  |  | Interconnected | Litchfield | 55355 | Litchfield | Circuit 10 | Residential |  | 20480 | 2025 | 2025
20263-229309-01 | Anoka Municipal Utility | 53 | 691 | Muni | 2014 App1 | 8 | Solar |  |  | Interconnected | Anoka | 55303 | Crooked Lake | 126 | Residential
20263-229309-01 | Anoka Municipal Utility | 53 | 691 | Muni | 2020 DER1 | 7.6 | Solar |  |  | Interconnected | Champlin | 55316 | Champlin | 371 | Residential |  |  | 2019 | 2020
20263-229309-01 | Anoka Municipal Utility | 53 | 691 | Muni | 2020 DER2 | 7.6 | Solar |  |  | Interconnected | Anoka | 55303 | Crooked Lake | 104 | Residential |  |  | 2019 | 2020
20263-229309-01 | Anoka Municipal Utility | 53 | 691 | Muni | 2020 DER3 | 7.6 | Solar |  |  | Interconnected | Dayton | 55327 | Champlin | 361 | Residential |  |  | 2020 | 2020
20263-229309-01 | Anoka Municipal Utility | 53 | 691 | Muni | 2021 DER1 | 10.2 | Solar |  |  | Interconnected | Champlin | 55316 | Champlin | 371 | Residential |  |  | 2021 | 2021
20263-229309-01 | Anoka Municipal Utility | 53 | 691 | Muni | 2021 DER2 | 3.48 | Solar |  | X | Interconnected | Anoka | 55303 | Crooked Lake | 126 | Residential |  |  | 2021 | 2021
20263-229309-01 | Anoka Municipal Utility | 53 | 691 | Muni | 2021 DER3 | 7.6 | Solar |  |  | Interconnected | Champlin | 55316 | Champlin | 371 | Residential |  |  | 2021 | 2021
20263-229309-01 | Anoka Municipal Utility | 53 | 691 | Muni | 2021 DER4 | 5 | Solar |  |  | Interconnected | Anoka | 55303 | Garfield | 402 | Residential |  |  | 2021 | 2022
20263-229309-01 | Anoka Municipal Utility | 53 | 691 | Muni | 2021 DER6 | 3.48 | Solar |  |  | Interconnected | Dayton | 55327 | Champlin | 361 | Residential |  |  | 2021 | 2022
20263-229309-01 | Anoka Municipal Utility | 53 | 691 | Muni | 2022 DER1 | 4.93 | Solar |  |  | Interconnected | Dayton | 55327 | Champlin | 361 | Residential |  |  | 2022 | 2022
20263-229309-01 | Anoka Municipal Utility | 53 | 691 | Muni | 2022 DER2 | 5.48 | Solar |  |  | Interconnected | Anoka | 55303 | Garfield | 402 | Residential |  | 33220 | 2021 | 2022
20263-229309-01 | Anoka Municipal Utility | 53 | 691 | Muni | 2022 DER3 | 5.8 | Solar |  |  | Interconnected | Coon Rapids | 55433 | Crooked Lake | 126 | Residential |  | 38979 | 2022 | 2022
20263-229309-01 | Anoka Municipal Utility | 53 | 691 | Muni | 2022 DER4 | 4.38 | Solar |  |  | Interconnected | Anoka | 55303 | Garfield | 402 | Residential |  |  | 2022 | 2022
20263-229309-01 | Anoka Municipal Utility | 53 | 691 | Muni | 2022 DER5 | 2.792 | Solar |  |  | Interconnected | Anoka | 55303 | Crooked Lake | 126 | Residential |  | 12236 | 2022 | 2022
20263-229309-01 | Anoka Municipal Utility | 53 | 691 | Muni | 2022 DER6 | 6.58 | Solar |  |  | Interconnected | Dayton | 55327 | Champlin | 361 | Residential |  | 37418 | 2022 | 2022
20263-229309-01 | Anoka Municipal Utility | 53 | 691 | Muni | 2022DER7 | 7.68 | Solar |  |  | Interconnected | Anoka | 55303 | Garfield | 402 | Residential |  | 46660 | 2022 | 2022
20263-229309-01 | Anoka Municipal Utility | 53 | 691 | Muni | 2022DER8 | 6.4 | Solar |  |  | Interconnected | Champlin | 55316 | Champlin | 351 | Residential |  | 37340 | 2022 | 2022
20263-229309-01 | Anoka Municipal Utility | 53 | 691 | Muni | 2022DER9 | 9.28 | Solar |  |  | Interconnected | Anoka | 55303 | Crooked Lake | 126 | Residential |  | 36500 | 2022 | 2022
20263-229309-01 | Anoka Municipal Utility | 53 | 691 | Muni | 2022DER10 | 4.42 | Solar |  |  | Interconnected | Champlin | 55316 | Champlin | 351 | Residential |  | 32432 | 2022 | 2022
20263-229309-01 | Anoka Municipal Utility | 53 | 691 | Muni | 2022DER11 | 10 | Solar |  |  | Interconnected | Champlin | 55316 | Crooked Lake | 108 | Residential |  | 33120 | 2022 | 2022
20263-229309-01 | Anoka Municipal Utility | 53 | 691 | Muni | 2022DER12 | 8.96 | Solar |  |  | Interconnected | Anoka | 55303 | Garfield | 402 | Residential |  | 52380 | 2022 | 2023
20263-229309-01 | Anoka Municipal Utility | 53 | 691 | Muni | 2022DER13 | 33.3 | Solar |  |  | Interconnected | Anoka | 55303 | Enterprise | 208 | Commercial |  | 101000 | 2022 | 2022
20263-229309-01 | Anoka Municipal Utility | 53 | 691 | Muni | 2022DER14 | 13.6 | Solar |  |  | Interconnected | Anoka | 55303 | Garfield | 402 | Residential |  | 20400 | 2022 | 2023
20263-229309-01 | Anoka Municipal Utility | 53 | 691 | Muni | 2022DER15 | 5.76 | Solar |  |  | Interconnected | Anoka | 55303 | Garfield | 402 | Residential |  | 36162 | 2022 | 2023
20263-229309-01 | Anoka Municipal Utility | 53 | 691 | Muni | 2023DER1 | 7.68 | Solar |  |  | Interconnected | Champlin | 55316 | Champlin | 371 | Residential |  | 45736 | 2023 | 2023
20263-229309-01 | Anoka Municipal Utility | 53 | 691 | Muni | 2023DER2 | 6.4 | Solar |  |  | Interconnected | Champlin | 55316 | Champlin | 371 | Residential |  | 40180 | 2023 | 2023
20263-229309-01 | Anoka Municipal Utility | 53 | 691 | Muni | 2023DER3 | 10.15 | Solar |  |  | Interconnected | Dayton | 55327 | Champlin | 361 | Residential |  | 39900 | 2023 | 2023
20263-229309-01 | Anoka Municipal Utility | 53 | 691 | Muni | 2023DER4 | 5.12 | Solar |  |  | Interconnected | Coon Rapids | 55433 | Crooked Lake | 108 | Residential |  | 32144 | 2023 | 2023
20263-229309-01 | Anoka Municipal Utility | 53 | 691 | Muni | 2023DER5 | 7.68 | Solar |  |  | Interconnected | Coon Rapids | 55433 | Crooked Lake | 126 | Residential |  | 47724 | 2023 | 2023
20263-229309-01 | Anoka Municipal Utility | 53 | 691 | Muni | 2023DER6 | 5.76 | Solar |  |  | Interconnected | Coon Rapids | 55433 | Crooked Lake | 108 | Residential |  | 36162 | 2023 | 2023
20263-229309-01 | Anoka Municipal Utility | 53 | 691 | Muni | 2023DER7 | 6.912 | Solar |  |  | Interconnected | Dayton | 55327 | Champlin | 361 | Residential |  | 17723 | 2023 | 2023
20263-229309-01 | Anoka Municipal Utility | 53 | 691 | Muni | 2023DER8 | 4.095 | Solar |  |  | Interconnected | Champlin | 55316 | Champlin | 361 | Residential |  |  | 2023 | 2024
20263-229309-01 | Anoka Municipal Utility | 53 | 691 | Muni | 2023DER9 | 10.08 | Solar |  |  | Interconnected | Champlin | 55316 | Champlin | 361 | Residential |  | 46177 | 2023 | 2023
20263-229309-01 | Anoka Municipal Utility | 53 | 691 | Muni | 2023DER10 | 5.12 | Solar |  |  | Interconnected | Anoka | 55303 | Crooked Lake | 122 | Residential |  | 31589 | 2023 | 2024
20263-229309-01 | Anoka Municipal Utility | 53 | 691 | Muni | 2023DER11 | 7.04 | Solar |  |  | Interconnected | Anoka | 55303 | Crooked Lake | 122 | Residential |  | 41503 | 2023 | 2024
20263-229309-01 | Anoka Municipal Utility | 53 | 691 | Muni | 2023DER12 | 7.875 | Solar |  |  | Interconnected | Anoka | 55303 | Crooked Lake | 122 | Residential |  |  | 2023 | 2024
20263-229309-01 | Anoka Municipal Utility | 53 | 691 | Muni | 2023DER13 | 12.564 | Solar |  |  | Interconnected | Anoka | 55303 | Garfield | 409 | Residential |  | 44800 | 2023 | 2024
20263-229309-01 | Anoka Municipal Utility | 53 | 691 | Muni | 2023DER14 | 8.32 | Solar |  |  | Interconnected | Anoka | 55303 | Crooked Lake | 126 | Residential |  | 48549 | 2023 | 2024
20263-229309-01 | Anoka Municipal Utility | 53 | 691 | Muni | 2023DER15 | 8.32 | Solar |  |  | Interconnected | Anoka | 55303 | Crooked Lake | 126 | Residential |  | 48549 | 2023 | 2024
20263-229309-01 | Anoka Municipal Utility | 53 | 691 | Muni | 2023DER16 | 10.88 | Solar |  |  | Interconnected | Anoka | 55303 | Crooked Lake | 122 | Residential |  | 63777 | 2023 | 2024
20263-229309-01 | Anoka Municipal Utility | 53 | 691 | Muni | 2023DER17 | 22.8 | Solar |  |  | Interconnected | Dayton | 55327 | Champlin | 361 | Residential |  | 79184.39 | 2023 | 2024
20263-229309-01 | Anoka Municipal Utility | 53 | 691 | Muni | 2023DER18 | 4.48 | Solar |  |  | Interconnected | Anoka | 55303 | Crooked Lake | 122 | Residential |  | 27220 | 2023 | 2024
20263-229309-01 | Anoka Municipal Utility | 53 | 691 | Muni | 2023DER19 | 3.84 | Solar |  |  | Interconnected | Anoka | 55303 | Crooked Lake | 104 | Residential |  | 23812 | 2023 | 2024
20263-229309-01 | Anoka Municipal Utility | 53 | 691 | Muni | 2024DER1 | 39.99 | Solar |  |  | Interconnected | Anoka | 55303 | Crooked Lake | 126 | Commercial |  | 174630 | 2024 | 2024
20263-229309-01 | Anoka Municipal Utility | 53 | 691 | Muni | 2024DER2 | 6.144 | Solar |  |  | Interconnected | Anoka | 55303 | Crooked Lake | 108 | Residential |  | 19335 | 2024 | 2024
20263-229309-01 | Anoka Municipal Utility | 53 | 691 | Muni | 2024DER3 | 13.824 | Solar |  |  | Interconnected | Anoka | 55303 | Crooked Lake | 122 | Residential |  | 50804 | 2024 | 2024
20263-229309-01 | Anoka Municipal Utility | 53 | 691 | Muni | 2024DER4 | 11.52 | Solar |  |  | Interconnected | Anoka | 55303 | Champlin | 321 | Residential |  | 51331.17 | 2024 | 2024
20263-229309-01 | Anoka Municipal Utility | 53 | 691 | Muni | 2024DER5 | 7.04 | Solar |  |  | Interconnected | Anoka | 55303 | Crooked Lake | 122 | Residential |  | 45889 | 2024 | 2024
20263-229309-01 | Anoka Municipal Utility | 53 | 691 | Muni | 2024DER6 | 6.4 | Solar |  |  | Interconnected | Anoka | 55303 | Crooked Lake | 122 | Residential |  | 35475 | 2024 | 2024
20263-229309-01 | Anoka Municipal Utility | 53 | 691 | Muni | 2024DER7 | 3.8 | Solar |  |  | Interconnected | Dayton | 55327 | Champlin | 361 | Residential |  | 16443.17 | 2024 | 2025
20263-229309-01 | Anoka Municipal Utility | 53 | 691 | Muni | 2024DER8 | 9.6 | Solar |  |  | Interconnected | Anoka | 55303 | Crooked Lake | 104 | Residential |  | 21803.57 | 2024 | 2024
20263-229309-01 | Anoka Municipal Utility | 53 | 691 | Muni | 2024DER9 | 8.32 | Solar |  |  | Interconnected | Champlin | 55316 | Champlin | 351 | Residential |  | 51110 | 2024 | 2024
20263-229309-01 | Anoka Municipal Utility | 53 | 691 | Muni | 2024DER11 | 17.1 | Solar |  |  | Interconnected | Dayton | 55327 | Champlin | 361 | Residential |  | 52286 | 2024 | 2025
20263-229309-01 | Anoka Municipal Utility | 53 | 691 | Muni | 2024DER12 | 5.76 | Solar |  |  | Interconnected | Anoka | 55304 | Champlin | 331 | Residential |  | 9563 | 2024 | 2024
20263-229309-01 | Anoka Municipal Utility | 53 | 691 | Muni | 2024DER13 | 7.98 | Solar |  |  | Interconnected | Dayton | 55327 | Champlin | 361 | Residential |  | 59839 | 2024 | 2025
20263-229309-01 | Anoka Municipal Utility | 53 | 691 | Muni | 2025DER1 | 5.12 | Solar |  |  | Interconnected | Coon Rapids | 55433 | Crooked Lake | 126 | Residential |  | 33368 | 2025 | 2025
20263-229309-01 | Anoka Municipal Utility | 53 | 691 | Muni | 2025DER2 | 5.12 | Solar |  |  | Interconnected | Anoka | 55303 | Crooked Lake | 122 | Residential |  | 38068 | 2025 | 2025
20263-229309-01 | Anoka Municipal Utility | 53 | 691 | Muni | 2025DER3 | 4.3 | Solar |  |  | Interconnected | Champlin | 55316 | Champlin | 351 | Residential |  | 17972.15 | 2025 | 2025
20263-229309-01 | Anoka Municipal Utility | 53 | 691 | Muni | 2025DER4 | 6.912 | Solar |  |  | Interconnected | Champlin | 55316 | Garfield | 402 | Residential |  | 43844.97 | 2025 | 2025
20263-229309-01 | Anoka Municipal Utility | 53 | 691 | Muni | 2025DER5 | 8.448 | Solar |  |  | Interconnected | Champlin | 55316 | Champlin | 351 | Residential |  | 29259 | 2025 | 2025
20263-229309-01 | Anoka Municipal Utility | 53 | 691 | Muni | 2025DER6 | 5.7 | Solar |  |  | Interconnected | Anoka | 55303 | Champlin | 341 | Residential |  | 49901 | 2025 | 2026
20263-229309-01 | Anoka Municipal Utility | 53 | 691 | Muni | 2025 DER7 | 6.912 | Solar |  |  | Interconnected | Champlin | 55316 | Champlin | 351 | Residential |  | 17343 | 2025 | 2025
20263-229309-01 | Anoka Municipal Utility | 53 | 691 | Muni | 2025 DER8 | 8.027 | Solar |  |  | Interconnected | Anoka | 55303 | Enterprise | 208 | Residential |  | 33384 | 2025 | 2026
20263-229309-01 | Anoka Municipal Utility | 53 | 691 | Muni | 2025 DER9 | 25 | Solar |  |  | Interconnected | Anoka | 55303 | Crooked Lake | 126 | Commercial |  | 76500 | 2025 | 2026
20263-229309-01 | Anoka Municipal Utility | 53 | 691 | Muni | 2025 DER10 | 7.68 | Solar |  |  | Active Application | Anoka | 55303 |  |  | Residential |  | 37961 | 2025
20263-229309-01 | Anoka Municipal Utility | 53 | 691 | Muni | 2025 DER11 | 3.84 | Solar |  |  | Interconnected | Anoka | 55303 | Crooked Lake | 122 | Residential |  | 29365 | 2025 | 2026
20263-229309-01 | Anoka Municipal Utility | 53 | 691 | Muni | 2025 DER12 | 8.96 | Solar |  |  | Interconnected | Anoka | 55303 | Crooked Lake | 122 | Residential |  | 58117 | 2025 | 2026
20263-229309-01 | Anoka Municipal Utility | 53 | 691 | Muni | 2012 App1 | 4.2 | Solar |  |  | Decommissioned | Champlin | 55316 | Champlin | 331 | Residential |  |  | 2012 | 2021
20261-227483-01 | City of North St Paul | 82 | 13730 | Muni | 2017-s1 | 6.46 | Solar |  |  | Interconnected | North Saint Paul | 55109 | Oakdale Sub | 83 | Residential | Rebate | 11424 | 2017 | 2017
20261-227483-01 | City of North St Paul | 82 | 13730 | Muni | 2018-s1 | 5.8 | Solar |  |  | Interconnected | North Saint Paul | 55109 | Oakdale Sub | 81 | Residential | Rebate | 18600 | 2018 | 2018
20261-227483-01 | City of North St Paul | 82 | 13730 | Muni | 2019-s1 | 12.16 | Solar |  |  | Interconnected | North Saint Paul | 55109 | Oakdale Sub | 81 | Residential | Rebate | 40000 | 2019 | 2019
20261-227483-01 | City of North St Paul | 82 | 13730 | Muni | 2019-s2 | 9.7 | Solar |  |  | Interconnected | North Saint Paul | 55109 | Oakdale Sub | 84 | Residential | Rebate | 21000 | 2019 | 2019
20261-227483-01 | City of North St Paul | 82 | 13730 | Muni | 2020-s2 | 2.6 | Solar |  |  | Interconnected | North Saint Paul | 55109 | Oakdale Sub | 84 | Residential | Rebate | 3250 | 2020 | 2020
20261-227483-01 | City of North St Paul | 82 | 13730 | Muni | 2020-s1 | 1.48 | Solar |  |  | Interconnected | North Saint Paul | 55109 | Oakdale Sub | 83 | Residential | Rebate | 2450 | 2020 | 2020
20261-227483-01 | City of North St Paul | 82 | 13730 | Muni | 2021-s1 | 5.584 | Solar |  |  | Interconnected | North Saint Paul | 55109 | Oakdale Sub | 84 | Residential | Rebate | 21708 | 2021 | 2021
20261-227483-01 | City of North St Paul | 82 | 13730 | Muni | 2022-s3 | 5.8 | Solar |  |  | Interconnected | North Saint Paul | 55109 | Oakdale Sub | 83 | Residential | Rebate | 10152 | 2022 | 2022
20261-227483-01 | City of North St Paul | 82 | 13730 | Muni | 2022-s2 | 11.2 | Solar |  |  | Interconnected | North Saint Paul | 55109 | Oakdale Sub | 82 | Residential | Rebate | 9500 | 2022 | 2022
20261-227483-01 | City of North St Paul | 82 | 13730 | Muni | 2022-s1 | 10.23 | Solar |  |  | Interconnected | North Saint Paul | 55109 | Oakdale Sub | 82 | Residential | Rebate | 9650 | 2022 | 2022
20261-227483-01 | City of North St Paul | 82 | 13730 | Muni | 2023-s1 | 10.44 | Solar |  |  | Interconnected | North Saint Paul | 55109 | Oakdale Sub | 82 | Residential | Rebate | 50000 | 2023 | 2023
20261-227483-01 | City of North St Paul | 82 | 13730 | Muni | 2023-s2 | 21.17 | Solar |  |  | Interconnected | North Saint Paul | 55109 | Oakdale Sub | 83 | Residential | Rebate | 81008 | 2023 | 2023
20261-227483-01 | City of North St Paul | 82 | 13730 | Muni | 2023-s3 | 29.2 | Solar |  |  | Interconnected | North Saint Paul | 55109 | Oakdale Sub | 83 | Residential | Rebate | 21500 | 2023 | 2023
20261-227483-01 | City of North St Paul | 82 | 13730 | Muni | 2023-s4 | 8.8 | Solar |  |  | Interconnected | North Saint Paul | 55109 | Oakdale Sub | 83 | Residential | Rebate | 16000 | 2023 | 2023
20261-227483-01 | City of North St Paul | 82 | 13730 | Muni | 2023-s5 | 23.6 | Solar |  |  | Interconnected | North Saint Paul | 55109 | Oakdale Sub | 83 | Residential | Rebate | 83460 | 2023 | 2023
20261-227483-01 | City of North St Paul | 82 | 13730 | Muni | 2023-s6 | 5.355 | Solar |  |  | Interconnected | North Saint Paul | 55109 | Oakdale Sub | 83 | Residential | Rebate | 27347 | 2023 | 2023
20261-227483-01 | City of North St Paul | 82 | 13730 | Muni | 2023-s7 | 4.35 | Solar |  |  | Interconnected | North Saint Paul | 55109 | Oakdale Sub | 83 | Residential | Rebate | 19500 | 2023 | 2023
20261-227483-01 | City of North St Paul | 82 | 13730 | Muni | 2024-s1 | 10.2 | Solar |  |  | Interconnected | North Saint Paul | 55109 | Oakdale Sub | 84 | Residential | Rebate | 39116 | 2024 | 2024
20261-227483-01 | City of North St Paul | 82 | 13730 | Muni | 2024-s2 | 7.7 | Solar |  |  | Interconnected | North Saint Paul | 55109 | Oakdale Sub | 81 | Residential | Rebate | 24954 | 2024 | 2024
20261-227483-01 | City of North St Paul | 82 | 13730 | Muni | 2025-s1 | 11.1 | Solar |  |  | Interconnected | North Saint Paul | 55109 | Oakdale Sub | 81 | Residential | Rebate | 53577 | 2025 | 2025
20261-227483-01 | City of North St Paul | 82 | 13730 | Muni | 2025-s2 | 39.9 | Solar |  |  | Interconnected | North Saint Paul | 55109 | Oakdale Sub | 84 | Residential | Rebate | 166990 | 2025 | 2025
20261-227483-01 | City of North St Paul | 82 | 13730 | Muni | 2025-s3 | 7.6 | Solar |  |  | Interconnected | North Saint Paul | 55109 | Oakdale Sub | 84 | Residential | Rebate | 39024.46 | 2025 | 2025
20261-227483-01 | City of North St Paul | 82 | 13730 | Muni | 2025-s4 | 5.584 | Solar |  |  | Interconnected | North Saint Paul | 55109 | Oakdale Sub | 84 | Residential | Rebate | 20296 | 2025 | 2025
20261-227483-01 | City of North St Paul | 82 | 13730 | Muni | 2025-s5 | 5.76 | Solar |  |  | Interconnected | North Saint Paul | 55109 | Oakdale Sub | 82 | Residential | Rebate | 40794 | 2025 | 2025
20261-227483-01 | City of North St Paul | 82 | 13730 | Muni | 2025-s6 | 9.216 | Solar |  |  | Interconnected | North Saint Paul | 55109 | Oakdale Sub | 81 | Residential | Rebate | 25169.2 | 2025 | 2025
20261-227483-01 | City of North St Paul | 82 | 13730 | Muni | 2025-s7 | 8.38 | Solar |  |  | Interconnected | North Saint Paul | 55109 | Oakdale Sub | 84 | Residential | Rebate | 41466 | 2025 | 2025
20261-227483-01 | City of North St Paul | 82 | 13730 | Muni | 2025-s8 | 8.027 | Solar |  |  | Interconnected | North Saint Paul | 55109 | Oakdale Sub | 82 | Residential | Rebate | 29050 | 2025 | 2025
20261-227393-01 | Ortonville Light Department | 86 | 14196 | Muni | Ortonville Light Department | 10 | Solar |  | X | Interconnected | Ortonville | 56278 | Burdick | 4 | Commercial | MRES |  |  | 2015
20261-227393-01 | Ortonville Light Department | 86 | 14196 | Muni | Ortonville Light Department | 4.64 | Solar |  | X | Interconnected | Ortonville | 56278 | Burdick | 4 | Residential | MRES |  | 2021 | 2021
20261-227393-01 | Ortonville Light Department | 86 | 14196 | Muni | Ortonville Light Department | 8.41 | Solar |  | X | Interconnected | Ortonville | 56278 | Burdick | 4 | Residential | MRES |  | 2023 | 2023
20262-228722-01 | City of Round Lake | 219 | 27026 | Muni | NOVA6366 | 8.4 | Solar |  |  | Interconnected | Round Lake | 56167 | Round Lake | 1-Main | Residential |  | 47894 | 2022 | 2023
20262-228722-01 | City of Round Lake | 219 | 27026 | Muni | NOVA12296 | 8.83 | Solar |  |  | Interconnected | Round Lake | 56167 | Round Lake | 1-Main | Residential |  | 29666.23 | 2024 | 2025
20262-227976-01 | City of Rushford | 103 | 16427 | Muni | S-08-24 | 38.4 | Solar |  | X | Interconnected | Rushford | 55971 | City Substation | circuit #1 | Commercial |  | 150700 | 2024 | 2025
20262-227976-01 | City of Rushford | 103 | 16427 | Muni | S-02-25 | 39.425 | Solar |  | X | Interconnected | Rushford | 55971 | City Substation | circuit #3 | Commercial |  | 140000 | 2025 | 2025
20261-227506-01 | City of Luverne | 63 | 11332 | Muni | 011-550000-02 | 9.772 | Solar |  |  | Interconnected | Luverne | 56156 | East | 1 | Residential |  | 55958 | 2021 | 2021
20261-227506-01 | City of Luverne | 63 | 11332 | Muni | 111-880000-02 | 8.25 | Solar |  |  | Interconnected | Luverne | 56156 | West | 1 | Residential |  |  | 2010 | 2010
20261-227506-01 | City of Luverne | 63 | 11332 | Muni | 200-105000-01 | 5000 | Wind |  |  | Interconnected | Luverne | 56156 | South | 5 | Commercial |  |  | 2020 | 2020
20261-227506-01 | City of Luverne | 63 | 11332 | Muni | 122-912000-02 | 6.96 | Solar |  |  | Interconnected | Luverne | 56156 | East | 1 | Residential |  | 29959 | 2022 | 2022
20261-227506-01 | City of Luverne | 63 | 11332 | Muni | 122-970001-01 | 7.678 | Solar |  |  | Interconnected | Luverne | 56156 | East | 1 | Residential |  | 29840 | 2022 | 2022
20261-227506-01 | City of Luverne | 63 | 11332 | Muni | 044-115000-02 | 9.423 | Solar |  |  | Interconnected | Luverne | 56156 | East | 1 | Residential |  | 41786 | 2022 | 2023
20261-227506-01 | City of Luverne | 63 | 11332 | Muni | 122-912000-02 | 6.96 | Storage |  |  | Interconnected | Luverne | 56156 | East | 1 | Residential |  | 26500 | 2024 | 2025
20261-227506-01 | City of Luverne | 63 | 11332 | Muni | 122-095000-06 | 3.84 | Solar |  |  | Interconnected | Luverne | 56156 | East | 1 | Residential |  | 39984.42 | 2025 | 2025
20261-227506-01 | City of Luverne | 63 | 11332 | Muni | 089-075650-00 | 11.866 | Solar |  |  | Active Application | Luverne | 56156 | South | 1 | Commercial |  | 76816 | 2025
20261-227506-01 | City of Luverne | 63 | 11332 | Muni | 089-075650-00 | 23 | Storage |  |  | Active Application | Luverne | 56156 | South | 1 | Commercial |  |  | 2025
20262-228194-01 | Arrowhead Electric Cooperative, Inc. | 4 | 887 | Co-op | NOVA10352-510064908 | 10.44 | Solar |  |  | Active Application | Grand Portage | 55605 | Colvill | Colvill 1 | Residential |  | 8810 | 2024
20262-228194-01 | Arrowhead Electric Cooperative, Inc. | 4 | 887 | Co-op | NOVA10613-UNKNOWN | 20.47 | Solar |  | X | Withdrawn | Finland | 55603 |  |  | Residential |  | 59711 | 2024
20262-228194-01 | Arrowhead Electric Cooperative, Inc. | 4 | 887 | Co-op | NOVA10765-304153096 | 6.96 | Solar |  |  | Interconnected | Lutsen | 55612 | Cascade | Cascade 2 | Residential |  | 13338 | 2024 | 2024
20262-228194-01 | Arrowhead Electric Cooperative, Inc. | 4 | 887 | Co-op | NOVA11959-503137606 | 18.35 | Solar |  | X | Withdrawn | Lutsen | 55612 | Lutsen | Lutsen 3 | Residential |  | 21300 | 2024
20262-228194-01 | Arrowhead Electric Cooperative, Inc. | 4 | 887 | Co-op | NOVA12086-405236486 | 23.66 | Solar |  | X | Interconnected | Grand Marais | 55604 | Maple Hill | Maple Hill 1 | Residential |  | 66537 | 2024 | 2024
20262-228194-01 | Arrowhead Electric Cooperative, Inc. | 4 | 887 | Co-op | NOVA12272-304160454 | 7.6 | Solar |  |  | Interconnected | Lutsen | 55612 | Cascade | Cascade 2 | Residential |  | 31873.13 | 2024 | 2024
20262-228194-01 | Arrowhead Electric Cooperative, Inc. | 4 | 887 | Co-op | NOVA12438-202220193 | 11.5 | Solar |  | X | Interconnected | Tofte | 55615 | Schroeder | Schroeder 1 | Residential |  | 69550 | 2024 | 2025
20262-228194-01 | Arrowhead Electric Cooperative, Inc. | 4 | 887 | Co-op | NOVA12451-503267684 | 7.6 | Solar |  |  | Interconnected | Lutsen | 55612 | Lutsen | Lutsen 3 | Residential |  | 30264 | 2024 | 2025
20262-228194-01 | Arrowhead Electric Cooperative, Inc. | 4 | 887 | Co-op | NOVA12548-304111109 | 19.1 | Solar |  | X | Withdrawn | Lutsen | 55612 | Cascade | Cascade 2 | Residential |  | 49469 | 2025
20262-228194-01 | Arrowhead Electric Cooperative, Inc. | 4 | 887 | Co-op | NOVA12620-405234965 | 17.6 | Solar |  |  | Interconnected | Grand Marais | 55604 | Maple Hill | Maple Hill 1 | Residential |  | 58842.7 | 2025 | 2025
20262-228194-01 | Arrowhead Electric Cooperative, Inc. | 4 | 887 | Co-op | NOVA12779-405224681 | 6.14 | Solar |  |  | Interconnected | Grand Marais | 55604 | Maple Hill | Maple Hill 1 | Residential |  | 16464 | 2025 | 2025
20262-228194-01 | Arrowhead Electric Cooperative, Inc. | 4 | 887 | Co-op | NOVA12811-202286380 | 19.8 | Solar |  |  | Interconnected | Tofte | 55615 | Schroeder | Schroeder 1 | Residential |  | 82092.61 | 2025 | 2025
20262-228194-01 | Arrowhead Electric Cooperative, Inc. | 4 | 887 | Co-op | NOVA12891-503137606 | 18.02 | Solar |  | X | Interconnected | Lutsen | 55612 | Lutsen | Lutsen 3 | Residential |  | 45000 | 2025 | 2025
20262-228194-01 | Arrowhead Electric Cooperative, Inc. | 4 | 887 | Co-op | NOVA12939-304187723 | 3.84 | Solar |  |  | Interconnected | Lutsen | 55604 | Lutsen | Lutsen 3 | Residential |  | 11900 | 2025 | 2025
20262-228194-01 | Arrowhead Electric Cooperative, Inc. | 4 | 887 | Co-op | NOVA12977-509300888 | 20.64 | Solar |  | X | Interconnected | Grand Marais | 55604 | Colvill | Colvill 1 | Residential |  | 60642 | 2025 | 2025
20262-228194-01 | Arrowhead Electric Cooperative, Inc. | 4 | 887 | Co-op | NOVA13144-405323445 | 6.28 | Solar |  |  | Interconnected | Grand Marais | 55604 | Cascade | Cascade 1 | Residential |  | 28289.84 | 2025 | 2025
20262-228194-01 | Arrowhead Electric Cooperative, Inc. | 4 | 887 | Co-op | NOVA13162-405212761 | 12.56 | Solar |  |  | Withdrawn | Grand Marais | 55604 | Cascade | Cascade 1 | Residential |  | 58616.09 | 2025
20262-228194-01 | Arrowhead Electric Cooperative, Inc. | 4 | 887 | Co-op | NOVA13166-503276642 | 7.68 | Solar |  |  | Interconnected | Lutsen | 55612 | Lutsen | Lutsen 3 | Residential |  | 15000 | 2025 | 2025
20262-228194-01 | Arrowhead Electric Cooperative, Inc. | 4 | 887 | Co-op | NOVA13239-201366149 | 7.33 | Solar |  |  | Interconnected | Schroeder | 55613 | Schroeder | Schroeder 2 | Residential |  | 32634.86 | 2025 | 2025
20262-228194-01 | Arrowhead Electric Cooperative, Inc. | 4 | 887 | Co-op | NOVA13270-303136382 | 14.64 | Solar |  |  | Interconnected | Lutsen | 55612 | Lutsen | Lutsen 3 | Residential |  | 60880 | 2025 | 2025
20262-228194-01 | Arrowhead Electric Cooperative, Inc. | 4 | 887 | Co-op | NOVA13350-304100488 | 12.16 | Solar |  |  | Interconnected | Lutsen | 55612 | Cascade | Cascade 2 | Residential |  | 46838 | 2025 | 2025
20262-228194-01 | Arrowhead Electric Cooperative, Inc. | 4 | 887 | Co-op | NOVA13693-405283803 | 14.66 | Solar |  |  | Interconnected | Grand Marais | 55604 | Cascade | Cascade 1 | Residential |  | 43886 | 2025 | 2026
20262-228194-01 | Arrowhead Electric Cooperative, Inc. | 4 | 887 | Co-op | NOVA13830-405271338 | 7.33 | Solar |  |  | Active Application | Grand Marais | 55604 | Cascade | Cascade 1 | Residential |  | 29134 | 2025
20262-228194-01 | Arrowhead Electric Cooperative, Inc. | 4 | 887 | Co-op | NOVA13870-605354173 | 5.58 | Solar |  |  | Withdrawn | Grand Marais | 55604 | Maple Hill | Maple Hill 3 | Residential |  | 23099 | 2025
20262-228194-01 | Arrowhead Electric Cooperative, Inc. | 4 | 887 | Co-op | NOVA13885-505354055 | 20.94 | Solar |  |  | Active Application | Grand Marais | 55604 | Maple Hill | Maple Hill 4 | Residential |  | 43200 | 2025
20262-228194-01 | Arrowhead Electric Cooperative, Inc. | 4 | 887 | Co-op | NOVA13913-506303779 | 15.74 | Solar |  |  | Active Application | Grand Marais | 55604 | Maple Hill | Maple Hill 4 | Residential |  | 55928.4 | 2025
20262-228194-01 | Arrowhead Electric Cooperative, Inc. | 4 | 887 | Co-op | NOVA13997-509157789 | 4.54 | Solar |  |  | Active Application | Hovland | 55604 | Colvill | Colvill 1 | Residential |  | 20270.8 | 2025
20262-228194-01 | Arrowhead Electric Cooperative, Inc. | 4 | 887 | Co-op | NOVA14112-101197800 | 12.76 | Solar |  |  | Active Application | Schroeder | 55613 | Schroeder | Schroeder 2 | Residential |  | 52600 | 2025
20262-228194-01 | Arrowhead Electric Cooperative, Inc. | 4 | 887 | Co-op | NOVA1693-6447 | 15.2 | Solar |  |  | Interconnected | Grand Marais | 55604 | Maple Hill | Schroeder 2 | Residential |  | 47892 | 2019 | 2019
20262-228194-01 | Arrowhead Electric Cooperative, Inc. | 4 | 887 | Co-op | NOVA1694-3713 | 10 | Solar |  |  | Interconnected | Grand Marais | 55604 | Maple Hill | Maple Hill 2 | Residential |  | 31928 | 2019 | 2020
20262-228194-01 | Arrowhead Electric Cooperative, Inc. | 4 | 887 | Co-op | NOVA1696-4565 | 3.8 | Solar |  |  | Interconnected | Grand Marais | 55604 | Maple Hill | Maple Hill 2 | Residential |  | 12753 | 2019 | 2020
20262-228194-01 | Arrowhead Electric Cooperative, Inc. | 4 | 887 | Co-op | NOVA1698-4200 | 9.75 | Solar |  |  | Interconnected | Grand Marais | 55604 | Maple Hill | Maple Hill 1 | Residential |  | 30907.5 | 2019 | 2019
20262-228194-01 | Arrowhead Electric Cooperative, Inc. | 4 | 887 | Co-op | NOVA1783-3584 | 10 | Solar |  |  | Interconnected | Grand Marais | 55604 | Maple Hill | Maple Hill 1 | Residential |  | 29600 | 2019 | 2020
20262-228194-01 | Arrowhead Electric Cooperative, Inc. | 4 | 887 | Co-op | NOVA2181-6793 | 6 | Solar |  |  | Interconnected | Grand Marais | 55604 | Maple Hill | Maple Hill 1 | Residential |  | 20605 | 2019 | 2019
20262-228194-01 | Arrowhead Electric Cooperative, Inc. | 4 | 887 | Co-op | NOVA2396-0162 | 7.6 | Solar |  |  | Interconnected | Tofte | 55615 | Schroeder | Schroeder 1 | Residential |  | 22783 | 2019 | 2020
20262-228194-01 | Arrowhead Electric Cooperative, Inc. | 4 | 887 | Co-op | NOVA2518-6421 | 6.5 | Solar |  |  | Interconnected | Grand Marais |  | Cascade | Cascade 1 | Residential |  | 17309 | 2019 | 2020
20262-228194-01 | Arrowhead Electric Cooperative, Inc. | 4 | 887 | Co-op | NOVA2525-6726 | 3.48 | Solar |  |  | Withdrawn | Grand Marais | 55604 | Colvill | Colvill 2 | Residential |  | 21065.46 | 2019
20262-228194-01 | Arrowhead Electric Cooperative, Inc. | 4 | 887 | Co-op | NOVA2539-6302 | 11.31 | Solar |  |  | Interconnected | Grand Marais | 55604 | Maple Hill | Maple Hill 3 | Residential |  | 43607.35 | 2019 | 2020
20262-228194-01 | Arrowhead Electric Cooperative, Inc. | 4 | 887 | Co-op | NOVA2945 | 9.86 | Solar |  |  | Interconnected | Lutsen |  | Lutsen | Lutsen 3 | Residential |  | 43000 | 2020 | 2020
20262-228194-01 | Arrowhead Electric Cooperative, Inc. | 4 | 887 | Co-op | NOVA3034 | 5 | Solar |  |  | Interconnected | Lutsen | 55612 | Cascade | Cascade 2 | Residential |  | 16210 | 2020 | 2020
20262-228194-01 | Arrowhead Electric Cooperative, Inc. | 4 | 887 | Co-op | NOVA3266 | 7.6 | Solar |  |  | Interconnected | Grand Marais |  | Cascade | Cascade 2 | Residential |  | 23069 | 2020 | 2020
20262-228194-01 | Arrowhead Electric Cooperative, Inc. | 4 | 887 | Co-op | NOVA3267 | 13.6 | Solar |  |  | Interconnected | Grand Marais | 55604 | Maple Hill | Maple Hill 2 | Residential |  | 42251.88 | 2020 | 2020
20262-228194-01 | Arrowhead Electric Cooperative, Inc. | 4 | 887 | Co-op | NOVA3402 | 7.7 | Solar |  |  | Interconnected | Grand Marais | 55604 | Colvill | Colvill 2 | Residential |  | 23256 | 2020 | 2020
20262-228194-01 | Arrowhead Electric Cooperative, Inc. | 4 | 887 | Co-op | NOVA3407 | 13.25 | Solar |  |  | Interconnected | Lutsen | 55612 | Cascade | Cascade 2 | Residential |  | 21547 | 2020 | 2020
20262-228194-01 | Arrowhead Electric Cooperative, Inc. | 4 | 887 | Co-op | NOVA3488-6821 | 7.08 | Solar |  | X | Interconnected | Tofte | 55615 | Schroeder | Schroeder 1 | Residential |  | 48368 | 2020 | 2020
20262-228194-01 | Arrowhead Electric Cooperative, Inc. | 4 | 887 | Co-op | NOVA3522-3227 | 1.6 | Solar |  |  | Interconnected | Grand Marais | 55604 | Maple Hill | Maple Hill 3 | Residential |  | 10000 | 2020 | 2022
20262-228194-01 | Arrowhead Electric Cooperative, Inc. | 4 | 887 | Co-op | NOVA3806-3096 | 4.06 | Solar |  |  | Interconnected | Lutsen | 55612 | Cascade | Cascade 2 | Residential |  | 19953 | 2020 | 2021
20262-228194-01 | Arrowhead Electric Cooperative, Inc. | 4 | 887 | Co-op | NOVA4082-7327 | 10.4 | Solar |  |  | Interconnected | Grand Marais | 55604 | Maple Hill | Maple Hill 5 | Residential |  | 36185 | 2021 | 2021
20262-228194-01 | Arrowhead Electric Cooperative, Inc. | 4 | 887 | Co-op | NOVA4333-3985 | 11.96 | Solar |  | X | Interconnected | Schroeder | 55613 | Schroeder | Schroeder 2 | Residential |  | 45120 | 2021 | 2021
20262-228194-01 | Arrowhead Electric Cooperative, Inc. | 4 | 887 | Co-op | NOVA4365-4814 | 10 | Solar |  |  | Interconnected | Lutsen | 55612 | Lutsen | Lutsen 3 | Residential |  | 34598.4 | 2021 | 2021
20262-228194-01 | Arrowhead Electric Cooperative, Inc. | 4 | 887 | Co-op | NOVA4520-3804 | 4.64 | Solar |  |  | Interconnected | Schroeder | 55612 | Schroeder | Schroeder 2 | Residential |  | 21500 | 2021 | 2021
20262-228194-01 | Arrowhead Electric Cooperative, Inc. | 4 | 887 | Co-op | NOVA4562-6563 | 11.09 | Solar |  | X | Interconnected | Grand Marais | 55604 | Maple Hill | Maple Hill 1 | Residential |  | 40470 | 2021 | 2021
20262-228194-01 | Arrowhead Electric Cooperative, Inc. | 4 | 887 | Co-op | NOVA4604-0271 | 10.1 | Solar |  |  | Interconnected | Lutsen | 55612 | Lutsen | Lutsen 2 | Residential |  | 32800 | 2021 | 2021
20262-228194-01 | Arrowhead Electric Cooperative, Inc. | 4 | 887 | Co-op | NOVA4638-7217 | 8.7 | Solar |  |  | Interconnected | Lutsen | 55612 | Lutsen | Lutsen 3 | Residential |  | 43787 | 2021 | 2021
20262-228194-01 | Arrowhead Electric Cooperative, Inc. | 4 | 887 | Co-op | NOVA4822-6712 | 4.35 | Solar |  |  | Withdrawn | Schroeder | 55613 | Schroeder | Schroeder 2 | Residential |  | 13384.88 | 2021
20262-228194-01 | Arrowhead Electric Cooperative, Inc. | 4 | 887 | Co-op | NOVA5008-2833 | 3.48 | Solar |  |  | Interconnected | Grand Marais | 55604 | Cascade | Cascade 1 | Residential |  | 17667 | 2021 | 2022
20262-228194-01 | Arrowhead Electric Cooperative, Inc. | 4 | 887 | Co-op | NOVA5091-6200 | 4.64 | Solar |  |  | Interconnected | Lutsen | 55612 | Lutsen | Lutsen 3 | Residential |  | 24000 | 2021 | 2022
20262-228194-01 | Arrowhead Electric Cooperative, Inc. | 4 | 887 | Co-op | NOVA5156-0527 | 8.99 | Solar |  |  | Interconnected | Grand Marais | 55604 | Cascade | Cascade 1 | Residential |  | 34824 | 2021 | 2021
20262-228194-01 | Arrowhead Electric Cooperative, Inc. | 4 | 887 | Co-op | NOVA5382-7330 | 19.04 | Solar |  | X | Interconnected | Silver Bay | 55616 | Schroeder | Schroeder 2 | Residential |  | 1e+05 | 2021 | 2022
20262-228194-01 | Arrowhead Electric Cooperative, Inc. | 4 | 887 | Co-op | NOVA6068-4709 | 38.28 | Solar |  |  | Interconnected | Tofte | 55615 | Schroeder | Schroeder 1 | Residential |  | 192052.63 | 2022 | 2023
20262-228194-01 | Arrowhead Electric Cooperative, Inc. | 4 | 887 | Co-op | NOVA6189-4582 | 4.89 | Solar |  |  | Interconnected | Grand Marais | 55604 | Colvill | Colvill 2 | Residential |  | 18360 | 2022 | 2022
20262-228194-01 | Arrowhead Electric Cooperative, Inc. | 4 | 887 | Co-op | NOVA6226-2387 | 9.77 | Solar |  |  | Interconnected | Grand Marais | 55604 | Maple Hill | Maple Hill 1 | Residential |  | 34100 | 2022 | 2022
20262-228194-01 | Arrowhead Electric Cooperative, Inc. | 4 | 887 | Co-op | NOVA6242-3654 | 6.22 | Solar |  |  | Interconnected | Grand Marais | 55604 | Maple Hill | Maple Hill 3 | Residential |  | 17000 | 2022 | 2022
20262-228194-01 | Arrowhead Electric Cooperative, Inc. | 4 | 887 | Co-op | NOVA6297-7336 | 12.56 | Solar |  |  | Interconnected | Lutsen | 55612 | Lutsen | Lutsen 2 | Residential |  | 53740 | 2022 | 2022
20262-228194-01 | Arrowhead Electric Cooperative, Inc. | 4 | 887 | Co-op | NOVA6403-4084 | 7.6 | Solar |  |  | Interconnected | Lutsen | 55612 | Lutsen | Lutsen 3 | Residential |  | 39552 | 2022 | 2022
20262-228194-01 | Arrowhead Electric Cooperative, Inc. | 4 | 887 | Co-op | NOVA6502-2239 | 10.25 | Solar |  |  | Interconnected | Grand Marais | 55604 | Maple Hill | Maple Hill 5 | Residential |  | 35000 | 2022 | 2022
20262-228194-01 | Arrowhead Electric Cooperative, Inc. | 4 | 887 | Co-op | NOVA6782-0846 | 9.77 | Solar |  |  | Interconnected | Grand Marais | 55604 | Colvill | Colvill 1 | Residential |  | 39772 | 2022 | 2023
20262-228194-01 | Arrowhead Electric Cooperative, Inc. | 4 | 887 | Co-op | NOVA6838-7385 | 4.54 | Solar |  |  | Interconnected | Grand Marais | 55604 | Maple Hill | Maple Hill 3 | Residential |  | 17323 | 2022 | 2023
20262-228194-01 | Arrowhead Electric Cooperative, Inc. | 4 | 887 | Co-op | NOVA6872-7482 | 25.13 | Solar |  |  | Interconnected | Grand Marais | 55604 | Maple Hill | Maple Hill 3 | Residential |  | 98726 | 2022 | 2023
20262-228194-01 | Arrowhead Electric Cooperative, Inc. | 4 | 887 | Co-op | NOVA7029-510064908 | 8.99 | Solar |  |  | Interconnected | Grand Portage | 55605 | Colvill | Colvill 1 | Residential |  | 61386.67 | 2023 | 2023
20262-228194-01 | Arrowhead Electric Cooperative, Inc. | 4 | 887 | Co-op | NOVA7047-6858 | 6.96 | Solar |  |  | Interconnected | Grand Marais | 55604 | Maple Hill | Maple Hill 3 | Residential |  | 36160 | 2022 | 2023
20262-228194-01 | Arrowhead Electric Cooperative, Inc. | 4 | 887 | Co-op | NOVA7178-0846 | 11.87 | Solar |  |  | Interconnected | Grand Marais | 55604 | Colvill | Colvill 1 | Residential |  | 43940 | 2022 | 2023
20262-228194-01 | Arrowhead Electric Cooperative, Inc. | 4 | 887 | Co-op | NOVA7227-7440 | 5 | Solar |  |  | Interconnected | Tofte | 55615 | Lutsen | Lutsen 3 | Residential |  |  | 2022 | 2024
20262-228194-01 | Arrowhead Electric Cooperative, Inc. | 4 | 887 | Co-op | NOVA7388-0489 | 8.47 | Solar |  |  | Interconnected | Lutsen | 55604 | Cascade | Cascade 2 | Residential |  | 17805 | 2022 | 2023
20262-228194-01 | Arrowhead Electric Cooperative, Inc. | 4 | 887 | Co-op | NOVA7389-6563 | 14.29 | Solar |  |  | Interconnected | Grand Marais | 55604 | Maple Hill | Maple Hill 1 | Residential |  | 18659 | 2022 | 2023
20262-228194-01 | Arrowhead Electric Cooperative, Inc. | 4 | 887 | Co-op | NOVA7392-1585 | 11.87 | Solar |  |  | Withdrawn | Lutsen | 55612 | Lutsen | Lutsen 3 | Residential |  | 26895 | 2023
20262-228194-01 | Arrowhead Electric Cooperative, Inc. | 4 | 887 | Co-op | NOVA7591-405317527-S | 75 | Storage |  |  | Interconnected | Grand Marais | 55604 | Cascade | Cascade 2 | Residential |  | 1e+05 | 2023 | 2024
20262-228194-01 | Arrowhead Electric Cooperative, Inc. | 4 | 887 | Co-op | NOVA7664-202284365 | 40.25 | Solar |  |  | Withdrawn | Tofte | 55612 | Schroeder | Schroeder 1 | Residential |  | 140535 | 2023
20262-228194-01 | Arrowhead Electric Cooperative, Inc. | 4 | 887 | Co-op | NOVA7725-610352926 | 6 | Solar |  |  | Interconnected | Grand Portage | 55605 | Colvill | Colvill 1 | Residential |  | 25524 | 2023 | 2023
20262-228194-01 | Arrowhead Electric Cooperative, Inc. | 4 | 887 | Co-op | NOVA7862-202284365 | 39 | Solar |  |  | Interconnected | Tofte | 55612 | Schroeder | Schroeder 1 | Commercial |  | 140535 | 2023 | 2023
20262-228194-01 | Arrowhead Electric Cooperative, Inc. | 4 | 887 | Co-op | NOVA7981-405137518 | 29.1 | Solar |  | X | Withdrawn | Grand Marais | 55604 | Maple Hill | Maple Hill 1 | Residential |  | 120738 | 2023
20262-228194-01 | Arrowhead Electric Cooperative, Inc. | 4 | 887 | Co-op | NOVA8028-405153556 | 8.32 | Solar |  |  | Interconnected | Grand Marais | 55604 | Maple Hill | Maple Hill 1 | Residential |  | 35170 | 2023 | 2023
20262-228194-01 | Arrowhead Electric Cooperative, Inc. | 4 | 887 | Co-op | NOVA8038-303011585 | 11.87 | Solar |  |  | Interconnected | Lutsen | 55612 | Lutsen | Lutsen 3 | Residential |  | 44166 | 2023 | 2023
20262-228194-01 | Arrowhead Electric Cooperative, Inc. | 4 | 887 | Co-op | NOVA8073-505281788 | 7.6 | Solar |  |  | Interconnected | Grand Marais | 55604 | Maple Hill | Maple Hill 4 | Residential |  | 34945.65 | 2023 | 2023
20262-228194-01 | Arrowhead Electric Cooperative, Inc. | 4 | 887 | Co-op | NOVA8179-406046073 | 23.04 | Solar |  |  | Interconnected | Grand Marais | 55604 | Maple Hill | Maple Hill 2 | Residential |  | 71826 | 2023 | 2023
20262-228194-01 | Arrowhead Electric Cooperative, Inc. | 4 | 887 | Co-op | NOVA8574-UNKNOWN | 6.14 | Solar |  | X | Withdrawn | Grand Marais | 55604 |  |  |  |  | 20777 | 2023
20262-228194-01 | Arrowhead Electric Cooperative, Inc. | 4 | 887 | Co-op | NOVA8574-UNKNOWN-S | 13 | Storage |  |  | Withdrawn | Grand Marais | 55604 |  |  |  |  | 20777 | 2023
20262-228194-01 | Arrowhead Electric Cooperative, Inc. | 4 | 887 | Co-op | NOVA8622-403296420 | 9.64 | Solar |  | X | Interconnected | Lutsen | 55449 | Lutsen | Lutsen 3 | Residential |  | 70050 | 2023 | 2023
20262-228194-01 | Arrowhead Electric Cooperative, Inc. | 4 | 887 | Co-op | NOVA8635-303260341 | 15.2 | Solar |  |  | Interconnected | Lutsen | 55612 | Lutsen | Lutsen 3 | Residential |  | 55940.54 | 2023 | 2023
20262-228194-01 | Arrowhead Electric Cooperative, Inc. | 4 | 887 | Co-op | NOVA8744-405137518 | 39 | Solar |  | X | Interconnected | Grand Marais | 55604 | Maple Hill | Maple Hill 1 | Residential |  | 176000 | 2023 | 2025
20262-228194-01 | Arrowhead Electric Cooperative, Inc. | 4 | 887 | Co-op | NOVA8982-304190422 | 4.73 | Solar |  |  | Interconnected | Lutsen | 55612 | Cascade | Cascade 2 | Residential |  | 29099 | 2023 | 2024
20262-228194-01 | Arrowhead Electric Cooperative, Inc. | 4 | 887 | Co-op | NOVA9003-406041650 | 15.2 | Solar |  |  | Interconnected | Grand Marais | 55604 | Maple Hill | Maple Hill 2 | Residential |  | 54134.8 | 2023 | 2024
20262-228194-01 | Arrowhead Electric Cooperative, Inc. | 4 | 887 | Co-op | NOVA9147-507347328 | 9.98 | Solar |  |  | Interconnected | Grand Maris | 55604 | Colvill | Colvill 2 | Residential |  | 27987 | 2024 | 2024
20262-228194-01 | Arrowhead Electric Cooperative, Inc. | 4 | 887 | Co-op | 6903 | 12.095 | Solar |  |  | Interconnected | Lutsen | 55612 | Lutsen | Lutsen 3 | Commercial |  |  |  | 2018
20262-228194-01 | Arrowhead Electric Cooperative, Inc. | 4 | 887 | Co-op | 7254 | 5 | Solar |  |  | Interconnected | Grand Marais | 55604 | Cascade | Cascade 1 | Residential |  |  |  | 2019
20262-228194-01 | Arrowhead Electric Cooperative, Inc. | 4 | 887 | Co-op | 6354 | 7.14 | Solar |  |  | Interconnected | Hovland | 55606 | Colvill | Colvill 1 | Residential |  |  |  | 2015
20262-228194-01 | Arrowhead Electric Cooperative, Inc. | 4 | 887 | Co-op | 489 | 8.47 | Solar |  |  | Interconnected | Lutsen | 55612 | Cascade | Cascade 2 | Residential |  |  |  | 2006
20262-228194-01 | Arrowhead Electric Cooperative, Inc. | 4 | 887 | Co-op | 6423 | 3.2 | Solar |  |  | Interconnected | Grand Marais | 55604 | Maple Hill | Maple Hill 1 | Residential |  |  |  | 2017
20262-228194-01 | Arrowhead Electric Cooperative, Inc. | 4 | 887 | Co-op | 4056 | 4.2 | Solar |  |  | Interconnected | Lutsen | 55612 | Cascade | Cascade 2 | Residential |  |  |  | 2016
20262-228194-01 | Arrowhead Electric Cooperative, Inc. | 4 | 887 | Co-op | 887 | 3.1 | Solar |  |  | Interconnected | Grand Marais | 55604 | Colvill | Colvill 1 | Residential |  |  |  | 2016
20262-228194-01 | Arrowhead Electric Cooperative, Inc. | 4 | 887 | Co-op | 3360 | 31.2 | Solar |  |  | Interconnected | Tofte | 55615 | Schroeder | Schroeder 1 | Commercial |  |  |  | 2019
20262-228194-01 | Arrowhead Electric Cooperative, Inc. | 4 | 887 | Co-op | 6339 | 7.3 | Solar |  |  | Interconnected | Schroeder | 55613 | Schroeder | Schroeder 2 | Residential |  |  |  | 2011
20262-228194-01 | Arrowhead Electric Cooperative, Inc. | 4 | 887 | Co-op | 3713 | 10 | Solar |  |  | Interconnected | Grand Marais | 55604 | Maple Hill | Maple Hill 2 | Residential |  |  |  | 2019
20262-228194-01 | Arrowhead Electric Cooperative, Inc. | 4 | 887 | Co-op | 6843 | 35.7 | Solar |  |  | Interconnected | Grand Marais | 55604 | Maple Hill | Maple Hill 1 | Residential |  |  |  | 2014
20262-228194-01 | Arrowhead Electric Cooperative, Inc. | 4 | 887 | Co-op | 31 | 5 | Solar |  |  | Interconnected | Schroeder | 55613 | Schroeder | Schroeder 2 | Residential |  |  |  | 2018
20262-228194-01 | Arrowhead Electric Cooperative, Inc. | 4 | 887 | Co-op | 6421 | 6.5 | Solar |  |  | Interconnected | Grand Marais | 55604 | Cascade | Cascade 1 | Residential |  |  |  | 2009
20262-228194-01 | Arrowhead Electric Cooperative, Inc. | 4 | 887 | Co-op | 763 | 7.41 | Solar |  |  | Interconnected | Grand Marais | 55604 | Maple Hill | Maple Hill 2 | Residential |  |  |  | 2012
20262-228194-01 | Arrowhead Electric Cooperative, Inc. | 4 | 887 | Co-op | 6447 | 15.2 | Solar |  |  | Interconnected | Grand Marais | 55604 | Maple Hill | Maple Hill 2 | Residential |  |  |  | 2019
20262-228194-01 | Arrowhead Electric Cooperative, Inc. | 4 | 887 | Co-op | 817 | 7.2 | Solar |  |  | Interconnected | Grand Marais | 55604 | Colvill | Colvill 2 | Residential |  |  |  | 2018
20262-228194-01 | Arrowhead Electric Cooperative, Inc. | 4 | 887 | Co-op | 3208 | 6.4 | Solar |  |  | Interconnected | Grand Marais | 55604 | Maple Hill | Maple Hill 2 | Residential |  |  |  | 2019
20262-228194-01 | Arrowhead Electric Cooperative, Inc. | 4 | 887 | Co-op | 2666 | 5.5 | Solar |  |  | Interconnected | Grand Marais | 55604 | Maple Hill | Maple Hill 4 | Residential |  |  |  | 2014
20262-228194-01 | Arrowhead Electric Cooperative, Inc. | 4 | 887 | Co-op | 2040 | 4.32 | Solar |  |  | Interconnected | Grand Marais | 55604 | Maple Hill | Maple Hill 3 | Residential |  |  |  | 2017
20262-228194-01 | Arrowhead Electric Cooperative, Inc. | 4 | 887 | Co-op | 4409 | 11.4 | Solar |  |  | Interconnected | Grand Marais | 55604 | Maple Hill | Maple Hill 2 | Residential |  |  |  | 2018
20262-228194-01 | Arrowhead Electric Cooperative, Inc. | 4 | 887 | Co-op | 6700 | 1 | Solar |  |  | Interconnected | Grand Marais | 55604 | Cascade | Cascade 2 | Residential |  |  |  | 2012
20262-228194-01 | Arrowhead Electric Cooperative, Inc. | 4 | 887 | Co-op | 3792 | 3 | Wind |  |  | Interconnected | Grand Marais | 55604 | Colvill | Colvill 1 | Residential |  |  |  | 2009
20262-228194-01 | Arrowhead Electric Cooperative, Inc. | 4 | 887 | Co-op | 3648 | 2.7 | Solar |  |  | Interconnected | Lutsen | 55612 | Lutsen | Lutsen 2 | Residential |  |  |  | 2009
20262-228194-01 | Arrowhead Electric Cooperative, Inc. | 4 | 887 | Co-op | 7101 | 1.6 | Solar |  |  | Interconnected | Grand Marais | 55604 | Cascade | Cascade 1 | Residential |  |  |  | 2017
20262-228194-01 | Arrowhead Electric Cooperative, Inc. | 4 | 887 | Co-op | 4898 | 5.6 | Solar |  |  | Interconnected | Grand Marais | 55604 | Colvill | Colvill 1 | Residential |  |  |  | 2014
20262-228194-01 | Arrowhead Electric Cooperative, Inc. | 4 | 887 | Co-op | 2499 | 2.7 | Solar |  |  | Interconnected | Grand Marais | 55604 | Colvill | Colvill 2 | Residential |  |  |  | 2009
20262-228194-01 | Arrowhead Electric Cooperative, Inc. | 4 | 887 | Co-op | 1441 | 2.04 | Solar |  |  | Interconnected | Grand Marais | 55604 | Maple Hill | Maple Hill 3 | Residential |  |  |  | 2009
20262-228194-01 | Arrowhead Electric Cooperative, Inc. | 4 | 887 | Co-op | 6793 | 6 | Solar |  |  | Interconnected | Grand Marais | 55604 | Maple Hill | Maple Hill 1 | Residential |  |  |  | 2019
20262-228194-01 | Arrowhead Electric Cooperative, Inc. | 4 | 887 | Co-op | 6715 | 7.36 | Solar |  |  | Interconnected | Grand Portage | 55605 | Colvill | Colvill 1 | Commercial |  |  |  | 2010
20262-228194-01 | Arrowhead Electric Cooperative, Inc. | 4 | 887 | Co-op | 6733 | 10 | Solar |  |  | Interconnected | Grand Portage | 55605 | Colvill | Colvill 1 | Residential |  |  |  | 2011
20262-228194-01 | Arrowhead Electric Cooperative, Inc. | 4 | 887 | Co-op | 4465 | 4.65 | Solar |  |  | Interconnected | Grand Marais | 55604 | Colvill | Colvill 1 | Residential |  |  |  | 2016
20262-228194-01 | Arrowhead Electric Cooperative, Inc. | 4 | 887 | Co-op | 6667 | 3.69 | Solar |  |  | Interconnected | Grand Marais | 55604 | Maple Hill | Maple Hill 3 | Residential |  |  |  | 2009
20262-228194-01 | Arrowhead Electric Cooperative, Inc. | 4 | 887 | Co-op | 2129 | 5.6 | Solar |  |  | Interconnected | Schroeder | 55613 | Schroeder | Schroeder 2 | Residential |  |  |  | 2014
20262-228194-01 | Arrowhead Electric Cooperative, Inc. | 4 | 887 | Co-op | 6464 | 6.72 | Solar |  |  | Interconnected | Grand Marais | 55604 | Cascade | Cascade 1 | Residential |  |  |  | 2014
20262-228194-01 | Arrowhead Electric Cooperative, Inc. | 4 | 887 | Co-op | 6794 | 3 | Solar |  |  | Interconnected | Grand Marais | 55604 | Maple Hill | Maple Hill 3 | Residential |  |  |  | 2013
20262-228194-01 | Arrowhead Electric Cooperative, Inc. | 4 | 887 | Co-op | 1961 | 1.4 | Solar |  |  | Interconnected | Hovland | 55606 | Colvill | Colvill 1 | Residential |  |  |  | 2009
20262-228194-01 | Arrowhead Electric Cooperative, Inc. | 4 | 887 | Co-op | 4200 | 9.75 | Solar |  |  | Interconnected | Grand Marais | 55604 | Maple Hill | Maple Hill 1 | Residential |  |  |  | 2019
20262-228194-01 | Arrowhead Electric Cooperative, Inc. | 4 | 887 | Co-op | 4546 | 6.6 | Solar |  |  | Interconnected | Schroeder | 55613 | Schroeder | Schroeder 2 | Residential |  |  |  | 2015
20262-228194-01 | Arrowhead Electric Cooperative, Inc. | 4 | 887 | Co-op | 4315 | 2.7 | Solar |  |  | Interconnected | Lutsen | 55612 | Lutsen | Lutsen 3 | Residential |  |  |  | 2007
20262-228194-01 | Arrowhead Electric Cooperative, Inc. | 4 | 887 | Co-op | 7204 | 1.845 | Solar |  |  | Interconnected | Grand Marais | 55604 | Maple Hill | Maple Hill 3 | Residential |  |  |  | 2018
20262-228194-01 | Arrowhead Electric Cooperative, Inc. | 4 | 887 | Co-op | 7095 | 2.4 | Solar |  |  | Interconnected | Grand Marais | 55604 | Cascade | Cascade 1 | Residential |  |  |  | 2017
20262-228194-01 | Arrowhead Electric Cooperative, Inc. | 4 | 887 | Co-op | 4565 | 3.8 | Solar |  |  | Interconnected | Grand Marais | 55604 | Maple Hill | Maple Hill 2 | Residential |  |  |  | 2019
20262-228194-01 | Arrowhead Electric Cooperative, Inc. | 4 | 887 | Co-op | 6416 | 1.6 | Solar |  |  | Interconnected | Grand Marais | 55604 | Maple Hill | Maple Hill 3 | Residential |  |  |  | 2007
20262-228194-01 | Arrowhead Electric Cooperative, Inc. | 4 | 887 | Co-op | 7018 | 0.215 | Solar |  |  | Interconnected | Lutsen | 55612 | Lutsen | Lutsen 3 | Residential |  |  |  | 2019
20262-228194-01 | Arrowhead Electric Cooperative, Inc. | 4 | 887 | Co-op | 2298 | 3 | Solar |  |  | Interconnected | Grand Marais | 55604 | Maple Hill | Maple Hill 1 | Residential |  |  |  | 2019
20262-228194-01 | Arrowhead Electric Cooperative, Inc. | 4 | 887 | Co-op | 3545 | 3.36 | Solar |  |  | Interconnected | Hovland | 55606 | Colvill | Colvill 1 | Residential |  |  |  | 2014
20262-228194-01 | Arrowhead Electric Cooperative, Inc. | 4 | 887 | Co-op | 6724 | 2 | Solar |  |  | Interconnected | Grand Marais | 55604 | Cascade | Cascade 2 | Residential |  |  |  | 2010
20262-228194-01 | Arrowhead Electric Cooperative, Inc. | 4 | 887 | Co-op | 3584 | 10 | Solar |  |  | Interconnected | Grand Marais | 55604 | Maple Hill | Maple Hill 1 | Residential |  |  |  | 2019
20262-228026-01 | St. James Municipal Light &Power | 105 | 17876 | Muni | n-8-21 | 4.93 | Solar |  |  | Interconnected | Saint James | 56081 | East | West Feeder | Residential |  | 20000 | 2021 | 2021
20262-228026-01 | St. James Municipal Light &Power | 105 | 17876 | Muni | n-5-21 | 4.06 | Solar |  |  | Interconnected | Saint James | 56081 | East | West Feeder | Residential |  | 16912 | 2021 | 2021
20262-228026-01 | St. James Municipal Light &Power | 105 | 17876 | Muni | s-10-24 | 5.32 | Solar |  | X | Interconnected | Saint James | 56081 | East | Industrial feeder | Residential |  | 19519 | 2024 | 2024
20262-228026-01 | St. James Municipal Light &Power | 105 | 17876 | Muni | n-2-23#1 | 39.9 | Solar |  |  | Interconnected | Saint James | 56081 | East | West Feeder | Commercial | Scool for solar | 174649 | 2023 | 2023
20262-228026-01 | St. James Municipal Light &Power | 105 | 17876 | Muni | n-2-23#2 | 39.9 | Solar |  |  | Interconnected | Saint James | 56081 | East | West Feeder | Commercial | School for solar | 174649 | 2023 | 2023
20262-228653-01 | Spring Grove | 154 | 17823 | Public | NOVA12599 | 8.42 | Solar |  |  | Interconnected | Spring Grove | 55974 | Spring Grove Sub | South (Blue) | Residential |  | 28000 | 2025 | 2025
20262-228653-01 | Spring Grove | 154 | 17823 | Public | NOVA12602 | 39.9 | Solar |  |  | Interconnected | Spring Grove | 55974 | Spring Grove Sub | West (Red) | Residential |  | 190000 | 2025 | 2025
20262-228653-01 | Spring Grove | 154 | 17823 | Public | NOVA12805 | 16 | Solar |  | X | Active Application | Spring Grove | 55974 | Spring Grove Sub | South (Blue) | Residential |  | 25000 | 2025
20262-228653-01 | Spring Grove | 154 | 17823 | Public | NOVA12905 | 12.08 | Solar |  |  | Interconnected | Spring Grove | 55974 | Spring Grove Sub | South (Blue) | Residential |  | 10500 | 2025 | 2026
20262-228653-01 | Spring Grove | 154 | 17823 | Public | NOVA13198 | 8.05 | Solar |  |  | Active Application | Spring Grove | 55974 | Spring Grove Sub | South (Blue) | Residential |  | 30000 | 2025
20262-228653-01 | Spring Grove | 154 | 17823 | Public | NOVA13989 | 14.4 | Solar |  |  | Active Application | Spring Grove | 55974 | Spring Grove Sub | West (Red) | Residential |  | 45000 | 2025
20263-229252-01 | City of Staples | 112 | 17983 | Muni | 10-18600-02 | 9 | Solar |  |  | Interconnected | Staples | 56479 | North | N5 | Residential |  |  | 2021 | 2021
20261-227571-01 | Stephens Utility Department | 222 | 18063 | Muni | NOVANOVA202301 | 8.7 | Solar |  |  | Interconnected | Stephen | 56757 | 1 | 1-Main | Residential |  |  | 2023 | 2024
20262-227970-01 | City of Two Harbors | 119 | 19321 | Muni | 20522200 | 0.8 | Solar |  |  | Interconnected | Two Harbors | 55616 |  |  | Residential |  |  |  | 2010
20262-227970-01 | City of Two Harbors | 119 | 19321 | Muni | 5012600001 | 3.8 | Solar |  |  | Interconnected | Two Harbors | 55616 |  |  | Utility |  |  | 2018 | 2019
20262-227970-01 | City of Two Harbors | 119 | 19321 | Muni | 115106001 | 3.8 | Solar |  |  | Interconnected | Two Harbors | 55616 |  |  | Residential |  |  | 2019 | 2020
20262-227970-01 | City of Two Harbors | 119 | 19321 | Muni | 502106097 | 3.8 | Solar |  |  | Interconnected | Two Harbors | 55616 |  |  | Residential |  |  | 2019 | 2020
20262-227970-01 | City of Two Harbors | 119 | 19321 | Muni | 502106097-2 | 2.2 | Solar |  |  | Interconnected | Two Harbors | 55616 |  |  | Residential |  |  | 2021 | 2021
20262-227970-01 | City of Two Harbors | 119 | 19321 | Muni | 1201300001 | 15.2 | Solar |  |  | Interconnected | Two Harbors | 55616 |  |  | Commercial |  |  | 2022 | 2023
20262-227970-01 | City of Two Harbors | 119 | 19321 | Muni | 341626320 | 8.4 | Solar |  |  | Interconnected | Two Harbors | 55616 |  |  | Commercial |  |  | 2023 | 2023
20262-227970-01 | City of Two Harbors | 119 | 19321 | Muni | 341626322 | 6.67 | Solar |  |  | Interconnected | Two Harbors | 55616 |  |  | Residential |  |  | 2024 | 2025
20262-227970-01 | City of Two Harbors | 119 | 19321 | Muni | 74635917 | 8.725 | Solar |  |  | Active Application | Two Harbors | 55616 |  |  | Commercial |  |  | 2025
20261-227283-01 | City of Wadena | 123 | 19947 | Muni | SW Installation 1 | 10.5 | Solar |  |  | Interconnected | Wadena | 56482 | SE Sub | Franklin | Residential |  | 98679 | 2023 | 2023
20261-227084-01 | City of Caledonia Electric Department | 13 | 2810 | Muni | 10-309-01-6 | 15.93 | Solar |  |  | Interconnected | Caledonia | 55921 | Wild Turkey #1 | 2 | Residential |  | 40000 | 2019 | 2019
20261-227084-01 | City of Caledonia Electric Department | 13 | 2810 | Muni | 20-1266-01-6 | 14.16 | Solar |  |  | Interconnected | Caledonia | 55921 | Wild Turkey #2 | 1 | Commercial |  | 35000 | 2019 | 2019
20261-227084-01 | City of Caledonia Electric Department | 13 | 2810 | Muni | 10-4014-01-9 | 7.6 | Solar |  |  | Interconnected | Caledonia | 55921 | Wild Turkey #1 | 2 | Residential |  | 28500 | 2020 | 2020
20261-227084-01 | City of Caledonia Electric Department | 13 | 2810 | Muni | 10-3571-01-0 | 10 | Solar |  |  | Interconnected | Caledonia | 55921 | Wild Turkey #1 | 1 | Residential |  | 31500 | 2021 | 2021
20261-227084-01 | City of Caledonia Electric Department | 13 | 2810 | Muni | 10-4070-01-3 | 12.53 | Solar |  |  | Interconnected | Caledonia | 55921 | Wild Turkey #1 | 2 | Residential |  | 43317 | 2022 | 2022
20261-227084-01 | City of Caledonia Electric Department | 13 | 2810 | Muni | 10-4018-01-3 | 7.5 | Solar |  |  | Interconnected | Caledonia | 55921 | Wild Turkey #1 | 2 | Residential |  | 23000 | 2022 | 2022
20261-227084-01 | City of Caledonia Electric Department | 13 | 2810 | Muni | 10-1079-01-5 | 5.76 | Solar |  |  | Interconnected | Caledonia | 55921 | Wild Turkey #1 | 1 | Residential |  | 20150.76 | 2023 | 2023
20261-227084-01 | City of Caledonia Electric Department | 13 | 2810 | Muni | 10-1555-01-0 | 5.785 | Solar |  |  | Interconnected | Caledonia | 55921 | Wild Turkey #1 | 1 | Residential |  | 20257.73 | 2023 | 2023
20261-227084-01 | City of Caledonia Electric Department | 13 | 2810 | Muni | 10-2325-01-7 | 9.423 | Solar |  |  | Interconnected | Caledonia | 55921 | Wild Turkey #1 | 1 | Residential |  | 34197.5 | 2023 | 2023
20261-227084-01 | City of Caledonia Electric Department | 13 | 2810 | Muni | 40-0809-01-0 | 39 | Solar |  |  | Interconnected | Caledonia | 55921 | Wild Turkey #1 | 2 | Commercial |  | 119500 | 2023 | 2024
20261-227084-01 | City of Caledonia Electric Department | 13 | 2810 | Muni | 40-0809-01-0 | 39 | Solar |  |  | Interconnected | Caledonia | 55921 | Wild Turkey #1 | 1 | Commercial |  | 243000 | 2023 | 2024
20261-227084-01 | City of Caledonia Electric Department | 13 | 2810 | Muni | 10-1184-01-0 | 3.14 | Solar |  |  | Interconnected | Caledonia | 55921 | Wild Turkey #1 | 1 | Residential |  | 17497.5 | 2024 | 2024
20261-227084-01 | City of Caledonia Electric Department | 13 | 2810 | Muni | 10-1577-01-8 | 11.52 | Solar |  |  | Interconnected | Caledonia | 55921 | Wild Turkey #2 | 1 | Residential |  | 36348 | 2025 | 2025
20261-227084-01 | City of Caledonia Electric Department | 13 | 2810 | Muni | 30-0009-03-7 | 18.2 | Solar |  |  | Interconnected | Caledonia | 55921 | Wld Turkey #2 | 1 | Commercial |  | 64400 | 2025 | 2025
20261-227084-01 | City of Caledonia Electric Department | 13 | 2810 | Muni | 10-1118-00-0 | 9.88 | Solar |  |  | Interconnected | Caledonia | 55921 | Wild Turkey #1 | 2 | Residential |  | 32000 | 2025 | 2025
20261-227472-01 | Austin Utilities | 27 | 1009 | Muni | 031-015 | 0.88 | Solar |  |  | Interconnected | Austin | 55912 | Library | 134B09 | Commercial |  |  |  | 2005
20261-227472-01 | Austin Utilities | 27 | 1009 | Muni | 078-016 | 1.14 | Solar |  |  | Interconnected | Austin | 55912 | Southeast | 161B03 | Commercial |  |  |  | 2007
20261-227472-01 | Austin Utilities | 27 | 1009 | Muni | 044-559 | 3 | Solar |  |  | Interconnected | Austin | 55912 | Northeast | 142B10 | Commercial |  |  |  | 2009
20261-227472-01 | Austin Utilities | 27 | 1009 | Muni | 015-550 | 2.1 | Solar |  |  | Interconnected | Austin | 55912 | Southwest | 151B05 | Residential |  |  |  | 2011
20261-227472-01 | Austin Utilities | 27 | 1009 | Muni | 202-487 | 39.9 | Wind |  |  | Decommissioned | Austin | 55912 | Southeast | 161B02 | Commercial |  |  |  | 2011 | 2019
20261-227472-01 | Austin Utilities | 27 | 1009 | Muni | 042-155 | 2.625 | Solar |  |  | Decommissioned | Austin | 55912 | Northeast | 142B10 | Residential |  |  |  | 2011 | 2019
20261-227472-01 | Austin Utilities | 27 | 1009 | Muni | 078-014 | 3.28 | Solar |  |  | Interconnected | Austin | 55912 | Southeast | 161B04 | Commercial |  |  |  | 2011
20261-227472-01 | Austin Utilities | 27 | 1009 | Muni | 015-492 | 3.12 | Solar |  |  | Interconnected | Austin | 55912 | Southeast | 161B02 | Residential |  |  |  | 2012
20261-227472-01 | Austin Utilities | 27 | 1009 | Muni | 036-569 | 3.3 | Solar |  |  | Interconnected | Austin | 55912 | Southwest | 151B06 | Residential |  |  |  | 2013
20261-227472-01 | Austin Utilities | 27 | 1009 | Muni | 101-420 | 39.6 | Solar |  |  | Interconnected | Austin | 55912 | Southeast | 161B03 | Commercial |  |  |  | 2014
20261-227472-01 | Austin Utilities | 27 | 1009 | Muni | 044-0352 | 10 | Solar |  |  | Interconnected | Austin | 55912 | Sub 10 | 171B04 | Commercial |  |  |  | 2014
20261-227472-01 | Austin Utilities | 27 | 1009 | Muni | 043-071 | 1.29 | Solar |  |  | Interconnected | Austin | 55912 | Sub 10 | 171B04 | Utility |  |  |  | 2014
20261-227472-01 | Austin Utilities | 27 | 1009 | Muni | 082-510 | 5 | Solar |  |  | Interconnected | Austin | 55912 | Southeast | 161B03 | Residential |  |  |  | 2015
20261-227472-01 | Austin Utilities | 27 | 1009 | Muni | 088-299 | 8 | Solar |  |  | Interconnected | Austin | 55912 | Southeast | 161B04 | Commercial |  |  |  | 2015
20261-227472-01 | Austin Utilities | 27 | 1009 | Muni | JC Hormel Nature Center #3 | 50.4 | Solar |  |  | Interconnected | Austin | 55912 | Notheast | 141B04 | Commercial |  |  |  | 2016
20261-227472-01 | Austin Utilities | 27 | 1009 | Muni | 024-349 | 6.3 | Solar |  |  | Interconnected | Austin | 55912 | Southwest | 151B05 | Residential |  |  |  | 2017
20261-227472-01 | Austin Utilities | 27 | 1009 | Muni | 053-922 | 9 | Solar |  |  | Interconnected | Austin | 55912 | Notheast | 141B05 | Commercial |  |  |  | 2017
20261-227472-01 | Austin Utilities | 27 | 1009 | Muni | 204-962 | 6.21 | Solar |  |  | Interconnected | Austin | 55912 | Southwest | 151B05 | Residential |  |  |  | 2017
20261-227472-01 | Austin Utilities | 27 | 1009 | Muni | 78415 | 11.3 | Solar |  |  | Interconnected | Austin | 55912 | Northeast | 141B04 | Residential |  |  | 2018 | 2018
20261-227472-01 | Austin Utilities | 27 | 1009 | Muni | 202-045 | 5.52 | Solar |  |  | Interconnected | Austin | 55912 | Southeast | 161B02 | Residential |  |  | 2018 | 2018
20261-227472-01 | Austin Utilities | 27 | 1009 | Muni | 201-025 | 12.5 | Solar |  |  | Interconnected | Austin | 55912 | Southeast | 161B03 | Commercial |  |  | 2018 | 2018
20261-227472-01 | Austin Utilities | 27 | 1009 | Muni | 015-590 | 6.48 | Solar |  |  | Interconnected | Austin | 55912 | Southwest | 151B05 | Residential |  |  | 2018 | 2018
20261-227472-01 | Austin Utilities | 27 | 1009 | Muni | 014-087 | 11.66 | Solar |  |  | Interconnected | Austin | 55912 | Southwest | 151B06 | Residential |  |  | 2019 | 2019
20261-227472-01 | Austin Utilities | 27 | 1009 | Muni | 042-155 | 4.9 | Solar |  |  | Interconnected | Austin | 55912 | Northeast | 142B10 | Residential |  |  | 2019 | 2019
20261-227472-01 | Austin Utilities | 27 | 1009 | Muni | 032-190 | 30.8 | Solar |  |  | Interconnected | Austin | 55912 | Southwest | 151B06 | Commercial |  |  | 2019 | 2020
20261-227472-01 | Austin Utilities | 27 | 1009 | Muni | 204-115 | 7.6 | Solar |  |  | Interconnected | Austin | 55912 | Southwest | 151B05 | Residential |  |  | 2020 | 2020
20261-227472-01 | Austin Utilities | 27 | 1009 | Muni | 205-585 | 38 | Solar |  |  | Interconnected | Austin | 55912 | Southwest | 151B03 | Residential |  |  | 2020 | 2020
20261-227472-01 | Austin Utilities | 27 | 1009 | Muni | 015-493 | 3.8 | Solar |  |  | Interconnected | Austin | 55912 | Southeast | 161B02 | Residential |  |  | 2020 | 2020
20261-227472-01 | Austin Utilities | 27 | 1009 | Muni | 24982 | 7.6 | Solar |  |  | Interconnected | Austin | 55912 | Southwest | 151B05 | Residential |  |  | 2021 | 2021
20261-227472-01 | Austin Utilities | 27 | 1009 | Muni | 208015 | 7.6 | Solar |  |  | Interconnected | Austin | 55912 | Northeast | 142B10 | Residential |  |  | 2021 | 2021
20261-227472-01 | Austin Utilities | 27 | 1009 | Muni | 34045 | 7.6 | Solar |  |  | Interconnected | Austin | 55912 | Southwest | 151B04 | Residential |  |  | 2022 | 2022
20261-227472-01 | Austin Utilities | 27 | 1009 | Muni | 22310 | 5.22 | Solar |  |  | Interconnected | Austin | 55912 | Southwest | 151B04 | Residential |  |  | 2022 | 2022
20261-227472-01 | Austin Utilities | 27 | 1009 | Muni | 24930 | 25.23 | Solar |  |  | Interconnected | Austin | 55912 | Southwest | 151B05 | Residential |  |  | 2022 | 2022
20261-227472-01 | Austin Utilities | 27 | 1009 | Muni | 56135 | 39.75 | Solar |  |  | Interconnected | Austin | 55912 | Northeast | 142B10 | Commercial |  |  | 2023 | 2023
20261-227472-01 | Austin Utilities | 27 | 1009 | Muni | 209010 | 4 | Solar |  |  | Interconnected | Austin | 55912 | Northeast | 141B04 | Residential |  |  | 2023 | 2023
20261-227472-01 | Austin Utilities | 27 | 1009 | Muni | 15612 | 10 | Solar |  |  | Interconnected | Austin | 55912 | Southwest | 151B05 | Residential |  |  | 2023 | 2023
20261-227472-01 | Austin Utilities | 27 | 1009 | Muni | 57165 | 5 | Solar |  |  | Interconnected | Austin | 55912 | Central | 181B03 | Residential |  |  | 2023 | 2024
20261-227472-01 | Austin Utilities | 27 | 1009 | Muni | 18210 | 5 | Solar |  |  | Interconnected | Austin | 55912 | Southeast | 161B02 | Residential |  |  | 2023 | 2024
20261-227472-01 | Austin Utilities | 27 | 1009 | Muni | 24426 | 10 | Solar |  |  | Interconnected | Austin | 55912 | Southwest | 151B04 | Residential |  |  | 2023 | 2024
20261-227472-01 | Austin Utilities | 27 | 1009 | Muni | 14810 | 5 | Solar |  |  | Active Application | Austin | 55912 | Southeast | 161B02 | Residential |  |  | 2023 | 2024
20261-227472-01 | Austin Utilities | 27 | 1009 | Muni | 8360 | 6 | Solar |  |  | Interconnected | Austin | 55912 | Southwest | 151B05 | Residential |  |  | 2023 | 2024
20261-227472-01 | Austin Utilities | 27 | 1009 | Muni | 6688 | 84 | Solar |  |  | Interconnected | Austin | 55912 | Notheast | 142B10 | Commercial |  |  | 2024 | 2024
20261-227472-01 | Austin Utilities | 27 | 1009 | Muni | 204490 | 3.8 | Solar |  |  | Interconnected | Austin | 55912 | Southwest | 151B05 | Residential |  |  | 2024 | 2024
20261-227472-01 | Austin Utilities | 27 | 1009 | Muni | 5966 | 7.68 | Solar |  |  | Interconnected | Austin | 55912 | Southwest | 151B04 | Residential |  |  | 2024 | 2024
20261-227472-01 | Austin Utilities | 27 | 1009 | Muni | 204085 | 10.368 | Solar |  |  | Interconnected | Austin | 55912 | Southwest | 151B05 | Residential |  |  | 2024 | 2024
20261-227472-01 | Austin Utilities | 27 | 1009 | Muni | 204-962 | 10 | Storage |  |  | Active Application | Austin | 55912 | Southwest | 151B05 | Residential |  |  | 2024 | 2024
20261-227472-01 | Austin Utilities | 27 | 1009 | Muni | 960308 | 34.56 | Solar |  |  | Interconnected | Austin | 55912 | Southeast | 161B04 | Commercial |  |  | 2024 | 2024
20261-227472-01 | Austin Utilities | 27 | 1009 | Muni | 5460 | 3.8 | Solar |  |  | Interconnected | Austin | 55912 | Southwest | 151B05 | Residential |  |  | 2024 | 2024
20261-227472-01 | Austin Utilities | 27 | 1009 | Muni | 14912 | 16 | Solar |  |  | Interconnected | Austin | 55912 | Southeast | 161B02 | Residential |  |  | 2025 | 2025
20261-227472-01 | Austin Utilities | 27 | 1009 | Muni | 210292 | 38 | Solar |  |  | Interconnected | Austin | 55912 | Northeast | 141B04 | Residential |  |  | 2025 | 2025
20261-227472-01 | Austin Utilities | 27 | 1009 | Muni | 61165 | 17.4 | Solar |  |  | Interconnected | Austin | 55912 | Southeast | 161B03 | Residential |  |  | 2025 | 2025
20261-227472-01 | Austin Utilities | 27 | 1009 | Muni | 54260 | 9.425 | Solar |  |  | Interconnected | Austin | 55912 | Southwest | 151B04 | Residential |  |  | 2025 | 2025
20261-226742-01 | City of Waseca Electric Utility | 125 | 20136 | Muni | 2012 Application 1 | 36.4 | Solar |  |  | Interconnected | Waseca | 56093 | Waseca | South feeder | Commercial |  |  | 2012 | 2012
20261-226742-01 | City of Waseca Electric Utility | 125 | 20136 | Muni | 2012 Application 2 | 4.32 | Solar |  |  | Interconnected | Waseca | 56093 | Waseca | North feeder | Residential |  |  | 2012 | 2012
20261-226742-01 | City of Waseca Electric Utility | 125 | 20136 | Muni | 2018 Application 1 | 6.9 | Solar |  |  | Interconnected | Waseca | 56093 | Waseca | East feeder | Residential |  | 20352 | 2018 | 2018
20261-226742-01 | City of Waseca Electric Utility | 125 | 20136 | Muni | 2019 Application 1 | 3.6 | Solar |  |  | Interconnected | Waseca | 56093 | Waseca | East feeder | Residential |  | 19495 | 2019 | 2019
20261-226742-01 | City of Waseca Electric Utility | 125 | 20136 | Muni | 2019 Application 2 | 4.2 | Solar |  |  | Interconnected | Waseca | 56093 | Waseca | East feeder | Residential |  | 20000 | 2019 | 2019
20261-226742-01 | City of Waseca Electric Utility | 125 | 20136 | Muni | 2019 Application 3 | 6 | Solar |  |  | Interconnected | Waseca | 56093 | Waseca | West feeder | Residential |  | 16000 | 2019 | 2019
20261-226742-01 | City of Waseca Electric Utility | 125 | 20136 | Muni | 2019 Application 4 | 90 | Solar |  |  | Interconnected | Waseca | 56093 | Waseca | South feeder | Commercial |  | 180000 | 2019 | 2020
20261-226742-01 | City of Waseca Electric Utility | 125 | 20136 | Muni | 2020 Application 1 | 8.51 | Solar |  |  | Interconnected | Waseca | 56093 | Waseca | North feeder | Residential |  | 17605 | 2020 | 2020
20261-226742-01 | City of Waseca Electric Utility | 125 | 20136 | Muni | 2022 Application 1 | 13.35 | Solar |  |  | Interconnected | Waseca | 56093 | Waseca | East feeder | Residential |  | 13500 | 2022 | 2022
20261-226742-01 | City of Waseca Electric Utility | 125 | 20136 | Muni | 2022 Application 2 | 11.52 | Solar |  |  | Interconnected | Waseca | 56093 | Waseca | East feeder | Residential |  | 40000 | 2022 | 2023
20261-226742-01 | City of Waseca Electric Utility | 125 | 20136 | Muni | 2023 Application 1 | 5.04 | Solar |  |  | Withdrawn | Waseca | 56093 | Waseca | East feeder | Residential |  | 27088 | 2023
20261-226742-01 | City of Waseca Electric Utility | 125 | 20136 | Muni | 2024 Application 1 | 26.496 | Solar |  |  | Interconnected | Waseca | 56093 | Waseca | North feeder | Commercial |  | 97917 | 2024 | 2024
20263-228981-01 | City of Winthrop | 128 | 20837 | Muni | NOVA12646 | 8.45 | Solar |  |  | Interconnected | Winthrop | 55396 | Substation A | 1 | Residential |  | 33192.5 | 2025 | 2025
20263-228981-01 | City of Winthrop | 128 | 20837 | Muni | NOVA8290 | 5.86 | Solar |  |  | Interconnected | Winthrop | 55396 | Substation A | 1 | Residential |  | 30800 | 2023 | 2024
20263-228981-01 | City of Winthrop | 128 | 20837 | Muni | NOVA7475 | 5.58 | Solar |  |  | Interconnected | Winthrop | 55396 | Substation A | 1 | Residential |  | 36403 | 2023 | 2024
20263-228981-01 | City of Winthrop | 128 | 20837 | Muni | NOVA7236 | 11.99 | Solar |  |  | Interconnected | Winthrop | 55396 | Substation A | 1 | Residential |  | 50000 | 2022 | 2023
20263-228981-01 | City of Winthrop | 128 | 20837 | Muni | NOVA10750 | 9.22 | Solar |  |  | Interconnected | Winthrop | 55396 | Substation A | 1 | Residential |  | 79480.52 | 2024 | 2024
20262-228750-01 | Connexus Energy | 26 | 689 | Co-op | 1-S-2013 | 8.58 | Solar |  |  | Interconnected | Blaine | 55434 | ISANTI | IST03 | Residential |  |  |  | 2013
20262-228750-01 | Connexus Energy | 26 | 689 | Co-op | 2-S-2009 | 2.94 | Solar |  |  | Interconnected | Marine On Saint Croix | 55047 | MAY | MAY01 | Residential |  |  |  | 2009
20262-228750-01 | Connexus Energy | 26 | 689 | Co-op | 3-S-2016 | 39.53 | Solar |  |  | Interconnected | Clear Lake | 56304 | WEST END | WED02 | Commercial |  |  |  | 2016
20262-228750-01 | Connexus Energy | 26 | 689 | Co-op | 4-S-2015 | 8.96 | Solar |  |  | Interconnected | Coon Rapids | 55433 | CROOKED LAKE | CRK05 | Residential |  |  |  | 2015
20262-228750-01 | Connexus Energy | 26 | 689 | Co-op | 5-S-2015 | 6 | Solar |  |  | Interconnected | Ham Lake | 55304 | JOHNSONVILLE | JON01 | Residential |  |  |  | 2015
20262-228750-01 | Connexus Energy | 26 | 689 | Co-op | 6-S-2010 | 6.48 | Solar |  |  | Interconnected | Ham Lake | 55304 | HAM LAKE | HAM06 | Residential |  |  |  | 2010
20262-228750-01 | Connexus Energy | 26 | 689 | Co-op | 7-S-2011 | 5.76 | Solar |  |  | Interconnected | Big Lake | 55309 | REMMELE | RML06 | Residential |  |  |  | 2011
20262-228750-01 | Connexus Energy | 26 | 689 | Co-op | 8-S-2016 | 19.2 | Solar |  |  | Interconnected | Zimmerman | 55398 | ZIMMERMAN | ZIM07 | Residential |  |  |  | 2016
20262-228750-01 | Connexus Energy | 26 | 689 | Co-op | 9-S-2015 | 8.4 | Solar |  |  | Interconnected | Zimmerman | 55398 | ZIMMERMAN | ZIM06 | Residential |  |  |  | 2015
20262-228750-01 | Connexus Energy | 26 | 689 | Co-op | 10-S-2016 | 7.6 | Solar |  |  | Interconnected | Andover | 55304 | BUNKER LAKE | BUL01 | Residential |  |  |  | 2016
20262-228750-01 | Connexus Energy | 26 | 689 | Co-op | 11-S-2015 | 5 | Solar |  |  | Interconnected | Cambridge | 55008 | ISANTI | IST06 | Residential |  |  |  | 2015
20262-228750-01 | Connexus Energy | 26 | 689 | Co-op | 12-S-2012 | 7 | Solar |  |  | Interconnected | Ham Lake | 55304 | HAM LAKE | HAM02 | Residential |  |  |  | 2012
20262-228750-01 | Connexus Energy | 26 | 689 | Co-op | 13-S-2016 | 10 | Solar |  |  | Interconnected | Ham Lake | 55304 | HAM LAKE | HAM02 | Residential |  |  |  | 2016
20262-228750-01 | Connexus Energy | 26 | 689 | Co-op | 14-S-2015 | 10 | Solar |  |  | Interconnected | Forest Lake | 55025 | FOREST LAKE | FLK01 | Residential |  |  |  | 2015
20262-228750-01 | Connexus Energy | 26 | 689 | Co-op | 15-S-2011 | 4 | Solar |  |  | Interconnected | White Bear Lake | 55110 | WHITE BEAR TOWNSHIP | WBR03 | Residential |  |  |  | 2011
20262-228750-01 | Connexus Energy | 26 | 689 | Co-op | 16-S-2012 | 12.49 | Solar |  |  | Interconnected | Coon Rapids | 55448 | BUNKER LAKE | BUL07 | Residential |  |  |  | 2012
20262-228750-01 | Connexus Energy | 26 | 689 | Co-op | 17-S-2009 | 3.44 | Solar |  |  | Interconnected | Blaine | 55449 | AIRPORT | APT02 | Residential |  |  |  | 2009
20262-228750-01 | Connexus Energy | 26 | 689 | Co-op | 18-S-2016 | 12 | Solar |  |  | Interconnected | Saint Francis | 55070 | ST FRANCIS | STF04 | Residential |  |  |  | 2016
20262-228750-01 | Connexus Energy | 26 | 689 | Co-op | 19-S-2010 | 2.15 | Solar |  |  | Interconnected | Andover | 55304 | ANOKA | AKA01 | Residential |  |  |  | 2010
20262-228750-01 | Connexus Energy | 26 | 689 | Co-op | 20-S-2015 | 6 | Solar |  |  | Interconnected | Saint Francis | 55070 | CROWN | CRN04 | Residential |  |  |  | 2015
20262-228750-01 | Connexus Energy | 26 | 689 | Co-op | 21-S-2011 | 2 | Solar |  |  | Interconnected | Zimmerman | 55398 | BALDWIN | BDN03 | Residential |  |  |  | 2011
20262-228750-01 | Connexus Energy | 26 | 689 | Co-op | 22-S-2008 | 1.84 | Solar |  |  | Interconnected | Marine On Saint Croix | 55047 | MAY | MAY03 | Residential |  |  |  | 2008
20262-228750-01 | Connexus Energy | 26 | 689 | Co-op | 23-S-2013 | 2.15 | Solar |  |  | Interconnected | Isanti | 55040 | JOHNSONVILLE | JON01 | Residential |  |  |  | 2013
20262-228750-01 | Connexus Energy | 26 | 689 | Co-op | 24-S-2012 | 7 | Solar |  |  | Interconnected | Ham Lake | 55304 | HAM LAKE | HAM02 | Residential |  |  |  | 2012
20262-228750-01 | Connexus Energy | 26 | 689 | Co-op | 25-S-2015 | 10 | Solar |  |  | Interconnected | Coon Rapids | 55448 | SPRING LAKE PARK | SLP07 | Residential |  |  |  | 2015
20262-228750-01 | Connexus Energy | 26 | 689 | Co-op | 26-S-2016 | 2.6 | Solar |  |  | Interconnected | Scandia | 55073 | MAY | MAY01 | Residential |  |  |  | 2016
20262-228750-01 | Connexus Energy | 26 | 689 | Co-op | 27-S-2017 | 39.6 | Solar |  |  | Interconnected | Forest Lake | 55025 | HUGO | HGO01 | Commercial |  |  |  | 2017
20262-228750-01 | Connexus Energy | 26 | 689 | Co-op | 28-S-2015 | 7.6 | Solar |  |  | Interconnected | Ham Lake | 55304 | SODERVILLE | SOD04 | Residential |  |  |  | 2015
20262-228750-01 | Connexus Energy | 26 | 689 | Co-op | 29-S-2009 | 4.5 | Solar |  |  | Interconnected | Saint Cloud | 56301 | CABLE | CBL01 | Residential |  |  |  | 2009
20262-228750-01 | Connexus Energy | 26 | 689 | Co-op | 30-S-2015 | 9.48 | Solar |  |  | Interconnected | Andover | 55304 | ANDOVER | AND03 | Residential |  |  |  | 2015
20262-228750-01 | Connexus Energy | 26 | 689 | Co-op | 31-S-2016 | 7.28 | Solar |  |  | Interconnected | Andover | 55304 | NORTH BUNKER LAKE | NBL12 | Residential |  |  |  | 2016
20262-228750-01 | Connexus Energy | 26 | 689 | Co-op | 32-S-2016 | 5.06 | Solar |  |  | Interconnected | Blaine | 55434 | NORTHTOWN | NTN03 | Residential |  |  |  | 2016
20262-228750-01 | Connexus Energy | 26 | 689 | Co-op | 33-S-2016 | 6.84 | Solar |  |  | Interconnected | Cambridge | 55008 | ISANTI | IST01 | Residential |  |  |  | 2016
20262-228750-01 | Connexus Energy | 26 | 689 | Co-op | 34-S-2013 | 7.29 | Solar |  |  | Interconnected | Forest Lake | 55025 | HUGO | HGO02 | Residential |  |  |  | 2013
20262-228750-01 | Connexus Energy | 26 | 689 | Co-op | 35-S-2016 | 15.2 | Solar |  |  | Interconnected | Saint Francis | 55070 | ST FRANCIS | STF04 | Residential |  |  |  | 2016
20262-228750-01 | Connexus Energy | 26 | 689 | Co-op | 36-S-2015 | 13.5 | Solar |  |  | Interconnected | Anoka | 55303 | ANOKA | STF03 | Residential |  |  |  | 2015
20262-228750-01 | Connexus Energy | 26 | 689 | Co-op | 37-S-2015 | 11.4 | Solar |  |  | Interconnected | Ham Lake | 55304 | HAM LAKE | HAM06 | Residential |  |  |  | 2015
20262-228750-01 | Connexus Energy | 26 | 689 | Co-op | 38-W-2017 | 10 | Wind |  |  | Interconnected | Elk River | 55330 | BIG LAKE | BLK05 | Residential |  |  |  | 2017
20262-228750-01 | Connexus Energy | 26 | 689 | Co-op | 39-S-2016 | 10.4 | Solar |  |  | Interconnected | Becker | 55308 | WEST END | WED02 | Residential |  |  |  | 2016
20262-228750-01 | Connexus Energy | 26 | 689 | Co-op | 40-W-2008 | 10 | Wind |  |  | Decommissioned | Elk River | 55330 | ST FRANCIS | STF02 | Residential |  |  |  | 2008
20262-228750-01 | Connexus Energy | 26 | 689 | Co-op | 41-S-2015 | 7.5 | Solar |  |  | Interconnected | Andover | 55304 | BUNKER LAKE | BUL01 | Residential |  |  |  | 2015
20262-228750-01 | Connexus Energy | 26 | 689 | Co-op | 42-S-2016 | 3.5 | Solar |  |  | Interconnected | Elk River | 55330 | BIG LAKE | BLK04 | Residential |  |  |  | 2016
20262-228750-01 | Connexus Energy | 26 | 689 | Co-op | 43-S-2004 | 1 | Solar |  |  | Interconnected | Elk River | 55330 | BIG LAKE | BLK02 | Residential |  |  |  | 2004
20262-228750-01 | Connexus Energy | 26 | 689 | Co-op | 44-S-2014 | 17.6 | Solar |  |  | Interconnected | Forest Lake | 55025 | HUGO | HGO02 | Residential |  |  |  | 2014
20262-228750-01 | Connexus Energy | 26 | 689 | Co-op | 45-S-2016 | 3.9 | Solar |  |  | Interconnected | Blaine | 55449 | AIRPORT | APT02 | Residential |  |  |  | 2016
20262-228750-01 | Connexus Energy | 26 | 689 | Co-op | 46-W-2015 | 8.55 | Wind |  |  | Interconnected | Marine On Saint Croix | 55047 | MAY | MAY03 | Residential |  |  |  | 2015
20262-228750-01 | Connexus Energy | 26 | 689 | Co-op | 47-S-2016 | 9 | Solar |  |  | Interconnected | Isanti | 55040 | ST FRANCIS | STF01 | Residential |  |  |  | 2016
20262-228750-01 | Connexus Energy | 26 | 689 | Co-op | 48-S-2016 | 8.55 | Solar |  |  | Interconnected | Forest Lake | 55025 | MAY | MAY03 | Residential |  |  |  | 2016
20262-228750-01 | Connexus Energy | 26 | 689 | Co-op | 49-S-2015 | 8.8 | Solar |  |  | Interconnected | Ramsey | 55303 | DAYTONPORT | DPT02 | Residential |  |  |  | 2015
20262-228750-01 | Connexus Energy | 26 | 689 | Co-op | 50-W-2008 | 20 | Wind |  |  | Interconnected | Anoka | 55303 | ST FRANCIS | STF05 | Residential |  |  |  | 2008
20262-228750-01 | Connexus Energy | 26 | 689 | Co-op | 51-S-2007 | 9.4 | Solar |  |  | Interconnected | Blaine | 55449 | BLAINE | BLN04 | Residential |  |  |  | 2007
20262-228750-01 | Connexus Energy | 26 | 689 | Co-op | 52-S-2015 | 7.6 | Solar |  |  | Interconnected | Scandia | 55073 | MAY | MAY01 | Residential |  |  |  | 2015
20262-228750-01 | Connexus Energy | 26 | 689 | Co-op | 53-S-2016 | 6.9 | Solar |  |  | Interconnected | Zimmerman | 55398 | CROWN | CRN02 | Residential |  |  |  | 2016
20262-228750-01 | Connexus Energy | 26 | 689 | Co-op | 54-S-2016 | 3.8 | Solar |  |  | Interconnected | Forest Lake | 55025 | FOREST LAKE | FLK04 | Residential |  |  |  | 2016
20262-228750-01 | Connexus Energy | 26 | 689 | Co-op | 55-S-2016 | 6.84 | Solar |  |  | Interconnected | Blaine | 55449 | JOHNSONVILLE | JON03 | Residential |  |  |  | 2016
20262-228750-01 | Connexus Energy | 26 | 689 | Co-op | 56-S-2015 | 3.45 | Solar |  |  | Interconnected | Blaine | 55434 | SPRING LAKE PARK | SLP08 | Residential |  |  |  | 2015
20262-228750-01 | Connexus Energy | 26 | 689 | Co-op | 57-W-2012 | 10 | Wind |  |  | Interconnected | Becker | 55308 | THOMPSON LAKE | TLK04 | Commercial |  |  |  | 2012
20262-228750-01 | Connexus Energy | 26 | 689 | Co-op | 58-S-2016 | 6 | Solar |  |  | Interconnected | Zimmerman | 55398 | BALDWIN | BDN03 | Commercial |  |  |  | 2016
20262-228750-01 | Connexus Energy | 26 | 689 | Co-op | 59-S-2015 | 4.16 | Solar |  |  | Interconnected | Blaine | 55449 | AIRPORT | APT024 | Residential |  |  |  | 2015
20262-228750-01 | Connexus Energy | 26 | 689 | Co-op | 60-S-2015 | 5.2 | Solar |  |  | Interconnected | Blaine | 55434 | JOHNSONVILLE | JON01 | Residential |  |  |  | 2015
20262-228750-01 | Connexus Energy | 26 | 689 | Co-op | 61-S-2009 | 2.15 | Solar |  |  | Interconnected | Blaine | 55449 | LEXINGTON | LXN04 | Residential |  |  |  | 2009
20262-228750-01 | Connexus Energy | 26 | 689 | Co-op | 62-S-2016 | 7.7 | Solar |  |  | Interconnected | Blaine | 55449 | LEXINGTON | LXN04 | Residential |  |  |  | 2016
20262-228750-01 | Connexus Energy | 26 | 689 | Co-op | 63-W-1989 | 10 | Wind |  |  | Interconnected | Big Lake | 55309 | BIG LAKE | BLK05 | Residential |  |  |  | 1989
20262-228750-01 | Connexus Energy | 26 | 689 | Co-op | 64-S-2011 | 5 | Solar |  |  | Interconnected | Clear Lake | 55319 | WEST END | WED12 | Residential |  |  |  | 2011
20262-228750-01 | Connexus Energy | 26 | 689 | Co-op | 65-S-2012 | 7.65 | Solar |  |  | Interconnected | Zimmerman | 55398 | CROWN | CRN02 | Residential |  |  |  | 2012
20262-228750-01 | Connexus Energy | 26 | 689 | Co-op | 66-S-2017 | 14.4 | Solar |  |  | Interconnected | Blaine | 55449 | BLAINE | BLN05 | Residential |  |  |  | 2017
20262-228750-01 | Connexus Energy | 26 | 689 | Co-op | 67-S-2017 | 9.5 | Solar |  |  | Interconnected | Oak Grove | 55303 | ST FRANCIS | STF02 | Residential |  |  |  | 2017
20262-228750-01 | Connexus Energy | 26 | 689 | Co-op | 68-S-2017 | 7.68 | Solar |  |  | Interconnected | Anoka | 55303 | ST FRANCIS | STF03 | Residential |  |  |  | 2017
20262-228750-01 | Connexus Energy | 26 | 689 | Co-op | 69-S-2017 | 7.68 | Solar |  |  | Interconnected | Ramsey | 55303 | ENERGY PARK | ENP01 | Residential |  |  |  | 2017
20262-228750-01 | Connexus Energy | 26 | 689 | Co-op | 70-S-2017 | 22.5 | Solar |  |  | Interconnected | Zimmerman | 55398 | ZIMMERMAN | ZIM03 | Residential |  |  |  | 2017
20262-228750-01 | Connexus Energy | 26 | 689 | Co-op | 71-S-2017 | 3.84 | Solar |  |  | Interconnected | Blaine | 55434 | AIRPORT | APT02 | Residential |  |  |  | 2017
20262-228750-01 | Connexus Energy | 26 | 689 | Co-op | 72-S-2017 | 4.8 | Solar |  |  | Interconnected | Blaine | 55434 | AIRPORT | APT03 | Residential |  |  |  | 2017
20262-228750-01 | Connexus Energy | 26 | 689 | Co-op | 73-S-2017 | 3.84 | Solar |  |  | Interconnected | Coon Rapids | 55448 | VILLAGE TEN | VTN02 | Residential |  |  |  | 2017
20262-228750-01 | Connexus Energy | 26 | 689 | Co-op | 74-S-2017 | 5.04 | Solar |  |  | Interconnected | Blaine | 55434 | SPRING LAKE PARK | SLP02 | Residential |  |  |  | 2017
20262-228750-01 | Connexus Energy | 26 | 689 | Co-op | 75-S-2017 | 20.16 | Solar |  |  | Interconnected | Dayton | 55369 | HENNEPIN | HEN02 | Residential |  |  |  | 2017
20262-228750-01 | Connexus Energy | 26 | 689 | Co-op | 76-S-2017 | 13.68 | Solar |  |  | Interconnected | Ham Lake | 55304 | HAM LAKE | HAM05 | Residential |  |  |  | 2017
20262-228750-01 | Connexus Energy | 26 | 689 | Co-op | 77-S-2017 | 8.4 | Solar |  |  | Interconnected | Lino Lakes | 55014 | HUGO | HGO04 | Residential |  |  |  | 2017
20262-228750-01 | Connexus Energy | 26 | 689 | Co-op | 78-S-2017 | 10 | Solar |  |  | Interconnected | Stacy | 55079 | MARTIN LAKE | MLK04 | Residential |  |  |  | 2017
20262-228750-01 | Connexus Energy | 26 | 689 | Co-op | 79-S-2017 | 30 | Solar |  |  | Interconnected | Elk River | 55330 | ZIMMERMAN | ZIM05 | Residential |  |  |  | 2017
20262-228750-01 | Connexus Energy | 26 | 689 | Co-op | 80-S-2017 | 10 | Solar |  |  | Interconnected | Anoka | 55303 | RAMSEY | RAM01 | Residential |  |  |  | 2017
20262-228750-01 | Connexus Energy | 26 | 689 | Co-op | 81-S-2017 | 5.04 | Solar |  |  | Interconnected | Coon Rapids | 55448 | SPRING LAKE PARK | SPL04 | Residential |  |  |  | 2017
20262-228750-01 | Connexus Energy | 26 | 689 | Co-op | 82-S-2017 | 10.08 | Solar |  |  | Interconnected | Andover | 55304 | CROOKED LAKE | CRK02 | Residential |  |  |  | 2017
20262-228750-01 | Connexus Energy | 26 | 689 | Co-op | 83-S-2017 | 15.12 | Solar |  |  | Interconnected | Clear Lake | 55319 | WEST END | WED01 | Residential |  |  |  | 2017
20262-228750-01 | Connexus Energy | 26 | 689 | Co-op | 84-S-2018 | 18 | Solar |  |  | Interconnected | Coon Rapids | 55448 | Village Ten | VTN06 | Residential |  |  |  | 2018
20262-228750-01 | Connexus Energy | 26 | 689 | Co-op | 85-S-2018 | 4 | Solar |  |  | Interconnected | Hugo | 55038 | May | MAY03 | Residential |  |  |  | 2018
20262-228750-01 | Connexus Energy | 26 | 689 | Co-op | 86-S-2018 | 10 | Solar |  |  | Interconnected | Big Lake | 55309 | Thompson Lake | TLK01 | Residential |  |  |  | 2018
20262-228750-01 | Connexus Energy | 26 | 689 | Co-op | 87-S-2018 | 3.84 | Solar |  |  | Interconnected | Blaine | 55434 | Airport | APT03 | Residential |  |  |  | 2018
20262-228750-01 | Connexus Energy | 26 | 689 | Co-op | 88-S-2018 | 5.8 | Solar |  |  | Interconnected | Lino Lakes | 55014 | Hugo | HGO04 | Residential |  |  |  | 2018
20262-228750-01 | Connexus Energy | 26 | 689 | Co-op | 89-S-2018 | 3.8 | Solar |  |  | Interconnected | Oak Grove | 55303 | St. Francis | STF05 | Residential |  |  |  | 2018
20262-228750-01 | Connexus Energy | 26 | 689 | Co-op | 90-S-2018 | 5 | Solar |  |  | Interconnected | Blaine | 55449 | Blaine | BLN05 | Residential |  |  |  | 2018
20262-228750-01 | Connexus Energy | 26 | 689 | Co-op | 91-S-2018 | 6 | Solar |  |  | Interconnected | Cambridge | 55008 | Isanti | IST04 | Residential |  |  |  | 2018
20262-228750-01 | Connexus Energy | 26 | 689 | Co-op | 92-S-2018 | 5 | Solar |  |  | Interconnected | Forest Lake | 55025 | Forest Lake | FLK22 | Residential |  |  |  | 2018
20262-228750-01 | Connexus Energy | 26 | 689 | Co-op | 93-S-2018 | 7.68 | Solar |  |  | Interconnected | Ham Lake | 55304 | Ham Lake | HAM04 | Residential |  |  |  | 2018
20262-228750-01 | Connexus Energy | 26 | 689 | Co-op | 94-S-2018 | 10 | Solar |  |  | Interconnected | Coon Rapids | 55448 | Spring Lake Park | SLP02 | Residential |  |  |  | 2018
20262-228750-01 | Connexus Energy | 26 | 689 | Co-op | 95-S-2018 | 8.125 | Solar |  |  | Interconnected | Elk River | 55330 | Big Lake | BLK02 | Residential |  |  |  | 2018
20262-228750-01 | Connexus Energy | 26 | 689 | Co-op | 96-S-2018 | 18.7 | Solar |  |  | Interconnected | Andover | 55304 | Ramsey | RAM02 | Residential |  |  |  | 2018
20262-228750-01 | Connexus Energy | 26 | 689 | Co-op | 97-S-2018 | 6 | Solar |  |  | Interconnected | Blaine | 55449 | Johnsville | JON03 | Residential |  |  |  | 2018
20262-228750-01 | Connexus Energy | 26 | 689 | Co-op | 98-S-2018 | 6 | Solar |  |  | Interconnected | Blaine | 55434 | Spring Lake Park | SLP01 | Residential |  |  |  | 2018
20262-228750-01 | Connexus Energy | 26 | 689 | Co-op | 99-S-2018 | 7.24 | Solar |  |  | Interconnected | Anoka | 55303 | Anoka | AKA02 | Residential |  |  |  | 2018
20262-228750-01 | Connexus Energy | 26 | 689 | Co-op | 100-S-2018 | 6 | Solar |  |  | Interconnected | Ham Lake | 55304 | Soderville | SOD03 | Residential |  |  |  | 2018
20262-228750-01 | Connexus Energy | 26 | 689 | Co-op | 101-S-2018 | 6 | Solar |  |  | Interconnected | Clear Lake | 55319 | West End | WED23 | Residential |  |  |  | 2018
20262-228750-01 | Connexus Energy | 26 | 689 | Co-op | 102-S-2018 | 360 | Solar |  |  | Interconnected | White Bear Lake | 55127 | White Bear Township | WBR01 | Commercial |  |  |  | 2018
20262-228750-01 | Connexus Energy | 26 | 689 | Co-op | 103-S-2018 | 360 | Solar |  |  | Interconnected | White Bear Lake | 55127 | White Bear Township | WBR01 | Commercial |  |  |  | 2018
20262-228750-01 | Connexus Energy | 26 | 689 | Co-op | 104-S-2019 | 33.3 | Solar |  |  | Interconnected | White Bear Lake | 55127 | VADNAIS HEIGHTS | VDH02 | Commercial |  |  | 2019 | 2019
20262-228750-01 | Connexus Energy | 26 | 689 | Co-op | 105-S-2019 | 11.4 | Solar |  |  | Interconnected | White Bear Lake | 55110 | VADNAIS HEIGHTS | VDH02 | Commercial |  |  | 2019 | 2019
20262-228750-01 | Connexus Energy | 26 | 689 | Co-op | 106-S-2019 | 20 | Solar |  |  | Interconnected | White Bear Lake | 55110 | VADNAIS HEIGHTS | VDH02 | Commercial |  |  | 2019 | 2019
20262-228750-01 | Connexus Energy | 26 | 689 | Co-op | 107-S-2019 | 10 | Solar |  |  | Interconnected | White Bear Lake | 55110 | VADNAIS HEIGHTS | VDH02 | Commercial |  |  | 2019 | 2019
20262-228750-01 | Connexus Energy | 26 | 689 | Co-op | 108-S-2019 | 7.67 | Solar |  |  | Interconnected | Forest Lake | 55025 | FOREST LAKE | FLK01 | Residential |  |  | 2019 | 2019
20262-228750-01 | Connexus Energy | 26 | 689 | Co-op | 109-S-2019 | 6.19 | Solar |  |  | Interconnected | White Bear Lake | 55110 | VADNAIS HEIGHTS | VDH04 | Residential |  |  | 2019 | 2019
20262-228750-01 | Connexus Energy | 26 | 689 | Co-op | 110-S-2019 | 7.6 | Solar |  |  | Interconnected | Saint Francis | 55070 | SAINT FRANCIS | STF04 | Residential |  |  | 2019 | 2019
20262-228750-01 | Connexus Energy | 26 | 689 | Co-op | 111-S-2019 | 3.48 | Solar |  |  | Interconnected | Blaine | 55449 | LEXINGTON | LXN04 | Residential |  |  | 2019 | 2019
20262-228750-01 | Connexus Energy | 26 | 689 | Co-op | 112-S-2019 | 12 | Solar |  |  | Interconnected | Becker | 55308 | WEST BECKER | WBK02 | Residential |  |  | 2019 | 2019
20262-228750-01 | Connexus Energy | 26 | 689 | Co-op | 113-S-2019 | 5 | Solar |  |  | Interconnected | Andover | 55304 | ANDOVER | AND04 | Residential |  |  | 2019 | 2019
20262-228750-01 | Connexus Energy | 26 | 689 | Co-op | 114-S-2019 | 6.96 | Solar |  |  | Interconnected | Ramsey | 55303 | RAMSEY | RAM04 | Residential |  |  | 2019 | 2019
20262-228750-01 | Connexus Energy | 26 | 689 | Co-op | 115-S-2019 | 5.76 | Solar |  |  | Interconnected | Cedar | 55011 | EAST BETHEL | EBL02 | Residential |  |  | 2019 | 2019
20262-228750-01 | Connexus Energy | 26 | 689 | Co-op | 116-S-2019 | 7.6 | Solar |  |  | Interconnected | Oak Grove | 55303 | SAINT FRANCIS | STF03 | Residential |  |  | 2019 | 2019
20262-228750-01 | Connexus Energy | 26 | 689 | Co-op | 117-S-2019 | 6 | Solar |  |  | Interconnected | Vadnais Heights | 55127 | VADNAIS HEIGHTS | VDH03 | Residential |  |  | 2019 | 2019
20262-228750-01 | Connexus Energy | 26 | 689 | Co-op | 118-S-2019 | 7.6 | Solar |  |  | Interconnected | Ham Lake | 55304 | SODERVILLE | SOD03 | Residential |  |  | 2019 | 2019
20262-228750-01 | Connexus Energy | 26 | 689 | Co-op | 119-S-2020 | 9.28 | Solar |  |  | Interconnected | Isanti | 55040 | ISANTI | IST04 | Residential |  |  | 2019 | 2020
20262-228750-01 | Connexus Energy | 26 | 689 | Co-op | 120-S-2019 | 12 | Solar |  |  | Interconnected | Ham Lake | 55304 | HAM LAKE | HAM05 | Residential |  |  | 2019 | 2019
20262-228750-01 | Connexus Energy | 26 | 689 | Co-op | 121-S-2019 | 7.6 | Solar |  |  | Interconnected | Princeton | 55371 | BALDWIN | BDN22 | Residential |  |  | 2019 | 2019
20262-228750-01 | Connexus Energy | 26 | 689 | Co-op | 122-S-2019 | 6 | Solar |  |  | Interconnected | Big Lake | 55309 | WEST END | WED02 | Residential |  |  | 2019 | 2019
20262-228750-01 | Connexus Energy | 26 | 689 | Co-op | 123-S-2019 | 6.38 | Solar |  |  | Interconnected | Forest Lake | 55025 | FOREST LAKE | FLK02 | Residential |  |  | 2019 | 2019
20262-228750-01 | Connexus Energy | 26 | 689 | Co-op | 124-S-2019 | 6.67 | Solar |  |  | Interconnected | Zimmerman | 55398 | ZIMMERMAN | ZIM07 | Residential |  |  | 2019 | 2019
20262-228750-01 | Connexus Energy | 26 | 689 | Co-op | 126-S-2019 | 12.18 | Solar |  |  | Interconnected | Isanti | 55040 | ISANTI | IST06 | Residential |  |  | 2019 | 2019
20262-228750-01 | Connexus Energy | 26 | 689 | Co-op | 127-S-2019 | 7.6 | Solar |  |  | Interconnected | Zimmerman | 55398 | CROWN | CRN02 | Residential |  |  | 2019 | 2019
20262-228750-01 | Connexus Energy | 26 | 689 | Co-op | 128-S-2019 | 20 | Solar |  |  | Interconnected | Oak Grove | 55011 | EAST BETHEL | EBL02 | Residential |  |  | 2019 | 2019
20262-228750-01 | Connexus Energy | 26 | 689 | Co-op | 129-S-2019 | 12 | Solar |  |  | Interconnected | Big Lake | 55309 | BIG LAKE | BLK05 | Residential |  |  | 2019 | 2019
20262-228750-01 | Connexus Energy | 26 | 689 | Co-op | 130-S-2019 | 7.6 | Solar |  |  | Interconnected | Elk River | 55330 | ZIMMERMAN | ZIM03 | Residential |  |  | 2019 | 2019
20262-228750-01 | Connexus Energy | 26 | 689 | Co-op | 131-S-2019 | 8.41 | Solar |  |  | Interconnected | Coon Rapids | 55448 | NORTH BUNKER LK | NBL13 | Residential |  |  | 2019 | 2019
20262-228750-01 | Connexus Energy | 26 | 689 | Co-op | 132-S-2019 | 8.12 | Solar |  |  | Interconnected | Andover | 55304 | RAMSEY | RAM02 | Residential |  |  | 2019 | 2019
20262-228750-01 | Connexus Energy | 26 | 689 | Co-op | 133-S-2020 | 10 | Solar |  |  | Interconnected | Lino Lakes | 55014 | BLAINE | BLN06 | Residential |  |  | 2019 | 2020
20262-228750-01 | Connexus Energy | 26 | 689 | Co-op | 134-S-2019 | 3 | Solar |  |  | Interconnected | Ramsey | 55303 | RAMSEY | RAM04 | Residential |  |  | 2019 | 2019
20262-228750-01 | Connexus Energy | 26 | 689 | Co-op | 135-S-2019 | 3.8 | Solar |  |  | Interconnected | Blaine | 55449 | JOHNSVILLE | JON05 | Residential |  |  | 2019 | 2019
20262-228750-01 | Connexus Energy | 26 | 689 | Co-op | 136-S-2019 | 7.6 | Solar |  |  | Interconnected | Coon Rapids | 55448 | NORTH BUNKER LK | NBL13 | Residential |  |  | 2019 | 2019
20262-228750-01 | Connexus Energy | 26 | 689 | Co-op | 137-S-2019 | 19.14 | Solar |  |  | Interconnected | Elk River | 55330 | ANOKA | AKA06 | Residential |  |  | 2019 | 2019
20262-228750-01 | Connexus Energy | 26 | 689 | Co-op | 138-S-2019 | 0.9 | Solar |  |  | Interconnected | Isanti | 55040 | MARTIN LAKE | MLK04 | Residential |  |  | 2019 | 2019
20262-228750-01 | Connexus Energy | 26 | 689 | Co-op | 139-S-2019 | 34.2 | Solar |  |  | Interconnected | Zimmerman | 55398 | BALDWIN | BDN03 | Residential |  |  | 2019 | 2019
20262-228750-01 | Connexus Energy | 26 | 689 | Co-op | 140-S-2019 | 3.8 | Solar |  |  | Interconnected | Forest Lake | 55025 | HUGO | HGO02 | Residential |  |  | 2019 | 2019
20262-228750-01 | Connexus Energy | 26 | 689 | Co-op | 141-S-2019 | 6.96 | Solar |  |  | Interconnected | Andover | 56304 | RAMSEY | RAM02 | Residential |  |  | 2019 | 2019
20262-228750-01 | Connexus Energy | 26 | 689 | Co-op | 142-S-2019 | 5 | Solar |  |  | Interconnected | Centerville | 55038 | HUGO | HGO03 | Residential |  |  | 2019 | 2019
20262-228750-01 | Connexus Energy | 26 | 689 | Co-op | 143-S-2019 | 15.2 | Solar |  |  | Interconnected | Ramsey | 55303 | ANOKA | AKA04 | Residential |  |  | 2019 | 2019
20262-228750-01 | Connexus Energy | 26 | 689 | Co-op | 144-S-2019 | 5.89 | Solar |  |  | Interconnected | Big Lake | 55309 | REMMELE | RML05 | Residential |  |  | 2019 | 2019
20262-228750-01 | Connexus Energy | 26 | 689 | Co-op | 145-S-2019 | 15.2 | Solar |  |  | Interconnected | Zimmerman | 55398 | ZIMMERMAN | ZIM06 | Residential |  |  | 2019 | 2019
20262-228750-01 | Connexus Energy | 26 | 689 | Co-op | 146-S-2020 | 8.12 | Solar |  |  | Interconnected | Ramsey | 55303 | ANOKA | AKA01 | Residential |  |  | 2020 | 2020
20262-228750-01 | Connexus Energy | 26 | 689 | Co-op | 147-S-2020 | 3.8 | Solar |  |  | Interconnected | Andover | 55304 | BUNKER LAKE | BUL01 | Residential |  |  | 2020 | 2020
20262-228750-01 | Connexus Energy | 26 | 689 | Co-op | 148-S-2020 | 15.2 | Solar |  |  | Interconnected | Cedar | 55011 | EAST BETHEL | EBL05 | Residential |  |  | 2020 | 2020
20262-228750-01 | Connexus Energy | 26 | 689 | Co-op | 149-S-2020 | 5.235 | Solar |  |  | Interconnected | Scandia | 55037 | MAY | MAY01 | Residential |  |  | 2020 | 2020
20262-228750-01 | Connexus Energy | 26 | 689 | Co-op | 150-S-2020 | 5 | Solar |  |  | Interconnected | Blaine | 55434 | SPRING LAKE PK | SLP01 | Residential |  |  | 2020 | 2020
20262-228750-01 | Connexus Energy | 26 | 689 | Co-op | 151-S-2020 | 11.4 | Solar |  |  | Interconnected | Zimmerman | 55398 | BALDWIN | BDN03 | Residential |  |  | 2020 | 2020
20262-228750-01 | Connexus Energy | 26 | 689 | Co-op | 152-S-2020 | 7.13 | Solar |  |  | Interconnected | Princeton | 55371 | BALDWIN | BDN01 | Residential |  |  | 2020 | 2020
20262-228750-01 | Connexus Energy | 26 | 689 | Co-op | 153-S-2020 | 7.6 | Solar |  |  | Interconnected | Stacy | 55079 | MARTIN LAKE | MLK04 | Residential |  |  | 2020 | 2020
20262-228750-01 | Connexus Energy | 26 | 689 | Co-op | 154-S-2020 | 7.2 | Solar |  |  | Interconnected | Isanti | 55040 | ISANTI | IST04 | Residential |  |  | 2020 | 2020
20262-228750-01 | Connexus Energy | 26 | 689 | Co-op | 155-S-2020 | 5.65 | Solar |  |  | Interconnected | Andover | 55360 | HAM LAKE | HAM03 | Residential |  |  | 2020 | 2020
20262-228750-01 | Connexus Energy | 26 | 689 | Co-op | 156-S-2020 | 7.6 | Solar |  |  | Interconnected | Ham Lake | 55304 | HAM LAKE | HAM02 | Residential |  |  | 2020 | 2020
20262-228750-01 | Connexus Energy | 26 | 689 | Co-op | 157-S-2020 | 6 | Solar |  |  | Interconnected | Zimmerman | 55398 | ZIMMERMAN | ZIM07 | Residential |  |  | 2020 | 2020
20262-228750-01 | Connexus Energy | 26 | 689 | Co-op | 158-S-2020 | 7.6 | Solar |  |  | Interconnected | Coon Rapids | 55448 | SPRING LAKE PK | SLP02 | Residential |  |  | 2020 | 2020
20262-228750-01 | Connexus Energy | 26 | 689 | Co-op | 159-S-2020 | 16 | Solar |  |  | Interconnected | Oak Grove | 55303 | SAINT FRANCIS | STF05 | Residential |  |  | 2020 | 2020
20262-228750-01 | Connexus Energy | 26 | 689 | Co-op | 160-S-2020 | 5 | Solar |  |  | Interconnected | Ham Lake | 55304 | BLAINE | BLN01 | Residential |  |  | 2020 | 2020
20262-228750-01 | Connexus Energy | 26 | 689 | Co-op | 161-S-2020 | 100 | Solar |  |  | Interconnected | Zimmerman | 55398 | ZIMMERMAN | ZIM03 | Residential |  |  | 2020 | 2020
20262-228750-01 | Connexus Energy | 26 | 689 | Co-op | 162-S-2020 | 15.36 | Solar |  |  | Interconnected | East Bethel | 55092 | MARTIN LAKE | MLK04 | Residential |  |  | 2020 | 2020
20262-228750-01 | Connexus Energy | 26 | 689 | Co-op | 163-S-2020 | 7.6 | Solar |  |  | Interconnected | Forest Lake | 55025 | FOREST LAKE | FLK01 | Residential |  |  | 2020 | 2020
20262-228750-01 | Connexus Energy | 26 | 689 | Co-op | 164-S-2020 | 11.168 | Solar |  |  | Interconnected | Andover | 55304 | ANDOVER | AND04 | Residential |  |  | 2020 | 2020
20262-228750-01 | Connexus Energy | 26 | 689 | Co-op | 165-S-2020 | 8.376 | Solar |  |  | Interconnected | Oak Grove | 55011 | EAST BETHEL | EBL05 | Residential |  |  | 2020 | 2020
20262-228750-01 | Connexus Energy | 26 | 689 | Co-op | 166-S-2020 | 7.6 | Solar |  |  | Interconnected | Ramsey | 55303 | ANOKA | AKA01 | Residential |  |  | 2020 | 2020
20262-228750-01 | Connexus Energy | 26 | 689 | Co-op | 167-S-2020 | 5 | Solar |  |  | Interconnected | Blaine | 55434 | SPRING LAKE PK | SLP06 | Residential |  |  | 2020 | 2020
20262-228750-01 | Connexus Energy | 26 | 689 | Co-op | 168-S-2020 | 10 | Solar |  |  | Interconnected | Bethel | 55005 | MARTIN LAKE | MLK03 | Residential |  |  | 2020 | 2020
20262-228750-01 | Connexus Energy | 26 | 689 | Co-op | 169-S-2020 | 16.4 | Solar |  |  | Interconnected | Zimmerman | 55398 | BALDWIN | BDN03 | Residential |  |  | 2020 | 2020
20262-228750-01 | Connexus Energy | 26 | 689 | Co-op | 170-S-2020 | 4.93 | Solar |  |  | Interconnected | Vadnais Heights | 55127 | VADNAIS HEIGHTS | VDH03 | Residential |  |  | 2020 | 2020
20262-228750-01 | Connexus Energy | 26 | 689 | Co-op | 171-S-2020 | 7.6 | Solar |  |  | Interconnected | Blaine | 55449 | AIRPORT | APT05 | Residential |  |  | 2020 | 2020
20262-228750-01 | Connexus Energy | 26 | 689 | Co-op | 172-S-2020 | 13.92 | Solar |  |  | Interconnected | Marine On Saint Croix | 55047 | MAY | MAY01 | Residential |  |  | 2020 | 2020
20262-228750-01 | Connexus Energy | 26 | 689 | Co-op | 173-S-2020 | 7.6 | Solar |  |  | Interconnected | Ham Lake | 55304 | SODERVILLE | SOD04 | Residential |  |  | 2020 | 2020
20262-228750-01 | Connexus Energy | 26 | 689 | Co-op | 174-S-2020 | 10 | Solar |  |  | Interconnected | East Bethel | 55005 | MARTIN LAKE | MLK03 | Residential |  |  | 2020 | 2020
20262-228750-01 | Connexus Energy | 26 | 689 | Co-op | 175-S-2020 | 3.8 | Solar |  |  | Interconnected | Zimmerman | 55398 | ZIMMERMAN | ZIM03 | Residential |  |  | 2020 | 2020
20262-228750-01 | Connexus Energy | 26 | 689 | Co-op | 176-S-2020 | 11.4 | Solar |  |  | Interconnected | Saint Francis | 55070 | SAINT FRANCIS | STF01 | Residential |  |  | 2020 | 2020
20262-228750-01 | Connexus Energy | 26 | 689 | Co-op | 177-S-2020 | 7.6 | Solar |  |  | Interconnected | Coon Rapids | 55448 | NORTH BUNKER LK | NBL13 | Residential |  |  | 2020 | 2020
20262-228750-01 | Connexus Energy | 26 | 689 | Co-op | 178-S-2020 | 11.6 | Solar |  |  | Interconnected | Andover | 55304 | ANDOVER | AND06 | Residential |  |  | 2020 | 2020
20262-228750-01 | Connexus Energy | 26 | 689 | Co-op | 179-S-2020 | 10 | Solar |  |  | Interconnected | Andover | 55304 | CROOKED LAKE | CRK04 | Residential |  |  | 2020 | 2020
20262-228750-01 | Connexus Energy | 26 | 689 | Co-op | 180-S-2020 | 6.2 | Solar |  |  | Interconnected | Coon Rapids | 55448 | BUNKER LAKE | BUL07 | Residential |  |  | 2020 | 2020
20262-228750-01 | Connexus Energy | 26 | 689 | Co-op | 181-S-2020 | 15.2 | Solar |  |  | Interconnected | Clear Lake | 55319 | WEST END | WED01 | Residential |  |  | 2020 | 2020
20262-228750-01 | Connexus Energy | 26 | 689 | Co-op | 182-S-2020 | 7.6 | Solar |  |  | Interconnected | Forest Lake | 55025 | MAY | MAY03 | Residential |  |  | 2020 | 2020
20262-228750-01 | Connexus Energy | 26 | 689 | Co-op | 183-S-2020 | 10 | Solar |  |  | Interconnected | Blaine | 55449 | BLAINE | BLN06 | Residential |  |  | 2020 | 2020
20262-228750-01 | Connexus Energy | 26 | 689 | Co-op | 184-S-2020 | 5.76 | Solar |  |  | Interconnected | East Bethel | 55005 | COOPERS CORNER | CPC05 | Residential |  |  | 2020 | 2020
20262-228750-01 | Connexus Energy | 26 | 689 | Co-op | 185-S-2020 | 7.6 | Solar |  |  | Interconnected | Dayton | 55327 | ENERGY PARK | ENP05 | Residential |  |  | 2020 | 2020
20262-228750-01 | Connexus Energy | 26 | 689 | Co-op | 186-S-2020 | 10 | Solar |  |  | Interconnected | Ham Lake | 55304 | EAST BETHEL | EBL03 | Residential |  |  | 2020 | 2020
20262-228750-01 | Connexus Energy | 26 | 689 | Co-op | 187-S-2020 | 3.8 | Solar |  |  | Interconnected | Coon Rapids | 55448 | BUNKER LAKE | BUL07 | Residential |  |  | 2020 | 2020
20262-228750-01 | Connexus Energy | 26 | 689 | Co-op | 188-S-2020 | 13.6 | Solar |  |  | Interconnected | Andover | 55304 | ANDOVER | AND03 | Residential |  |  | 2020 | 2020
20262-228750-01 | Connexus Energy | 26 | 689 | Co-op | 189-S-2020 | 28.8 | Solar |  |  | Interconnected | Oak Grove | 55011 | SAINT FRANCIS | STF03 | Residential |  |  | 2020 | 2020
20262-228750-01 | Connexus Energy | 26 | 689 | Co-op | 190-S-2020 | 21 | Solar |  |  | Interconnected | Saint Cloud | 55371 | BALDWIN | BDN21 | Residential |  |  | 2020 | 2020
20262-228750-01 | Connexus Energy | 26 | 689 | Co-op | 191-S-2020 | 11.4 | Solar |  |  | Interconnected | Big Lake | 55309 | BIG LAKE | BLK05 | Residential |  |  | 2020 | 2020
20262-228750-01 | Connexus Energy | 26 | 689 | Co-op | 192-S-2020 | 6.96 | Solar |  |  | Interconnected | Isanti | 55040 | COOPERS CORNER | CPC05 | Residential |  |  | 2020 | 2020
20262-228750-01 | Connexus Energy | 26 | 689 | Co-op | 193-S-2020 | 5 | Solar |  |  | Interconnected | Andover | 55304 | SODERVILLE | SOD05 | Residential |  |  | 2020 | 2020
20262-228750-01 | Connexus Energy | 26 | 689 | Co-op | 194-S-2020 | 7.25 | Solar |  |  | Interconnected | Scandia | 55047 | MAY | MAY03 | Residential |  |  | 2020 | 2020
20262-228750-01 | Connexus Energy | 26 | 689 | Co-op | 195-S-2020 | 16 | Solar |  |  | Interconnected | Zimmerman | 55398 | ZIMMERMAN | ZIM02 | Residential |  |  | 2020 | 2020
20262-228750-01 | Connexus Energy | 26 | 689 | Co-op | 196-S-2020 | 5 | Solar |  |  | Interconnected | Stacy | 55079 | MARTIN LAKE | MLK22 | Residential |  |  | 2020 | 2020
20262-228750-01 | Connexus Energy | 26 | 689 | Co-op | 197-S-2020 | 11.4 | Solar |  |  | Interconnected | Hugo | 55038 | HUGO | HGO02 | Residential |  |  | 2020 | 2020
20262-228750-01 | Connexus Energy | 26 | 689 | Co-op | 198-S-2020 | 5 | Solar |  |  | Interconnected | Isanti | 55040 | ISANTI | IST01 | Residential |  |  | 2020 | 2020
20262-228750-01 | Connexus Energy | 26 | 689 | Co-op | 199-S-2020 | 12 | Solar |  |  | Interconnected | Lino Lakes | 55038 | WHITE BEAR | WBR04 | Residential |  |  | 2020 | 2020
20262-228750-01 | Connexus Energy | 26 | 689 | Co-op | 200-S-2020 | 7.6 | Solar |  |  | Interconnected | Blaine | 55434 | AIRPORT | APT26 | Residential |  |  | 2020 | 2020
20262-228750-01 | Connexus Energy | 26 | 689 | Co-op | 201-S-2020 | 3.8 | Solar |  |  | Interconnected | Wyoming | 55092 | EAST BETHEL | EBL03 | Residential |  |  | 2020 | 2020
20262-228750-01 | Connexus Energy | 26 | 689 | Co-op | 202-S-2020 | 5 | Solar |  |  | Interconnected | Becker | 55308 | WEST BECKER | WBK02 | Residential |  |  | 2020 | 2020
20262-228750-01 | Connexus Energy | 26 | 689 | Co-op | 203-S-2020 | 17 | Solar |  |  | Interconnected | Ramsey | 55303 | ANOKA | AKA03 | Residential |  |  | 2020 | 2020
20262-228750-01 | Connexus Energy | 26 | 689 | Co-op | 204-S-2020 | 5 | Solar |  |  | Interconnected | Princeton | 55371 | CROWN | CRN03 | Residential |  |  | 2020 | 2020
20262-228750-01 | Connexus Energy | 26 | 689 | Co-op | 205-S-2020 | 9.772 | Solar |  |  | Interconnected | Ramsey | 55303 | DAYTONPORT | DPT01 | Residential |  |  | 2020 | 2020
20262-228750-01 | Connexus Energy | 26 | 689 | Co-op | 206-S-2020 | 19.72 | Solar |  |  | Interconnected | Clear Lake | 55319 | WEST END | WED03 | Residential |  |  | 2020 | 2020
20262-228750-01 | Connexus Energy | 26 | 689 | Co-op | 207-S-2020 | 6.38 | Solar |  |  | Interconnected | Coon Rapids | 55448 | NORTH BUNKER LK | NBL11 | Residential |  |  | 2020 | 2020
20262-228750-01 | Connexus Energy | 26 | 689 | Co-op | 208-S-2020 | 2.03 | Solar |  |  | Interconnected | Blaine | 55434 | SPRING LAKE PK | SLP06 | Residential |  |  | 2020 | 2020
20262-228750-01 | Connexus Energy | 26 | 689 | Co-op | 209-S-2020 | 6 | Solar |  |  | Interconnected | Becker | 55308 | THOMPSON LAKE | TLK01 | Residential |  |  | 2020 | 2020
20262-228750-01 | Connexus Energy | 26 | 689 | Co-op | 210-S-2020 | 10 | Solar |  |  | Interconnected | Anoka | 55303 | SAINT FRANCIS | STF02 | Residential |  |  | 2020 | 2020
20262-228750-01 | Connexus Energy | 26 | 689 | Co-op | 211-S-2020 | 19.544 | Solar |  |  | Interconnected | Forest Lake | 55025 | FOREST LAKE | FLK04 | Residential |  |  | 2020 | 2020
20262-228750-01 | Connexus Energy | 26 | 689 | Co-op | 212-S-2020 | 5 | Solar |  |  | Interconnected | Big Lake | 55309 | REMMELE | RML02 | Residential |  |  | 2020 | 2020
20262-228750-01 | Connexus Energy | 26 | 689 | Co-op | 213-S-2020 | 25.23 | Solar |  |  | Interconnected | Marine On Saint Croix | 55047 | MAY | MAY03 | Residential |  |  | 2020 | 2020
20262-228750-01 | Connexus Energy | 26 | 689 | Co-op | 214-S-2020 | 10.15 | Solar |  |  | Interconnected | Hugo | 55038 | WHITE BEAR | WBR03 | Residential |  |  | 2020 | 2020
20262-228750-01 | Connexus Energy | 26 | 689 | Co-op | 215-S-2020 | 11.89 | Solar |  |  | Interconnected | Elk River | 55330 | BIG LAKE | BLK06 | Residential |  |  | 2020 | 2020
20262-228750-01 | Connexus Energy | 26 | 689 | Co-op | 216-S-2020 | 5 | Solar |  |  | Interconnected | Ham Lake | 55304 | SODERVILLE | SOD05 | Residential |  |  | 2020 | 2020
20262-228750-01 | Connexus Energy | 26 | 689 | Co-op | 217-S-2020 | 7.55 | Solar |  |  | Interconnected | Ham Lake | 55304 | HAM LAKE | HAM02 | Residential |  |  | 2020 | 2020
20262-228750-01 | Connexus Energy | 26 | 689 | Co-op | 218-S-2020 | 7.6 | Solar |  |  | Interconnected | Cambridge | 55008 | ISANTI | IST01 | Residential |  |  | 2020 | 2020
20262-228750-01 | Connexus Energy | 26 | 689 | Co-op | 219-S-2020 | 5 | Solar |  |  | Interconnected | Ramsey | 55303 | ENERGY PARK | ENP01 | Residential |  |  | 2020 | 2020
20262-228750-01 | Connexus Energy | 26 | 689 | Co-op | 220-S-2020 | 21 | Solar |  |  | Interconnected | Forest Lake | 55025 | FOREST LAKE | FLK04 | Residential |  |  | 2020 | 2020
20262-228750-01 | Connexus Energy | 26 | 689 | Co-op | 221-S-2020 | 11.6 | Solar |  |  | Interconnected | Lino Lakes | 55038 | WHITE BEAR | WBR03 | Residential |  |  | 2020 | 2020
20262-228750-01 | Connexus Energy | 26 | 689 | Co-op | 222-S-2020 | 10 | Solar |  |  | Interconnected | Ramsey | 55303 | ANOKA | AKA04 | Residential |  |  | 2020 | 2020
20262-228750-01 | Connexus Energy | 26 | 689 | Co-op | 223-S-2020 | 3.8 | Solar |  |  | Interconnected | Ham Lake | 55304 | SODERVILLE | SOD05 | Residential |  |  | 2020 | 2020
20262-228750-01 | Connexus Energy | 26 | 689 | Co-op | 224-S-2020 | 3 | Solar |  |  | Interconnected | Saint Francis | 55070 | SAINT FRANCIS | STF04 | Residential |  |  | 2020 | 2020
20262-228750-01 | Connexus Energy | 26 | 689 | Co-op | 225-S-2020 | 4.6 | Solar |  |  | Interconnected | Coon Rapids | 55448 | SPRIKE LAKE PK | SLP05 | Residential |  |  | 2020 | 2020
20262-228750-01 | Connexus Energy | 26 | 689 | Co-op | 226-S-2020 | 6 | Solar |  |  | Interconnected | Andover | 55304 | ANDOVER | AND04 | Residential |  |  | 2020 | 2020
20262-228750-01 | Connexus Energy | 26 | 689 | Co-op | 227-S-2020 | 6 | Solar |  |  | Interconnected | Stacy | 55079 | MARTIN LAKE | MLK22 | Residential |  |  | 2020 | 2020
20262-228750-01 | Connexus Energy | 26 | 689 | Co-op | 228-S-2020 | 10 | Solar |  |  | Interconnected | Lino Lakes | 55014 | BLAINE | BLN06 | Residential |  |  | 2020 | 2020
20262-228750-01 | Connexus Energy | 26 | 689 | Co-op | 229-S-2020 | 5 | Solar |  |  | Interconnected | Big Lake | 55309 | REMMELE | RML06 | Residential |  |  | 2020 | 2020
20262-228750-01 | Connexus Energy | 26 | 689 | Co-op | 230-S-2020 | 10.47 | Solar |  |  | Interconnected | Hugo | 55038 | HUGO | HGO03 | Residential |  |  | 2020 | 2020
20262-228750-01 | Connexus Energy | 26 | 689 | Co-op | 231-S-2020 | 14.658 | Solar |  |  | Interconnected | Saint Francis | 55070 | SAINT FRANCIS | STF01 | Residential |  |  | 2020 | 2020
20262-228750-01 | Connexus Energy | 26 | 689 | Co-op | 232-S-2020 | 3.288 | Solar |  |  | Interconnected | Vadnais Heights | 55127 | VADNAIS HEIGHTS | VDH22 | Residential |  |  | 2020 | 2020
20262-228750-01 | Connexus Energy | 26 | 689 | Co-op | 233-S-2020 | 3.8 | Solar |  |  | Interconnected | Big Lake | 55309 | THOMPSON LAKE | TLK03 | Residential |  |  | 2020 | 2020
20262-228750-01 | Connexus Energy | 26 | 689 | Co-op | 234-S-2020 | 4.35 | Solar |  |  | Interconnected | Blaine | 55449 | BLAINE | BLN21 | Residential |  |  | 2020 | 2020
20262-228750-01 | Connexus Energy | 26 | 689 | Co-op | 235-S-2020 | 5 | Solar |  |  | Interconnected | Ham Lake | 55304 | BLAINE | BLN01 | Residential |  |  | 2020 | 2020
20262-228750-01 | Connexus Energy | 26 | 689 | Co-op | 236-S-2020 | 8.41 | Solar |  |  | Interconnected | Ramsey | 55303 | ANOKA | AKA04 | Residential |  |  | 2020 | 2020
20262-228750-01 | Connexus Energy | 26 | 689 | Co-op | 237-S-2020 | 5 | Solar |  |  | Interconnected | Big Lake | 55309 | THOMPSON LAKE | TLK03 | Residential |  |  | 2020 | 2020
20262-228750-01 | Connexus Energy | 26 | 689 | Co-op | 238-S-2020 | 6.03 | Solar |  |  | Interconnected | Andover | 55304 | ANDOVER | AND06 | Residential |  |  | 2020 | 2020
20262-228750-01 | Connexus Energy | 26 | 689 | Co-op | 239-S-2020 | 7.6 | Solar |  |  | Interconnected | Isanti | 55040 | CROWN | CRN01 | Residential |  |  | 2020 | 2020
20262-228750-01 | Connexus Energy | 26 | 689 | Co-op | 240-S-2020 | 7.6 | Solar |  |  | Interconnected | Ham Lake | 55304 | SODERVILLE | SOD03 | Residential |  |  | 2020 | 2020
20262-228750-01 | Connexus Energy | 26 | 689 | Co-op | 241-S-2020 | 28.8 | Solar |  |  | Interconnected | Blaine | 55303 | LEXINGTON | LXN02 | Commercial |  |  | 2020 | 2020
20262-228750-01 | Connexus Energy | 26 | 689 | Co-op | 242-S-2020 | 17.8 | Solar |  |  | Interconnected | Princeton | 55371 | PRINCETON | PRN01 | Commercial |  |  | 2020 | 2020
20262-228750-01 | Connexus Energy | 26 | 689 | Co-op | 243-S-2020 | 37.5 | Solar |  |  | Interconnected | Saint Cloud | 56301 | NORTH BUNKER LK | NBL15 | Commercial |  |  | 2020 | 2020
20262-228750-01 | Connexus Energy | 26 | 689 | Co-op | 244-S-2020 | 39.9 | Solar |  |  | Interconnected | Blaine | 55449 | AIRPORT | APT25 | Commercial |  |  | 2020 | 2020
20262-228750-01 | Connexus Energy | 26 | 689 | Co-op | 245-S-2020 | 17.4 | Solar |  |  | Interconnected | Ham Lake | 55304 | JOHNSVILLE | JON02 | Commercial |  |  | 2020 | 2020
20262-228750-01 | Connexus Energy | 26 | 689 | Co-op | 246-S-2020 | 39.9 | Solar |  |  | Interconnected | Andover | 55304 | NORTH BUNKER LAKE | NBL15 | Commercial |  |  | 2020 | 2020
20262-228750-01 | Connexus Energy | 26 | 689 | Co-op | 247-S-2020 | 39.6 | Solar |  |  | Interconnected | Stacy | 55079 | MARTIN LAKE | MLK22 | Commercial |  |  | 2020 | 2020
20262-228750-01 | Connexus Energy | 26 | 689 | Co-op | 248-S-2020 | 8.99 | Solar |  |  | Interconnected | Ham Lake | 55304 | HAM LAKE | HAM01 | Residential |  |  | 2019 | 2020
20262-228750-01 | Connexus Energy | 26 | 689 | Co-op | 249-S-2020 | 4.32 | Solar |  |  | Interconnected | Andover | 55304 | BUNKER LAKE | BUL06 | Residential |  |  | 2019 | 2020
20262-228750-01 | Connexus Energy | 26 | 689 | Co-op | 250-S-2020 | 10.73 | Solar |  |  | Interconnected | Isanti | 55040 | SAINT FRANCIS | STF01 | Residential |  |  | 2019 | 2020
20262-228750-01 | Connexus Energy | 26 | 689 | Co-op | 251-S-2020 | 4.32 | Solar |  |  | Interconnected | Blaine | 55449 | BLAINE | BLN21 | Residential |  |  | 2019 | 2020
20262-228750-01 | Connexus Energy | 26 | 689 | Co-op | 252-S-2020 | 15.2 | Solar |  |  | Interconnected | Andover | 55304 | SODERVILLE | SOD05 | Residential |  |  | 2019 | 2020
20262-228750-01 | Connexus Energy | 26 | 689 | Co-op | 253-S-2020 | 10.56 | Solar |  |  | Interconnected | Elk River | 55330 | BIG LAKE | BLK05 | Residential |  |  | 2019 | 2020
20262-228750-01 | Connexus Energy | 26 | 689 | Co-op | 254-S-2020 | 9.44 | Solar |  |  | Interconnected | Zimmerman | 55398 | BALDWIN | BDN03 | Residential |  |  | 2019 | 2020
20262-228750-01 | Connexus Energy | 26 | 689 | Co-op | 255-S-2020 | 4.8 | Solar |  |  | Interconnected | Stacy | 55079 | MARTIN LAKE | MLK22 | Residential |  |  | 2019 | 2020
20262-228750-01 | Connexus Energy | 26 | 689 | Co-op | 256-S-2020 | 5 | Solar |  |  | Interconnected | Ramsey | 55303 | RAMSEY | RAM04 | Residential |  |  | 2019 | 2020
20262-228750-01 | Connexus Energy | 26 | 689 | Co-op | 257-S-2020 | 15.2 | Solar |  |  | Interconnected | Andover | 56304 | SODERVILLE | SOD05 | Residential |  |  | 2019 | 2020
20262-228750-01 | Connexus Energy | 26 | 689 | Co-op | 258-S-2020 | 10 | Solar |  |  | Interconnected | Stillwater | 55082 | MAY | MAY02 | Residential |  |  | 2019 | 2020
20262-228750-01 | Connexus Energy | 26 | 689 | Co-op | 259-S-2020 | 35.09 | Solar |  |  | Interconnected | Nowthen | 55330 | ANOKA | AKA06 | Residential |  |  | 2019 | 2020
20262-228750-01 | Connexus Energy | 26 | 689 | Co-op | 260-S-2020 | 12 | Solar |  |  | Interconnected | Blaine | 55449 | BLAINE | BLN21 | Residential |  |  | 2019 | 2020
20262-228750-01 | Connexus Energy | 26 | 689 | Co-op | 261-S-2020 | 15.2 | Solar |  |  | Interconnected | Ramsey | 55303 | ANOKA | AKA04 | Residential |  |  | 2019 | 2020
20262-228750-01 | Connexus Energy | 26 | 689 | Co-op | 262-S-2020 | 3.8 | Solar |  |  | Interconnected | Isanti | 55040 | ISANTI | IST03 | Residential |  |  | 2019 | 2020
20262-228750-01 | Connexus Energy | 26 | 689 | Co-op | 263-S-2020 | 5 | Solar |  |  | Interconnected | Isanti | 55040 | ISANTI | IST03 | Residential |  |  | 2019 | 2020
20262-228750-01 | Connexus Energy | 26 | 689 | Co-op | 264-S-2020 | 15.2 | Solar |  |  | Interconnected | Clear Lake | 55319 | WEST END | WED01 | Residential |  |  | 2019 | 2020
20262-228750-01 | Connexus Energy | 26 | 689 | Co-op | 265-S-2020 | 7.6 | Solar |  |  | Interconnected | Isanti | 55040 | ISANTI | IST03 | Residential |  |  | 2019 | 2020
20262-228750-01 | Connexus Energy | 26 | 689 | Co-op | 266-S-2020 | 5 | Solar |  |  | Interconnected | Ramsey | 55303 | ANOKA | AKA03 | Residential |  |  | 2019 | 2020
20262-228750-01 | Connexus Energy | 26 | 689 | Co-op | 267-S-2020 | 9.28 | Solar |  |  | Interconnected | Scandia | 55073 | MAY | MAY01 | Residential |  |  | 2019 | 2020
20262-228750-01 | Connexus Energy | 26 | 689 | Co-op | 269-S-2020 | 5 | Solar |  |  | Interconnected | Ramsey | 55303 | RAMSEY | RAM04 | Residential |  |  | 2019 | 2020
20262-228750-01 | Connexus Energy | 26 | 689 | Co-op | 271-S-2020 | 3.8 | Solar |  |  | Interconnected | Isanti | 55040 | ISANTI | IST03 | Residential |  |  | 2019 | 2020
20262-228750-01 | Connexus Energy | 26 | 689 | Co-op | 272-S-2020 | 5 | Solar |  |  | Interconnected | Forest Lake | 55025 | MAY | MAY03 | Residential |  |  | 2019 | 2020
20262-228750-01 | Connexus Energy | 26 | 689 | Co-op | 273-S-2020 | 11.7 | Solar |  |  | Interconnected | Saint Francis | 55070 | SAINT FRANCIS | STF06 | Residential |  |  | 2019 | 2020
20262-228750-01 | Connexus Energy | 26 | 689 | Co-op | 274-S-2020 | 18 | Solar |  |  | Interconnected | Cambridge | 55008 | ISANTI | IST01 | Residential |  |  | 2020 | 2020
20262-228750-01 | Connexus Energy | 26 | 689 | Co-op | 275-S-2020 | 7250 | Solar |  |  | Interconnected | Saint Francis | 55070 | SAINT FRANCIS | STF01 | Utility |  |  | 2020 | 2020
20262-228750-01 | Connexus Energy | 26 | 689 | Co-op | 276-S-2020 | 3000 | Solar |  |  | Interconnected | Baldwin | 55371 | BALDWIN | BDN02 | Utility |  |  | 2020 | 2020
20262-228750-01 | Connexus Energy | 26 | 689 | Co-op | 277-S-2014 | 240 | Solar |  |  | Interconnected | Ramsey | 55303 | ENERGY PARK | ENP01 | Utility |  |  | 2014 | 2014
20262-228750-01 | Connexus Energy | 26 | 689 | Co-op | 278-S-2018 | 3375 | Solar |  |  | Interconnected | Ramsey | 55303 | ENERGY PARK | ENP03 | Utility |  |  | 2018 | 2018
20262-228750-01 | Connexus Energy | 26 | 689 | Co-op | 279-S-2018 | 4250 | Solar |  |  | Interconnected | Athens Township | 55040 | ISANTI | IST02 | Utility |  |  | 2018 | 2018
20262-228750-01 | Connexus Energy | 26 | 689 | Co-op | 280-S-2018 | 2375 | Solar |  |  | Interconnected | Athens Township | 55040 | COOPERS CORNER | CCP03 | Utility |  |  | 2018 | 2018
20262-228750-01 | Connexus Energy | 26 | 689 | Co-op | 281-ES-2018 | 6000 | Storage |  |  | Interconnected | Ramsey | 55303 | ENERGY PARK | ENP03 | Utility |  |  | 2018 | 2018
20262-228750-01 | Connexus Energy | 26 | 689 | Co-op | 282-ES-2018 | 6000 | Storage |  |  | Interconnected | Athens Township | 55040 | ISANTI | IST02 | Utility |  |  | 2018 | 2018
20262-228750-01 | Connexus Energy | 26 | 689 | Co-op | 283-ES-2018 | 3000 | Storage |  |  | Interconnected | Athens Township | 55040 | COOPERS CORNER | CCP03 | Utility |  |  | 2018 | 2018
20262-228750-01 | Connexus Energy | 26 | 689 | Co-op | 284-S-2021 | 10.41 | Solar |  |  | Interconnected | Blaine | 55449 | BLAINE | BLN21 | Residential |  | 62244 | 2021 | 2021
20262-228750-01 | Connexus Energy | 26 | 689 | Co-op | 285-S-2021 | 6.58 | Solar |  |  | Interconnected | Blaine | 55449 | BLAINE | BLN21 | Residential |  | 39744 | 2021 | 2021
20262-228750-01 | Connexus Energy | 26 | 689 | Co-op | 286-S-2021 | 4.93 | Solar |  |  | Interconnected | Blaine | 55449 | BLAINE | BLN21 | Residential |  | 28152 | 2021 | 2021
20262-228750-01 | Connexus Energy | 26 | 689 | Co-op | 287-S-2021 | 6.09 | Solar |  |  | Interconnected | Blaine | 55449 | BLAINE | BLN23 | Residential |  | 25350 | 2021 | 2021
20262-228750-01 | Connexus Energy | 26 | 689 | Co-op | 288-S-2021 | 9.32 | Solar |  |  | Interconnected | Blaine | 55449 | BLAINE | BLN21 | Residential |  | 54054 | 2021 | 2021
20262-228750-01 | Connexus Energy | 26 | 689 | Co-op | 289-S-2021 | 9.28 | Solar |  |  | Interconnected | Andover | 55304 | ANDOVER | AND01 | Residential |  | 46977 | 2021 | 2021
20262-228750-01 | Connexus Energy | 26 | 689 | Co-op | 290-S-2021 | 7.67 | Solar |  |  | Interconnected | Blaine | 55434 | SPRING LAKE PK | SLP02 | Residential |  | 44226 | 2021 | 2021
20262-228750-01 | Connexus Energy | 26 | 689 | Co-op | 291-S-2021 | 6.38 | Solar |  |  | Interconnected | Ham Lake | 55304 | HAM LAKE | HAM05 | Residential |  |  | 2021 | 2021
20262-228750-01 | Connexus Energy | 26 | 689 | Co-op | 292-S-2021 | 16.403 | Solar |  |  | Interconnected | Blaine | 55449 | BLAINE | BLN21 | Residential |  | 47329 | 2021 | 2021
20262-228750-01 | Connexus Energy | 26 | 689 | Co-op | 293-S-2021 | 9.57 | Solar |  |  | Interconnected | Chisago City | 55013 | FOREST LAKE | FLK04 | Residential |  |  | 2021 | 2021
20262-228750-01 | Connexus Energy | 26 | 689 | Co-op | 294-S-2021 | 10.7 | Solar |  |  | Interconnected | Andover | 55304 | ANDOVER | AND01 | Residential |  | 3500 | 2021 | 2021
20262-228750-01 | Connexus Energy | 26 | 689 | Co-op | 295-S-2021 | 12.06 | Solar |  |  | Interconnected | Blaine | 55449 | BLAINE | BLN21 | Residential |  |  | 2021 | 2021
20262-228750-01 | Connexus Energy | 26 | 689 | Co-op | 296-S-2021 | 5.22 | Solar |  |  | Interconnected | Maple Grove | 55369 | HENNEPIN | HEN02 | Residential |  | 20797 | 2021 | 2021
20262-228750-01 | Connexus Energy | 26 | 689 | Co-op | 297-S-2021 | 8.99 | Solar |  |  | Interconnected | Isanti | 55040 | ISANTI | IST03 | Residential |  | 45978 | 2021 | 2021
20262-228750-01 | Connexus Energy | 26 | 689 | Co-op | 298-S-2021 | 4.38 | Solar |  |  | Interconnected | Blaine | 55449 | BLAINE | BLN03 | Residential |  | 27360 | 2021 | 2021
20262-228750-01 | Connexus Energy | 26 | 689 | Co-op | 299-S-2021 | 6.58 | Solar |  |  | Interconnected | Blaine | 55449 | BLAINE | BLN06 | Residential |  | 39744 | 2021 | 2021
20262-228750-01 | Connexus Energy | 26 | 689 | Co-op | 300-S-2021 | 9.86 | Solar |  |  | Interconnected | Anoka | 55303 | ANOKA | AKA06 | Residential |  |  | 2021 | 2021
20262-228750-01 | Connexus Energy | 26 | 689 | Co-op | 301-S-2021 | 7.6 | Solar |  |  | Interconnected | Blaine | 55449 | BLAINE | BLN21 | Residential |  | 31460 | 2021 | 2021
20262-228750-01 | Connexus Energy | 26 | 689 | Co-op | 302-S-2021 | 9.86 | Solar |  |  | Interconnected | Blaine | 55449 | BLAINE | BLN23 | Residential |  | 39190 | 2021 | 2021
20262-228750-01 | Connexus Energy | 26 | 689 | Co-op | 303-S-2021 | 5.22 | Solar |  |  | Interconnected | Circle Pines | 55014 | HUGO | HGO04 | Residential |  | 19089 | 2021 | 2021
20262-228750-01 | Connexus Energy | 26 | 689 | Co-op | 304-S-2021 | 3.84 | Solar |  |  | Interconnected | Blaine | 55434 | AIRPORT | APT05 | Residential |  | 22230 | 2021 | 2021
20262-228750-01 | Connexus Energy | 26 | 689 | Co-op | 305-S-2021 | 5.48 | Solar |  |  | Interconnected | Blaine | 55449 | BLAINE | BLN23 | Residential |  | 31464 | 2021 | 2021
20262-228750-01 | Connexus Energy | 26 | 689 | Co-op | 306-S-2021 | 4.38 | Solar |  |  | Interconnected | Blaine | 55449 | BLAINE | BLN21 | Residential |  | 27360 | 2021 | 2021
20262-228750-01 | Connexus Energy | 26 | 689 | Co-op | 307-S-2021 | 6.03 | Solar |  |  | Interconnected | Blaine | 55449 | JOHNSONVILLE | JON03 | Residential |  | 37576 | 2021 | 2021
20262-228750-01 | Connexus Energy | 26 | 689 | Co-op | 308-S-2021 | 3.84 | Solar |  |  | Interconnected | Blaine | 55449 | BLAINE | BLN21 | Residential |  | 22230 | 2021 | 2021
20262-228750-01 | Connexus Energy | 26 | 689 | Co-op | 309-S-2021 | 4.38 | Solar |  |  | Interconnected | Blaine | 55449 | AIRPORT | APT24 | Residential |  | 25650 | 2021 | 2021
20262-228750-01 | Connexus Energy | 26 | 689 | Co-op | 310-S-2021 | 3.84 | Solar |  |  | Interconnected | Blaine | 55449 | AIRPORT | APT24 | Residential |  | 23940 | 2021 | 2021
20262-228750-01 | Connexus Energy | 26 | 689 | Co-op | 311-S-2021 | 8.352 | Solar |  |  | Interconnected | Blaine | 55449 | BLAINE | BLN21 | Residential |  | 24870 | 2021 | 2021
20262-228750-01 | Connexus Energy | 26 | 689 | Co-op | 312-S-2021 | 3.84 | Solar |  |  | Interconnected | Blaine | 55449 | BLAINE | BLN23 | Residential |  | 23940 | 2021 | 2021
20262-228750-01 | Connexus Energy | 26 | 689 | Co-op | 314-S-2021 | 8.22 | Solar |  |  | Interconnected | Blaine | 55449 | BLAINE | BLN21 | Residential |  | 49140 | 2021 | 2021
20262-228750-01 | Connexus Energy | 26 | 689 | Co-op | 315-S-2021 | 18.13 | Solar |  |  | Interconnected | Blaine | 55449 | BLAINE | BLN26 | Residential |  | 52395 | 2021 | 2021
20262-228750-01 | Connexus Energy | 26 | 689 | Co-op | 316-S-2021 | 8.12 | Solar |  |  | Interconnected | Ham Lake | 55304 | HAM LAKE | HAM05 | Residential |  | 33980 | 2021 | 2021
20262-228750-01 | Connexus Energy | 26 | 689 | Co-op | 317-S-2021 | 3.29 | Solar |  |  | Interconnected | Andover | 55304 | ANDOVER | AND06 | Residential |  | 30146 | 2020 | 2021
20262-228750-01 | Connexus Energy | 26 | 689 | Co-op | 318-S-2021 | 11.6 | Solar |  |  | Interconnected | Zimmerman | 55398 | ZIMMERMAN | ZIM03 | Commercial |  | 45420 | 2021 | 2021
20262-228750-01 | Connexus Energy | 26 | 689 | Co-op | 319-S-2021 | 11.6 | Solar |  |  | Interconnected | Zimmerman | 55398 | BALDWIN | BDN21 | Residential |  | 43920 | 2021 | 2021
20262-228750-01 | Connexus Energy | 26 | 689 | Co-op | 320-S-2021 | 5 | Solar |  |  | Interconnected | Zimmerman | 55398 | BALDWIN | BDN21 | Residential |  | 25696 | 2021 | 2021
20262-228750-01 | Connexus Energy | 26 | 689 | Co-op | 321-S-2021 | 10.15 | Solar |  |  | Interconnected | Circle Pines | 55014 | CIRCLE PARK | CIR03 | Residential |  | 48527 | 2021 | 2021
20262-228750-01 | Connexus Energy | 26 | 689 | Co-op | 322-S-2021 | 10.82 | Solar |  |  | Interconnected | Clear Lake | 55319 | WEST END | WED23 | Residential |  | 53757 | 2021 | 2021
20262-228750-01 | Connexus Energy | 26 | 689 | Co-op | 323-S-2021 | 8.41 | Solar |  |  | Interconnected | Wyoming | 55092 | FOREST LAKE | FLK01 | Residential |  | 15000 | 2021 | 2021
20262-228750-01 | Connexus Energy | 26 | 689 | Co-op | 324-S-2021 | 16.056 | Solar |  |  | Interconnected | Becker | 55308 | WEST BECKER | WBK02 | Residential |  | 42730 | 2021 | 2021
20262-228750-01 | Connexus Energy | 26 | 689 | Co-op | 325-S-2021 | 17.5 | Solar |  |  | Interconnected | Becker | 55308 | WEST END | WED02 | Residential |  | 120000 | 2021 | 2021
20262-228750-01 | Connexus Energy | 26 | 689 | Co-op | 326-S-2021 | 11.6 | Solar |  |  | Interconnected | Andover | 55304 | SODERVILLE | SOD05 | Residential |  | 54136 | 2021 | 2021
20262-228750-01 | Connexus Energy | 26 | 689 | Co-op | 327-S-2021 | 12.47 | Solar |  |  | Interconnected | Andover | 55304 | NORTH BUNKER LK | NBL14 | Residential |  | 50240 | 2021 | 2021
20262-228750-01 | Connexus Energy | 26 | 689 | Co-op | 328-S-2021 | 13.61 | Solar |  |  | Interconnected | East Bethel | 55005 | MARTIN LAKE | MLK03 | Residential |  | 68640 | 2021 | 2021
20262-228750-01 | Connexus Energy | 26 | 689 | Co-op | 329-S-2021 | 6.38 | Solar |  |  | Interconnected | Coon Rapids | 55448 | NORTH BUNKER LK | NBL13 | Residential |  | 21830 | 2021 | 2021
20262-228750-01 | Connexus Energy | 26 | 689 | Co-op | 330-S-2021 | 11.4 | Solar |  |  | Interconnected | Saint Paul | 55127 | VADNAIS HEIGHTS | VDH04 | Residential |  | 38748 | 2021 | 2021
20262-228750-01 | Connexus Energy | 26 | 689 | Co-op | 331-S-2021 | 13.05 | Solar |  |  | Interconnected | Isanti | 55040 | MARTIN LAKE | MLK03 | Residential |  | 63077 | 2021 | 2021
20262-228750-01 | Connexus Energy | 26 | 689 | Co-op | 332-S-2021 | 10 | Solar |  |  | Interconnected | Marine On Saint Croix | 55047 | MAY | MAY01 | Residential |  | 33283 | 2021 | 2021
20262-228750-01 | Connexus Energy | 26 | 689 | Co-op | 333-S-2021 | 11.4 | Solar |  |  | Interconnected | Isanti | 55040 | CROWN | CRN01 | Commercial |  | 49380 | 2021 | 2021
20262-228750-01 | Connexus Energy | 26 | 689 | Co-op | 334-S-2021 | 6 | Solar |  |  | Interconnected | Isanti | 55040 | CROWN | CRN01 | Residential |  | 26305 | 2021 | 2021
20262-228750-01 | Connexus Energy | 26 | 689 | Co-op | 335-S-2021 | 7.33 | Solar |  |  | Interconnected | Andover | 55304 | RAMSEY | RAM02 | Residential |  | 28476 | 2021 | 2021
20262-228750-01 | Connexus Energy | 26 | 689 | Co-op | 336-S-2021 | 6.98 | Solar |  |  | Interconnected | Saint Francis | 55070 | SAINT FRANCIS | STF04 | Residential |  | 34665 | 2021 | 2021
20262-228750-01 | Connexus Energy | 26 | 689 | Co-op | 337-S-2021 | 11.4 | Solar |  |  | Interconnected | Anoka | 55303 | SAINT FRANCIS | STF05 | Residential |  | 69358 | 2021 | 2021
20262-228750-01 | Connexus Energy | 26 | 689 | Co-op | 338-S-2021 | 7.83 | Solar |  |  | Interconnected | Coon Rapids | 55448 | VILLAGE TEN | VTN06 | Residential |  | 30496 | 2021 | 2021
20262-228750-01 | Connexus Energy | 26 | 689 | Co-op | 339-S-2021 | 9.28 | Solar |  |  | Interconnected | Blaine | 55434 | AIRPORT | APT05 | Residential |  | 58528 | 2021 | 2021
20262-228750-01 | Connexus Energy | 26 | 689 | Co-op | 340-S-2021 | 24.24 | Solar |  |  | Interconnected | Princeton | 55371 | BALDWIN | BDN21 | Residential |  | 99990 | 2021 | 2021
20262-228750-01 | Connexus Energy | 26 | 689 | Co-op | 341-S-2021 | 39.2 | Solar |  |  | Interconnected | Anoka | 55303 | SAINT FRANCIS | STF02 | Residential |  | 111000 | 2020 | 2021
20262-228750-01 | Connexus Energy | 26 | 689 | Co-op | 342-S-2021 | 3.8 | Solar |  |  | Interconnected | Isanti | 55040 | ISANTI | IST03 | Residential |  |  | 2021 | 2021
20262-228750-01 | Connexus Energy | 26 | 689 | Co-op | 343-S-2021 | 8.12 | Solar |  |  | Interconnected | Wyoming | 55092 | MARTIN LAKE | MLK04 | Residential |  | 35000 | 2021 | 2021
20262-228750-01 | Connexus Energy | 26 | 689 | Co-op | 344-S-2021 | 4.32 | Solar |  |  | Interconnected | Andover | 55304 | BUNKER LAKE | BUL06 | Residential |  |  | 2019 | 2021
20262-228750-01 | Connexus Energy | 26 | 689 | Co-op | 345-S-2021 | 6.03 | Solar |  |  | Interconnected | Andover | 55304 | ANDOVER | AND06 | Residential |  | 30146 | 2020 | 2021
20262-228750-01 | Connexus Energy | 26 | 689 | Co-op | 346-S-2021 | 3.29 | Solar |  |  | Interconnected | Saint Paul | 55127 | VADNAIS HEIGHTS | VDH22 | Residential |  |  | 2020 | 2021
20262-228750-01 | Connexus Energy | 26 | 689 | Co-op | 347-S-2021 | 11.52 | Solar |  |  | Interconnected | Coon Rapids | 55448 | BUNKER LAKE | BUL07 | Residential |  | 57338 | 2021 | 2021
20262-228750-01 | Connexus Energy | 26 | 689 | Co-op | 348-S-2021 | 20 | Solar |  |  | Interconnected | Wyoming | 55092 | MARTIN LAKE | MLK04 | Residential |  |  | 2020 | 2021
20262-228750-01 | Connexus Energy | 26 | 689 | Co-op | 349-S-2021 | 39.6 | Solar |  |  | Interconnected | Stacy | 55079 | MARTIN LAKE | MLK22 | Residential |  |  | 2020 | 2021
20262-228750-01 | Connexus Energy | 26 | 689 | Co-op | 350-S-2021 | 24.24 | Solar |  |  | Interconnected | Princeton | 55371 | BALDWIN | BDN21 | Residential |  | 99990 | 2021 | 2021
20262-228750-01 | Connexus Energy | 26 | 689 | Co-op | 351-S-2021 | 25.23 | Solar |  |  | Interconnected | Marine On Saint Croix | 55047 | MAY | MAY03 | Residential |  |  | 2020 | 2021
20262-228750-01 | Connexus Energy | 26 | 689 | Co-op | 352-S-2021 | 11.4 | Solar |  |  | Interconnected | Zimmerman | 55398 | BALDWIN | BDN03 | Residential |  |  | 2020 | 2021
20262-228750-01 | Connexus Energy | 26 | 689 | Co-op | 353-S-2021 | 17 | Solar |  |  | Interconnected | Ramsey | 55303 | ANOKA | AKA03 | Residential |  |  | 2020 | 2021
20262-228750-01 | Connexus Energy | 26 | 689 | Co-op | 354-S-2021 | 4.32 | Solar |  |  | Interconnected | Blaine | 55449 | BLAINE | BLN21 | Residential |  |  | 2019 | 2021
20262-228750-01 | Connexus Energy | 26 | 689 | Co-op | 355-S-2021 | 6.96 | Solar |  |  | Interconnected | Isanti | 55040 | COOPERS CORNER | CPC05 | Residential |  |  | 2020 | 2021
20262-228750-01 | Connexus Energy | 26 | 689 | Co-op | 356-S-2021 | 11.89 | Solar |  |  | Interconnected | Elk River | 55330 | BIG LAKE | BLK06 | Residential |  |  | 2020 | 2021
20262-228750-01 | Connexus Energy | 26 | 689 | Co-op | 357-S-2021 | 7.6 | Solar |  |  | Interconnected | Forest Lake | 55025 | MAY | MAY03 | Residential |  | 27898 | 2020 | 2021
20262-228750-01 | Connexus Energy | 26 | 689 | Co-op | 358-S-2021 | 7.6 | Solar |  |  | Interconnected | Forest Lake | 55025 | FOREST LAKE | FLK01 | Residential |  |  | 2020 | 2021
20262-228750-01 | Connexus Energy | 26 | 689 | Co-op | 359-S-2021 | 14.5 | Solar |  |  | Interconnected | Princeton | 55371 | BALDWIN | BDN22 | Residential |  | 51000 | 2021 | 2021
20262-228750-01 | Connexus Energy | 26 | 689 | Co-op | 360-S-2021 | 3.8 | Solar |  |  | Interconnected | Marine On Saint Croix | 55047 | MAY | MAY01 | Residential |  |  | 2021 | 2021
20262-228750-01 | Connexus Energy | 26 | 689 | Co-op | 361-S-2021 | 10.37 | Solar |  |  | Interconnected | Stacy | 55079 | MARTIN LAKE | MLK22 | Residential |  | 37000 | 2021 | 2021
20262-228750-01 | Connexus Energy | 26 | 689 | Co-op | 362-S-2021 | 9.4 | Solar |  |  | Interconnected | Coon Rapids | 55448 | BUNKER LAKE | BUL07 | Residential |  |  | 2021 | 2021
20262-228750-01 | Connexus Energy | 26 | 689 | Co-op | 363-S-2021 | 5.65 | Solar |  |  | Interconnected | Andover | 55304 | HAM LAKE | HAM03 | Residential |  |  | 2020 | 2021
20262-228750-01 | Connexus Energy | 26 | 689 | Co-op | 364-S-2021 | 16 | Solar |  |  | Interconnected | Zimmerman | 55398 | ZIMMERMAN | ZIM02 | Residential |  |  | 2020 | 2021
20262-228750-01 | Connexus Energy | 26 | 689 | Co-op | 365-S-2021 | 6 | Solar |  |  | Interconnected | Andover | 55304 | NORTH BUNKER LK | NBL11 | Residential |  | 29997 | 2020 | 2021
20262-228750-01 | Connexus Energy | 26 | 689 | Co-op | 366-S-2021 | 11.28 | Solar |  |  | Interconnected | Saint Francis | 55070 | SAINT FRANCIS | STF04 | Residential |  | 44204 | 2020 | 2021
20262-228750-01 | Connexus Energy | 26 | 689 | Co-op | 367-S-2021 | 24.14 | Solar |  |  | Interconnected | Big Lake | 55309 | THOMPSON LAKE | TLK01 | Residential |  | 57000 | 2021 | 2021
20262-228750-01 | Connexus Energy | 26 | 689 | Co-op | 368-S-2021 | 14.5 | Solar |  |  | Interconnected | Marine On Saint Croix | 55407 | MAY | MAY02 | Residential |  | 53870 | 2021 | 2021
20262-228750-01 | Connexus Energy | 26 | 689 | Co-op | 369-S-2021 | 5.8 | Solar |  |  | Interconnected | Marine On Saint Croix | 55047 | MAY | MAY01 | Residential |  | 20000 | 2021 | 2021
20262-228750-01 | Connexus Energy | 26 | 689 | Co-op | 370-S-2021 | 7.33 | Solar |  |  | Interconnected | Ramsey | 55303 | RAMSEY | RAM04 | Residential |  | 28000 | 2021 | 2021
20262-228750-01 | Connexus Energy | 26 | 689 | Co-op | 371-S-2021 | 4.93 | Solar |  |  | Interconnected | Vadnais Heights | 55127 | VADNAIS HEIGHTS | VDH03 | Residential |  |  | 2020 | 2021
20262-228750-01 | Connexus Energy | 26 | 689 | Co-op | 372-S-2021 | 3.8 | Solar |  |  | Interconnected | Coon Rapids | 55448 | VILLAGE TEN | VTN03 | Residential |  | 23595 | 2021 | 2021
20262-228750-01 | Connexus Energy | 26 | 689 | Co-op | 373-S-2021 | 7.6 | Solar |  |  | Interconnected | Princeton | 55371 | BALDWIN | BDN03 | Residential |  | 11600 | 2021 | 2021
20262-228750-01 | Connexus Energy | 26 | 689 | Co-op | 374-S-2021 | 220 | Solar |  |  | Interconnected | Coon Rapids | 55448 | CROOKED LAKE | CRK06 | Commercial |  | 455900 | 2021 | 2021
20262-228750-01 | Connexus Energy | 26 | 689 | Co-op | 375-S-2021 | 11.4 | Solar |  |  | Interconnected | Zimmerman | 55398 | ZIMMERMAN | ZIM02 | Residential |  |  | 2021 | 2021
20262-228750-01 | Connexus Energy | 26 | 689 | Co-op | 376-S-2021 | 6.38 | Solar |  |  | Interconnected | Big Lake | 55309 | REMMELE | RML03 | Residential |  | 22485 | 2021 | 2021
20262-228750-01 | Connexus Energy | 26 | 689 | Co-op | 377-S-2021 | 12.18 | Solar |  |  | Interconnected | Hugo | 55038 | WHITE BEAR TWP | WBR04 | Residential |  | 45000 | 2021 | 2021
20262-228750-01 | Connexus Energy | 26 | 689 | Co-op | 378-S-2021 | 6.96 | Solar |  |  | Interconnected | Cambridge | 55008 | ISANTI | IST06 | Residential |  | 23000 | 2021 | 2021
20262-228750-01 | Connexus Energy | 26 | 689 | Co-op | 379-S-2021 | 10 | Solar |  |  | Interconnected | Hugo | 55038 | WHITE BEAR TWP | WBR03 | Residential |  |  | 2021 | 2021
20262-228750-01 | Connexus Energy | 26 | 689 | Co-op | 380-S-2021 | 14.31 | Solar |  |  | Interconnected | Ramsey | 55303 | DAYTONPORT | DPT02 | Residential |  | 70867 | 2021 | 2021
20262-228750-01 | Connexus Energy | 26 | 689 | Co-op | 381-S-2021 | 33.3 | Solar |  |  | Interconnected | Coon Rapids | 55433 | NORTHTOWN | NTN01 | Commercial |  | 112500 | 2021 | 2021
20262-228750-01 | Connexus Energy | 26 | 689 | Co-op | 382-S-2021 | 8.72 | Solar |  |  | Interconnected | Isanti | 55040 | ISANTI | IST02 | Residential |  | 28000 | 2021 | 2021
20262-228750-01 | Connexus Energy | 26 | 689 | Co-op | 383-S-2021 | 5 | Solar |  |  | Interconnected | Zimmerman | 55398 | CROWN | CRN02 | Residential |  |  | 2021 | 2021
20262-228750-01 | Connexus Energy | 26 | 689 | Co-op | 384-S-2021 | 3.8 | Solar |  |  | Interconnected | Becker | 55308 | WEST BECKER | WBK02 | Residential |  | 26000 | 2021 | 2021
20262-228750-01 | Connexus Energy | 26 | 689 | Co-op | 385-S-2021 | 33.3 | Solar |  |  | Interconnected | Coon Rapids | 55433 | NORTHTOWN | NTN01 | Commercial |  | 112500 | 2021 | 2021
20262-228750-01 | Connexus Energy | 26 | 689 | Co-op | 386-S-2021 | 11.02 | Solar |  |  | Interconnected | Elk River | 55330 | BLK | BLK05 | Residential |  | 55961 | 2021 | 2021
20262-228750-01 | Connexus Energy | 26 | 689 | Co-op | 387-S-2021 | 11.02 | Solar |  |  | Interconnected | Cambridge | 55008 | ISANTI | IST04 | Residential |  |  | 2021 | 2021
20262-228750-01 | Connexus Energy | 26 | 689 | Co-op | 388-S-2021 | 7.6 | Solar |  |  | Interconnected | Andover | 55304 | NORTH BUNKER LK | NBL11 | Residential |  | 37173 | 2021 | 2021
20262-228750-01 | Connexus Energy | 26 | 689 | Co-op | 389-S-2021 | 6.98 | Solar |  |  | Interconnected | Bethel | 55005 | COOPERS CORNER | CPC02 | Residential |  | 33712 | 2021 | 2021
20262-228750-01 | Connexus Energy | 26 | 689 | Co-op | 390-S-2021 | 13.92 | Solar |  |  | Interconnected | Hugo | 55038 | HUGO | HGO03 | Residential |  | 49433 | 2021 | 2021
20262-228750-01 | Connexus Energy | 26 | 689 | Co-op | 391-S-2021 | 6.96 | Solar |  |  | Interconnected | Zimmerman | 55398 | BALDWIN | BDN03 | Residential |  | 340308 | 2021 | 2021
20262-228750-01 | Connexus Energy | 26 | 689 | Co-op | 392-S-2021 | 15.66 | Solar |  |  | Interconnected | Clear Lake | 55319 | WEST END | WED02 | Residential |  | 81347 | 2021 | 2021
20262-228750-01 | Connexus Energy | 26 | 689 | Co-op | 393-S-2021 | 6.96 | Solar |  |  | Interconnected | Anoka | 55303 | ANOKA | AKA06 | Residential |  | 24000 | 2021 | 2021
20262-228750-01 | Connexus Energy | 26 | 689 | Co-op | 394-S-2021 | 5.51 | Solar |  |  | Interconnected | Big Lake | 55309 | ZIMMERMAN | ZIM01 | Residential |  | 34675 | 2021 | 2021
20262-228750-01 | Connexus Energy | 26 | 689 | Co-op | 395-S-2021 | 21 | Solar |  |  | Interconnected | Forest Lake | 55025 | FOREST LAKE | FLK04 | Residential |  |  | 2020 | 2021
20262-228750-01 | Connexus Energy | 26 | 689 | Co-op | 396-S-2021 | 6.96 | Solar |  |  | Interconnected | Blaine | 55449 | BLAINE | BLN23 | Residential |  | 26500 | 2021 | 2021
20262-228750-01 | Connexus Energy | 26 | 689 | Co-op | 397-S-2021 | 1.18 | Solar |  |  | Interconnected | Ham Lake | 55304 | SODERVILLE | SOD03 | Residential |  |  | 2021 | 2021
20262-228750-01 | Connexus Energy | 26 | 689 | Co-op | 398-S-2021 | 39.9 | Solar |  |  | Interconnected | Blaine | 55449 | AIRPORT | APT25 | Commercial |  | 100980 | 2021 | 2021
20262-228750-01 | Connexus Energy | 26 | 689 | Co-op | 400-S-2022 | 7.6 | Solar |  |  | Interconnected | Stacy | 55079 | MARTIN LAKE | MLK04 | Residential |  | 49764 | 2021 | 2022
20262-228750-01 | Connexus Energy | 26 | 689 | Co-op | 401-S-2022 | 3.84 | Solar |  |  | Interconnected | Blaine | 55449 | AIRPORT | APT05 | Residential |  | 23940 | 2021 | 2022
20262-228750-01 | Connexus Energy | 26 | 689 | Co-op | 402-S-2022 | 14.8 | Solar |  |  | Interconnected | Coon Rapids | 55448 | SPRING LAKE PK | SLP02 | Residential |  | 86814 | 2021 | 2022
20262-228750-01 | Connexus Energy | 26 | 689 | Co-op | 403-S-2022 | 3.29 | Solar |  |  | Interconnected | Blaine | 55449 | AIRPORT | APT05 | Residential |  | 20520 | 2021 | 2022
20262-228750-01 | Connexus Energy | 26 | 689 | Co-op | 404-S-2022 | 5.48 | Solar |  |  | Interconnected | Andover | 55304 | BUNKER LAKE | BUL06 | Residential |  | 33120 | 2021 | 2022
20262-228750-01 | Connexus Energy | 26 | 689 | Co-op | 405-S-2022 | 3.84 | Solar |  |  | Interconnected | Andover | 55304 | BUNKER LAKE | BUL01 | Residential |  | 23940 | 2021 | 2022
20262-228750-01 | Connexus Energy | 26 | 689 | Co-op | 406-S-2022 | 7.67 | Solar |  |  | Interconnected | Andover | 55304 | BUNKER LAKE | BUL06 | Residential |  | 44226 | 2021 | 2022
20262-228750-01 | Connexus Energy | 26 | 689 | Co-op | 407-S-2022 | 5.84 | Solar |  |  | Interconnected | Blaine | 55449 | BLAINE | BLN21 | Residential |  | 33120 | 2021 | 2022
20262-228750-01 | Connexus Energy | 26 | 689 | Co-op | 408-S-2022 | 7.12 | Solar |  |  | Interconnected | Blaine | 55449 | AIRPORT | APT05 | Residential |  | 42588 | 2021 | 2022
20262-228750-01 | Connexus Energy | 26 | 689 | Co-op | 409-S-2022 | 14.5 | Solar |  |  | Interconnected | Anoka | 55303 | SAINT FRANCIS | STF05 | Residential |  | 62092 | 2021 | 2022
20262-228750-01 | Connexus Energy | 26 | 689 | Co-op | 410-S-2022 | 7.12 | Solar |  |  | Interconnected | Coon Rapids | 55448 | BUNKER LAKE | BUL07 | Residential |  | 41400 | 2021 | 2022
20262-228750-01 | Connexus Energy | 26 | 689 | Co-op | 411-S-2022 | 7.67 | Solar |  |  | Interconnected | Andover | 55304 | HAM LAKE | HAM03 | Residential |  | 44226 | 2021 | 2022
20262-228750-01 | Connexus Energy | 26 | 689 | Co-op | 412-S-2022 | 4.38 | Solar |  |  | Interconnected | Coon Rapids | 55448 | SPRING LAKE PK | SLP02 | Residential |  | 25620 | 2021 | 2022
20262-228750-01 | Connexus Energy | 26 | 689 | Co-op | 413-S-2022 | 9.86 | Solar |  |  | Interconnected | Andover | 55304 | HAM LAKE | HAM03 | Residential |  | 58968 | 2021 | 2022
20262-228750-01 | Connexus Energy | 26 | 689 | Co-op | 414-S-2022 | 3.29 | Solar |  |  | Interconnected | Andover | 55304 | NORTH BUNKER LK | NBL14 | Residential |  | 18810 | 2021 | 2022
20262-228750-01 | Connexus Energy | 26 | 689 | Co-op | 415-S-2022 | 11.4 | Solar |  |  | Interconnected | Forest Lake | 55025 | FOREST LAKE | FLK02 | Residential |  | 24600 | 2021 | 2022
20262-228750-01 | Connexus Energy | 26 | 689 | Co-op | 416-S-2022 | 9.86 | Solar |  |  | Interconnected | Dayton | 55327 | ENERGY PARK | ENP05 | Residential |  | 57330 | 2021 | 2022
20262-228750-01 | Connexus Energy | 26 | 689 | Co-op | 417-S-2022 | 6.58 | Solar |  |  | Interconnected | Andover | 55304 | NORTH BUNKER LK | NBL16 | Residential |  | 38088 | 2021 | 2022
20262-228750-01 | Connexus Energy | 26 | 689 | Co-op | 418-S-2022 | 8.77 | Solar |  |  | Interconnected | Lino Lakes | 55014 | HUGO | HGO04 | Residential |  | 50778 | 2021 | 2022
20262-228750-01 | Connexus Energy | 26 | 689 | Co-op | 419-S-2022 | 7.67 | Solar |  |  | Interconnected | Blaine | 55434 | AIRPORT | APT05 | Residential |  | 44226 | 2021 | 2022
20262-228750-01 | Connexus Energy | 26 | 689 | Co-op | 420-S-2022 | 12 | Solar |  |  | Interconnected | Becker | 55308 | WEST END | WED02 | Residential |  |  | 2021 | 2022
20262-228750-01 | Connexus Energy | 26 | 689 | Co-op | 421-S-2022 | 3.8 | Solar |  |  | Interconnected | Anoka | 55303 | SAINT FRANCIS | STF05 | Residential |  | 6765 | 2021 | 2022
20262-228750-01 | Connexus Energy | 26 | 689 | Co-op | 422-S-2022 | 3.8 | Solar |  |  | Interconnected | Blaine | 55434 | JOHNSONVILLE | JON02 | Residential |  | 1930 | 2021 | 2022
20262-228750-01 | Connexus Energy | 26 | 689 | Co-op | 423-S-2022 | 9.86 | Solar |  |  | Interconnected | Andover | 55304 | NORTH BUNKER LK | NBL16 | Residential |  | 58968 | 2021 | 2022
20262-228750-01 | Connexus Energy | 26 | 689 | Co-op | 424-S-2022 | 7.67 | Solar |  |  | Interconnected | Lino Lakes | 55014 | BLAINE | BLN06 | Residential |  | 44226 | 2021 | 2022
20262-228750-01 | Connexus Energy | 26 | 689 | Co-op | 425-S-2022 | 7.12 | Solar |  |  | Interconnected | Blaine | 55434 | AIRPORT | APT05 | Residential |  | 42588 | 2021 | 2022
20262-228750-01 | Connexus Energy | 26 | 689 | Co-op | 426-S-2022 | 6.03 | Solar |  |  | Interconnected | Blaine | 55449 | BLAINE | BLN21 | Residential |  | 36432 | 2021 | 2022
20262-228750-01 | Connexus Energy | 26 | 689 | Co-op | 427-S-2022 | 5 | Solar |  |  | Interconnected | Clear Lake | 55319 | WEST END | WED23 | Residential |  | 30400 | 2021 | 2022
20262-228750-01 | Connexus Energy | 26 | 689 | Co-op | 428-S-2022 | 5.22 | Solar |  |  | Interconnected | White Bear Lake | 55110 | WHITE BEAR TWP | WBR03 | Residential |  | 22212 | 2021 | 2022
20262-228750-01 | Connexus Energy | 26 | 689 | Co-op | 429-S-2022 | 7.6 | Solar |  |  | Interconnected | Big Lake | 55309 | REMMELE | RML02 | Residential |  | 26280 | 2021 | 2022
20262-228750-01 | Connexus Energy | 26 | 689 | Co-op | 430-S-2022 | 7.54 | Solar |  |  | Interconnected | Blaine | 55449 | JOHNSONVILLE | JON03 | Residential |  | 31842 | 2021 | 2022
20262-228750-01 | Connexus Energy | 26 | 689 | Co-op | 431-S-2022 | 4.93 | Solar |  |  | Interconnected | Circle Pines | 55014 | CIRCLE PARK | CIR03 | Residential |  | 19935 | 2021 | 2022
20262-228750-01 | Connexus Energy | 26 | 689 | Co-op | 432-S-2022 | 8.77 | Solar |  |  | Interconnected | Andover | 55304 | BUNKER LAKE | BUL06 | Residential |  | 50788 | 2021 | 2022
20262-228750-01 | Connexus Energy | 26 | 689 | Co-op | 433-S-2022 | 8.77 | Solar |  |  | Interconnected | Andover | 55304 | BUNKER LAKE | BUL01 | Residential |  | 52416 | 2021 | 2022
20262-228750-01 | Connexus Energy | 26 | 689 | Co-op | 434-S-2022 | 7.67 | Solar |  |  | Interconnected | Andover | 55304 | SODERVILLE | SOD05 | Residential |  | 44226 | 2021 | 2022
20262-228750-01 | Connexus Energy | 26 | 689 | Co-op | 435-S-2022 | 7.67 | Solar |  |  | Interconnected | Andover | 55304 | CROOKED LAKE | CRK02 | Residential |  | 45864 | 2021 | 2022
20262-228750-01 | Connexus Energy | 26 | 689 | Co-op | 436-S-2022 | 8.22 | Solar |  |  | Interconnected | Andover | 55304 | ANDOVER | AND06 | Residential |  | 47502 | 2021 | 2022
20262-228750-01 | Connexus Energy | 26 | 689 | Co-op | 437-S-2022 | 6.03 | Solar |  |  | Interconnected | Andover | 55304 | SODERVILLE | SOD05 | Residential |  | 34776 | 2021 | 2022
20262-228750-01 | Connexus Energy | 26 | 689 | Co-op | 438-S-2022 | 3.84 | Solar |  |  | Interconnected | Andover | 55304 | NORTH BUNKER LK | NBL11 | Residential |  | 22230 | 2021 | 2022
20262-228750-01 | Connexus Energy | 26 | 689 | Co-op | 439-S-2022 | 4.93 | Solar |  |  | Interconnected | Andover | 55304 | NORTH BUNKER LK | NBL15 | Residential |  | 28152 | 2021 | 2022
20262-228750-01 | Connexus Energy | 26 | 689 | Co-op | 440-S-2022 | 5.48 | Solar |  |  | Interconnected | Andover | 55304 | BUNKER LAKE | BUL01 | Residential |  | 33120 | 2021 | 2022
20262-228750-01 | Connexus Energy | 26 | 689 | Co-op | 441-S-2022 | 5.48 | Solar |  |  | Interconnected | Andover | 55304 | HAM LAKE | HAM03 | Residential |  | 33120 | 2021 | 2022
20262-228750-01 | Connexus Energy | 26 | 689 | Co-op | 442-S-2022 | 8.22 | Solar |  |  | Interconnected | Andover | 55304 | NORTH BUNKER LK | NBL16 | Residential |  | 47502 | 2021 | 2022
20262-228750-01 | Connexus Energy | 26 | 689 | Co-op | 443-S-2022 | 4.93 | Solar |  |  | Interconnected | Andover | 55304 | BUNKER LAKE | BUL06 | Residential |  | 29808 | 2021 | 2022
20262-228750-01 | Connexus Energy | 26 | 689 | Co-op | 444-S-2022 | 5.48 | Solar |  |  | Interconnected | Andover | 55304 | BUNKER LAKE | BUL01 | Residential |  | 30360 | 2021 | 2022
20262-228750-01 | Connexus Energy | 26 | 689 | Co-op | 445-S-2022 | 7.54 | Solar |  |  | Interconnected | Ramsey | 55303 | DAYTONPORT | DPT02 | Residential |  | 10000 | 2021 | 2022
20262-228750-01 | Connexus Energy | 26 | 689 | Co-op | 446-S-2022 | 7.12 | Solar |  |  | Interconnected | Andover | 55304 | NORTH BUNKER LK | NBL15 | Residential |  | 41400 | 2021 | 2022
20262-228750-01 | Connexus Energy | 26 | 689 | Co-op | 447-S-2022 | 11.51 | Solar |  |  | Interconnected | Andover | 55304 | SODERVILLE | SOD05 | Residential |  | 68796 | 2021 | 2022
20262-228750-01 | Connexus Energy | 26 | 689 | Co-op | 448-S-2022 | 3.29 | Solar |  |  | Interconnected | Andover | 55304 | BUNKER LAKE | BUL08 | Residential |  | 20520 | 2021 | 2022
20262-228750-01 | Connexus Energy | 26 | 689 | Co-op | 449-S-2022 | 7.12 | Solar |  |  | Interconnected | Ramsey | 55303 | ANOKA | AKA04 | Residential |  | 41400 | 2021 | 2022
20262-228750-01 | Connexus Energy | 26 | 689 | Co-op | 450-S-2022 | 37.6 | Solar |  |  | Interconnected | Andover | 55304 | NORTH BUNKER LK | NBL15 | Commercial |  |  | 2021 | 2022
20262-228750-01 | Connexus Energy | 26 | 689 | Co-op | 451-S-2022 | 4.06 | Solar |  | X | Interconnected | Big Lake | 55309 | REMMELE | RML03 | Residential |  | 57853 | 2021 | 2022
20262-228750-01 | Connexus Energy | 26 | 689 | Co-op | 453-S-2022 | 4.38 | Solar |  |  | Interconnected | Andover | 55304 | BUNKER LAKE | BUL06 | Residential |  | 25650 | 2021 | 2022
20262-228750-01 | Connexus Energy | 26 | 689 | Co-op | 454-S-2022 | 7.12 | Solar |  |  | Interconnected | Lino Lakes | 55014 | BLAINE | BLN06 | Residential |  | 41400 | 2021 | 2022
20262-228750-01 | Connexus Energy | 26 | 689 | Co-op | 455-S-2022 | 4.38 | Solar |  |  | Interconnected | Ramsey | 55303 | ANOKA | AKA04 | Residential |  | 27360 | 2021 | 2022
20262-228750-01 | Connexus Energy | 26 | 689 | Co-op | 456-S-2022 | 9.77 | Solar |  |  | Interconnected | Forest Lake | 55025 | FOREST LAKE | FLK02 | Residential |  | 30000 | 2021 | 2022
20262-228750-01 | Connexus Energy | 26 | 689 | Co-op | 457-S-2022 | 5.48 | Solar |  |  | Interconnected | Andover | 55304 | SODERVILLE | SOD05 | Residential |  | 33120 | 2021 | 2022
20262-228750-01 | Connexus Energy | 26 | 689 | Co-op | 458-S-2022 | 6.58 | Solar |  |  | Interconnected | Andover | 55304 | BUNKER LAKE | BUL01 | Residential |  | 38088 | 2021 | 2022
20262-228750-01 | Connexus Energy | 26 | 689 | Co-op | 459-S-2022 | 7.67 | Solar |  |  | Interconnected | Ramsey | 55303 | ENERGY PARK | ENP01 | Residential |  | 45864 | 2021 | 2022
20262-228750-01 | Connexus Energy | 26 | 689 | Co-op | 461-S-2022 | 7.67 | Solar |  |  | Interconnected | Ramsey | 55303 | ANOKA | AKA04 | Residential |  | 45864 | 2021 | 2022
20262-228750-01 | Connexus Energy | 26 | 689 | Co-op | 462-S-2022 | 9.32 | Solar |  |  | Interconnected | Ramsey | 55303 | ANOKA | AKA04 | Residential |  | 55692 | 2021 | 2022
20262-228750-01 | Connexus Energy | 26 | 689 | Co-op | 463-S-2022 | 4.93 | Solar |  |  | Interconnected | Blaine | 55449 | BLAINE | BLN21 | Residential |  | 28152 | 2021 | 2022
20262-228750-01 | Connexus Energy | 26 | 689 | Co-op | 464-S-2022 | 7.12 | Solar |  |  | Interconnected | Blaine | 55449 | BLAINE | BLN21 | Residential |  | 42588 | 2021 | 2022
20262-228750-01 | Connexus Energy | 26 | 689 | Co-op | 465-S-2022 | 4.93 | Solar |  |  | Interconnected | Ramsey | 55303 | ANOKA | AKA04 | Residential |  | 29808 | 2021 | 2022
20262-228750-01 | Connexus Energy | 26 | 689 | Co-op | 466-S-2022 | 15.08 | Solar |  |  | Interconnected | Cedar | 55011 | EAST BETHEL | EBL05 | Residential |  | 20000 | 2021 | 2022
20262-228750-01 | Connexus Energy | 26 | 689 | Co-op | 467-S-2022 | 4.93 | Solar |  |  | Interconnected | Andover | 55304 | BUNKER LAKE | BUL01 | Residential |  | 28152 | 2021 | 2022
20262-228750-01 | Connexus Energy | 26 | 689 | Co-op | 468-S-2022 | 7.67 | Solar |  |  | Interconnected | Ramsey | 55303 | ENERGY PARK | ENP03 | Residential |  | 44226 | 2021 | 2022
20262-228750-01 | Connexus Energy | 26 | 689 | Co-op | 469-S-2022 | 8.77 | Solar |  |  | Interconnected | Andover | 55304 | RAMSEY | RAM02 | Residential |  | 52416 | 2021 | 2022
20262-228750-01 | Connexus Energy | 26 | 689 | Co-op | 470-S-2022 | 20.24 | Solar |  |  | Interconnected | Andover | 55304 | ANDOVER | AND01 | Residential |  | 24650 | 2021 | 2022
20262-228750-01 | Connexus Energy | 26 | 689 | Co-op | 471-S-2022 | 9.86 | Solar |  |  | Interconnected | Zimmerman | 55398 | ZIMMERMAN | ZIM07 | Residential |  |  | 2021 | 2022
20262-228750-01 | Connexus Energy | 26 | 689 | Co-op | 472-S-2022 | 6.03 | Solar |  |  | Interconnected | Blaine | 55449 | BLAINE | BLN21 | Residential |  | 36432 | 2021 | 2022
20262-228750-01 | Connexus Energy | 26 | 689 | Co-op | 473-S-2022 | 4.93 | Solar |  |  | Interconnected | Ramsey | 55303 | RAMSEY | RAM05 | Residential |  | 28152 | 2021 | 2022
20262-228750-01 | Connexus Energy | 26 | 689 | Co-op | 474-S-2022 | 16.82 | Solar |  |  | Interconnected | Lino Lakes | 55038 | WHITE BEAR TWP | WBR03 | Residential |  | 71125 | 2021 | 2022
20262-228750-01 | Connexus Energy | 26 | 689 | Co-op | 475-S-2022 | 9.28 | Solar |  |  | Interconnected | Big Lake | 55309 | THOMPSON LAKE | TLK01 | Residential |  | 41356 | 2021 | 2022
20262-228750-01 | Connexus Energy | 26 | 689 | Co-op | 476-S-2022 | 11.4 | Solar |  |  | Interconnected | Blaine | 55449 | LEXINGTON | LXN04 | Residential |  | 28500 | 2021 | 2022
20262-228750-01 | Connexus Energy | 26 | 689 | Co-op | 477-S-2022 | 5.22 | Solar |  |  | Interconnected | Blaine | 55449 | AIRPORT | APT24 | Residential |  | 15000 | 2021 | 2022
20262-228750-01 | Connexus Energy | 26 | 689 | Co-op | 478-S-2022 | 8.41 | Solar |  |  | Interconnected | Isanti | 55040 | ISANTI | IST06 | Residential |  | 48750 | 2021 | 2022
20262-228750-01 | Connexus Energy | 26 | 689 | Co-op | 479-S-2022 | 7.6 | Solar |  |  | Interconnected | Andover | 55304 | SODERVILLE | SOD05 | Residential |  | 10000 | 2021 | 2022
20262-228750-01 | Connexus Energy | 26 | 689 | Co-op | 480-S-2022 | 14.79 | Solar |  |  | Interconnected | Isanti | 55040 | CROWN | CRN03 | Residential |  | 74025 | 2021 | 2022
20262-228750-01 | Connexus Energy | 26 | 689 | Co-op | 481-S-2022 | 9.24 | Solar |  |  | Interconnected | Isanti | 55040 | SAINT FRANCIS | STF01 | Residential |  |  | 2021 | 2022
20262-228750-01 | Connexus Energy | 26 | 689 | Co-op | 483-S-2022 | 7.66 | Solar |  |  | Interconnected | Big Lake | 55309 | REMMELE | RML04 | Residential |  | 54879 | 2021 | 2022
20262-228750-01 | Connexus Energy | 26 | 689 | Co-op | 484-S-2022 | 7.67 | Solar |  |  | Interconnected | Blaine | 55434 | SPRING LAKE PK | SLP02 | Residential |  | 45864 | 2021 | 2022
20262-228750-01 | Connexus Energy | 26 | 689 | Co-op | 485-S-2022 | 6.58 | Solar |  |  | Interconnected | Andover | 55304 | BUNKER LAKE | BUL08 | Residential |  | 38088 | 2021 | 2022
20262-228750-01 | Connexus Energy | 26 | 689 | Co-op | 486-S-2022 | 7.12 | Solar |  |  | Interconnected | Ramsey | 55303 | ANOKA | AKA03 | Residential |  | 41400 | 2021 | 2022
20262-228750-01 | Connexus Energy | 26 | 689 | Co-op | 487-S-2022 | 10.44 | Solar |  |  | Interconnected | Oak Grove | 55303 | SAINT FRANCIS | STF03 | Residential |  | 48527 | 2021 | 2022
20262-228750-01 | Connexus Energy | 26 | 689 | Co-op | 488-S-2022 | 16.8 | Solar |  |  | Interconnected | Oak Grove | 55303 | ANDOVER | AND02 | Residential |  | 25000 | 2021 | 2022
20262-228750-01 | Connexus Energy | 26 | 689 | Co-op | 489-S-2022 | 6.58 | Solar |  |  | Interconnected | Ramsey | 55303 | ANOKA | AKA04 | Residential |  | 38088 | 2021 | 2022
20262-228750-01 | Connexus Energy | 26 | 689 | Co-op | 490-S-2022 | 14.25 | Solar |  |  | Interconnected | Ramsey | 55303 | ANOKA | AKA04 | Residential |  | 83538 | 2021 | 2022
20262-228750-01 | Connexus Energy | 26 | 689 | Co-op | 491-S-2022 | 10 | Solar |  |  | Interconnected | Forest Lake | 55025 | FOREST LAKE | FLK21 | Residential |  | 41979 | 2021 | 2022
20262-228750-01 | Connexus Energy | 26 | 689 | Co-op | 492-S-2022 | 16.2 | Solar |  |  | Interconnected | Andover | 55304 | SODERVILLE | SOD05 | Residential |  | 65165 | 2021 | 2022
20262-228750-01 | Connexus Energy | 26 | 689 | Co-op | 493-S-2022 | 15.2 | Solar |  |  | Interconnected | Andover | 55304 | BUNKER LAKE | BUL01 | Residential |  | 70068 | 2021 | 2022
20262-228750-01 | Connexus Energy | 26 | 689 | Co-op | 494-S-2022 | 14.4 | Solar |  |  | Interconnected | Anoka | 55304 | ANDOVER | AND04 | Residential |  | 41662 | 2021 | 2022
20262-228750-01 | Connexus Energy | 26 | 689 | Co-op | 495-S-2022 | 8.76 | Solar |  |  | Interconnected | Elk River | 55330 | ANOKA | AKA05 | Residential |  | 12800 | 2021 | 2022
20262-228750-01 | Connexus Energy | 26 | 689 | Co-op | 496-S-2022 | 9.32 | Solar |  |  | Interconnected | Ramsey | 55303 | ANOKA | AKA04 | Residential |  | 55692 | 2021 | 2022
20262-228750-01 | Connexus Energy | 26 | 689 | Co-op | 497-S-2022 | 11.51 | Solar |  |  | Interconnected | Ramsey | 55303 | ENERGY PARK | ENP03 | Residential |  | 68796 | 2021 | 2022
20262-228750-01 | Connexus Energy | 26 | 689 | Co-op | 498-S-2022 | 6 | Solar |  |  | Interconnected | Big Lake | 55309 | REMMELE | RML04 | Residential |  | 29792 | 2021 | 2022
20262-228750-01 | Connexus Energy | 26 | 689 | Co-op | 499-S-2022 | 14.4 | Solar |  |  | Interconnected | Forest Lake | 55025 | FOREST LAKE | FLK01 | Residential |  | 47000 | 2021 | 2022
20262-228750-01 | Connexus Energy | 26 | 689 | Co-op | 500-S-2022 | 10.4 | Solar |  |  | Interconnected | Anoka | 55303 | SAINT FRANCIS | STF03 | Residential |  | 38350 | 2021 | 2022
20262-228750-01 | Connexus Energy | 26 | 689 | Co-op | 501-S-2022 | 6 | Solar |  |  | Interconnected | Forest Lake | 55025 | FOREST LAKE | FLK01 | Residential |  | 44891 | 2021 | 2022
20262-228750-01 | Connexus Energy | 26 | 689 | Co-op | 502-S-2022 | 7.678 | Solar |  |  | Interconnected | Elk River | 55330 | BIG LAKE | BLK03 | Residential |  | 37765 | 2021 | 2022
20262-228750-01 | Connexus Energy | 26 | 689 | Co-op | 503-S-2022 | 7.67 | Solar |  |  | Interconnected | Ramsey | 55303 | ENERGY PARK | ENP03 | Residential |  | 42588 | 2021 | 2022
20262-228750-01 | Connexus Energy | 26 | 689 | Co-op | 504-S-2022 | 4.93 | Solar |  |  | Interconnected | Big Lake | 55309 | THOMPSON LAKE | TLK03 | Residential |  | 28566 | 2021 | 2022
20262-228750-01 | Connexus Energy | 26 | 689 | Co-op | 505-S-2022 | 12.24 | Solar |  |  | Interconnected | Lino Lakes | 55014 | WHITE BEAR TWP | WBR03 | Residential |  | 24600 | 2021 | 2022
20262-228750-01 | Connexus Energy | 26 | 689 | Co-op | 506-S-2022 | 10.41 | Solar |  |  | Interconnected | Saint Paul | 55127 | VADNAIS HEIGHTS | VDH04 | Residential |  | 15000 | 2021 | 2022
20262-228750-01 | Connexus Energy | 26 | 689 | Co-op | 507-S-2022 | 5.48 | Solar |  |  | Interconnected | Ramsey | 55303 | ANOKA | AKA04 | Residential |  | 31464 | 2021 | 2022
20262-228750-01 | Connexus Energy | 26 | 689 | Co-op | 508-S-2022 | 23.2 | Solar |  |  | Interconnected | Anoka | 55303 | ANOKA | AKA06 | Residential |  | 23000 | 2021 | 2022
20262-228750-01 | Connexus Energy | 26 | 689 | Co-op | 509-S-2022 | 5.48 | Solar |  |  | Interconnected | Big Lake | 55309 | THOMPSON LAKE | TLK03 | Residential |  | 30176 | 2021 | 2022
20262-228750-01 | Connexus Energy | 26 | 689 | Co-op | 510-S-2022 | 11.4 | Solar |  |  | Interconnected | Coon Rapids | 55448 | BUNKER LAKE | BUL07 | Residential |  | 26035 | 2021 | 2022
20262-228750-01 | Connexus Energy | 26 | 689 | Co-op | 511-S-2022 | 6.58 | Solar |  |  | Interconnected | Big Lake | 55309 | REMMELE | RML05 | Residential |  | 35742 | 2021 | 2022
20262-228750-01 | Connexus Energy | 26 | 689 | Co-op | 512-S-2022 | 16.4 | Solar |  |  | Interconnected | Andover | 55304 | NORTH BUNKER LK | NBL14 | Residential |  | 58175 | 2021 | 2022
20262-228750-01 | Connexus Energy | 26 | 689 | Co-op | 513-S-2022 | 7.6 | Solar |  |  | Interconnected | Princeton | 55371 | BALDWIN | BDN22 | Residential |  | 38000 | 2021 | 2022
20262-228750-01 | Connexus Energy | 26 | 689 | Co-op | 514-S-2022 | 6.58 | Solar |  |  | Interconnected | Cambridge | 55008 | CAMBRIDGE | CIP05 | Residential |  | 36524 | 2021 | 2022
20262-228750-01 | Connexus Energy | 26 | 689 | Co-op | 515-S-2022 | 20 | Solar |  |  | Interconnected | Stacy | 55079 | MARTIN LAKE | MLK04 | Residential |  | 25000 | 2021 | 2022
20262-228750-01 | Connexus Energy | 26 | 689 | Co-op | 516-S-2022 | 24.36 | Solar |  |  | Interconnected | Oak Grove | 55011 | ANDOVER | AND02 | Residential |  | 97078 | 2021 | 2022
20262-228750-01 | Connexus Energy | 26 | 689 | Co-op | 517-S-2022 | 9.28 | Solar |  |  | Interconnected | Vadnais Heights | 55127 | VADNAIS HEIGHTS | VDH21 | Residential |  | 34257 | 2021 | 2022
20262-228750-01 | Connexus Energy | 26 | 689 | Co-op | 518-S-2022 | 3.8 | Solar |  |  | Interconnected | Big Lake | 55309 | THOMPSON LAKE | TLK03 | Residential |  | 45669 | 2021 | 2022
20262-228750-01 | Connexus Energy | 26 | 689 | Co-op | 519-S-2022 | 8.77 | Solar |  |  | Interconnected | Ramsey | 55303 | ANOKA | AKA04 | Residential |  | 52416 | 2021 | 2022
20262-228750-01 | Connexus Energy | 26 | 689 | Co-op | 520-S-2022 | 15.2 | Solar |  |  | Interconnected | Forest Lake | 55025 | FOREST LAKE | FLK04 | Residential |  | 51800 | 2021 | 2022
20262-228750-01 | Connexus Energy | 26 | 689 | Co-op | 521-S-2022 | 5.22 | Solar |  |  | Interconnected | Lino Lakes | 55014 | BLAINE | BLN06 | Residential |  | 11000 | 2021 | 2022
20262-228750-01 | Connexus Energy | 26 | 689 | Co-op | 522-S-2022 | 15.08 | Solar |  |  | Interconnected | Zimmerman | 55398 | ZIMMERMAN | ZIM03 | Residential |  | 49400 | 2021 | 2022
20262-228750-01 | Connexus Energy | 26 | 689 | Co-op | 523-S-2022 | 28.71 | Solar |  |  | Interconnected | Circle Pines | 55014 | HUGO | HGO04 | Commercial |  | 115425 | 2021 | 2022
20262-228750-01 | Connexus Energy | 26 | 689 | Co-op | 524-S-2022 | 7.6 | Solar |  |  | Interconnected | Marine On Saint Croix | 55047 | MAY | MAY03 | Residential |  | 21750 | 2021 | 2022
20262-228750-01 | Connexus Energy | 26 | 689 | Co-op | 525-S-2022 | 11.6 | Solar |  |  | Interconnected | Ham Lake | 55304 | HAM LAKE | HAM05 | Residential |  | 54733 | 2021 | 2022
20262-228750-01 | Connexus Energy | 26 | 689 | Co-op | 526-S-2022 | 6.58 | Solar |  |  | Interconnected | Isanti | 55040 | COOPERS CORNER | CPC03 | Residential |  | 41972 | 2021 | 2022
20262-228750-01 | Connexus Energy | 26 | 689 | Co-op | 527-S-2022 | 5 | Solar |  | X | Interconnected | Forest Lake | 55025 | FOREST LAKE | FLK02 | Residential |  | 47062 | 2021 | 2022
20262-228750-01 | Connexus Energy | 26 | 689 | Co-op | 529-S-2022 | 7.83 | Solar |  |  | Interconnected | Ramsey | 55303 | ANOKA | AKA03 | Residential |  | 49807 | 2021 | 2022
20262-228750-01 | Connexus Energy | 26 | 689 | Co-op | 530-S-2022 | 3.29 | Solar |  |  | Interconnected | Circle Pines | 55014 | CIRCLE PARK | CIR04 | Residential |  | 20980 | 2021 | 2022
20262-228750-01 | Connexus Energy | 26 | 689 | Co-op | 531-S-2022 | 13.8 | Solar |  |  | Interconnected | Zimmerman | 55398 | ZIMMERMAN | ZIM06 | Residential |  | 45076 | 2021 | 2022
20262-228750-01 | Connexus Energy | 26 | 689 | Co-op | 533-S-2022 | 7.6 | Solar |  |  | Interconnected | Blaine | 55449 | LEXINGTON | LXN04 | Residential |  | 43185 | 2021 | 2022
20262-228750-01 | Connexus Energy | 26 | 689 | Co-op | 534-S-2022 | 39.2 | Solar |  |  | Interconnected | Andover | 55304 | SODERVILLE | SOD05 | Residential |  | 57000 | 2021 | 2022
20262-228750-01 | Connexus Energy | 26 | 689 | Co-op | 535-S-2022 | 6.67 | Solar |  |  | Interconnected | Stacy | 55079 | MARTIN LAKE | MLK03 | Residential |  | 18500 | 2021 | 2022
20262-228750-01 | Connexus Energy | 26 | 689 | Co-op | 536-S-2022 | 100 | Solar |  |  | Interconnected | East Bethel | 55011 | SODERVILLE | SOD01 | Commercial |  | 267800 | 2021 | 2022
20262-228750-01 | Connexus Energy | 26 | 689 | Co-op | 537-S-2022 | 8.12 | Solar |  |  | Interconnected | Andover | 55304 | SODERVILLE | SOD05 | Residential |  | 47542 | 2021 | 2022
20262-228750-01 | Connexus Energy | 26 | 689 | Co-op | 538-S-2022 | 5.48 | Solar |  |  | Interconnected | Andover | 55304 | BUNKER LAKE | BUL08 | Residential |  | 31464 | 2021 | 2022
20262-228750-01 | Connexus Energy | 26 | 689 | Co-op | 539-S-2022 | 5.48 | Solar |  |  | Interconnected | Andover | 55304 | BUNKER LAKE | BUL01 | Residential |  | 31488 | 2021 | 2022
20262-228750-01 | Connexus Energy | 26 | 689 | Co-op | 540-S-2022 | 5.48 | Solar |  |  | Interconnected | Andover | 55304 | NORTH BUNKER LK | NBL14 | Residential |  | 33120 | 2021 | 2022
20262-228750-01 | Connexus Energy | 26 | 689 | Co-op | 541-S-2022 | 9.57 | Solar |  |  | Interconnected | Ramsey | 55303 | ANOKA | AKA04 | Residential |  | 48258 | 2021 | 2022
20262-228750-01 | Connexus Energy | 26 | 689 | Co-op | 542-S-2022 | 6.38 | Solar |  |  | Interconnected | Dayton | 55327 | ENERGY PARK | ENP05 | Residential |  | 28676 | 2021 | 2022
20262-228750-01 | Connexus Energy | 26 | 689 | Co-op | 543-S-2022 | 6.09 | Solar |  |  | Interconnected | Hugo | 55038 | HUGO | HGO02 | Residential |  | 23989 | 2021 | 2022
20262-228750-01 | Connexus Energy | 26 | 689 | Co-op | 544-S-2022 | 3.84 | Solar |  |  | Interconnected | Andover | 55304 | HAM LAKE | HAM03 | Residential |  | 22226 | 2021 | 2022
20262-228750-01 | Connexus Energy | 26 | 689 | Co-op | 545-S-2022 | 6.03 | Solar |  |  | Interconnected | Lino Lakes | 55038 | WHITE BEAR TWP | WBR03 | Residential |  | 34075 | 2021 | 2022
20262-228750-01 | Connexus Energy | 26 | 689 | Co-op | 546-S-2022 | 10.44 | Solar |  |  | Interconnected | Blaine | 55449 | BLAINE | BLN26 | Residential |  | 40677 | 2021 | 2022
20262-228750-01 | Connexus Energy | 26 | 689 | Co-op | 547-S-2022 | 10 | Solar |  |  | Interconnected | Circle Pines | 55014 | CIRCLE PARK | CIR03 | Residential |  | 31734 | 2021 | 2022
20262-228750-01 | Connexus Energy | 26 | 689 | Co-op | 548-S-2022 | 7.67 | Solar |  |  | Interconnected | Isanti | 55040 | ISANTI | IST04 | Residential |  | 48008 | 2021 | 2022
20262-228750-01 | Connexus Energy | 26 | 689 | Co-op | 549-S-2022 | 9.423 | Solar |  |  | Interconnected | Isanti | 55040 | ISANTI | IST04 | Residential |  | 49961 | 2021 | 2022
20262-228750-01 | Connexus Energy | 26 | 689 | Co-op | 550-S-2022 | 4.38 | Solar |  |  | Interconnected | Blaine | 55449 | BLAINE | BLN06 | Residential |  | 25123 | 2021 | 2022
20262-228750-01 | Connexus Energy | 26 | 689 | Co-op | 551-S-2022 | 5.51 | Solar |  |  | Interconnected | White Bear Lake | 55110 | VADNAIS HEIGHTS | VDH23 | Residential |  | 35485 | 2021 | 2022
20262-228750-01 | Connexus Energy | 26 | 689 | Co-op | 552-S-2022 | 17.4 | Solar |  |  | Interconnected | Anoka | 55303 | ANOKA | AKA06 | Residential |  | 69000 | 2021 | 2022
20262-228750-01 | Connexus Energy | 26 | 689 | Co-op | 553-S-2022 | 3.84 | Solar |  |  | Interconnected | Dayton | 55369 | HENNEPIN | HEN02 | Residential |  | 21777 | 2021 | 2022
20262-228750-01 | Connexus Energy | 26 | 689 | Co-op | 554-S-2022 | 10.15 | Solar |  |  | Interconnected | Dayton | 55327 | HENNEPIN | HEN02 | Residential |  | 39200 | 2021 | 2022
20262-228750-01 | Connexus Energy | 26 | 689 | Co-op | 555-S-2022 | 20 | Solar |  |  | Interconnected | Ham Lake | 55304 | BLAINE | BLN01 | Residential |  | 70481 | 2021 | 2022
20262-228750-01 | Connexus Energy | 26 | 689 | Co-op | 556-S-2022 | 5 | Solar |  |  | Interconnected | Isanti | 55040 | COOPERS CORNER | CPC05 | Residential |  | 37697 | 2021 | 2022
20262-228750-01 | Connexus Energy | 26 | 689 | Co-op | 557-S-2022 | 8.12 | Solar |  |  | Interconnected | Dayton | 55327 | HENNEPIN | HEN03 | Residential |  |  | 2021 | 2022
20262-228750-01 | Connexus Energy | 26 | 689 | Co-op | 558-S-2022 | 10.41 | Solar |  |  | Interconnected | Coon Rapids | 55448 | SPRING LAKE PK | SLP02 | Residential |  | 62273 | 2021 | 2022
20262-228750-01 | Connexus Energy | 26 | 689 | Co-op | 559-S-2022 | 12.47 | Solar |  |  | Interconnected | Hugo | 55038 | WHITE BEAR TWP | WBR03 | Residential |  | 49380 | 2021 | 2022
20262-228750-01 | Connexus Energy | 26 | 689 | Co-op | 560-S-2022 | 7.54 | Solar |  |  | Interconnected | Ham Lake | 55304 | HAM LAKE | HAM05 | Residential |  | 29335 | 2021 | 2022
20262-228750-01 | Connexus Energy | 26 | 689 | Co-op | 561-S-2022 | 15.52 | Solar |  |  | Interconnected | Andover | 55304 | SODERVILLE | SOD05 | Residential |  | 60350 | 2021 | 2022
20262-228750-01 | Connexus Energy | 26 | 689 | Co-op | 562-S-2022 | 8.77 | Solar |  |  | Interconnected | Coon Rapids | 55433 | CROOKED LAKE | CRK05 | Residential |  | 20160 | 2021 | 2022
20262-228750-01 | Connexus Energy | 26 | 689 | Co-op | 563-S-2022 | 3.84 | Solar |  |  | Interconnected | Blaine | 55449 | BLAINE | BLN21 | Residential |  | 20079 | 2021 | 2022
20262-228750-01 | Connexus Energy | 26 | 689 | Co-op | 564-S-2022 | 13.34 | Solar |  |  | Interconnected | Anoka | 55303 | SAINT FRANCIS | STF05 | Residential |  | 54000 | 2021 | 2022
20262-228750-01 | Connexus Energy | 26 | 689 | Co-op | 565-S-2022 | 10 | Solar |  |  | Interconnected | Zimmerman | 55398 | BALDWIN | BDN01 | Residential |  | 34305 | 2021 | 2022
20262-228750-01 | Connexus Energy | 26 | 689 | Co-op | 566-S-2022 | 6.67 | Solar |  |  | Interconnected | Coon Rapids | 55448 | VILLAGE TEN | VTN06 | Residential |  | 26800 | 2021 | 2022
20262-228750-01 | Connexus Energy | 26 | 689 | Co-op | 567-S-2022 | 6.67 | Solar |  |  | Interconnected | Blaine | 55434 | JOHNSONVILLE | JON03 | Residential |  | 26650 | 2021 | 2022
20262-228750-01 | Connexus Energy | 26 | 689 | Co-op | 568-S-2022 | 10.44 | Solar |  |  | Interconnected | Andover | 55304 | BUNKER LAKE | BUL08 | Residential |  | 42895 | 2021 | 2022
20262-228750-01 | Connexus Energy | 26 | 689 | Co-op | 569-S-2022 | 9.6 | Solar |  |  | Interconnected | Blaine | 55449 | BLAINE | BLN21 | Residential |  | 58200 | 2021 | 2022
20262-228750-01 | Connexus Energy | 26 | 689 | Co-op | 570-S-2022 | 10.88 | Solar |  |  | Interconnected | Ramsey | 55303 | RAMSEY | RAM02 | Residential |  | 62700 | 2021 | 2022
20262-228750-01 | Connexus Energy | 26 | 689 | Co-op | 571-S-2022 | 5.48 | Solar |  |  | Interconnected | Andover | 55304 | HAM LAKE | HAM03 | Residential |  | 31488 | 2021 | 2022
20262-228750-01 | Connexus Energy | 26 | 689 | Co-op | 572-S-2022 | 5.48 | Solar |  |  | Interconnected | Blaine | 55449 | BLAINE | BLN06 | Residential |  | 30832 | 2021 | 2022
20262-228750-01 | Connexus Energy | 26 | 689 | Co-op | 573-S-2022 | 3.84 | Solar |  |  | Interconnected | Hugo | 55038 | WHITE BEAR TWP | WBR04 | Residential |  | 20000 | 2021 | 2022
20262-228750-01 | Connexus Energy | 26 | 689 | Co-op | 574-S-2022 | 4.38 | Solar |  |  | Interconnected | Andover | 55304 | BUNKER LAKE | BUL01 | Residential |  | 27324 | 2021 | 2022
20262-228750-01 | Connexus Energy | 26 | 689 | Co-op | 575-S-2022 | 36.54 | Solar |  |  | Interconnected | Ham Lake | 55304 | HAM LAKE | HAM06 | Residential |  | 78089 | 2021 | 2022
20262-228750-01 | Connexus Energy | 26 | 689 | Co-op | 576-S-2022 | 11.89 | Solar |  |  | Interconnected | Ramsey | 55303 | ANOKA | AKA02 | Residential |  | 43180 | 2021 | 2022
20262-228750-01 | Connexus Energy | 26 | 689 | Co-op | 577-S-2022 | 22.8 | Solar |  |  | Interconnected | Becker | 55308 | WEST END | WED02 | Residential |  | 83250 | 2021 | 2022
20262-228750-01 | Connexus Energy | 26 | 689 | Co-op | 578-S-2022 | 4.38 | Solar |  |  | Interconnected | Andover | 55304 | BUNKER LAKE | BUL01 | Residential |  | 25641 | 2021 | 2022
20262-228750-01 | Connexus Energy | 26 | 689 | Co-op | 579-S-2022 | 7.67 | Solar |  |  | Interconnected | Blaine | 55449 | BLAINE | BLN23 | Residential |  | 43338 | 2021 | 2022
20262-228750-01 | Connexus Energy | 26 | 689 | Co-op | 580-S-2022 | 9.32 | Solar |  |  | Interconnected | Blaine | 55449 | AIRPORT | APT02 | Residential |  | 53372 | 2021 | 2022
20262-228750-01 | Connexus Energy | 26 | 689 | Co-op | 581-S-2022 | 3.29 | Solar |  |  | Interconnected | Andover | 55304 | BUNKER LAKE | BUL01 | Residential |  | 18810 | 2021 | 2022
20262-228750-01 | Connexus Energy | 26 | 689 | Co-op | 582-S-2022 | 3.84 | Solar |  |  | Interconnected | Andover | 55304 | NORTH BUNKER LAKE | NBL14 | Residential |  | 22226 | 2021 | 2022
20262-228750-01 | Connexus Energy | 26 | 689 | Co-op | 583-S-2022 | 18.084 | Solar |  |  | Interconnected | Cedar | 55011 | COOPERS CORNER | CPC04 | Residential |  |  | 2021 | 2022
20262-228750-01 | Connexus Energy | 26 | 689 | Co-op | 584-S-2022 | 9.86 | Solar |  |  | Interconnected | Coon Rapids | 55448 | SPRING LAKE PK | SLP04 | Residential |  | 21000 | 2021 | 2022
20262-228750-01 | Connexus Energy | 26 | 689 | Co-op | 585-S-2022 | 14 | Solar |  |  | Interconnected | Cambridge | 55008 | ISANTI | IST06 | Residential |  | 14000 | 2021 | 2022
20262-228750-01 | Connexus Energy | 26 | 689 | Co-op | 586-S-2022 | 15 | Solar |  |  | Interconnected | Stillwater | 55082 | MAY | MAY02 | Residential |  | 48360 | 2021 | 2022
20262-228750-01 | Connexus Energy | 26 | 689 | Co-op | 587-S-2022 | 15.08 | Solar |  |  | Interconnected | Blaine | 55449 | LEXINGTON | LXN02 | Residential |  | 66556 | 2021 | 2022
20262-228750-01 | Connexus Energy | 26 | 689 | Co-op | 588-S-2022 | 7.67 | Solar |  |  | Interconnected | Hugo | 55038 | WHITE BEAR TWP | WBR04 | Residential |  | 43338 | 2021 | 2022
20262-228750-01 | Connexus Energy | 26 | 689 | Co-op | 589-S-2022 | 4.93 | Solar |  |  | Interconnected | Andover | 55304 | BUNKER LAKE | BUL01 | Residential |  | 29057 | 2021 | 2022
20262-228750-01 | Connexus Energy | 26 | 689 | Co-op | 590-S-2022 | 3.84 | Solar |  |  | Interconnected | Coon Rapids | 55433 | SPRING LAKE PK | SLP02 | Residential |  | 23760 | 2021 | 2022
20262-228750-01 | Connexus Energy | 26 | 689 | Co-op | 591-S-2022 | 8.22 | Solar |  |  | Interconnected | Isanti | 55040 | ISANTI | IST06 | Residential |  | 47306 | 2021 | 2022
20262-228750-01 | Connexus Energy | 26 | 689 | Co-op | 592-S-2022 | 8.22 | Solar |  |  | Interconnected | Blaine | 55449 | JOHNSONVILLE | JON03 | Residential |  | 46547 | 2021 | 2022
20262-228750-01 | Connexus Energy | 26 | 689 | Co-op | 593-S-2022 | 15 | Solar |  |  | Interconnected | Andover | 55304 | ANDOVER | AND03 | Residential |  | 44080 | 2021 | 2022
20262-228750-01 | Connexus Energy | 26 | 689 | Co-op | 594-S-2022 | 6.09 | Solar |  |  | Interconnected | Circle Pines | 55014 | CIRCLE PARK | CIR03 | Residential |  | 25381 | 2021 | 2022
20262-228750-01 | Connexus Energy | 26 | 689 | Co-op | 595-S-2022 | 4.93 | Solar |  |  | Interconnected | Blaine | 55449 | BLAINE | BLN23 | Residential |  | 29187 | 2021 | 2022
20262-228750-01 | Connexus Energy | 26 | 689 | Co-op | 596-S-2022 | 6.03 | Solar |  |  | Interconnected | Blaine | 55449 | LEXINGTON | LXN04 | Residential |  | 35673 | 2021 | 2022
20262-228750-01 | Connexus Energy | 26 | 689 | Co-op | 597-S-2022 | 11.31 | Solar |  | X | Interconnected | Marine On Saint Croix | 55047 | MAY | MAY01 | Residential |  | 43886 | 2021 | 2022
20262-228750-01 | Connexus Energy | 26 | 689 | Co-op | 599-S-2022 | 6.67 | Solar |  |  | Interconnected | Blaine | 55434 | LEXINGTON | LXN04 | Residential |  |  | 2021 | 2022
20262-228750-01 | Connexus Energy | 26 | 689 | Co-op | 600-S-2022 | 10.41 | Solar |  |  | Interconnected | Blaine | 55434 | JOHNSONVILLE | JON04 | Residential |  | 62273 | 2021 | 2022
20262-228750-01 | Connexus Energy | 26 | 689 | Co-op | 601-S-2022 | 8.77 | Solar |  |  | Interconnected | Blaine | 55449 | BLAINE | BLN06 | Residential |  | 49755 | 2021 | 2022
20262-228750-01 | Connexus Energy | 26 | 689 | Co-op | 602-S-2022 | 3.29 | Solar |  |  | Interconnected | Blaine | 55449 | BLAINE | BLN03 | Residential |  | 20493 | 2021 | 2022
20262-228750-01 | Connexus Energy | 26 | 689 | Co-op | 603-S-2022 | 11.31 | Solar |  |  | Interconnected | Andover | 55304 | NORTH BUNKER LAKE | NBL15 | Residential |  | 41865 | 2021 | 2022
20262-228750-01 | Connexus Energy | 26 | 689 | Co-op | 604-S-2022 | 11.31 | Solar |  |  | Interconnected | Elk River | 55330 | BIG LAKE | BLK05 | Residential |  | 57473 | 2021 | 2022
20262-228750-01 | Connexus Energy | 26 | 689 | Co-op | 605-S-2022 | 4.3 | Solar |  |  | Interconnected | Isanti | 55040 | SAINT FRANCIS | STF01 | Residential |  | 24814 | 2021 | 2022
20262-228750-01 | Connexus Energy | 26 | 689 | Co-op | 606-S-2022 | 10.44 | Solar |  |  | Interconnected | Big Lake | 55309 | REMMELE | RML05 | Residential |  | 40753 | 2021 | 2022
20262-228750-01 | Connexus Energy | 26 | 689 | Co-op | 607-S-2022 | 9.32 | Solar |  |  | Interconnected | Blaine | 55449 | HAM LAKE | HAM02 | Residential |  | 54545 | 2021 | 2022
20262-228750-01 | Connexus Energy | 26 | 689 | Co-op | 608-S-2022 | 14.25 | Solar |  |  | Interconnected | Blaine | 55449 | BLAINE | BLN06 | Residential |  | 83600 | 2021 | 2022
20262-228750-01 | Connexus Energy | 26 | 689 | Co-op | 609-S-2022 | 13.7 | Solar |  |  | Interconnected | Blaine | 55449 | BLAINE | BLN06 | Residential |  |  | 2021 | 2022
20262-228750-01 | Connexus Energy | 26 | 689 | Co-op | 610-S-2022 | 15.37 | Solar |  |  | Interconnected | Andover | 55304 | NORTH BUNKER LAKE | NBL16 | Residential |  | 80664 | 2021 | 2022
20262-228750-01 | Connexus Energy | 26 | 689 | Co-op | 611-S-2022 | 3.84 | Solar |  |  | Interconnected | Blaine | 55434 | SPRING LAKE PK | SLP02 | Residential |  | 23909 | 2021 | 2022
20262-228750-01 | Connexus Energy | 26 | 689 | Co-op | 612-S-2022 | 5.48 | Solar |  |  | Interconnected | Blaine | 55434 | SPRING LAKE PK | SLP02 | Residential |  | 31488 | 2021 | 2022
20262-228750-01 | Connexus Energy | 26 | 689 | Co-op | 613-S-2022 | 3.48 | Solar |  |  | Interconnected | Maple Grove | 55369 | HENNEPIN | HEN02 | Residential |  |  | 2021 | 2022
20262-228750-01 | Connexus Energy | 26 | 689 | Co-op | 614-S-2022 | 15.2 | Solar |  | X | Interconnected | Isanti | 55040 | CROWN | CRN01 | Residential |  | 98457 | 2021 | 2022
20262-228750-01 | Connexus Energy | 26 | 689 | Co-op | 616-S-2022 | 10 | Solar |  |  | Interconnected | Stacy | 55079 | MARTIN LAKE | MLK22 | Residential |  | 50333 | 2021 | 2022
20262-228750-01 | Connexus Energy | 26 | 689 | Co-op | 617-S-2022 | 9.772 | Solar |  |  | Interconnected | Elk River | 55330 | CROWN | CRN04 | Residential |  | 52803 | 2021 | 2022
20262-228750-01 | Connexus Energy | 26 | 689 | Co-op | 618-S-2022 | 10.47 | Solar |  |  | Interconnected | Coon Rapids | 55448 | NORTH BUNKER LAKE | NBL11 | Residential |  | 34200 | 2021 | 2022
20262-228750-01 | Connexus Energy | 26 | 689 | Co-op | 619-S-2022 | 7.04 | Solar |  |  | Interconnected | Ramsey | 55303 | DAYTONPORT | DPT02 | Residential |  | 40320 | 2021 | 2022
20262-228750-01 | Connexus Energy | 26 | 689 | Co-op | 620-S-2022 | 3.29 | Solar |  |  | Interconnected | Ramsey | 55303 | ENERGY PARK | ENP06 | Residential |  | 20493 | 2021 | 2022
20262-228750-01 | Connexus Energy | 26 | 689 | Co-op | 621-S-2022 | 4.48 | Solar |  |  | Interconnected | Ramsey | 55303 | DAYTONPORT | DPT02 | Residential |  | 27720 | 2021 | 2022
20262-228750-01 | Connexus Energy | 26 | 689 | Co-op | 622-S-2022 | 7.04 | Solar |  |  | Interconnected | Ramsey | 55303 | ANOKA | AKA04 | Residential |  | 40320 | 2021 | 2022
20262-228750-01 | Connexus Energy | 26 | 689 | Co-op | 623-S-2022 | 10.88 | Solar |  |  | Interconnected | Andover | 55304 | SODERVILLE | SOD05 | Residential |  | 64600 | 2021 | 2022
20262-228750-01 | Connexus Energy | 26 | 689 | Co-op | 624-S-2022 | 4.48 | Solar |  |  | Interconnected | Andover | 55304 | BUNKER LAKE | BUL01 | Residential |  | 25740 | 2021 | 2022
20262-228750-01 | Connexus Energy | 26 | 689 | Co-op | 625-S-2022 | 10.41 | Solar |  |  | Interconnected | Ramsey | 55303 | RAMSEY | RAM04 | Residential |  | 62273 | 2021 | 2022
20262-228750-01 | Connexus Energy | 26 | 689 | Co-op | 626-S-2022 | 7.67 | Solar |  |  | Interconnected | Blaine | 55449 | BLAINE | BLN01 | Residential |  | 45885 | 2021 | 2022
20262-228750-01 | Connexus Energy | 26 | 689 | Co-op | 627-S-2022 | 14.5 | Solar |  |  | Interconnected | Hugo | 55038 | WHITE BEAR TOWNSHIP | WBR03 | Residential |  | 30000 | 2021 | 2022
20262-228750-01 | Connexus Energy | 26 | 689 | Co-op | 628-S-2022 | 5.48 | Solar |  |  | Interconnected | Blaine | 55449 | BLAINE | BLN23 | Residential |  | 32430 | 2021 | 2022
20262-228750-01 | Connexus Energy | 26 | 689 | Co-op | 629-S-2022 | 6.98 | Solar |  |  | Interconnected | Lino Lakes | 55014 | BLAINE | BLN22 | Residential |  | 24895 | 2021 | 2022
20262-228750-01 | Connexus Energy | 26 | 689 | Co-op | 630-S-2022 | 6 | Solar |  |  | Interconnected | Ham Lake | 55304 | BLAINE | BLN01 | Residential |  | 22968 | 2021 | 2022
20262-228750-01 | Connexus Energy | 26 | 689 | Co-op | 631-S-2022 | 11.4 | Solar |  |  | Interconnected | Zimmerman | 55398 | BALDWIN | BDN21 | Residential |  | 40168 | 2021 | 2022
20262-228750-01 | Connexus Energy | 26 | 689 | Co-op | 632-S-2022 | 7.12 | Solar |  |  | Interconnected | Andover | 55304 | NORTH BUNKER LAKE | NBL15 | Residential |  | 41424 | 2021 | 2022
20262-228750-01 | Connexus Energy | 26 | 689 | Co-op | 633-S-2022 | 3.84 | Solar |  |  | Interconnected | Andover | 55304 | HAM LAKE | HAM03 | Residential |  | 23909 | 2021 | 2022
20262-228750-01 | Connexus Energy | 26 | 689 | Co-op | 634-S-2022 | 4.38 | Solar |  |  | Interconnected | Andover | 55304 | BUNKER LAKE | BUL01 | Residential |  | 25641 | 2021 | 2022
20262-228750-01 | Connexus Energy | 26 | 689 | Co-op | 635-S-2022 | 7.67 | Solar |  |  | Interconnected | Andover | 55304 | BUNKER LAKE | BUL06 | Residential |  | 45885 | 2021 | 2022
20262-228750-01 | Connexus Energy | 26 | 689 | Co-op | 636-S-2022 | 7.67 | Solar |  |  | Interconnected | Andover | 55304 | BUNKER LAKE | BUL08 | Residential |  | 44270 | 2021 | 2022
20262-228750-01 | Connexus Energy | 26 | 689 | Co-op | 637-S-2022 | 7.04 | Solar |  |  | Interconnected | Coon Rapids | 55448 | NORTH BUNKER LAKE | NBL11 | Residential |  | 42240 | 2021 | 2022
20262-228750-01 | Connexus Energy | 26 | 689 | Co-op | 638-S-2022 | 5.48 | Solar |  |  | Interconnected | Blaine | 55449 | BLAINE | BLN21 | Residential |  | 32430 | 2021 | 2022
20262-228750-01 | Connexus Energy | 26 | 689 | Co-op | 639-S-2022 | 4.38 | Solar |  |  | Interconnected | Blaine | 55449 | BLAINE | BLN21 | Residential |  | 25641 | 2021 | 2022
20262-228750-01 | Connexus Energy | 26 | 689 | Co-op | 640-S-2022 | 5.12 | Solar |  |  | Interconnected | Coon Rapids | 55448 | NORTH BUNKER LAKE | NBL11 | Residential |  | 33520 | 2021 | 2022
20262-228750-01 | Connexus Energy | 26 | 689 | Co-op | 641-S-2022 | 7.04 | Solar |  |  | Interconnected | Coon Rapids | 55433 | SPRING LAKE PK | SLP02 | Residential |  | 42240 | 2021 | 2022
20262-228750-01 | Connexus Energy | 26 | 689 | Co-op | 642-S-2022 | 8.41 | Solar |  |  | Interconnected | Cedar | 55011 | ANDOVER | AND02 | Residential |  | 35852 | 2021 | 2022
20262-228750-01 | Connexus Energy | 26 | 689 | Co-op | 643-S-2022 | 8.96 | Solar |  |  | Interconnected | Blaine | 55449 | BLAINE | BLN21 | Residential |  | 54320 | 2021 | 2022
20262-228750-01 | Connexus Energy | 26 | 689 | Co-op | 644-S-2022 | 11.83 | Solar |  |  | Interconnected | Andover | 55304 | RAMSEY | RAM02 | Residential |  | 39942 | 2021 | 2022
20262-228750-01 | Connexus Energy | 26 | 689 | Co-op | 645-S-2022 | 14.79 | Solar |  |  | Interconnected | Elk River | 55330 | BIG LAKE | BLK05 | Residential |  | 78263 | 2021 | 2022
20262-228750-01 | Connexus Energy | 26 | 689 | Co-op | 646-S-2022 | 26.26 | Solar |  | X | Interconnected | East Bethel | 55011 | EAST BETHEL | EBL03 | Residential |  | 145000 | 2021 | 2022
20262-228750-01 | Connexus Energy | 26 | 689 | Co-op | 648-S-2022 | 13.05 | Solar |  |  | Interconnected | Stillwater | 55082 | MAY | MAY02 | Residential |  | 50953 | 2021 | 2022
20262-228750-01 | Connexus Energy | 26 | 689 | Co-op | 649-S-2022 | 15.2 | Solar |  |  | Interconnected | Vadnais Heights | 55127 | VADNAIS HEIGHTS | VDH22 | Residential |  | 32800 | 2021 | 2022
20262-228750-01 | Connexus Energy | 26 | 689 | Co-op | 650-S-2022 | 7.68 | Solar |  |  | Interconnected | Ramsey | 55303 | ANOKA | AKA03 | Residential |  | 46560 | 2021 | 2022
20262-228750-01 | Connexus Energy | 26 | 689 | Co-op | 651-S-2022 | 10.96 | Solar |  |  | Interconnected | Ramsey | 55303 | ANOKA | AKA04 | Residential |  | 65550 | 2021 | 2022
20262-228750-01 | Connexus Energy | 26 | 689 | Co-op | 652-S-2022 | 5.76 | Solar |  |  | Interconnected | Ramsey | 55303 | DAYTONPORT | DPT02 | Residential |  | 32640 | 2021 | 2022
20262-228750-01 | Connexus Energy | 26 | 689 | Co-op | 653-S-2022 | 8.376 | Solar |  |  | Interconnected | Hugo | 55038 | WHITE BEAR TWP | WBR04 | Residential |  | 30836 | 2021 | 2022
20262-228750-01 | Connexus Energy | 26 | 689 | Co-op | 654-S-2022 | 6 | Solar |  |  | Interconnected | Coon Rapids | 55448 | SPRING LAKE PK | SLP02 | Residential |  | 21000 | 2021 | 2022
20262-228750-01 | Connexus Energy | 26 | 689 | Co-op | 655-S-2022 | 11.866 | Solar |  |  | Interconnected | Forest Lake | 55025 | HUGO | HGO02 | Residential |  | 45520 | 2021 | 2022
20262-228750-01 | Connexus Energy | 26 | 689 | Co-op | 656-S-2022 | 15.372 | Solar |  |  | Interconnected | Ham Lake | 55304 | HAM LAKE | HAM06 | Residential |  | 35000 | 2021 | 2022
20262-228750-01 | Connexus Energy | 26 | 689 | Co-op | 657-S-2022 | 6.282 | Solar |  | X | Interconnected | Anoka | 55303 | CROWN | CRN04 | Residential |  | 43586 | 2021 | 2022
20262-228750-01 | Connexus Energy | 26 | 689 | Co-op | 659-S-2022 | 7.68 | Solar |  |  | Interconnected | Ramsey | 55303 | RAMSEY | RAM02 | Residential |  | 45600 | 2021 | 2022
20262-228750-01 | Connexus Energy | 26 | 689 | Co-op | 660-S-2022 | 6.4 | Solar |  |  | Interconnected | Saint Francis | 55070 | SAINT FRANCIS | STF04 | Residential |  | 39200 | 2021 | 2022
20262-228750-01 | Connexus Energy | 26 | 689 | Co-op | 661-S-2022 | 7.12 | Solar |  |  | Interconnected | Ramsey | 55303 | ANOKA | AKA03 | Residential |  | 42588 | 2021 | 2022
20262-228750-01 | Connexus Energy | 26 | 689 | Co-op | 662-S-2022 | 3.29 | Solar |  |  | Interconnected | Hugo | 55038 | HUGO | HGO02 | Residential |  | 18430 | 2021 | 2022
20262-228750-01 | Connexus Energy | 26 | 689 | Co-op | 663-S-2022 | 6.03 | Solar |  |  | Interconnected | Blaine | 55449 | JOHNSONVILLE | JON03 | Residential |  | 35673 | 2021 | 2022
20262-228750-01 | Connexus Energy | 26 | 689 | Co-op | 664-S-2022 | 9.6 | Solar |  |  | Interconnected | Andover | 55304 | HAM LAKE | HAM03 | Residential |  | 55100 | 2021 | 2022
20262-228750-01 | Connexus Energy | 26 | 689 | Co-op | 665-S-2022 | 3.84 | Solar |  |  | Interconnected | Blaine | 55434 | SPRING LAKE PK | SLP02 | Residential |  | 23909 | 2021 | 2022
20262-228750-01 | Connexus Energy | 26 | 689 | Co-op | 666-S-2022 | 3.84 | Solar |  |  | Interconnected | Hugo | 55038 | HUGO | HGO03 | Residential |  | 22220 | 2021 | 2022
20262-228750-01 | Connexus Energy | 26 | 689 | Co-op | 667-S-2022 | 5.12 | Solar |  |  | Interconnected | Hugo | 55038 | HUGO | HGO03 | Residential |  | 31360 | 2021 | 2022
20262-228750-01 | Connexus Energy | 26 | 689 | Co-op | 668-S-2022 | 8.725 | Solar |  |  | Interconnected | Blaine | 55434 | AIRPORT | APT05 | Residential |  | 32686 | 2021 | 2022
20262-228750-01 | Connexus Energy | 26 | 689 | Co-op | 669-S-2022 | 8.12 | Solar |  |  | Interconnected | Ham Lake | 55304 | HAM LAKE | HAM02 | Residential |  | 48526 | 2021 | 2022
20262-228750-01 | Connexus Energy | 26 | 689 | Co-op | 670-S-2022 | 6.03 | Solar |  |  | Interconnected | Coon Rapids | 55448 | SPRING LAKE PK | SLP02 | Residential |  | 36432 | 2021 | 2022
20262-228750-01 | Connexus Energy | 26 | 689 | Co-op | 671-S-2022 | 8.32 | Solar |  |  | Interconnected | Andover | 55304 | HAM LAKE | HAM03 | Residential |  | 48500 | 2021 | 2022
20262-228750-01 | Connexus Energy | 26 | 689 | Co-op | 672-S-2022 | 17.45 | Solar |  |  | Interconnected | Forest Lake | 55025 | FOREST LAKE | FLK02 | Residential |  | 61200 | 2021 | 2022
20262-228750-01 | Connexus Energy | 26 | 689 | Co-op | 673-S-2022 | 6.96 | Solar |  | X | Interconnected | Andover | 55304 | RAMSEY | RAM02 | Residential |  | 59675 | 2021 | 2022
20262-228750-01 | Connexus Energy | 26 | 689 | Co-op | 675-S-2022 | 12.76 | Solar |  |  | Interconnected | Clear Lake | 55319 | WEST END | WED23 | Residential |  | 64842 | 2021 | 2022
20262-228750-01 | Connexus Energy | 26 | 689 | Co-op | 676-S-2022 | 7.6 | Solar |  |  | Interconnected | Circle Pines | 55014 | CIRCLE PARK | CIR03 | Residential |  | 23680 | 2021 | 2022
20262-228750-01 | Connexus Energy | 26 | 689 | Co-op | 677-S-2022 | 7.67 | Solar |  |  | Interconnected | Blaine | 55449 | JOHNSONVILLE | JON03 | Residential |  | 45885 | 2021 | 2022
20262-228750-01 | Connexus Energy | 26 | 689 | Co-op | 678-S-2022 | 10.24 | Solar |  |  | Interconnected | Coon Rapids | 55448 | SPRING LAKE PK | SLP02 | Residential |  | 60800 | 2021 | 2022
20262-228750-01 | Connexus Energy | 26 | 689 | Co-op | 679-S-2022 | 3.84 | Solar |  |  | Interconnected | Blaine | 55449 | BLAINE | BLN21 | Residential |  | 22220 | 2021 | 2022
20262-228750-01 | Connexus Energy | 26 | 689 | Co-op | 680-S-2022 | 9.86 | Solar |  |  | Interconnected | Blaine | 55449 | BLAINE | BLN03 | Residential |  | 58995 | 2021 | 2022
20262-228750-01 | Connexus Energy | 26 | 689 | Co-op | 681-S-2022 | 4.38 | Solar |  |  | Interconnected | Andover | 55304 | RAMSEY | RAM01 | Residential |  | 25641 | 2021 | 2022
20262-228750-01 | Connexus Energy | 26 | 689 | Co-op | 682-S-2022 | 5.12 | Solar |  |  | Interconnected | Ramsey | 55303 | RAMSEY | RAM04 | Residential |  | 28800 | 2021 | 2022
20262-228750-01 | Connexus Energy | 26 | 689 | Co-op | 683-S-2022 | 11.4 | Solar |  |  | Interconnected | Saint Francis | 55070 | COOPERS CORNER | CPC03 | Residential |  | 41866 | 2021 | 2022
20262-228750-01 | Connexus Energy | 26 | 689 | Co-op | 684-S-2022 | 4.93 | Solar |  |  | Interconnected | Lino Lakes | 55038 | WHITE BEAR TWP | WBR04 | Residential |  | 29808 | 2021 | 2022
20262-228750-01 | Connexus Energy | 26 | 689 | Co-op | 685-S-2022 | 10.88 | Solar |  |  | Interconnected | Coon Rapids | 55448 | BUNKER LAKE | BUL07 | Residential |  | 40800 | 2021 | 2022
20262-228750-01 | Connexus Energy | 26 | 689 | Co-op | 686-S-2022 | 11.31 | Solar |  |  | Interconnected | Coon Rapids | 55448 | NORTH BUNKER LAKE | NBL13 | Residential |  | 68355 | 2021 | 2022
20262-228750-01 | Connexus Energy | 26 | 689 | Co-op | 687-S-2022 | 16.64 | Solar |  |  | Interconnected | Ramsey | 55303 | RAMSEY | RAM01 | Residential |  | 99700 | 2021 | 2022
20262-228750-01 | Connexus Energy | 26 | 689 | Co-op | 688-S-2022 | 5.76 | Solar |  |  | Interconnected | Saint Francis | 55070 | SAINT FRANCIS | STF04 | Residential |  | 35280 | 2021 | 2022
20262-228750-01 | Connexus Energy | 26 | 689 | Co-op | 689-S-2022 | 10.47 | Solar |  |  | Interconnected | Ramsey | 55303 | ANOKA | AKA03 | Residential |  | 57540 | 2021 | 2022
20262-228750-01 | Connexus Energy | 26 | 689 | Co-op | 690-S-2022 | 6.67 | Solar |  |  | Interconnected | Coon Rapids | 55448 | VILLAGE TEN | VTN03 | Residential |  | 27470 | 2021 | 2022
20262-228750-01 | Connexus Energy | 26 | 689 | Co-op | 691-S-2022 | 6.67 | Solar |  |  | Interconnected | Lino Lakes | 55014 | BLAINE | BLN06 | Residential |  | 15000 | 2021 | 2022
20262-228750-01 | Connexus Energy | 26 | 689 | Co-op | 692-S-2022 | 18.56 | Solar |  |  | Interconnected | Zimmerman | 55398 | ZIMMERMAN | ZIM03 | Residential |  | 76980 | 2021 | 2022
20262-228750-01 | Connexus Energy | 26 | 689 | Co-op | 693-S-2022 | 11.02 | Solar |  | X | Interconnected | Princeton | 55371 | BALDWIN | BDN01 | Residential |  | 43490 | 2021 | 2022
20262-228750-01 | Connexus Energy | 26 | 689 | Co-op | 695-S-2022 | 5.8 | Solar |  | X | Interconnected | Big Lake | 55309 | REMMELE | RML05 | Residential |  | 38500 | 2021 | 2022
20262-228750-01 | Connexus Energy | 26 | 689 | Co-op | 697-S-2022 | 8.7 | Solar |  |  | Interconnected | Forest Lake | 55025 | FOREST LAKE | FLK02 | Residential |  | 50450 | 2021 | 2022
20262-228750-01 | Connexus Energy | 26 | 689 | Co-op | 698-S-2022 | 14.976 | Solar |  |  | Interconnected | Becker | 55308 | WEST END | WED03 | Residential |  | 35000 | 2021 | 2022
20262-228750-01 | Connexus Energy | 26 | 689 | Co-op | 699-S-2022 | 17.45 | Solar |  |  | Interconnected | East Bethel | 55011 | EAST BETHEL | EBL02 | Residential |  | 55580 | 2021 | 2022
20262-228750-01 | Connexus Energy | 26 | 689 | Co-op | 700-S-2022 | 8.376 | Solar |  |  | Interconnected | Anoka | 55303 | SAINT FRANCIS | STF02 | Residential |  | 38823 | 2021 | 2022
20262-228750-01 | Connexus Energy | 26 | 689 | Co-op | 701-S-2022 | 8.99 | Solar |  |  | Interconnected | Ramsey | 55303 | DAYTONPORT | DPT02 | Residential |  | 34000 | 2021 | 2022
20262-228750-01 | Connexus Energy | 26 | 689 | Co-op | 702-S-2022 | 3.77 | Solar |  |  | Interconnected | Ham Lake | 55304 | HAM LAKE | HAM05 | Residential |  | 20282 | 2021 | 2022
20262-228750-01 | Connexus Energy | 26 | 689 | Co-op | 703-S-2022 | 10.24 | Solar |  |  | Interconnected | Saint Francis | 55070 | SAINT FRANCIS | STF04 | Residential |  | 62080 | 2021 | 2022
20262-228750-01 | Connexus Energy | 26 | 689 | Co-op | 704-S-2022 | 7.04 | Solar |  |  | Interconnected | Saint Francis | 55070 | SAINT FRANCIS | STF04 | Residential |  | 43120 | 2021 | 2022
20262-228750-01 | Connexus Energy | 26 | 689 | Co-op | 705-S-2022 | 6.09 | Solar |  |  | Interconnected | Andover | 55304 | BUNKER LAKE | BUL08 | Residential |  | 29387 | 2021 | 2022
20262-228750-01 | Connexus Energy | 26 | 689 | Co-op | 706-S-2022 | 8.96 | Solar |  |  | Interconnected | Blaine | 55449 | BLAINE | BLN21 | Residential |  | 45644 | 2021 | 2022
20262-228750-01 | Connexus Energy | 26 | 689 | Co-op | 707-S-2022 | 9.77 | Solar |  |  | Interconnected | Blaine | 55449 | AIRPORT | APT24 | Residential |  | 40940 | 2021 | 2022
20262-228750-01 | Connexus Energy | 26 | 689 | Co-op | 708-S-2022 | 7.83 | Solar |  |  | Interconnected | Blaine | 55449 | JOHNSONVILLE | JON03 | Residential |  | 46193 | 2021 | 2022
20262-228750-01 | Connexus Energy | 26 | 689 | Co-op | 709-S-2022 | 9.432 | Solar |  |  | Interconnected | Coon Rapids | 55433 | VILLAGE TEN | VTN06 | Residential |  | 42900 | 2021 | 2022
20262-228750-01 | Connexus Energy | 26 | 689 | Co-op | 710-S-2022 | 15.007 | Solar |  |  | Interconnected | Anoka | 55304 | RAMSEY | RAM01 | Residential |  | 51600 | 2021 | 2022
20262-228750-01 | Connexus Energy | 26 | 689 | Co-op | 711-S-2022 | 11.4 | Solar |  |  | Interconnected | Dayton | 55327 | ENERGY PARK | ENP05 | Residential |  | 41356 | 2021 | 2022
20262-228750-01 | Connexus Energy | 26 | 689 | Co-op | 712-S-2022 | 7.04 | Solar |  |  | Interconnected | Blaine | 55434 | AIRPORT | APT24 | Residential |  | 43120 | 2021 | 2022
20262-228750-01 | Connexus Energy | 26 | 689 | Co-op | 713-S-2022 | 5 | Solar |  |  | Interconnected | Coon Rapids | 55448 | SPRING LAKE PARK | SLP07 | Residential |  | 34919 | 2021 | 2022
20262-228750-01 | Connexus Energy | 26 | 689 | Co-op | 714-S-2022 | 7.68 | Solar |  |  | Interconnected | Hugo | 55038 | HUGO | HGO02 | Residential |  | 37318 | 2021 | 2022
20262-228750-01 | Connexus Energy | 26 | 689 | Co-op | 715-S-2022 | 4.5 | Solar |  |  | Interconnected | Oak Grove | 55303 | SAINT FRANCIS | STF05 | Residential |  | 57290 | 2021 | 2022
20262-228750-01 | Connexus Energy | 26 | 689 | Co-op | 716-S-2022 | 4.35 | Solar |  |  | Interconnected | Blaine | 55434 | AIRPORT | APT05 | Residential |  | 20008 | 2021 | 2022
20262-228750-01 | Connexus Energy | 26 | 689 | Co-op | 717-S-2022 | 8.027 | Solar |  |  | Interconnected | Lino Lakes | 55014 | HUGO | HGO03 | Residential |  | 45858 | 2021 | 2022
20262-228750-01 | Connexus Energy | 26 | 689 | Co-op | 718-S-2022 | 9.57 | Solar |  |  | Interconnected | Ham Lake | 55304 | HAM LAKE | HAM06 | Residential |  | 23566 | 2021 | 2022
20262-228750-01 | Connexus Energy | 26 | 689 | Co-op | 719-S-2022 | 5.8 | Solar |  |  | Interconnected | Andover | 55304 | NORTH BUNKER LAKE | NBL13 | Residential |  | 26920 | 2021 | 2022
20262-228750-01 | Connexus Energy | 26 | 689 | Co-op | 720-S-2022 | 18.27 | Solar |  | X | Interconnected | Zimmerman | 55398 | ZIMMERMAN | ZIM02 | Residential |  | 55384 | 2021 | 2022
20262-228750-01 | Connexus Energy | 26 | 689 | Co-op | 721-S-2022 | 4.87 | Solar |  |  | Interconnected | Isanti | 55040 | ISANTI | IST06 | Residential |  | 22380 | 2021 | 2022
20262-228750-01 | Connexus Energy | 26 | 689 | Co-op | 722-S-2022 | 32.48 | Solar |  |  | Interconnected | Zimmerman | 55398 | ZIMMERMAN | ZIM03 | Residential |  |  | 2021 | 2022
20262-228750-01 | Connexus Energy | 26 | 689 | Co-op | 723-S-2022 | 6.96 | Solar |  |  | Interconnected | Big Lake | 55309 | THOMPSON LAKE | TLK01 | Residential |  | 30300 | 2021 | 2022
20262-228750-01 | Connexus Energy | 26 | 689 | Co-op | 724-S-2022 | 8.02 | Solar |  |  | Interconnected | Ramsey | 55303 | ENERGY PARK | ENP03 | Residential |  | 25970 | 2021 | 2022
20262-228750-01 | Connexus Energy | 26 | 689 | Co-op | 725-S-2022 | 15.08 | Solar |  | X | Interconnected | East Bethel | 55005 | MARTIN LAKE | MLK03 | Residential |  | 115000 | 2022 | 2022
20262-228750-01 | Connexus Energy | 26 | 689 | Co-op | 727-S-2022 | 38.28 | Solar |  |  | Interconnected | Princeton | 55371 | BALDWIN | BDN22 | Commercial |  | 136750 | 2022 | 2022
20262-228750-01 | Connexus Energy | 26 | 689 | Co-op | 728-S-2022 | 8.41 | Solar |  |  | Interconnected | Ham Lake | 55304 | HAM LAKE | HAM02 | Residential |  | 40490 | 2022 | 2022
20262-228750-01 | Connexus Energy | 26 | 689 | Co-op | 729-S-2022 | 8.41 | Solar |  |  | Interconnected | Princeton | 55371 | BALDWIN | BDN21 | Residential |  | 47725 | 2022 | 2022
20262-228750-01 | Connexus Energy | 26 | 689 | Co-op | 730-S-2022 | 24.43 | Solar |  |  | Interconnected | Isanti | 55040 | COOPERS CORNER | CPC03 | Residential |  | 87000 | 2022 | 2022
20262-228750-01 | Connexus Energy | 26 | 689 | Co-op | 731-S-2022 | 7.2 | Solar |  |  | Interconnected | Forest Lake | 55025 | MAY | MAY03 | Residential |  | 27840 | 2022 | 2022
20262-228750-01 | Connexus Energy | 26 | 689 | Co-op | 732-S-2022 | 8.77 | Solar |  |  | Interconnected | Blaine | 55449 | BLAINE | BLN23 | Residential |  | 10000 | 2022 | 2022
20262-228750-01 | Connexus Energy | 26 | 689 | Co-op | 733-S-2022 | 14.5 | Solar |  | X | Interconnected | Anoka | 55303 | ANOKA | AKA06 | Residential |  | 64013 | 2022 | 2022
20262-228750-01 | Connexus Energy | 26 | 689 | Co-op | 735-S-2022 | 6 | Solar |  | X | Interconnected | Blaine | 55449 | JOHNSONVILLE | JON03 | Residential |  | 36072 | 2022 | 2022
20262-228750-01 | Connexus Energy | 26 | 689 | Co-op | 737-S-2022 | 38.28 | Solar |  |  | Interconnected | Hugo | 55038 | HUGO | HGO02 | Residential |  | 135000 | 2022 | 2022
20262-228750-01 | Connexus Energy | 26 | 689 | Co-op | 738-S-2022 | 8.376 | Solar |  |  | Interconnected | Coon Rapids | 55448 | WOODCREST | WDT03 | Residential |  | 33236 | 2022 | 2022
20262-228750-01 | Connexus Energy | 26 | 689 | Co-op | 739-S-2022 | 3.48 | Solar |  |  | Interconnected | Cambridge | 55008 | ISANTI | IST06 | Residential |  | 15629 | 2022 | 2022
20262-228750-01 | Connexus Energy | 26 | 689 | Co-op | 740-S-2022 | 14 | Solar |  | X | Interconnected | Blaine | 55434 | SPRING LAKE PK | SLP03 | Residential |  | 52548 | 2022 | 2022
20262-228750-01 | Connexus Energy | 26 | 689 | Co-op | 742-S-2022 | 3.84 | Solar |  |  | Interconnected | Hugo | 55038 | HUGO | HGO02 | Residential |  | 18430 | 2022 | 2022
20262-228750-01 | Connexus Energy | 26 | 689 | Co-op | 743-S-2022 | 4.64 | Solar |  |  | Interconnected | White Bear Lake | 55110 | WHITE BEAR TWP | WBR03 | Residential |  | 23068 | 2022 | 2022
20262-228750-01 | Connexus Energy | 26 | 689 | Co-op | 744-S-2022 | 7.04 | Solar |  |  | Interconnected | Big Lake | 55309 | THOMPSON LAKE | TLK03 | Residential |  | 41160 | 2022 | 2022
20262-228750-01 | Connexus Energy | 26 | 689 | Co-op | 745-S-2022 | 4.886 | Solar |  |  | Interconnected | Hugo | 55038 | HUGO | HGO02 | Residential |  | 22500 | 2022 | 2022
20262-228750-01 | Connexus Energy | 26 | 689 | Co-op | 746-S-2022 | 10 | Solar |  |  | Interconnected | Blaine | 55434 | AIRPORT | APT05 | Residential |  | 36608 | 2022 | 2022
20262-228750-01 | Connexus Energy | 26 | 689 | Co-op | 747-S-2022 | 15.08 | Solar |  |  | Interconnected | Becker | 55308 | THOMPSON LAKE | TLK01 | Residential |  | 37700 | 2022 | 2022
20262-228750-01 | Connexus Energy | 26 | 689 | Co-op | 748-S-2022 | 9.074 | Solar |  |  | Interconnected | East Bethel | 55005 | COOPERS CORNER | CPC04 | Residential |  | 36457 | 2022 | 2022
20262-228750-01 | Connexus Energy | 26 | 689 | Co-op | 749-S-2022 | 7.6 | Solar |  |  | Interconnected | Princeton | 55371 | BALDWIN | BDN01 | Residential |  | 42342 | 2022 | 2022
20262-228750-01 | Connexus Energy | 26 | 689 | Co-op | 750-S-2023 | 23.808 | Solar |  |  | Interconnected | Andover | 55304 | NORTH BUNKER LAKE | NBL12 | Residential |  | 48328 | 2023 | 2023
20262-228750-01 | Connexus Energy | 26 | 689 | Co-op | 751-S-2023 | 4.48 | Solar |  |  | Interconnected | Andover | 55304 | NORTH BUNKER LAKE | NBL15 | Residential |  | 28987 | 2023 | 2023
20262-228750-01 | Connexus Energy | 26 | 689 | Co-op | 752-S-2023 | 12.6 | Solar |  |  | Interconnected | Zimmerman | 55398 | ZIMMERMAN | ZIM03 | Residential |  | 45000 | 2023 | 2023
20262-228750-01 | Connexus Energy | 26 | 689 | Co-op | 753-S-2023 | 5.235 | Solar |  |  | Interconnected | White Bear Lake | 55110 | WHITE BEAR TOWNSHIP | WBR03 | Residential |  | 21000 | 2022 | 2023
20262-228750-01 | Connexus Energy | 26 | 689 | Co-op | 754-S-2023 | 6.38 | Solar |  |  | Interconnected | Becker | 55308 | THOMPSON LAKE | TLK01 | Residential |  | 31680 | 2022 | 2023
20262-228750-01 | Connexus Energy | 26 | 689 | Co-op | 755-S-2023 | 5.8 | Solar |  |  | Interconnected | Blaine | 55449 | BLAINE 2 | BLN23 | Residential |  | 31708 | 2023 | 2023
20262-228750-01 | Connexus Energy | 26 | 689 | Co-op | 756-S-2023 | 8.376 | Solar |  |  | Interconnected | Blaine | 55434 | AIRPORT 1 | APT05 | Residential |  | 32000 | 2023 | 2023
20262-228750-01 | Connexus Energy | 26 | 689 | Co-op | 757-S-2023 | 3.84 | Solar |  |  | Interconnected | Andover | 55304 | ANDOVER | AND04 | Residential |  | 23331 | 2023 | 2023
20262-228750-01 | Connexus Energy | 26 | 689 | Co-op | 758-S-2023 | 4.48 | Solar |  |  | Interconnected | Ham Lake | 55304 | HAM LAKE | HAM06 | Residential |  | 26917 | 2022 | 2023
20262-228750-01 | Connexus Energy | 26 | 689 | Co-op | 759-S-2023 | 7.68 | Solar |  |  | Interconnected | Coon Rapids | 55448 | VILLAGE TEN | VTN02 | Residential |  | 54185 | 2023 | 2023
20262-228750-01 | Connexus Energy | 26 | 689 | Co-op | 760-S-2023 | 39.9 | Solar |  |  | Interconnected | Circle Pines | 55014 | CIRCLE PINES | CIR03 | Commercial |  | 174640 | 2022 | 2023
20262-228750-01 | Connexus Energy | 26 | 689 | Co-op | 761-S-2023 | 10.44 | Solar |  |  | Interconnected | Anoka | 55303 | ST. FRANCIS | STF03 | Residential |  | 40000 | 2022 | 2023
20262-228750-01 | Connexus Energy | 26 | 689 | Co-op | 762-S-2023 | 10.88 | Solar |  |  | Interconnected | Coon Rapids | 55433 | PARKWOOD | PWD03 | Residential |  | 63487 | 2023 | 2023
20262-228750-01 | Connexus Energy | 26 | 689 | Co-op | 763-S-2023 | 6 | Solar |  |  | Interconnected | Coon Rapids | 55448 | SPRING LAKE PARK | SLP07 | Residential |  | 24515 | 2022 | 2023
20262-228750-01 | Connexus Energy | 26 | 689 | Co-op | 764-S-2023 | 4.64 | Solar |  |  | Interconnected | Blaine | 55434 | SPRING LAKE PARK | SLP03 | Residential |  | 34844 | 2023 | 2023
20262-228750-01 | Connexus Energy | 26 | 689 | Co-op | 765-S-2023 | 4.48 | Solar |  |  | Interconnected | Blaine | 55449 | LEXINGTON | LXN04 | Residential |  | 26917 | 2022 | 2023
20262-228750-01 | Connexus Energy | 26 | 689 | Co-op | 766-S-2023 | 17.84 | Solar |  | X | Interconnected | Blaine | 55434 | SPRING LAKE PARK | SLP03 | Residential |  | 52548 | 2022 | 2023
20262-228750-01 | Connexus Energy | 26 | 689 | Co-op | 767-S-2023 | 8.376 | Solar |  |  | Interconnected | Coon Rapids | 55448 | WOODCREST | WDT03 | Residential |  | 33236 | 2022 | 2023
20262-228750-01 | Connexus Energy | 26 | 689 | Co-op | 768-S-2023 | 6.4 | Solar |  |  | Interconnected | Blaine | 55434 | AIRPORT 2 | APT26 | Residential |  | 40180 | 2022 | 2023
20262-228750-01 | Connexus Energy | 26 | 689 | Co-op | 769-S-2023 | 3.77 | Solar |  |  | Interconnected | Circle Pines | 55014 | CIRCLE PINES | CIR04 | Residential |  | 32498 | 2022 | 2023
20262-228750-01 | Connexus Energy | 26 | 689 | Co-op | 770-S-2023 | 7.04 | Solar |  |  | Interconnected | Coon Rapids | 55433 | CROOKED LAKE | CRK05 | Residential |  | 43747 | 2023 | 2023
20262-228750-01 | Connexus Energy | 26 | 689 | Co-op | 771-S-2023 | 17.4 | Solar |  |  | Interconnected | Zimmerman | 55398 | CROWN | CRN02 | Residential |  | 36000 | 2023 | 2023
20262-228750-01 | Connexus Energy | 26 | 689 | Co-op | 772-S-2023 | 5.76 | Solar |  |  | Interconnected | Coon Rapids | 55448 | SPRING LAKE PARK | SLP04 | Residential |  | 34279 | 2023 | 2023
20262-228750-01 | Connexus Energy | 26 | 689 | Co-op | 773-S-2023 | 7.83 | Solar |  |  | Interconnected | Coon Rapids | 55433 | PARKWOOD | PWD06 | Residential |  | 35532 | 2023 | 2023
20262-228750-01 | Connexus Energy | 26 | 689 | Co-op | 774-S-2023 | 2.61 | Solar |  |  | Interconnected | Blaine | 55449 | JOHNSVILLE | JON04 | Residential |  | 19843 | 2023 | 2023
20262-228750-01 | Connexus Energy | 26 | 689 | Co-op | 775-S-2023 | 2.32 | Solar |  |  | Interconnected | Andover | 55304 | ANDOVER | AND03 | Residential |  | 13724 | 2023 | 2023
20262-228750-01 | Connexus Energy | 26 | 689 | Co-op | 776-S-2023 | 7.68 | Solar |  |  | Interconnected | Andover | 55304 | NORTH BUNKER LAKE | NBL16 | Residential |  | 45736 | 2022 | 2023
20262-228750-01 | Connexus Energy | 26 | 689 | Co-op | 777-S-2023 | 4.48 | Solar |  |  | Interconnected | Blaine | 55449 | AIRPORT 1 | APT05 | Residential |  | 26917 | 2023 | 2023
20262-228750-01 | Connexus Energy | 26 | 689 | Co-op | 778-S-2023 | 5.76 | Solar |  |  | Interconnected | White Bear Lake | 55110 | WHITE BEAR TOWNSHIP | WBR01 | Residential |  | 36162 | 2023 | 2023
20262-228750-01 | Connexus Energy | 26 | 689 | Co-op | 779-S-2023 | 18.19 | Solar |  | X | Interconnected | Elk River | 55330 | BIG LAKE | BLK05 | Residential |  | 70748 | 2023 | 2023
20262-228750-01 | Connexus Energy | 26 | 689 | Co-op | 780-S-2023 | 3.84 | Solar |  |  | Interconnected | Blaine | 55449 | BLAINE 2 | BLN23 | Residential |  | 24846 | 2023 | 2023
20262-228750-01 | Connexus Energy | 26 | 689 | Co-op | 781-S-2023 | 8.12 | Solar |  |  | Interconnected | Lino Lakes | 55014 | BLAINE 1 | BLN06 | Residential |  | 35679 | 2023 | 2023
20262-228750-01 | Connexus Energy | 26 | 689 | Co-op | 782-S-2023 | 25.95 | Solar |  | X | Interconnected | Saint Cloud | 56304 | WEST END 1 | WED01 | Residential |  | 64095 | 2022 | 2023
20262-228750-01 | Connexus Energy | 26 | 689 | Co-op | 783-S-2023 | 7.25 | Solar |  |  | Interconnected | Coon Rapids | 55433 | PARKWOOD | PWD03 | Residential |  | 57276 | 2023 | 2023
20262-228750-01 | Connexus Energy | 26 | 689 | Co-op | 784-S-2023 | 14.08 | Solar |  |  | Interconnected | Ham Lake | 55304 | HAM LAKE | HAM02 | Residential |  | 87494 | 2022 | 2023
20262-228750-01 | Connexus Energy | 26 | 689 | Co-op | 785-S-2023 | 11 | Solar |  | X | Interconnected | Blaine | 55449 | JOHNSVILLE | JON03 | Residential |  | 36072 | 2022 | 2023
20262-228750-01 | Connexus Energy | 26 | 689 | Co-op | 786-S-2023 | 5.76 | Solar |  |  | Interconnected | Zimmerman | 55398 | ZIMMERMAN | ZIM02 | Residential |  | 20000 | 2023 | 2023
20262-228750-01 | Connexus Energy | 26 | 689 | Co-op | 787-S-2023 | 13.05 | Solar |  |  | Interconnected | Princeton | 55371 | BALDWIN 1 | BDN01 | Residential |  | 68400 | 2022 | 2023
20262-228750-01 | Connexus Energy | 26 | 689 | Co-op | 788-S-2023 | 4.93 | Solar |  |  | Interconnected | Becker | 55308 | WEST END 1 | WED02 | Residential |  | 41564 | 2022 | 2023
20262-228750-01 | Connexus Energy | 26 | 689 | Co-op | 789-S-2023 | 14.658 | Solar |  |  | Interconnected | Zimmerman | 55398 | ZIMMERMAN | ZIM05 | Residential |  | 67095 | 2023 | 2023
20262-228750-01 | Connexus Energy | 26 | 689 | Co-op | 790-S-2023 | 12.215 | Solar |  |  | Interconnected | Coon Rapids | 55448 | NORTH BUNKER LAKE | NBL13 | Residential |  | 67275 | 2022 | 2023
20262-228750-01 | Connexus Energy | 26 | 689 | Co-op | 791-S-2023 | 5.12 | Solar |  |  | Interconnected | Blaine | 55449 | JOHNSVILLE | JON04 | Residential |  | 30135 | 2023 | 2023
20262-228750-01 | Connexus Energy | 26 | 689 | Co-op | 793-S-2023 | 8.41 | Solar |  |  | Interconnected | Princeton | 55371 | BALDWIN 2 | BDN21 | Residential |  | 47725 | 2022 | 2023
20262-228750-01 | Connexus Energy | 26 | 689 | Co-op | 794-S-2023 | 100 | Solar |  |  | Interconnected | Ramsey | 55303 | ENERGY PARK | ENP06 | Commercial |  | 272750 | 2022 | 2023
20262-228750-01 | Connexus Energy | 26 | 689 | Co-op | 795-S-2023 | 10.44 | Solar |  |  | Interconnected | Princeton | 55371 | BALDWIN 1 | BDN01 | Residential |  | 65000 | 2023 | 2023
20262-228750-01 | Connexus Energy | 26 | 689 | Co-op | 796-S-2023 | 13.05 | Solar |  |  | Interconnected | Isanti | 55040 | ISANTI | IST02 | Residential |  | 56122 | 2023 | 2023
20262-228750-01 | Connexus Energy | 26 | 689 | Co-op | 797-S-2023 | 15.4 | Solar |  |  | Interconnected | Saint Francis | 55070 | COOPERS CORNER | CPC02 | Residential |  | 56037 | 2022 | 2023
20262-228750-01 | Connexus Energy | 26 | 689 | Co-op | 799-S-2023 | 17.18 | Solar |  | X | Interconnected | Ham Lake | 55304 | HAM LAKE | HAM05 | Residential |  | 82123 | 2022 | 2023
20262-228750-01 | Connexus Energy | 26 | 689 | Co-op | 800-S-2023 | 8 | Solar |  |  | Interconnected | Wyoming | 55092 | FOREST LAKE | FLK21 | Residential |  | 42439 | 2022 | 2023
20262-228750-01 | Connexus Energy | 26 | 689 | Co-op | 801-S-2023 | 9.6 | Solar |  |  | Interconnected | Blaine | 55449 | JOHNSVILLE | JON03 | Residential |  | 59655 | 2022 | 2023
20262-228750-01 | Connexus Energy | 26 | 689 | Co-op | 802-S-2023 | 3.84 | Solar |  |  | Interconnected | Becker | 55308 | WEST BECKER | WBK02 | Residential |  | 24240 | 2022 | 2023
20262-228750-01 | Connexus Energy | 26 | 689 | Co-op | 803-S-2023 | 13.92 | Solar |  |  | Interconnected | Ham Lake | 55304 | BLAINE 1 | BLN01 | Residential |  | 80743 | 2023 | 2023
20262-228750-01 | Connexus Energy | 26 | 689 | Co-op | 804-S-2023 | 5.76 | Solar |  |  | Interconnected | Andover | 55304 | NORTH BUNKER LAKE | NBL14 | Residential |  | 34153 | 2022 | 2023
20262-228750-01 | Connexus Energy | 26 | 689 | Co-op | 805-S-2023 | 83.3 | Solar |  |  | Interconnected | Isanti | 55040 | ISANTI | IST05 | Commercial |  | 249480 | 2023 | 2023
20262-228750-01 | Connexus Energy | 26 | 689 | Co-op | 806-S-2023 | 3.84 | Solar |  |  | Interconnected | Big Lake | 55309 | THOMPSON LAKE | TLK03 | Residential |  | 24240 | 2022 | 2023
20262-228750-01 | Connexus Energy | 26 | 689 | Co-op | 807-S-2023 | 7.68 | Solar |  |  | Interconnected | Blaine | 55449 | LEXINGTON | LXN04 | Residential |  | 45736 | 2022 | 2023
20262-228750-01 | Connexus Energy | 26 | 689 | Co-op | 808-S-2023 | 10.24 | Solar |  |  | Interconnected | Andover | 55304 | NORTH BUNKER LAKE | NBL15 | Residential |  | 61644 | 2023 | 2023
20262-228750-01 | Connexus Energy | 26 | 689 | Co-op | 809-S-2023 | 7.678 | Solar |  |  | Interconnected | Andover | 55304 | ANDOVER | AND03 | Residential |  | 42750 | 2022 | 2023
20262-228750-01 | Connexus Energy | 26 | 689 | Co-op | 810-S-2023 | 5.67 | Solar |  |  | Interconnected | Ham Lake | 55304 | HAM LAKE | HAM05 | Residential |  | 25460 | 2023 | 2023
20262-228750-01 | Connexus Energy | 26 | 689 | Co-op | 811-S-2023 | 5.76 | Solar |  |  | Interconnected | Coon Rapids | 55448 | BUNKER LAKE | BUL07 | Residential |  | 34153 | 2022 | 2023
20262-228750-01 | Connexus Energy | 26 | 689 | Co-op | 812-S-2023 | 5.235 | Solar |  |  | Interconnected | Zimmerman | 55398 | ZIMMERMAN | ZIM03 | Residential |  | 20540 | 2022 | 2023
20262-228750-01 | Connexus Energy | 26 | 689 | Co-op | 813-S-2023 | 10.73 | Solar |  |  | Interconnected | Ramsey | 55303 | RAMSEY | RAM04 | Residential |  | 57447 | 2023 | 2023
20262-228750-01 | Connexus Energy | 26 | 689 | Co-op | 814-S-2023 | 5.76 | Solar |  |  | Interconnected | Ramsey | 55303 | DAYTONPORT | DPT02 | Residential |  | 34153 | 2022 | 2023
20262-228750-01 | Connexus Energy | 26 | 689 | Co-op | 815-S-2023 | 48 | Solar |  | X | Interconnected | Elk River | 55330 | ZIMMERMAN | ZIM03 | Residential |  | 247800 | 2022 | 2023
20262-228750-01 | Connexus Energy | 26 | 689 | Co-op | 816-S-2023 | 7.04 | Solar |  |  | Interconnected | Andover | 55304 | NORTH BUNKER LAKE | NBL16 | Residential |  | 42189 | 2023 | 2023
20262-228750-01 | Connexus Energy | 26 | 689 | Co-op | 817-S-2023 | 12.8 | Solar |  |  | Interconnected | Andover | 55304 | SODERVILLE | SOD05 | Residential |  | 79540 | 2022 | 2023
20262-228750-01 | Connexus Energy | 26 | 689 | Co-op | 818-S-2023 | 17.26 | Solar |  |  | Interconnected | Ham Lake | 55304 | SODERVILLE | SOD05 | Residential |  | 30000 | 2023 | 2023
20262-228750-01 | Connexus Energy | 26 | 689 | Co-op | 819-S-2023 | 4.35 | Solar |  |  | Interconnected | Andover | 55304 | SODERVILLE | SOD05 | Residential |  | 27577 | 2022 | 2023
20262-228750-01 | Connexus Energy | 26 | 689 | Co-op | 820-S-2023 | 7.6 | Solar |  |  | Interconnected | Forest Lake | 55025 | FOREST LAKE | FLK04 | Residential |  | 27000 | 2023 | 2023
20262-228750-01 | Connexus Energy | 26 | 689 | Co-op | 821-S-2023 | 18.432 | Solar |  |  | Interconnected | Stacy | 55079 | MARTIN LAKE 2 | MLK22 | Residential |  | 56000 | 2023 | 2023
20262-228750-01 | Connexus Energy | 26 | 689 | Co-op | 822-S-2023 | 5.76 | Solar |  |  | Interconnected | Blaine | 55449 | BLAINE 2 | BLN21 | Residential |  | 36162 | 2023 | 2023
20262-228750-01 | Connexus Energy | 26 | 689 | Co-op | 823-S-2023 | 7.245 | Solar |  |  | Interconnected | Dayton | 55327 | HENNEPIN | HEN02 | Residential |  | 33085 | 2023 | 2023
20262-228750-01 | Connexus Energy | 26 | 689 | Co-op | 824-S-2023 | 7.68 | Solar |  |  | Interconnected | Cambridge | 55008 | ISANTI | IST06 | Residential |  | 25000 | 2023 | 2023
20262-228750-01 | Connexus Energy | 26 | 689 | Co-op | 825-S-2023 | 12.16 | Solar |  |  | Interconnected | Andover | 55304 | ANDOVER | AND06 | Residential |  | 73575 | 2023 | 2023
20262-228750-01 | Connexus Energy | 26 | 689 | Co-op | 826-S-2023 | 3.48 | Solar |  |  | Interconnected | Blaine | 55434 | SPRING LAKE PARK | SLP01 | Residential |  | 30805 | 2023 | 2023
20262-228750-01 | Connexus Energy | 26 | 689 | Co-op | 827-S-2023 | 4.48 | Solar |  |  | Interconnected | Ham Lake | 55304 | HAM LAKE | HAM05 | Residential |  | 27701 | 2023 | 2023
20262-228750-01 | Connexus Energy | 26 | 689 | Co-op | 828-S-2023 | 23.04 | Solar |  |  | Interconnected | Forest Lake | 55025 | HUGO | HGO02 | Residential |  | 77280 | 2023 | 2023
20262-228750-01 | Connexus Energy | 26 | 689 | Co-op | 829-S-2023 | 5.76 | Solar |  |  | Interconnected | Blaine | 55434 | AIRPORT 2 | APT26 | Residential |  | 34153 | 2022 | 2023
20262-228750-01 | Connexus Energy | 26 | 689 | Co-op | 830-S-2023 | 14.5 | Solar |  |  | Interconnected | Hugo | 55038 | WHITE BEAR TOWNSHIP | WBR03 | Residential |  | 47250 | 2023 | 2023
20262-228750-01 | Connexus Energy | 26 | 689 | Co-op | 831-S-2023 | 6.4 | Solar |  |  | Interconnected | Andover | 55304 | NORTH BUNKER LAKE | NBL15 | Residential |  | 40180 | 2022 | 2023
20262-228750-01 | Connexus Energy | 26 | 689 | Co-op | 832-S-2023 | 8.96 | Solar |  |  | Interconnected | Andover | 55304 | NORTH BUNKER LAKE | NBL16 | Residential |  | 53690 | 2023 | 2023
20262-228750-01 | Connexus Energy | 26 | 689 | Co-op | 833-S-2023 | 13.12 | Solar |  | X | Interconnected | Bethel | 55005 | MARTIN LAKE 1 | MLK03 | Residential |  | 75000 | 2022 | 2023
20262-228750-01 | Connexus Energy | 26 | 689 | Co-op | 834-S-2023 | 19.2 | Solar |  |  | Interconnected | Andover | 55304 | BUNKER LAKE | BUL01 | Residential |  | 63000 | 2023 | 2023
20262-228750-01 | Connexus Energy | 26 | 689 | Co-op | 835-S-2023 | 16.128 | Solar |  |  | Interconnected | Ham Lake | 55304 | HAM LAKE | HAM06 | Residential |  | 42336 | 2023 | 2023
20262-228750-01 | Connexus Energy | 26 | 689 | Co-op | 836-S-2023 | 3.84 | Solar |  |  | Interconnected | Andover | 55304 | ANDOVER | AND01 | Residential |  | 24846 | 2023 | 2023
20262-228750-01 | Connexus Energy | 26 | 689 | Co-op | 837-S-2023 | 11.168 | Solar |  |  | Interconnected | Forest Lake | 55025 | FOREST LAKE | FLK04 | Residential |  | 69964 | 2023 | 2023
20262-228750-01 | Connexus Energy | 26 | 689 | Co-op | 838-S-2023 | 26.88 | Solar |  |  | Interconnected | Marine On Saint Croix | 55047 | MAY | MAY01 | Residential |  | 69370 | 2023 | 2023
20262-228750-01 | Connexus Energy | 26 | 689 | Co-op | 839-S-2023 | 4.64 | Solar |  |  | Interconnected | White Bear Lake | 55110 | WHITE BEAR TOWNSHIP | WBR03 | Residential |  | 23068 | 2022 | 2023
20262-228750-01 | Connexus Energy | 26 | 689 | Co-op | 840-S-2023 | 15.12 | Solar |  |  | Interconnected | Princeton | 55371 | BALDWIN 1 | BDN03 | Residential |  | 65439 | 2023 | 2023
20262-228750-01 | Connexus Energy | 26 | 689 | Co-op | 841-S-2023 | 8.41 | Solar |  |  | Interconnected | Ham Lake | 55304 | HAM LAKE | HAM02 | Residential |  | 40490 | 2022 | 2023
20262-228750-01 | Connexus Energy | 26 | 689 | Co-op | 842-S-2023 | 16.64 | Solar |  |  | Interconnected | Becker | 55308 | WEST BECKER | WBK02 | Residential |  | 99425 | 2023 | 2023
20262-228750-01 | Connexus Energy | 26 | 689 | Co-op | 843-S-2023 | 5.12 | Solar |  |  | Interconnected | Anoka | 55303 | ANOKA | AKA01 | Residential |  | 30135 | 2023 | 2023
20262-228750-01 | Connexus Energy | 26 | 689 | Co-op | 844-S-2023 | 10.44 | Solar |  |  | Interconnected | Forest Lake | 55025 | HUGO | HGO02 | Residential |  | 44640 | 2023 | 2023
20262-228750-01 | Connexus Energy | 26 | 689 | Co-op | 845-S-2023 | 10.08 | Solar |  |  | Interconnected | Ramsey | 55303 | RAMSEY | RAM04 | Residential |  | 42817 | 2023 | 2023
20262-228750-01 | Connexus Energy | 26 | 689 | Co-op | 846-S-2023 | 3.84 | Solar |  |  | Interconnected | Andover | 55304 | BUNKER LAKE | BUL01 | Residential |  | 22776 | 2023 | 2023
20262-228750-01 | Connexus Energy | 26 | 689 | Co-op | 847-S-2023 | 8.32 | Solar |  |  | Interconnected | Andover | 55304 | BUNKER LAKE | BUL01 | Residential |  | 51701 | 2022 | 2023
20262-228750-01 | Connexus Energy | 26 | 689 | Co-op | 848-S-2023 | 5.12 | Solar |  |  | Interconnected | Zimmerman | 55398 | ZIMMERMAN | ZIM07 | Residential |  | 32144 | 2023 | 2023
20262-228750-01 | Connexus Energy | 26 | 689 | Co-op | 849-S-2023 | 9.57 | Solar |  |  | Interconnected | Andover | 55304 | SODERVILLE | SOD05 | Residential |  | 78881 | 2023 | 2023
20262-228750-01 | Connexus Energy | 26 | 689 | Co-op | 850-S-2023 | 8.725 | Solar |  |  | Interconnected | Hugo | 55038 | HUGO | HGO03 | Residential |  | 37492 | 2023 | 2023
20262-228750-01 | Connexus Energy | 26 | 689 | Co-op | 851-S-2023 | 6.4 | Solar |  |  | Interconnected | Andover | 55304 | ANDOVER | AND01 | Residential |  | 40180 | 2022 | 2023
20262-228750-01 | Connexus Energy | 26 | 689 | Co-op | 852-S-2023 | 4.93 | Solar |  |  | Interconnected | Coon Rapids | 55448 | SPRING LAKE PARK | SLP02 | Residential |  | 42136 | 2023 | 2023
20262-228750-01 | Connexus Energy | 26 | 689 | Co-op | 853-S-2023 | 8.02 | Solar |  |  | Interconnected | Ramsey | 55303 | ENERGY PARK | ENP03 | Residential |  | 25970 | 2021 | 2023
20262-228750-01 | Connexus Energy | 26 | 689 | Co-op | 854-S-2023 | 8.32 | Solar |  |  | Interconnected | Blaine | 55449 | AIRPORT 1 | APT05 | Residential |  | 51701 | 2023 | 2023
20262-228750-01 | Connexus Energy | 26 | 689 | Co-op | 855-S-2023 | 12.16 | Solar |  |  | Interconnected | Big Lake | 55309 | THOMPSON LAKE | TLK01 | Residential |  | 69113 | 2023 | 2023
20262-228750-01 | Connexus Energy | 26 | 689 | Co-op | 856-S-2023 | 5.12 | Solar |  |  | Interconnected | Big Lake | 55309 | REMMELE | RML05 | Residential |  | 29189 | 2023 | 2023
20262-228750-01 | Connexus Energy | 26 | 689 | Co-op | 857-S-2023 | 11.34 | Solar |  |  | Interconnected | East Bethel | 55005 | MARTIN LAKE 1 | MLK03 | Residential |  | 51999 | 2023 | 2023
20262-228750-01 | Connexus Energy | 26 | 689 | Co-op | 858-S-2023 | 6.98 | Solar |  |  | Interconnected | Elk River | 55330 | BIG LAKE | BLK05 | Residential |  | 29380 | 2022 | 2023
20262-228750-01 | Connexus Energy | 26 | 689 | Co-op | 859-S-2023 | 6.4 | Solar |  |  | Interconnected | Forest Lake | 55025 | FOREST LAKE 2 | FLK22 | Residential |  | 38171 | 2023 | 2023
20262-228750-01 | Connexus Energy | 26 | 689 | Co-op | 860-S-2023 | 8.12 | Solar |  |  | Interconnected | Coon Rapids | 55448 | BUNKER LAKE | BUL07 | Residential |  | 37500 | 2023 | 2023
20262-228750-01 | Connexus Energy | 26 | 689 | Co-op | 861-S-2023 | 22.33 | Solar |  |  | Interconnected | Becker | 55308 | WEST BECKER | WBK02 | Residential |  | 98473 | 2022 | 2023
20262-228750-01 | Connexus Energy | 26 | 689 | Co-op | 862-S-2023 | 6.4 | Solar |  |  | Interconnected | Andover | 55304 | SODERVILLE | SOD05 | Residential |  | 40180 | 2023 | 2023
20262-228750-01 | Connexus Energy | 26 | 689 | Co-op | 863-S-2023 | 6.67 | Solar |  |  | Interconnected | Becker | 55308 | THOMPSON LAKE | TLK01 | Residential |  | 15000 | 2023 | 2023
20262-228750-01 | Connexus Energy | 26 | 689 | Co-op | 864-S-2023 | 15.08 | Solar |  |  | Interconnected | Becker | 55308 | THOMPSON LAKE | TLK01 | Residential |  | 37700 | 2022 | 2023
20262-228750-01 | Connexus Energy | 26 | 689 | Co-op | 865-S-2023 | 8.96 | Solar |  |  | Interconnected | Blaine | 55449 | AIRPORT 2 | APT24 | Residential |  | 55678 | 2023 | 2023
20262-228750-01 | Connexus Energy | 26 | 689 | Co-op | 866-S-2023 | 7.83 | Solar |  |  | Interconnected | East Bethel | 55005 | ST. FRANCIS | STF03 | Residential |  | 37860 | 2022 | 2023
20262-228750-01 | Connexus Energy | 26 | 689 | Co-op | 867-S-2023 | 8.96 | Solar |  |  | Interconnected | Ramsey | 55303 | RAMSEY | RAM04 | Residential |  | 53690 | 2022 | 2023
20262-228750-01 | Connexus Energy | 26 | 689 | Co-op | 868-S-2023 | 7.04 | Solar |  |  | Interconnected | Lino Lakes | 55014 | BLAINE 2 | BLN22 | Residential |  | 42189 | 2023 | 2023
20262-228750-01 | Connexus Energy | 26 | 689 | Co-op | 869-S-2023 | 4.725 | Solar |  |  | Interconnected | Coon Rapids | 55448 | BUNKER LAKE | BUL07 | Residential |  | 24173 | 2023 | 2023
20262-228750-01 | Connexus Energy | 26 | 689 | Co-op | 870-S-2023 | 7.5 | Solar |  |  | Interconnected | Ham Lake | 55304 | HAM LAKE | HAM05 | Residential |  | 50653 | 2022 | 2023
20262-228750-01 | Connexus Energy | 26 | 689 | Co-op | 871-S-2023 | 6.4 | Solar |  |  | Interconnected | Lino Lakes | 55014 | BLAINE 2 | BLN22 | Residential |  | 38171 | 2023 | 2023
20262-228750-01 | Connexus Energy | 26 | 689 | Co-op | 872-S-2023 | 10.15 | Solar |  |  | Interconnected | Isanti | 55040 | CROWN | CRN01 | Residential |  | 47350 | 2023 | 2023
20262-228750-01 | Connexus Energy | 26 | 689 | Co-op | 873-S-2023 | 8.32 | Solar |  |  | Interconnected | Andover | 55304 | NORTH BUNKER LAKE | NBL11 | Residential |  | 49713 | 2022 | 2023
20262-228750-01 | Connexus Energy | 26 | 689 | Co-op | 874-S-2023 | 5.76 | Solar |  |  | Interconnected | Big Lake | 55309 | THOMPSON LAKE | TLK03 | Residential |  | 32709 | 2023 | 2023
20262-228750-01 | Connexus Energy | 26 | 689 | Co-op | 875-S-2023 | 9.6 | Solar |  |  | Interconnected | Saint Francis | 55070 | COOPERS CORNER | CPC02 | Residential |  | 58000 | 2023 | 2023
20262-228750-01 | Connexus Energy | 26 | 689 | Co-op | 876-S-2023 | 5.76 | Solar |  |  | Interconnected | Blaine | 55449 | BLAINE 2 | BLN26 | Residential |  | 34153 | 2023 | 2023
20262-228750-01 | Connexus Energy | 26 | 689 | Co-op | 877-S-2023 | 38.28 | Solar |  |  | Interconnected | Princeton | 55371 | THOMPSON LAKE | TLK04 | Residential |  | 136750 | 2022 | 2023
20262-228750-01 | Connexus Energy | 26 | 689 | Co-op | 878-S-2023 | 18.06 | Solar |  | X | Interconnected | Ham Lake | 55304 | HAM LAKE | HAM05 | Residential |  | 65860 | 2022 | 2023
20262-228750-01 | Connexus Energy | 26 | 689 | Co-op | 879-S-2023 | 9.765 | Solar |  |  | Interconnected | Maple Grove | 55369 | HENNEPIN | HEN03 | Residential |  | 50833 | 2022 | 2023
20262-228750-01 | Connexus Energy | 26 | 689 | Co-op | 880-S-2023 | 12.915 | Solar |  | X | Interconnected | Ramsey | 55303 | DAYTONPORT | DPT02 | Residential |  | 47750 | 2023 | 2023
20262-228750-01 | Connexus Energy | 26 | 689 | Co-op | 881-S-2023 | 11.02 | Solar |  |  | Interconnected | Ramsey | 55303 | ANOKA | AKA02 | Residential |  | 59567.57 | 2022 | 2023
20262-228750-01 | Connexus Energy | 26 | 689 | Co-op | 882-S-2023 | 8.12 | Solar |  |  | Interconnected | Blaine | 55449 | BLAINE 2 | BLN21 | Residential |  | 42828 | 2022 | 2023
20262-228750-01 | Connexus Energy | 26 | 689 | Co-op | 883-S-2023 | 19.2 | Solar |  |  | Interconnected | Princeton | 55371 | BALDWIN 2 | BDN22 | Residential |  | 66990 | 2022 | 2023
20262-228750-01 | Connexus Energy | 26 | 689 | Co-op | 884-S-2023 | 6.4 | Solar |  |  | Interconnected | Ramsey | 55303 | ANOKA | AKA04 | Residential |  | 40180 | 2022 | 2023
20262-228750-01 | Connexus Energy | 26 | 689 | Co-op | 885-S-2023 | 3.84 | Solar |  |  | Interconnected | Blaine | 55434 | SPRING LAKE PARK | SLP03 | Residential |  | 30446 | 2023 | 2023
20262-228750-01 | Connexus Energy | 26 | 689 | Co-op | 886-S-2023 | 7.04 | Solar |  |  | Interconnected | Big Lake | 55309 | THOMPSON LAKE | TLK03 | Residential |  | 41160 | 2022 | 2023
20262-228750-01 | Connexus Energy | 26 | 689 | Co-op | 887-S-2023 | 5.8 | Solar |  |  | Interconnected | Big Lake | 55309 | REMMELE | RML02 | Residential |  | 50298 | 2022 | 2023
20262-228750-01 | Connexus Energy | 26 | 689 | Co-op | 888-S-2023 | 11.02 | Solar |  |  | Interconnected | Blaine | 55434 | SPRING LAKE PARK | SLP05 | Residential |  | 22800 | 2022 | 2023
20262-228750-01 | Connexus Energy | 26 | 689 | Co-op | 889-S-2023 | 5.12 | Solar |  |  | Interconnected | Coon Rapids | 55433 | WOODCREST | WDT02 | Residential |  | 30184 | 2023 | 2023
20262-228750-01 | Connexus Energy | 26 | 689 | Co-op | 890-S-2023 | 6.5 | Solar |  |  | Interconnected | Blaine | 55434 | AIRPORT 2 | APT26 | Residential |  | 27400 | 2022 | 2023
20262-228750-01 | Connexus Energy | 26 | 689 | Co-op | 891-S-2023 | 15.37 | Solar |  |  | Interconnected | East Bethel | 55005 | COOPERS CORNER | CPC03 | Residential |  | 65974 | 2022 | 2023
20262-228750-01 | Connexus Energy | 26 | 689 | Co-op | 892-S-2023 | 8.96 | Solar |  |  | Interconnected | Big Lake | 55309 | REMMELE | RML04 | Residential |  | 52840 | 2023 | 2023
20262-228750-01 | Connexus Energy | 26 | 689 | Co-op | 893-S-2023 | 10 | Solar |  |  | Interconnected | Forest Lake | 55025 | HUGO | HGO02 | Residential |  | 55478 | 2022 | 2023
20262-228750-01 | Connexus Energy | 26 | 689 | Co-op | 894-S-2023 | 7.68 | Solar |  |  | Interconnected | Ham Lake | 55304 | SODERVILLE | SOD03 | Residential |  | 43414 | 2023 | 2023
20262-228750-01 | Connexus Energy | 26 | 689 | Co-op | 895-S-2023 | 3.84 | Solar |  |  | Interconnected | Blaine | 55449 | BLAINE 2 | BLN26 | Residential |  | 24846 | 2023 | 2023
20262-228750-01 | Connexus Energy | 26 | 689 | Co-op | 896-S-2023 | 20 | Solar |  |  | Interconnected | Blaine | 55449 | BLAINE 2 | BLN21 | Residential |  | 59783 | 2022 | 2023
20262-228750-01 | Connexus Energy | 26 | 689 | Co-op | 897-S-2023 | 8.96 | Solar |  |  | Interconnected | Oak Grove | 55011 | ANDOVER | AND02 | Residential |  | 53690 | 2023 | 2023
20262-228750-01 | Connexus Energy | 26 | 689 | Co-op | 898-S-2023 | 8.7 | Solar |  |  | Interconnected | Andover | 55304 | SODERVILLE | SOD05 | Residential |  | 77273 | 2023 | 2023
20262-228750-01 | Connexus Energy | 26 | 689 | Co-op | 899-S-2023 | 5.12 | Solar |  |  | Interconnected | Blaine | 55434 | AIRPORT 2 | APT26 | Residential |  | 30135 | 2022 | 2023
20262-228750-01 | Connexus Energy | 26 | 689 | Co-op | 900-S-2023 | 5.576 | Solar |  |  | Interconnected | Blaine | 55449 | BLAINE 1 | BLN06 | Residential |  | 36162 | 2023 | 2023
20262-228750-01 | Connexus Energy | 26 | 689 | Co-op | 901-S-2023 | 23.04 | Solar |  |  | Interconnected | Cambridge | 55008 | ISANTI | IST06 | Residential |  | 72579 | 2023 | 2023
20262-228750-01 | Connexus Energy | 26 | 689 | Co-op | 902-S-2023 | 14.72 | Solar |  |  | Interconnected | Andover | 55304 | SODERVILLE | SOD05 | Residential |  | 40000 | 2023 | 2023
20262-228750-01 | Connexus Energy | 26 | 689 | Co-op | 903-S-2023 | 23.04 | Solar |  |  | Interconnected | Oak Grove | 55303 | ANOKA | AKA01 | Residential |  | 127974.56 | 2023 | 2023
20262-228750-01 | Connexus Energy | 26 | 689 | Co-op | 904-S-2023 | 7.04 | Solar |  |  | Interconnected | Big Lake | 55309 | THOMPSON LAKE | TLK03 | Residential |  | 39641 | 2023 | 2023
20262-228750-01 | Connexus Energy | 26 | 689 | Co-op | 905-S-2023 | 6.3 | Solar |  |  | Interconnected | Andover | 55304 | ANOKA | AKA01 | Residential |  | 53707 | 2023 | 2023
20262-228750-01 | Connexus Energy | 26 | 689 | Co-op | 906-S-2023 | 4.93 | Solar |  |  | Interconnected | Blaine | 55449 | BLAINE 1 | BLN01 | Residential |  | 42938 | 2023 | 2023
20262-228750-01 | Connexus Energy | 26 | 689 | Co-op | 907-S-2023 | 6.4 | Solar |  |  | Interconnected | Blaine | 55434 | JOHNSVILLE | JON04 | Residential |  | 38171 | 2023 | 2023
20262-228750-01 | Connexus Energy | 26 | 689 | Co-op | 908-S-2023 | 21.92 | Solar |  | X | Interconnected | Ham Lake | 55304 | HAM LAKE | HAM02 | Residential |  | 77760 | 2022 | 2023
20262-228750-01 | Connexus Energy | 26 | 689 | Co-op | 909-S-2023 | 2.9 | Solar |  |  | Interconnected | Blaine | 55434 | SPRING LAKE PARK | SLP03 | Residential |  | 24919 | 2023 | 2023
20262-228750-01 | Connexus Energy | 26 | 689 | Co-op | 910-S-2023 | 11.89 | Solar |  |  | Interconnected | Big Lake | 55309 | REMMELE | RML03 | Residential |  | 93040 | 2022 | 2023
20262-228750-01 | Connexus Energy | 26 | 689 | Co-op | 911-S-2023 | 9.28 | Solar |  |  | Interconnected | Blaine | 55449 | JOHNSVILLE | JON03 | Residential |  | 51086 | 2022 | 2023
20262-228750-01 | Connexus Energy | 26 | 689 | Co-op | 912-S-2023 | 8.36 | Solar |  |  | Interconnected | Cedar | 55011 | EAST BETHEL | EBL05 | Residential |  | 6000 | 2023 | 2023
20262-228750-01 | Connexus Energy | 26 | 689 | Co-op | 913-S-2023 | 3.77 | Solar |  |  | Interconnected | Elk River | 55330 | BIG LAKE | BLK05 | Residential |  | 30494 | 2023 | 2023
20262-228750-01 | Connexus Energy | 26 | 689 | Co-op | 914-S-2023 | 2.5 | Solar |  |  | Interconnected | Isanti | 55040 | ISANTI | IST04 | Residential |  | 18807 | 2023 | 2023
20262-228750-01 | Connexus Energy | 26 | 689 | Co-op | 915-S-2023 | 13.05 | Solar |  |  | Interconnected | Zimmerman | 55398 | BALDWIN 2 | BDN21 | Residential |  | 27000 | 2022 | 2023
20262-228750-01 | Connexus Energy | 26 | 689 | Co-op | 916-S-2023 | 24.43 | Solar |  |  | Interconnected | Isanti | 55040 | COOPERS CORNER | CPC03 | Residential |  | 87000 | 2022 | 2023
20262-228750-01 | Connexus Energy | 26 | 689 | Co-op | 917-S-2023 | 2.32 | Solar |  |  | Interconnected | Dayton | 55369 | HENNEPIN | HEN02 | Residential |  | 21664 | 2023 | 2023
20262-228750-01 | Connexus Energy | 26 | 689 | Co-op | 918-S-2023 | 10.75 | Solar |  |  | Interconnected | Andover | 55304 | SODERVILLE | SOD05 | Residential |  | 30000 | 2023 | 2023
20262-228750-01 | Connexus Energy | 26 | 689 | Co-op | 919-S-2023 | 5.8 | Solar |  |  | Interconnected | East Bethel | 55005 | MARTIN LAKE 1 | MLK03 | Residential |  | 50470 | 2023 | 2023
20262-228750-01 | Connexus Energy | 26 | 689 | Co-op | 920-S-2023 | 3.84 | Solar |  |  | Interconnected | Champlin | 55316 | HENNEPIN | HEN03 | Residential |  | 22776 | 2023 | 2023
20262-228750-01 | Connexus Energy | 26 | 689 | Co-op | 921-S-2023 | 7.04 | Solar |  |  | Interconnected | Blaine | 55449 | BLAINE 2 | BLN21 | Residential |  | 43747 | 2022 | 2023
20262-228750-01 | Connexus Energy | 26 | 689 | Co-op | 922-S-2023 | 6.615 | Solar |  |  | Interconnected | Ramsey | 55303 | DAYTONPORT | DPT02 | Residential |  | 56519 | 2023 | 2023
20262-228750-01 | Connexus Energy | 26 | 689 | Co-op | 923-S-2023 | 4.725 | Solar |  |  | Interconnected | Andover | 55304 | HAM LAKE | HAM03 | Residential |  | 25448 | 2023 | 2023
20262-228750-01 | Connexus Energy | 26 | 689 | Co-op | 924-S-2023 | 11.89 | Solar |  |  | Interconnected | Blaine | 55449 | BLAINE 2 | BLN23 | Residential |  | 34440 | 2022 | 2023
20262-228750-01 | Connexus Energy | 26 | 689 | Co-op | 925-S-2023 | 10.24 | Solar |  |  | Interconnected | Blaine | 55434 | SPRING LAKE PARK | SLP02 | Residential |  | 61644 | 2022 | 2023
20262-228750-01 | Connexus Energy | 26 | 689 | Co-op | 926-S-2023 | 10.47 | Solar |  |  | Interconnected | Coon Rapids | 55448 | BUNKER LAKE | BUL07 | Residential |  | 35000 | 2023 | 2023
20262-228750-01 | Connexus Energy | 26 | 689 | Co-op | 927-S-2023 | 8.32 | Solar |  |  | Interconnected | Blaine | 55449 | BLAINE 2 | BLN21 | Residential |  | 51701 | 2022 | 2023
20262-228750-01 | Connexus Energy | 26 | 689 | Co-op | 928-S-2023 | 5.76 | Solar |  |  | Interconnected | Andover | 55304 | BUNKER LAKE | BUL06 | Residential |  | 34153 | 2022 | 2023
20262-228750-01 | Connexus Energy | 26 | 689 | Co-op | 929-S-2023 | 6.4 | Solar |  |  | Interconnected | Ramsey | 55303 | ENERGY PARK | ENP06 | Residential |  | 38171 | 2022 | 2023
20262-228750-01 | Connexus Energy | 26 | 689 | Co-op | 930-S-2023 | 8.32 | Solar |  |  | Interconnected | Andover | 55304 | NORTH BUNKER LAKE | NBL16 | Residential |  | 49713 | 2022 | 2023
20262-228750-01 | Connexus Energy | 26 | 689 | Co-op | 931-S-2023 | 11.52 | Solar |  |  | Interconnected | Andover | 55304 | NORTH BUNKER LAKE | NBL15 | Residential |  | 69598 | 2022 | 2023
20262-228750-01 | Connexus Energy | 26 | 689 | Co-op | 932-S-2023 | 7.25 | Solar |  |  | Interconnected | Coon Rapids | 55448 | SPRING LAKE PARK | SLP02 | Residential |  | 28500 | 2023 | 2023
20262-228750-01 | Connexus Energy | 26 | 689 | Co-op | 933-S-2023 | 5.12 | Solar |  |  | Interconnected | Blaine | 55449 | JOHNSVILLE | JON03 | Residential |  | 32144 | 2023 | 2023
20262-228750-01 | Connexus Energy | 26 | 689 | Co-op | 934-S-2023 | 20.3 | Solar |  |  | Interconnected | Forest Lake | 55025 | FOREST LAKE | FLK21 | Residential |  | 42000 | 2022 | 2023
20262-228750-01 | Connexus Energy | 26 | 689 | Co-op | 935-S-2023 | 8.99 | Solar |  |  | Interconnected | Ramsey | 55303 | RAMSEY | RAM04 | Residential |  | 70270 | 2023 | 2023
20262-228750-01 | Connexus Energy | 26 | 689 | Co-op | 936-S-2023 | 7.6 | Solar |  |  | Interconnected | Andover | 55304 | BUNKER LAKE | BUL06 | Residential |  | 44074 | 2022 | 2023
20262-228750-01 | Connexus Energy | 26 | 689 | Co-op | 937-S-2023 | 8.96 | Solar |  |  | Interconnected | Ramsey | 55303 | ANOKA | AKA04 | Residential |  | 53690 | 2022 | 2023
20262-228750-01 | Connexus Energy | 26 | 689 | Co-op | 938-S-2023 | 4.48 | Solar |  |  | Interconnected | Andover | 55304 | BUNKER LAKE | BUL01 | Residential |  | 26917 | 2022 | 2023
20262-228750-01 | Connexus Energy | 26 | 689 | Co-op | 939-S-2023 | 21.75 | Solar |  |  | Interconnected | Zimmerman | 55398 | CROWN | CRN02 | Residential |  | 98684 | 2022 | 2023
20262-228750-01 | Connexus Energy | 26 | 689 | Co-op | 940-S-2023 | 10 | Solar |  |  | Interconnected | Blaine | 55434 | AIRPORT 1 | APT05 | Residential |  | 36608 | 2022 | 2023
20262-228750-01 | Connexus Energy | 26 | 689 | Co-op | 941-S-2023 | 19.2 | Solar |  |  | Interconnected | Ham Lake | 55304 | BLAINE 1 | BLN01 | Residential |  | 45600 | 2023 | 2023
20262-228750-01 | Connexus Energy | 26 | 689 | Co-op | 942-S-2023 | 7.04 | Solar |  |  | Interconnected | Zimmerman | 55398 | ZIMMERMAN | ZIM07 | Residential |  | 42189 | 2023 | 2023
20262-228750-01 | Connexus Energy | 26 | 689 | Co-op | 943-S-2023 | 4.48 | Solar |  |  | Interconnected | Forest Lake | 55025 | FOREST LAKE | FLK22 | Residential |  | 28987 | 2023 | 2023
20262-228750-01 | Connexus Energy | 26 | 689 | Co-op | 944-S-2023 | 10.88 | Solar |  |  | Interconnected | Hugo | 55038 | HUGO | HGO02 | Residential |  | 65621 | 2023 | 2023
20262-228750-01 | Connexus Energy | 26 | 689 | Co-op | 945-S-2023 | 8.19 | Solar |  |  | Interconnected | Dayton | 55369 | HENNEPIN | HEN02 | Residential |  | 68263 | 2023 | 2023
20262-228750-01 | Connexus Energy | 26 | 689 | Co-op | 946-S-2023 | 5.76 | Solar |  |  | Interconnected | Ramsey | 55303 | ANOKA | AKA04 | Residential |  | 36162 | 2022 | 2023
20262-228750-01 | Connexus Energy | 26 | 689 | Co-op | 947-S-2023 | 8.96 | Solar |  |  | Interconnected | Blaine | 55449 | BLAINE 2 | BLN23 | Residential |  | 53690 | 2022 | 2023
20262-228750-01 | Connexus Energy | 26 | 689 | Co-op | 948-S-2023 | 8.832 | Solar |  |  | Interconnected | Blaine | 55449 | BLAINE 2 | BLN21 | Residential |  | 33932 | 2023 | 2023
20262-228750-01 | Connexus Energy | 26 | 689 | Co-op | 949-S-2023 | 3.84 | Solar |  |  | Interconnected | Andover | 55304 | SODERVILLE | SOD05 | Residential |  | 22776 | 2022 | 2023
20262-228750-01 | Connexus Energy | 26 | 689 | Co-op | 950-S-2023 | 6.4 | Solar |  |  | Interconnected | Big Lake | 55309 | THOMPSON LAKE | TLK01 | Residential |  | 39200 | 2022 | 2023
20262-228750-01 | Connexus Energy | 26 | 689 | Co-op | 951-S-2023 | 120 | Solar |  |  | Interconnected | Blaine | 55449 | AIRPORT 1 | APT01 | Commercial |  | 302690 | 2022 | 2023
20262-228750-01 | Connexus Energy | 26 | 689 | Co-op | 952-S-2023 | 6.3 | Solar |  |  | Interconnected | Blaine | 55449 | BLAINE 2 | BLN21 | Residential |  | 28884 | 2023 | 2023
20262-228750-01 | Connexus Energy | 26 | 689 | Co-op | 953-S-2023 | 4.48 | Solar |  |  | Interconnected | Blaine | 55449 | AIRPORT 1 | APT05 | Residential |  | 28987 | 2023 | 2023
20262-228750-01 | Connexus Energy | 26 | 689 | Co-op | 954-S-2023 | 7.68 | Solar |  |  | Interconnected | Isanti | 55040 | ISANTI | IST06 | Residential |  | 32971 | 2023 | 2023
20262-228750-01 | Connexus Energy | 26 | 689 | Co-op | 955-S-2023 | 8.32 | Solar |  |  | Interconnected | Blaine | 55449 | BLAINE 2 | BLN21 | Residential |  | 48500 | 2022 | 2023
20262-228750-01 | Connexus Energy | 26 | 689 | Co-op | 956-S-2023 | 18.34 | Solar |  | X | Interconnected | Anoka | 55303 | ANOKA | AKA06 | Residential |  | 64013 | 2022 | 2023
20262-228750-01 | Connexus Energy | 26 | 689 | Co-op | 957-S-2023 | 32.48 | Solar |  |  | Interconnected | Osseo | 55369 | HENNEPIN | HEN02 | Residential |  | 85890 | 2023 | 2023
20262-228750-01 | Connexus Energy | 26 | 689 | Co-op | 958-S-2023 | 35.48 | Solar |  | X | Interconnected | Forest Lake | 55025 | FOREST LAKE | FLK04 | Residential |  | 48680 | 2022 | 2023
20262-228750-01 | Connexus Energy | 26 | 689 | Co-op | 959-S-2023 | 16 | Solar |  |  | Interconnected | Ham Lake | 55304 | EAST BETHEL | EBL03 | Residential |  | 91520 | 2023 | 2023
20262-228750-01 | Connexus Energy | 26 | 689 | Co-op | 960-S-2023 | 4.886 | Solar |  |  | Interconnected | Hugo | 55038 | HUGO | HGO02 | Residential |  | 22500 | 2022 | 2023
20262-228750-01 | Connexus Energy | 26 | 689 | Co-op | 961-S-2023 | 3.84 | Solar |  |  | Interconnected | Blaine | 55449 | BLAINE 2 | BLN21 | Residential |  | 22776 | 2023 | 2023
20262-228750-01 | Connexus Energy | 26 | 689 | Co-op | 962-S-2023 | 6 | Solar |  |  | Interconnected | Zimmerman | 55398 | ZIMMERMAN | ZIM06 | Residential |  | 26896 | 2023 | 2023
20262-228750-01 | Connexus Energy | 26 | 689 | Co-op | 963-S-2023 | 10.47 | Solar |  |  | Interconnected | Blaine | 55449 | BLAINE 2 | BLN21 | Residential |  | 58370 | 2022 | 2023
20262-228750-01 | Connexus Energy | 26 | 689 | Co-op | 964-S-2023 | 8.96 | Solar |  |  | Interconnected | Blaine | 55449 | BLAINE 2 | BLN21 | Residential |  | 55678 | 2023 | 2023
20262-228750-01 | Connexus Energy | 26 | 689 | Co-op | 965-S-2023 | 5.12 | Solar |  |  | Interconnected | Coon Rapids | 55448 | SPRING LAKE PARK | SLP02 | Residential |  | 30135 | 2023 | 2023
20262-228750-01 | Connexus Energy | 26 | 689 | Co-op | 966-S-2023 | 7.68 | Solar |  |  | Interconnected | Andover | 55304 | NORTH BUNKER LAKE | NBL15 | Residential |  | 45736 | 2022 | 2023
20262-228750-01 | Connexus Energy | 26 | 689 | Co-op | 967-S-2023 | 6.4 | Solar |  |  | Interconnected | Forest Lake | 55025 | FOREST LAKE | FLK22 | Residential |  | 40180 | 2023 | 2023
20262-228750-01 | Connexus Energy | 26 | 689 | Co-op | 968-S-2023 | 6.4 | Solar |  |  | Interconnected | Blaine | 55449 | AIRPORT 1 | APT02 | Residential |  | 38171 | 2023 | 2023
20262-228750-01 | Connexus Energy | 26 | 689 | Co-op | 969-S-2023 | 7.68 | Solar |  |  | Interconnected | Blaine | 55449 | JOHNSVILLE | JON05 | Residential |  | 45736 | 2022 | 2023
20262-228750-01 | Connexus Energy | 26 | 689 | Co-op | 970-S-2023 | 39.9 | Solar |  |  | Interconnected | Big Lake | 55309 | REMMELE | RML02 | Commercial |  | 149900 | 2023 | 2023
20262-228750-01 | Connexus Energy | 26 | 689 | Co-op | 971-S-2023 | 3.84 | Solar |  |  | Interconnected | Lino Lakes | 55038 | WHITE BEAR TOWNSHIP | WBR03 | Residential |  | 22776 | 2023 | 2023
20262-228750-01 | Connexus Energy | 26 | 689 | Co-op | 972-S-2023 | 7.83 | Solar |  |  | Interconnected | Ham Lake | 55304 | HAM LAKE | HAM01 | Residential |  | 49026 | 2022 | 2023
20262-228750-01 | Connexus Energy | 26 | 689 | Co-op | 973-S-2023 | 4.48 | Solar |  |  | Interconnected | Coon Rapids | 55433 | CROOKED LAKE | CRK05 | Residential |  | 28987 | 2023 | 2023
20262-228750-01 | Connexus Energy | 26 | 689 | Co-op | 974-S-2023 | 8.7 | Solar |  |  | Interconnected | Blaine | 55449 | BLAINE 2 | BLN23 | Residential |  | 36444 | 2022 | 2023
20262-228750-01 | Connexus Energy | 26 | 689 | Co-op | 975-S-2023 | 5.76 | Solar |  |  | Interconnected | Forest Lake | 55025 | FOREST LAKE | FLK22 | Residential |  | 34153 | 2023 | 2023
20262-228750-01 | Connexus Energy | 26 | 689 | Co-op | 976-S-2023 | 5.76 | Solar |  |  | Interconnected | Blaine | 55434 | LEXINGTON | LXN04 | Residential |  | 34153 | 2023 | 2023
20262-228750-01 | Connexus Energy | 26 | 689 | Co-op | 977-S-2023 | 3.19 | Solar |  |  | Interconnected | Andover | 55304 | ANDOVER | AND01 | Residential |  | 27252 | 2023 | 2023
20262-228750-01 | Connexus Energy | 26 | 689 | Co-op | 978-S-2023 | 38.28 | Solar |  |  | Interconnected | Hugo | 55038 | HUGO | HGO02 | Residential |  | 135000 | 2022 | 2023
20262-228750-01 | Connexus Energy | 26 | 689 | Co-op | 979-S-2023 | 6.38 | Solar |  |  | Interconnected | Elk River | 55330 | ANOKA | AKA05 | Residential |  | 54181 | 2023 | 2023
20262-228750-01 | Connexus Energy | 26 | 689 | Co-op | 980-S-2023 | 6.96 | Solar |  |  | Interconnected | Blaine | 55449 | BLAINE 1 | BLN04 | Residential |  | 27550 | 2023 | 2023
20262-228750-01 | Connexus Energy | 26 | 689 | Co-op | 981-S-2023 | 14.5 | Solar |  |  | Interconnected | East Bethel | 55011 | FOREST LAKE | FLK21 | Residential |  | 79729 | 2022 | 2023
20262-228750-01 | Connexus Energy | 26 | 689 | Co-op | 982-S-2023 | 5.76 | Solar |  |  | Interconnected | Big Lake | 55309 | THOMPSON LAKE | TLK03 | Residential |  | 36971 | 2023 | 2023
20262-228750-01 | Connexus Energy | 26 | 689 | Co-op | 983-S-2023 | 3.84 | Solar |  |  | Interconnected | Coon Rapids | 55433 | PARKWOOD | PWD06 | Residential |  | 22776 | 2023 | 2023
20262-228750-01 | Connexus Energy | 26 | 689 | Co-op | 984-S-2023 | 2.61 | Solar |  |  | Interconnected | Blaine | 55449 | BLAINE 1 | BLN01 | Residential |  | 24117 | 2023 | 2023
20262-228750-01 | Connexus Energy | 26 | 689 | Co-op | 985-S-2023 | 7.25 | Solar |  |  | Interconnected | Blaine | 55449 | LEXINGTON | LXN04 | Residential |  | 54440 | 2023 | 2023
20262-228750-01 | Connexus Energy | 26 | 689 | Co-op | 986-S-2023 | 3.48 | Solar |  |  | Interconnected | Blaine | 55449 | BLAINE 1 | BLN06 | Residential |  | 29301 | 2023 | 2023
20262-228750-01 | Connexus Energy | 26 | 689 | Co-op | 987-S-2023 | 5.76 | Solar |  |  | Interconnected | Blaine | 55449 | BLAINE 2 | BLN21 | Residential |  | 34153 | 2022 | 2023
20262-228750-01 | Connexus Energy | 26 | 689 | Co-op | 988-S-2023 | 10.47 | Solar |  |  | Interconnected | Dayton | 55327 | HENNEPIN | HEN02 | Residential |  | 20000 | 2023 | 2023
20262-228750-01 | Connexus Energy | 26 | 689 | Co-op | 989-S-2023 | 6.09 | Solar |  |  | Interconnected | Andover | 55304 | RAMSEY | RAM01 | Residential |  | 51834 | 2023 | 2023
20262-228750-01 | Connexus Energy | 26 | 689 | Co-op | 990-S-2023 | 5.76 | Solar |  |  | Interconnected | Ham Lake | 55304 | SODERVILLE | SOD05 | Residential |  | 36162 | 2022 | 2023
20262-228750-01 | Connexus Energy | 26 | 689 | Co-op | 991-S-2023 | 6.4 | Solar |  |  | Interconnected | Blaine | 55449 | BLAINE 2 | BLN21 | Residential |  | 40180 | 2023 | 2023
20262-228750-01 | Connexus Energy | 26 | 689 | Co-op | 992-S-2023 | 7.04 | Solar |  |  | Interconnected | Big Lake | 55309 | THOMPSON LAKE | TLK01 | Residential |  | 39641 | 2023 | 2023
20262-228750-01 | Connexus Energy | 26 | 689 | Co-op | 993-S-2023 | 8.96 | Solar |  |  | Interconnected | Zimmerman | 55398 | ZIMMERMAN | ZIM03 | Residential |  | 53690 | 2023 | 2023
20262-228750-01 | Connexus Energy | 26 | 689 | Co-op | 994-S-2023 | 17.92 | Solar |  |  | Interconnected | Forest Lake | 55025 | FOREST LAKE | FLK02 | Residential |  | 87503 | 2023 | 2023
20262-228750-01 | Connexus Energy | 26 | 689 | Co-op | 995-S-2023 | 11.168 | Solar |  |  | Interconnected | Blaine | 55449 | BLAINE 2 | BLN23 | Residential |  | 46808 | 2023 | 2023
20262-228750-01 | Connexus Energy | 26 | 689 | Co-op | 996-S-2023 | 3.84 | Solar |  |  | Interconnected | Zimmerman | 55398 | ZIMMERMAN | ZIM02 | Residential |  | 22776 | 2023 | 2023
20262-228750-01 | Connexus Energy | 26 | 689 | Co-op | 997-S-2023 | 11.02 | Solar |  |  | Interconnected | Blaine | 55449 | BLAINE 1 | BLN04 | Residential |  | 64000 | 2022 | 2023
20262-228750-01 | Connexus Energy | 26 | 689 | Co-op | 998-S-2023 | 3.8 | Solar |  |  | Interconnected | Coon Rapids | 55448 | NORTH BUNKER LAKE | NBL11 | Residential |  | 21515 | 2022 | 2023
20262-228750-01 | Connexus Energy | 26 | 689 | Co-op | 999-S-2023 | 7.245 | Solar |  |  | Interconnected | Andover | 55304 | ANDOVER | AND01 | Residential |  | 31219 | 2023 | 2023
20262-228750-01 | Connexus Energy | 26 | 689 | Co-op | 1000-S-2023 | 9.765 | Solar |  |  | Interconnected | Andover | 55304 | ANDOVER | AND03 | Residential |  | 35250 | 2023 | 2023
20262-228750-01 | Connexus Energy | 26 | 689 | Co-op | 1001-S-2023 | 2.9 | Solar |  |  | Interconnected | Blaine | 55449 | BLAINE 1 | BLN06 | Residential |  | 25948 | 2023 | 2023
20262-228750-01 | Connexus Energy | 26 | 689 | Co-op | 1002-S-2023 | 5.76 | Solar |  |  | Interconnected | Blaine | 55449 | BLAINE 2 | BLN21 | Residential |  | 36162 | 2023 | 2023
20262-228750-01 | Connexus Energy | 26 | 689 | Co-op | 1003-S-2023 | 7.04 | Solar |  |  | Interconnected | Cedar | 55011 | EAST BETHEL | EBL02 | Residential |  | 15000 | 2023 | 2023
20262-228750-01 | Connexus Energy | 26 | 689 | Co-op | 1004-S-2023 | 5.76 | Solar |  |  | Interconnected | Blaine | 55449 | BLAINE 2 | BLN23 | Residential |  | 36162 | 2023 | 2023
20262-228750-01 | Connexus Energy | 26 | 689 | Co-op | 1005-S-2023 | 7.68 | Solar |  |  | Interconnected | Andover | 55304 | NORTH BUNKER LAKE | NBL16 | Residential |  | 45736 | 2022 | 2023
20262-228750-01 | Connexus Energy | 26 | 689 | Co-op | 1006-S-2023 | 6.4 | Solar |  |  | Interconnected | Andover | 55304 | NORTH BUNKER LAKE | NBL16 | Residential |  | 38171 | 2022 | 2023
20262-228750-01 | Connexus Energy | 26 | 689 | Co-op | 1007-S-2023 | 3.9 | Solar |  |  | Interconnected | Blaine | 55449 | BLAINE 1 | BLN01 | Residential |  | 22179 | 2023 | 2023
20262-228750-01 | Connexus Energy | 26 | 689 | Co-op | 1008-S-2023 | 6.4 | Solar |  |  | Interconnected | Ramsey | 55303 | ENERGY PARK | ENP06 | Residential |  | 38171 | 2022 | 2023
20262-228750-01 | Connexus Energy | 26 | 689 | Co-op | 1009-S-2023 | 9.963 | Solar |  |  | Interconnected | White Bear Lake | 55110 | CROWN | CRN03 | Residential |  | 30000 | 2023 | 2023
20262-228750-01 | Connexus Energy | 26 | 689 | Co-op | 1010-S-2023 | 4 | Solar |  |  | Interconnected | Isanti | 55040 | ISANTI | IST03 | Residential |  | 31667 | 2023 | 2023
20262-228750-01 | Connexus Energy | 26 | 689 | Co-op | 1011-S-2023 | 29.36 | Solar |  | X | Interconnected | Ramsey | 55303 | ANOKA | AKA05 | Residential |  | 52800 | 2022 | 2023
20262-228750-01 | Connexus Energy | 26 | 689 | Co-op | 1012-S-2023 | 4.48 | Solar |  |  | Interconnected | Ramsey | 55303 | ENERGY PARK | ENP03 | Residential |  | 16564 | 2023 | 2023
20262-228750-01 | Connexus Energy | 26 | 689 | Co-op | 1013-S-2023 | 5.22 | Solar |  |  | Interconnected | Blaine | 55449 | BLAINE 2 | BLN23 | Residential |  | 43908 | 2023 | 2023
20262-228750-01 | Connexus Energy | 26 | 689 | Co-op | 1014-S-2023 | 7.04 | Solar |  |  | Interconnected | Blaine | 55449 | BLAINE 2 | BLN21 | Residential |  | 43747 | 2023 | 2023
20262-228750-01 | Connexus Energy | 26 | 689 | Co-op | 1015-S-2023 | 8.96 | Solar |  |  | Interconnected | Champlin | 55316 | HENNEPIN | HEN03 | Residential |  | 53690 | 2023 | 2023
20262-228750-01 | Connexus Energy | 26 | 689 | Co-op | 1016-S-2023 | 6.09 | Solar |  |  | Interconnected | Hugo | 55038 | WHITE BEAR TOWNSHIP | WBR03 | Residential |  | 45120 | 2023 | 2023
20262-228750-01 | Connexus Energy | 26 | 689 | Co-op | 1017-S-2023 | 5.12 | Solar |  |  | Interconnected | Andover | 55304 | SODERVILLE | SOD05 | Residential |  | 32144 | 2022 | 2023
20262-228750-01 | Connexus Energy | 26 | 689 | Co-op | 1018-S-2023 | 7.6 | Solar |  |  | Interconnected | Princeton | 55371 | BALDWIN 1 | BDN01 | Residential |  | 42342 | 2022 | 2023
20262-228750-01 | Connexus Energy | 26 | 689 | Co-op | 1019-S-2023 | 5.12 | Solar |  |  | Interconnected | Stacy | 55079 | MARTIN LAKE 2 | MLK22 | Residential |  | 34944 | 2023 | 2023
20262-228750-01 | Connexus Energy | 26 | 689 | Co-op | 1020-S-2023 | 12.18 | Solar |  |  | Interconnected | East Bethel | 55092 | MARTIN LAKE 1 | MLK04 | Residential |  | 56963 | 2023 | 2023
20262-228750-01 | Connexus Energy | 26 | 689 | Co-op | 1021-S-2023 | 12 | Solar |  |  | Interconnected | Elk River | 55330 | ANOKA | AKA06 | Commercial |  | 48750 | 2023 | 2023
20262-228750-01 | Connexus Energy | 26 | 689 | Co-op | 1022-S-2023 | 10.73 | Solar |  |  | Interconnected | Ham Lake | 55304 | HAM LAKE | HAM05 | Residential |  | 31598 | 2022 | 2023
20262-228750-01 | Connexus Energy | 26 | 689 | Co-op | 1023-S-2023 | 11.292 | Solar |  | X | Interconnected | Vadnais Heights | 55127 | VADNAIS HEIGHTS 2 | VDH21 | Residential |  | 40696 | 2022 | 2023
20262-228750-01 | Connexus Energy | 26 | 689 | Co-op | 1024-S-2023 | 7.54 | Solar |  |  | Interconnected | Big Lake | 55309 | REMMELE | RML06 | Residential |  | 46600.25 | 2022 | 2023
20262-228750-01 | Connexus Energy | 26 | 689 | Co-op | 1025-S-2023 | 3.84 | Solar |  |  | Interconnected | Coon Rapids | 55448 | SPRING LAKE PARK | SLP04 | Residential |  | 22776 | 2023 | 2023
20262-228750-01 | Connexus Energy | 26 | 689 | Co-op | 1026-S-2023 | 30 | Solar |  |  | Interconnected | Centerville | 55038 | HUGO | HGO03 | Commercial |  | 84900 | 2022 | 2023
20262-228750-01 | Connexus Energy | 26 | 689 | Co-op | 1027-S-2023 | 4.64 | Solar |  |  | Interconnected | Ramsey | 55303 | RAMSEY | RAM01 | Residential |  | 19436 | 2023 | 2023
20262-228750-01 | Connexus Energy | 26 | 689 | Co-op | 1028-S-2023 | 3.84 | Solar |  |  | Interconnected | Zimmerman | 55398 | ZIMMERMAN | ZIM03 | Residential |  | 24846 | 2023 | 2023
20262-228750-01 | Connexus Energy | 26 | 689 | Co-op | 1029-S-2023 | 6.09 | Solar |  |  | Interconnected | Circle Pines | 55014 | CIRCLE PINES | CIR04 | Residential |  | 43270 | 2022 | 2023
20262-228750-01 | Connexus Energy | 26 | 689 | Co-op | 1030-S-2023 | 4.64 | Solar |  |  | Interconnected | Isanti | 55040 | ISANTI | IST04 | Residential |  | 36715 | 2022 | 2023
20262-228750-01 | Connexus Energy | 26 | 689 | Co-op | 1031-S-2023 | 8.82 | Solar |  |  | Interconnected | Cedar | 55011 | EAST BETHEL | EBL03 | Residential |  | 62265 | 2023 | 2023
20262-228750-01 | Connexus Energy | 26 | 689 | Co-op | 1032-S-2023 | 5.76 | Solar |  |  | Interconnected | Andover | 55304 | SODERVILLE | SOD05 | Residential |  | 34153 | 2023 | 2023
20262-228750-01 | Connexus Energy | 26 | 689 | Co-op | 1033-S-2023 | 9.6 | Solar |  |  | Interconnected | Ham Lake | 55304 | HAM LAKE | HAM05 | Residential |  | 56018 | 2023 | 2023
20262-228750-01 | Connexus Energy | 26 | 689 | Co-op | 1034-S-2023 | 7.83 | Solar |  |  | Interconnected | Blaine | 55449 | JOHNSVILLE | JON05 | Residential |  | 35532 | 2023 | 2023
20262-228750-01 | Connexus Energy | 26 | 689 | Co-op | 1035-S-2023 | 9.57 | Solar |  |  | Interconnected | Big Lake | 55309 | REMMELE | RML04 | Residential |  | 43993 | 2022 | 2023
20262-228750-01 | Connexus Energy | 26 | 689 | Co-op | 1036-S-2023 | 25.128 | Solar |  |  | Interconnected | Saint Francis | 55070 | ST. FRANCIS | STF04 | Residential |  | 74500 | 2022 | 2023
20262-228750-01 | Connexus Energy | 26 | 689 | Co-op | 1037-S-2023 | 3.77 | Solar |  |  | Interconnected | Circle Pines | 55014 | CIRCLE PINES | CIR04 | Residential |  | 30724 | 2022 | 2023
20262-228750-01 | Connexus Energy | 26 | 689 | Co-op | 1038-S-2023 | 11.31 | Solar |  |  | Interconnected | Blaine | 55449 | BLAINE 1 | BLN03 | Residential |  | 48849 | 2023 | 2023
20262-228750-01 | Connexus Energy | 26 | 689 | Co-op | 1039-S-2023 | 3.48 | Solar |  |  | Interconnected | Forest Lake | 55025 | HUGO | HGO02 | Residential |  | 31940 | 2023 | 2023
20262-228750-01 | Connexus Energy | 26 | 689 | Co-op | 1040-S-2023 | 4.48 | Solar |  |  | Interconnected | Ramsey | 55303 | RAMSEY | RAM04 | Residential |  | 26917 | 2023 | 2023
20262-228750-01 | Connexus Energy | 26 | 689 | Co-op | 1041-S-2023 | 5.76 | Solar |  |  | Interconnected | Big Lake | 55309 | REMMELE | RML03 | Residential |  | 35280 | 2022 | 2023
20262-228750-01 | Connexus Energy | 26 | 689 | Co-op | 1042-S-2023 | 7.68 | Solar |  |  | Interconnected | Blaine | 55449 | JOHNSVILLE | JON03 | Residential |  | 47724 | 2022 | 2023
20262-228750-01 | Connexus Energy | 26 | 689 | Co-op | 1043-S-2023 | 5.76 | Solar |  |  | Interconnected | Blaine | 55449 | AIRPORT 1 | APT05 | Residential |  | 34153 | 2022 | 2023
20262-228750-01 | Connexus Energy | 26 | 689 | Co-op | 1044-S-2023 | 7.2 | Solar |  |  | Interconnected | Forest Lake | 55025 | MAY | MAY03 | Residential |  | 27840 | 2022 | 2023
20262-228750-01 | Connexus Energy | 26 | 689 | Co-op | 1045-S-2023 | 11.02 | Solar |  |  | Interconnected | Saint Francis | 55070 | ST. FRANCIS | STF06 | Residential |  | 48050 | 2022 | 2023
20262-228750-01 | Connexus Energy | 26 | 689 | Co-op | 1046-S-2023 | 13.34 | Solar |  |  | Interconnected | Isanti | 55040 | ISANTI | IST06 | Residential |  | 74216 | 2022 | 2023
20262-228750-01 | Connexus Energy | 26 | 689 | Co-op | 1047-S-2023 | 2.9 | Solar |  |  | Interconnected | Hugo | 55038 | HUGO | HGO02 | Residential |  | 22588 | 2023 | 2023
20262-228750-01 | Connexus Energy | 26 | 689 | Co-op | 1048-S-2023 | 4.06 | Solar |  |  | Interconnected | Hugo | 55038 | HUGO | HGO02 | Residential |  | 22024 | 2023 | 2023
20262-228750-01 | Connexus Energy | 26 | 689 | Co-op | 1049-S-2023 | 8.32 | Solar |  |  | Interconnected | Andover | 55304 | NORTH BUNKER LAKE | NBL16 | Residential |  | 51701 | 2022 | 2023
20262-228750-01 | Connexus Energy | 26 | 689 | Co-op | 1050-S-2023 | 5.12 | Solar |  |  | Interconnected | Andover | 55304 | BUNKER LAKE | BUL06 | Residential |  | 32144 | 2022 | 2023
20262-228750-01 | Connexus Energy | 26 | 689 | Co-op | 1051-S-2023 | 6.4 | Solar |  |  | Interconnected | Lino Lakes | 55014 | BLAINE 2 | BLN22 | Residential |  | 40180 | 2023 | 2023
20262-228750-01 | Connexus Energy | 26 | 689 | Co-op | 1052-S-2023 | 7.68 | Solar |  |  | Interconnected | Ramsey | 55303 | ANOKA | AKA04 | Residential |  | 40180 | 2022 | 2023
20262-228750-01 | Connexus Energy | 26 | 689 | Co-op | 1053-S-2023 | 12.913 | Solar |  |  | Interconnected | Blaine | 55449 | BLAINE 2 | BLN23 | Residential |  | 46488 | 2022 | 2023
20262-228750-01 | Connexus Energy | 26 | 689 | Co-op | 1054-S-2023 | 24.5 | Solar |  | X | Interconnected | Ramsey | 55303 | DAYTONPORT | DPT02 | Residential |  | 96357 | 2022 | 2023
20262-228750-01 | Connexus Energy | 26 | 689 | Co-op | 1055-S-2023 | 4.35 | Solar |  |  | Interconnected | Zimmerman | 55398 | BALDWIN 2 | BDN21 | Residential |  | 50507 | 2023 | 2023
20262-228750-01 | Connexus Energy | 26 | 689 | Co-op | 1056-S-2023 | 7.68 | Solar |  |  | Interconnected | Blaine | 55449 | BLAINE 2 | BLN21 | Residential |  | 47724 | 2023 | 2023
20262-228750-01 | Connexus Energy | 26 | 689 | Co-op | 1057-S-2023 | 5.12 | Solar |  |  | Interconnected | Coon Rapids | 55433 | PARKWOOD | PWD03 | Residential |  | 30184 | 2023 | 2023
20262-228750-01 | Connexus Energy | 26 | 689 | Co-op | 1058-S-2023 | 5.12 | Solar |  |  | Interconnected | Andover | 55304 | SODERVILLE | SOD05 | Residential |  | 32684 | 2023 | 2023
20262-228750-01 | Connexus Energy | 26 | 689 | Co-op | 1059-S-2023 | 5.04 | Solar |  |  | Interconnected | Ramsey | 55303 | DAYTONPORT | DPT05 | Residential |  | 41098 | 2023 | 2023
20262-228750-01 | Connexus Energy | 26 | 689 | Co-op | 1060-S-2023 | 3.84 | Solar |  |  | Interconnected | Big Lake | 55309 | REMMELE | RML02 | Residential |  | 21412 | 2023 | 2023
20262-228750-01 | Connexus Energy | 26 | 689 | Co-op | 1061-S-2023 | 3.48 | Solar |  |  | Interconnected | Cambridge | 55008 | ISANTI | IST06 | Residential |  | 15629 | 2022 | 2023
20262-228750-01 | Connexus Energy | 26 | 689 | Co-op | 1062-S-2023 | 8.77 | Solar |  |  | Interconnected | Blaine | 55449 | BLAINE 2 | BLN23 | Residential |  | 10000 | 2022 | 2023
20262-228750-01 | Connexus Energy | 26 | 689 | Co-op | 1063-S-2023 | 6.38 | Solar |  |  | Interconnected | Ramsey | 55303 | RAMSEY | RAM04 | Residential |  | 49927 | 2023 | 2023
20262-228750-01 | Connexus Energy | 26 | 689 | Co-op | 1064-S-2023 | 4.06 | Solar |  |  | Interconnected | Coon Rapids | 55433 | WOODCREST | WDT05 | Residential |  | 30363 | 2023 | 2023
20262-228750-01 | Connexus Energy | 26 | 689 | Co-op | 1065-S-2023 | 3.77 | Solar |  |  | Interconnected | Blaine | 55449 | AIRPORT 1 | APT05 | Residential |  | 20498 | 2023 | 2023
20262-228750-01 | Connexus Energy | 26 | 689 | Co-op | 1066-S-2023 | 6.615 | Solar |  |  | Interconnected | Coon Rapids | 55448 | BUNKER LAKE | BUL07 | Residential |  | 50102 | 2023 | 2023
20262-228750-01 | Connexus Energy | 26 | 689 | Co-op | 1067-S-2023 | 5.51 | Solar |  |  | Interconnected | Blaine | 55434 | NORTHTOWN | NTN01 | Residential |  | 38507 | 2022 | 2023
20262-228750-01 | Connexus Energy | 26 | 689 | Co-op | 1068-S-2023 | 17.98 | Solar |  |  | Interconnected | Ham Lake | 55304 | HAM LAKE | HAM02 | Residential |  | 43938 | 2023 | 2023
20262-228750-01 | Connexus Energy | 26 | 689 | Co-op | 1069-S-2023 | 6.38 | Solar |  |  | Interconnected | Coon Rapids | 55448 | NORTH BUNKER LAKE | NBL13 | Residential |  | 29870 | 2023 | 2023
20262-228750-01 | Connexus Energy | 26 | 689 | Co-op | 1070-S-2023 | 7.04 | Solar |  |  | Interconnected | Coon Rapids | 55448 | BUNKER LAKE | BUL07 | Residential |  | 42189 | 2022 | 2023
20262-228750-01 | Connexus Energy | 26 | 689 | Co-op | 1071-S-2023 | 3.8 | Solar |  |  | Interconnected | Andover | 55304 | NORTH BUNKER LAKE | NBL16 | Residential |  | 18192 | 2022 | 2023
20262-228750-01 | Connexus Energy | 26 | 689 | Co-op | 1072-S-2023 | 3.19 | Solar |  |  | Interconnected | Blaine | 55449 | BLAINE 2 | BLN23 | Residential |  | 27694 | 2023 | 2023
20262-228750-01 | Connexus Energy | 26 | 689 | Co-op | 1073-S-2023 | 6.4 | Solar |  |  | Interconnected | Blaine | 55434 | AIRPORT 1 | APT05 | Residential |  | 40180 | 2022 | 2023
20262-228750-01 | Connexus Energy | 26 | 689 | Co-op | 1074-S-2023 | 7.04 | Solar |  |  | Interconnected | Andover | 55304 | NORTH BUNKER LAKE | NBL16 | Residential |  | 42189 | 2022 | 2023
20262-228750-01 | Connexus Energy | 26 | 689 | Co-op | 1075-S-2023 | 13.92 | Solar |  |  | Interconnected | Stacy | 55079 | MARTIN LAKE 2 | MLK22 | Residential |  | 86242 | 2023 | 2023
20262-228750-01 | Connexus Energy | 26 | 689 | Co-op | 1076-S-2023 | 3.84 | Solar |  |  | Interconnected | Blaine | 55449 | AIRPORT 1 | APT05 | Residential |  | 22776 | 2022 | 2023
20262-228750-01 | Connexus Energy | 26 | 689 | Co-op | 1077-S-2023 | 17.664 | Solar |  |  | Interconnected | Blaine | 55449 | AIRPORT | APT05 | Residential |  | 44585 | 2023 | 2023
20262-228750-01 | Connexus Energy | 26 | 689 | Co-op | 1078-S-2023 | 5.12 | Solar |  |  | Interconnected | Blaine | 55434 | SPRING LAKE PARK | SLP01 | Residential |  | 29400 | 2022 | 2023
20262-228750-01 | Connexus Energy | 26 | 689 | Co-op | 1079-S-2023 | 6.4 | Solar |  |  | Interconnected | Blaine | 55434 | AIRPORT 2 | APT26 | Residential |  | 38171 | 2022 | 2023
20262-228750-01 | Connexus Energy | 26 | 689 | Co-op | 1080-S-2023 | 25.08 | Solar |  | X | Interconnected | East Bethel | 55005 | MARTIN LAKE 1 | MLK03 | Residential |  | 115000 | 2022 | 2023
20262-228750-01 | Connexus Energy | 26 | 689 | Co-op | 1081-S-2023 | 8.32 | Solar |  |  | Interconnected | Andover | 55304 | ANDOVER | AND03 | Residential |  | 53240 | 2022 | 2023
20262-228750-01 | Connexus Energy | 26 | 689 | Co-op | 1082-S-2023 | 3.84 | Solar |  |  | Interconnected | Coon Rapids | 55448 | NORTH BUNKER LAKE | NBL11 | Residential |  | 24846 | 2022 | 2023
20262-228750-01 | Connexus Energy | 26 | 689 | Co-op | 1083-S-2023 | 14.5 | Solar |  |  | Interconnected | Zimmerman | 55398 | ZIMMERMAN | ZIM03 | Residential |  | 97030 | 2022 | 2023
20262-228750-01 | Connexus Energy | 26 | 689 | Co-op | 1084-S-2023 | 7.04 | Solar |  |  | Interconnected | Andover | 55304 | ANDOVER | AND01 | Residential |  | 43747 | 2023 | 2023
20262-228750-01 | Connexus Energy | 26 | 689 | Co-op | 1085-S-2023 | 8.376 | Solar |  |  | Interconnected | White Bear Lake | 55127 | WHITE BEAR TOWNSHIP | WBR01 | Residential |  | 32640 | 2022 | 2023
20262-228750-01 | Connexus Energy | 26 | 689 | Co-op | 1086-S-2023 | 5.76 | Solar |  |  | Interconnected | Blaine | 55434 | AIRPORT 1 | APT03 | Residential |  | 36162 | 2023 | 2023
20262-228750-01 | Connexus Energy | 26 | 689 | Co-op | 1087-S-2023 | 4.48 | Solar |  |  | Interconnected | Andover | 55304 | BUNKER LAKE | BUL01 | Residential |  | 26917 | 2023 | 2023
20262-228750-01 | Connexus Energy | 26 | 689 | Co-op | 1088-S-2023 | 7.04 | Solar |  |  | Interconnected | Coon Rapids | 55433 | PARKWOOD | PWD06 | Residential |  | 42189 | 2023 | 2023
20262-228750-01 | Connexus Energy | 26 | 689 | Co-op | 1089-S-2023 | 8.125 | Solar |  |  | Interconnected | Blaine | 55449 | BLAINE 2 | BLN21 | Residential |  | 37250 | 2023 | 2023
20262-228750-01 | Connexus Energy | 26 | 689 | Co-op | 1090-S-2023 | 5.12 | Solar |  |  | Interconnected | Forest Lake | 55025 | FOREST LAKE | FLK23 | Residential |  | 30135 | 2023 | 2023
20262-228750-01 | Connexus Energy | 26 | 689 | Co-op | 1091-S-2023 | 8.96 | Solar |  |  | Interconnected | Becker | 55308 | WEST BECKER | WBK02 | Residential |  | 52380 | 2022 | 2023
20262-228750-01 | Connexus Energy | 26 | 689 | Co-op | 1092-S-2023 | 5.12 | Solar |  |  | Interconnected | Hugo | 55038 | HUGO | HGO02 | Residential |  | 29828 | 2023 | 2023
20262-228750-01 | Connexus Energy | 26 | 689 | Co-op | 1093-S-2023 | 8.32 | Solar |  |  | Interconnected | Forest Lake | 55025 | FOREST LAKE | FLK22 | Residential |  | 51701 | 2023 | 2023
20262-228750-01 | Connexus Energy | 26 | 689 | Co-op | 1094-S-2023 | 3.84 | Solar |  |  | Interconnected | Big Lake | 55309 | THOMPSON LAKE | TLK01 | Residential |  | 22220 | 2022 | 2023
20262-228750-01 | Connexus Energy | 26 | 689 | Co-op | 1095-S-2023 | 8.32 | Solar |  |  | Interconnected | Becker | 55308 | WEST BECKER | WBK02 | Residential |  | 46706 | 2023 | 2023
20262-228750-01 | Connexus Energy | 26 | 689 | Co-op | 1096-S-2023 | 3.84 | Solar |  |  | Interconnected | Coon Rapids | 55448 | NORTH BUNKER LAKE | NBL11 | Residential |  | 22776 | 2022 | 2023
20262-228750-01 | Connexus Energy | 26 | 689 | Co-op | 1097-S-2023 | 3.84 | Solar |  |  | Interconnected | Hugo | 55038 | HUGO | HGO02 | Residential |  | 18430 | 2022 | 2023
20262-228750-01 | Connexus Energy | 26 | 689 | Co-op | 1098-S-2023 | 4.64 | Solar |  |  | Interconnected | Dayton | 55369 | HENNEPIN | HEN02 | Residential |  | 40804 | 2023 | 2023
20262-228750-01 | Connexus Energy | 26 | 689 | Co-op | 1099-S-2023 | 6.96 | Solar |  |  | Interconnected | Forest Lake | 55025 | HUGO | HGO02 | Residential |  | 33216 | 2023 | 2023
20262-228750-01 | Connexus Energy | 26 | 689 | Co-op | 1100-S-2023 | 3.84 | Solar |  |  | Interconnected | Hugo | 55038 | HUGO | HGO02 | Residential |  | 22776 | 2023 | 2023
20262-228750-01 | Connexus Energy | 26 | 689 | Co-op | 1101-S-2023 | 5.8 | Solar |  |  | Interconnected | Andover | 55304 | NORTH BUNKER LAKE | NBL14 | Residential |  | 48456 | 2023 | 2023
20262-228750-01 | Connexus Energy | 26 | 689 | Co-op | 1102-S-2023 | 7.04 | Solar |  |  | Interconnected | Coon Rapids | 55448 | NORTH BUNKER LAKE | NBL11 | Residential |  | 42189 | 2023 | 2023
20262-228750-01 | Connexus Energy | 26 | 689 | Co-op | 1103-S-2023 | 3.84 | Solar |  |  | Interconnected | Big Lake | 55309 | REMMELE | RML03 | Residential |  | 21412 | 2023 | 2023
20262-228750-01 | Connexus Energy | 26 | 689 | Co-op | 1104-S-2023 | 8.32 | Solar |  |  | Interconnected | Ramsey | 55303 | DAYTONPORT | DPT05 | Residential |  | 51701 | 2023 | 2023
20262-228750-01 | Connexus Energy | 26 | 689 | Co-op | 1105-S-2023 | 4.48 | Solar |  |  | Interconnected | Dayton | 55327 | ENERGY PARK | ENP05 | Residential |  | 27220 | 2023 | 2023
20262-228750-01 | Connexus Energy | 26 | 689 | Co-op | 1106-S-2023 | 15.356 | Solar |  |  | Interconnected | Oak Grove | 55303 | ANDOVER | AND04 | Residential |  | 67928 | 2022 | 2023
20262-228750-01 | Connexus Energy | 26 | 689 | Co-op | 1107-S-2023 | 4.48 | Solar |  |  | Interconnected | Lino Lakes | 55014 | BLAINE 1 | BLN06 | Residential |  | 26917 | 2022 | 2023
20262-228750-01 | Connexus Energy | 26 | 689 | Co-op | 1108-S-2023 | 3.48 | Solar |  |  | Interconnected | Forest Lake | 55025 | HUGO | HGO2 | Residential |  | 15594 | 2023 | 2023
20262-228750-01 | Connexus Energy | 26 | 689 | Co-op | 1109-S-2023 | 5.12 | Solar |  |  | Interconnected | Blaine | 55449 | AIRPORT 1 | APT05 | Residential |  | 32144 | 2023 | 2023
20262-228750-01 | Connexus Energy | 26 | 689 | Co-op | 1110-S-2023 | 5.12 | Solar |  |  | Interconnected | Forest Lake | 55025 | FOREST LAKE | FLK22 | Residential |  | 32144 | 2023 | 2023
20262-228750-01 | Connexus Energy | 26 | 689 | Co-op | 1111-S-2023 | 3.84 | Solar |  |  | Interconnected | Blaine | 55449 | BLAINE | BLN03 | Residential |  | 22776 | 2022 | 2023
20262-228750-01 | Connexus Energy | 26 | 689 | Co-op | 1112-S-2023 | 6.93 | Solar |  |  | Interconnected | Blaine | 55449 | BLAINE 2 | BLN21 | Residential |  | 34049 | 2023 | 2023
20262-228750-01 | Connexus Energy | 26 | 689 | Co-op | 1113-S-2023 | 4.48 | Solar |  |  | Interconnected | Coon Rapids | 55448 | NORTH BUNKER LAKE | NBL11 | Residential |  | 25917 | 2023 | 2023
20262-228750-01 | Connexus Energy | 26 | 689 | Co-op | 1114-S-2023 | 6.67 | Solar |  |  | Interconnected | Andover | 55304 | SODERVILLE | SOD05 | Residential |  | 50350 | 2023 | 2023
20262-228750-01 | Connexus Energy | 26 | 689 | Co-op | 1115-S-2023 | 14.658 | Solar |  |  | Interconnected | Ham Lake | 55304 | HAM LAKE | HAM03 | Residential |  | 63114 | 2022 | 2023
20262-228750-01 | Connexus Energy | 26 | 689 | Co-op | 1116-S-2023 | 3.84 | Solar |  |  | Interconnected | Hugo | 55038 | HUGO | HGO02 | Residential |  | 18000 | 2023 | 2023
20262-228750-01 | Connexus Energy | 26 | 689 | Co-op | 1117-S-2023 | 14.5 | Solar |  |  | Interconnected | Wyoming | 55092 | EAST BETHEL | EBL03 | Residential |  | 50000 | 2022 | 2023
20262-228750-01 | Connexus Energy | 26 | 689 | Co-op | 1118-S-2023 | 8.376 | Solar |  |  | Interconnected | Elk River | 55330 | ANOKA | AKA05 | Residential |  | 45716 | 2023 | 2023
20262-228750-01 | Connexus Energy | 26 | 689 | Co-op | 1119-S-2023 | 3.84 | Solar |  |  | Interconnected | Blaine | 55449 | BLAINE 2 | BLN21 | Residential |  | 22776 | 2022 | 2023
20262-228750-01 | Connexus Energy | 26 | 689 | Co-op | 1120-S-2023 | 4.93 | Solar |  |  | Interconnected | Lino Lakes | 55038 | WHITE BEAR TOWNSHIP | WBR04 | Residential |  | 42102 | 2023 | 2023
20262-228750-01 | Connexus Energy | 26 | 689 | Co-op | 1121-S-2023 | 12.8 | Solar |  |  | Interconnected | Cambridge | 55008 | ISANTI | IST01 | Residential |  | 65281 | 2023 | 2023
20262-228750-01 | Connexus Energy | 26 | 689 | Co-op | 1122-S-2023 | 4.41 | Solar |  |  | Interconnected | Dayton | 55327 | ENERGY PARK | ENP05 | Residential |  | 34371 | 2023 | 2023
20262-228750-01 | Connexus Energy | 26 | 689 | Co-op | 1123-S-2023 | 3.84 | Solar |  |  | Interconnected | Forest Lake | 55025 | FOREST LAKE | FLK22 | Residential |  | 22776 | 2023 | 2023
20262-228750-01 | Connexus Energy | 26 | 689 | Co-op | 1124-S-2023 | 2.32 | Solar |  |  | Interconnected | Andover | 55304 | RAMSEY | RAM01 | Residential |  | 19465 | 2023 | 2023
20262-228750-01 | Connexus Energy | 26 | 689 | Co-op | 1125-S-2023 | 5.12 | Solar |  |  | Interconnected | Hugo | 55038 | HUGO | HGO03 | Residential |  | 32144 | 2023 | 2023
20262-228750-01 | Connexus Energy | 26 | 689 | Co-op | 1126-S-2023 | 4.64 | Solar |  |  | Interconnected | Dayton | 55327 | ENERGY PARK | ENP05 | Residential |  | 39480 | 2023 | 2023
20262-228750-01 | Connexus Energy | 26 | 689 | Co-op | 1127-S-2023 | 16.986 | Solar |  | X | Interconnected | Ramsey | 55303 | RAMSEY | RAM04 | Residential |  | 70866 | 2022 | 2023
20262-228750-01 | Connexus Energy | 26 | 689 | Co-op | 1128-S-2023 | 7.68 | Solar |  |  | Interconnected | Blaine | 55449 | LEXINGTON | LXN04 | Residential |  | 45736 | 2022 | 2023
20262-228750-01 | Connexus Energy | 26 | 689 | Co-op | 1129-S-2023 | 6.09 | Solar |  |  | Interconnected | Dayton | 55327 | ENERGY PARK | ENP05 | Residential |  | 46185 | 2023 | 2023
20262-228750-01 | Connexus Energy | 26 | 689 | Co-op | 1130-S-2023 | 7.79 | Solar |  |  | Interconnected | Isanti | 55040 | ISANTI | IST03 | Residential |  | 37348 | 2023 | 2023
20262-228750-01 | Connexus Energy | 26 | 689 | Co-op | 1131-S-2023 | 5.76 | Solar |  |  | Interconnected | Big Lake | 55309 | THOMPSON LAKE | TLK03 | Residential |  | 35280 | 2022 | 2023
20262-228750-01 | Connexus Energy | 26 | 689 | Co-op | 1132-S-2023 | 5.76 | Solar |  |  | Interconnected | Lino Lakes | 55038 | HUGO | HGO03 | Residential |  | 36162 | 2023 | 2023
20262-228750-01 | Connexus Energy | 26 | 689 | Co-op | 1133-S-2023 | 10.88 | Solar |  |  | Interconnected | Big Lake | 55309 | THOMPSON LAKE | TLK01 | Residential |  | 65960 | 2022 | 2023
20262-228750-01 | Connexus Energy | 26 | 689 | Co-op | 1134-S-2023 | 15.2 | Solar |  |  | Interconnected | Elk River | 55330 | BIG LAKE | BLK06 | Residential |  | 75000 | 2023 | 2023
20262-228750-01 | Connexus Energy | 26 | 689 | Co-op | 1135-S-2023 | 9.86 | Solar |  |  | Interconnected | Nowthen | 55303 | ANOKA | AKA01 | Residential |  | 33233 | 2023 | 2023
20262-228750-01 | Connexus Energy | 26 | 689 | Co-op | 1136-S-2023 | 5.8 | Solar |  |  | Interconnected | Lino Lakes | 55038 | HUGO | HGO03 | Residential |  | 50209 | 2023 | 2023
20262-228750-01 | Connexus Energy | 26 | 689 | Co-op | 1137-S-2023 | 6.4 | Solar |  |  | Interconnected | Ramsey | 55303 | RAMSEY | RAM04 | Residential |  | 40180 | 2023 | 2023
20262-228750-01 | Connexus Energy | 26 | 689 | Co-op | 1138-S-2023 | 8.32 | Solar |  |  | Interconnected | Big Lake | 55309 | THOMPSON LAKE | TLK01 | Residential |  | 48500 | 2022 | 2023
20262-228750-01 | Connexus Energy | 26 | 689 | Co-op | 1139-S-2023 | 2.9 | Solar |  |  | Interconnected | Andover | 55304 | RAMSEY | RAM01 | Residential |  | 25479 | 2023 | 2023
20262-228750-01 | Connexus Energy | 26 | 689 | Co-op | 1140-S-2023 | 6.38 | Solar |  |  | Interconnected | Blaine | 55449 | AIRPORT 1 | APT05 | Residential |  | 46621 | 2022 | 2023
20262-228750-01 | Connexus Energy | 26 | 689 | Co-op | 1141-S-2023 | 11.89 | Solar |  |  | Interconnected | Forest Lake | 55025 | HUGO | HGO02 | Residential |  | 47699 | 2022 | 2023
20262-228750-01 | Connexus Energy | 26 | 689 | Co-op | 1142-S-2023 | 3.465 | Solar |  |  | Interconnected | Blaine | 55434 | SPRING LAKE PARK | SLP03 | Residential |  | 17078 | 2023 | 2023
20262-228750-01 | Connexus Energy | 26 | 689 | Co-op | 1143-S-2023 | 5.76 | Solar |  |  | Interconnected | Andover | 55304 | NORTH BUNKER LAKE | NBL16 | Residential |  | 36162 | 2022 | 2023
20262-228750-01 | Connexus Energy | 26 | 689 | Co-op | 1144-S-2023 | 8.7 | Solar |  |  | Interconnected | Blaine | 55449 | BLAINE 2 | BLN21 | Residential |  | 42963 | 2022 | 2023
20262-228750-01 | Connexus Energy | 26 | 689 | Co-op | 1145-S-2023 | 7.68 | Solar |  |  | Interconnected | Coon Rapids | 55448 | NORTH BUNKER LAKE | NBL13 | Residential |  | 45736 | 2022 | 2023
20262-228750-01 | Connexus Energy | 26 | 689 | Co-op | 1146-S-2023 | 7.04 | Solar |  |  | Interconnected | Princeton | 55371 | BALDWIN 2 | BDN22 | Residential |  | 25788 | 2023 | 2023
20262-228750-01 | Connexus Energy | 26 | 689 | Co-op | 1147-S-2023 | 9.074 | Solar |  |  | Interconnected | East Bethel | 55005 | COOPERS CORNER | CPC04 | Residential |  | 36457 | 2022 | 2023
20262-228750-01 | Connexus Energy | 26 | 689 | Co-op | 1148-S-2023 | 8.82 | Solar |  |  | Interconnected | Lino Lakes | 55038 | HUGO | HGO03 | Residential |  | 38500 | 2023 | 2023
20262-228750-01 | Connexus Energy | 26 | 689 | Co-op | 1149-S-2023 | 3.15 | Solar |  |  | Interconnected | Dayton | 55327 | ENERGY PARK | ENP05 | Residential |  | 24774 | 2023 | 2023
20262-228750-01 | Connexus Energy | 26 | 689 | Co-op | 1150-S-2023 | 2.61 | Solar |  |  | Interconnected | Ramsey | 55303 | DAYTONPORT | DPT05 | Residential |  | 22041 | 2023 | 2023
20262-228750-01 | Connexus Energy | 26 | 689 | Co-op | 1151-S-2023 | 8.96 | Solar |  |  | Interconnected | Hugo | 55038 | HUGO | HGO02 | Residential |  | 54320 | 2022 | 2023
20262-228750-01 | Connexus Energy | 26 | 689 | Co-op | 1152-S-2023 | 3 | Solar |  |  | Interconnected | Isanti | 55040 | ISANTI | IST04 | Residential |  | 20669 | 2023 | 2023
20262-228750-01 | Connexus Energy | 26 | 689 | Co-op | 1153-S-2023 | 5.8 | Solar |  |  | Interconnected | Coon Rapids | 55448 | VILLAGE TEN | VTN02 | Residential |  | 42293 | 2023 | 2023
20262-228750-01 | Connexus Energy | 26 | 689 | Co-op | 1154-S-2023 | 11.52 | Solar |  |  | Interconnected | Andover | 55304 | SODERVILLE | SOD05 | Residential |  | 69598 | 2023 | 2023
20262-228750-01 | Connexus Energy | 26 | 689 | Co-op | 1155-S-2023 | 4.64 | Solar |  |  | Interconnected | Hugo | 55038 | WHITE BEAR TOWNSHIP | WBR03 | Residential |  | 23990 | 2023 | 2023
20262-228750-01 | Connexus Energy | 26 | 689 | Co-op | 1156-S-2023 | 2.32 | Solar |  |  | Interconnected | Blaine | 55434 | SPRING LAKE PARK | SLP03 | Residential |  | 18856 | 2023 | 2023
20262-228750-01 | Connexus Energy | 26 | 689 | Co-op | 1157-S-2023 | 3.84 | Solar |  |  | Interconnected | Becker | 55308 | WEST BECKER | WBK 02 | Residential |  | 21412 | 2023 | 2023
20262-228750-01 | Connexus Energy | 26 | 689 | Co-op | 1158-S-2023 | 6.3 | Solar |  |  | Interconnected | Blaine | 55434 | AIRPORT 1 | APT05 | Residential |  | 24700 | 2023 | 2023
20262-228750-01 | Connexus Energy | 26 | 689 | Co-op | 1159-S-2023 | 4.93 | Solar |  |  | Interconnected | Andover | 55304 | BUNKER LAKE | BUL01 | Residential |  | 39128 | 2023 | 2023
20262-228750-01 | Connexus Energy | 26 | 689 | Co-op | 1160-S-2023 | 3.465 | Solar |  |  | Interconnected | Dayton | 55327 | ENERGY PARK | ENP05 | Residential |  | 30162 | 2023 | 2023
20262-228750-01 | Connexus Energy | 26 | 689 | Co-op | 1161-S-2023 | 8.32 | Solar |  |  | Interconnected | Andover | 55304 | NORTH BUNKER LAKE | NBL16 | Residential |  | 47724 | 2023 | 2023
20262-228750-01 | Connexus Energy | 26 | 689 | Co-op | 1162-S-2023 | 16.64 | Solar |  |  | Interconnected | Blaine | 55449 | JOHNSVILLE | JON03 | Residential |  | 95254 | 2023 | 2023
20262-228750-01 | Connexus Energy | 26 | 689 | Co-op | 1163-S-2023 | 4.48 | Solar |  |  | Interconnected | Big Lake | 55309 | REMMELE | RML03 | Residential |  | 27220 | 2023 | 2023
20262-228750-01 | Connexus Energy | 26 | 689 | Co-op | 1164-S-2023 | 6.4 | Solar |  |  | Interconnected | Andover | 55304 | ANDOVER | AND06 | Residential |  | 38171 | 2023 | 2023
20262-228750-01 | Connexus Energy | 26 | 689 | Co-op | 1165-S-2023 | 3.84 | Solar |  |  | Interconnected | Blaine | 55434 | AIRPORT | APT05 | Residential |  | 21412 | 2023 | 2023
20262-228750-01 | Connexus Energy | 26 | 689 | Co-op | 1166-S-2023 | 12 | Solar |  |  | Interconnected | Andover | 55304 | SODERVILLE | SOD02 | Residential |  | 41500 | 2023 | 2023
20262-228750-01 | Connexus Energy | 26 | 689 | Co-op | 1167-S-2023 | 2.32 | Solar |  |  | Interconnected | Hugo | 55038 | HUGO | HGO02 | Residential |  | 21524 | 2023 | 2023
20262-228750-01 | Connexus Energy | 26 | 689 | Co-op | 1168-S-2023 | 6.4 | Solar |  |  | Interconnected | Ramsey | 55303 | RAMSEY | RAM04 | Residential |  | 38668 | 2023 | 2024
20262-228750-01 | Connexus Energy | 26 | 689 | Co-op | 1169-S-2023 | 100 | Solar |  |  | Interconnected | Princeton | 55371 | PRINCETON | PRN03 | Commercial |  | 359462.4 | 2023 | 2024
20262-228750-01 | Connexus Energy | 26 | 689 | Co-op | 1170-S-2023 | 34.2 | Solar |  |  | Interconnected | Zimmerman | 55398 | ZIMMERMAN | ZIM03 | Residential |  | 125000 | 2023 | 2024
20262-228750-01 | Connexus Energy | 26 | 689 | Co-op | 1171-S-2023 | 8.96 | Solar |  |  | Interconnected | Champlin | 55316 | HENNEPIN | HEN03 | Residential |  | 50440 | 2023 | 2024
20262-228750-01 | Connexus Energy | 26 | 689 | Co-op | 1172-S-2023 | 39.8 | Solar |  |  | Interconnected | Isanti | 55040 | CAMBRIDGE INDUSTRIAL PARK | CIP05 | Commercial |  | 156550 | 2023 | 2024
20262-228750-01 | Connexus Energy | 26 | 689 | Co-op | 1173-S-2023 | 7.678 | Solar |  |  | Interconnected | Stillwater | 55082 | MAY | MAY02 | Residential |  | 43870 | 2023 | 2024
20262-228750-01 | Connexus Energy | 26 | 689 | Co-op | 1174-S-2023 | 9.6 | Solar |  |  | Interconnected | Blaine | 55449 | HAM LAKE | HAM02 | Residential |  | 54174 | 2023 | 2024
20262-228750-01 | Connexus Energy | 26 | 689 | Co-op | 1175-S-2023 | 4.06 | Solar |  |  | Interconnected | Becker | 55308 | WEST END | WED02 | Residential |  | 29699 | 2023 | 2024
20262-228750-01 | Connexus Energy | 26 | 689 | Co-op | 1176-S-2023 | 12.47 | Solar |  |  | Interconnected | Andover | 55304 | ANDOVER | AND03 | Residential |  | 98516 | 2023 | 2024
20262-228750-01 | Connexus Energy | 26 | 689 | Co-op | 1177-S-2023 | 3.84 | Solar |  |  | Interconnected | Ramsey | 55303 | ENERGY PARK | ENP03 | Residential |  | 21412 | 2023 | 2024
20262-228750-01 | Connexus Energy | 26 | 689 | Co-op | 1178-S-2023 | 8.41 | Solar |  |  | Interconnected | Big Lake | 55309 | REMMELE | RML06 | Residential |  | 36963 | 2023 | 2024
20262-228750-01 | Connexus Energy | 26 | 689 | Co-op | 1179-S-2023 | 5.12 | Solar |  |  | Interconnected | Blaine | 55434 | JOHNSVILLE | JON01 | Residential |  | 32584 | 2023 | 2024
20262-228750-01 | Connexus Energy | 26 | 689 | Co-op | 1180-S-2023 | 9.6 | Solar |  |  | Interconnected | Blaine | 55449 | AIRPORT | APT05 | Residential |  | 54175 | 2023 | 2024
20262-228750-01 | Connexus Energy | 26 | 689 | Co-op | 1181-S-2023 | 4.188 | Solar |  |  | Interconnected | Becker | 55308 | WEST BECKER | WBK02 | Residential |  | 13606 | 2023 | 2024
20262-228750-01 | Connexus Energy | 26 | 689 | Co-op | 1182-S-2023 | 17.799 | Solar |  |  | Interconnected | Becker | 55308 | WEST BECKER | WBK02 | Residential |  | 57826 | 2023 | 2024
20262-228750-01 | Connexus Energy | 26 | 689 | Co-op | 1184-S-2023 | 23.94 | Solar |  |  | Interconnected | Clear Lake | 55319 | WEST END | WED01 | Residential |  | 120493 | 2023 | 2024
20262-228750-01 | Connexus Energy | 26 | 689 | Co-op | 1185-S-2023 | 9.28 | Solar |  |  | Interconnected | Ham Lake | 55304 | HAM LAKE | HAM02 | Residential |  | 77279 | 2023 | 2024
20262-228750-01 | Connexus Energy | 26 | 689 | Co-op | 1186-S-2023 | 8.96 | Solar |  |  | Interconnected | Blaine | 55449 | BLAINE | BLN21 | Residential |  | 52283 | 2023 | 2024
20262-228750-01 | Connexus Energy | 26 | 689 | Co-op | 1187-S-2023 | 7.68 | Solar |  |  | Interconnected | Blaine | 55449 | JOHNSVILLE | JON05 | Residential |  | 44814 | 2023 | 2024
20262-228750-01 | Connexus Energy | 26 | 689 | Co-op | 1189-S-2023 | 7.68 | Solar |  |  | Interconnected | Blaine | 55449 | HAM LAKE | HAM02 | Residential |  | 43414 | 2023 | 2024
20262-228750-01 | Connexus Energy | 26 | 689 | Co-op | 1190-S-2023 | 8.32 | Solar |  |  | Interconnected | Blaine | 55449 | BLAINE | BLN23 | Residential |  | 48549 | 2023 | 2024
20262-228750-01 | Connexus Energy | 26 | 689 | Co-op | 1191-S-2023 | 7.04 | Solar |  |  | Interconnected | Ramsey | 55303 | RAMSEY | RAM04 | Residential |  | 37730 | 2023 | 2024
20262-228750-01 | Connexus Energy | 26 | 689 | Co-op | 1192-S-2023 | 10.88 | Solar |  |  | Interconnected | Ramsey | 55303 | RAMSEY | RAM02 | Residential |  | 61644 | 2023 | 2024
20262-228750-01 | Connexus Energy | 26 | 689 | Co-op | 1195-S-2023 | 5.985 | Solar |  |  | Interconnected | Ramsey | 55303 | DAYTONPORT | DPT02 | Residential |  | 11970 | 2023 | 2024
20262-228750-01 | Connexus Energy | 26 | 689 | Co-op | 1196-S-2023 | 8.96 | Solar |  |  | Interconnected | Blaine | 55434 | AIRPORT | APT04 | Residential |  | 54683 | 2023 | 2024
20262-228750-01 | Connexus Energy | 26 | 689 | Co-op | 1197-S-2022 | 39.9 | Solar |  |  | Interconnected | Blaine | 55449 | AIRPORT 1 | APT04 | Commercial |  | 101500 | 2022 | 2024
20262-228750-01 | Connexus Energy | 26 | 689 | Co-op | 1199-S-2023 | 10 | Solar |  |  | Interconnected | East Bethel | 55005 | COOPERS CORNER | CPC04 | Residential |  | 60954.92 | 2023 | 2024
20262-228750-01 | Connexus Energy | 26 | 689 | Co-op | 1200-S-2023 | 5.76 | Solar |  |  | Interconnected | Ramsey | 55303 | ENERGY PARK | ENP03 | Residential |  | 34495 | 2023 | 2024
20262-228750-01 | Connexus Energy | 26 | 689 | Co-op | 1201-S-2023 | 10.24 | Solar |  |  | Interconnected | Blaine | 55449 | JOHNSVILLE | JON05 | Residential |  | 62101 | 2023 | 2024
20262-228750-01 | Connexus Energy | 26 | 689 | Co-op | 1202-S-2023 | 39.75 | Solar |  |  | Interconnected | Ham Lake | 55304 | HAM LAKE | HAM06 | Commercial |  | 163075 | 2023 | 2024
20262-228750-01 | Connexus Energy | 26 | 689 | Co-op | 1204-S-2023 | 4.48 | Solar |  |  | Interconnected | Blaine | 55434 | BLAINE | BLN03 | Residential |  | 25301 | 2023 | 2024
20262-228750-01 | Connexus Energy | 26 | 689 | Co-op | 1205-S-2023 | 6.4 | Solar |  |  | Interconnected | Ramsey | 55303 | ENERGY PARK | ENP01 | Residential |  | 40130 | 2023 | 2024
20262-228750-01 | Connexus Energy | 26 | 689 | Co-op | 1206-S-2023 | 7.68 | Solar |  |  | Interconnected | Blaine | 55434 | SPRING LAKE PARK | SLP03 | Residential |  | 45814 | 2023 | 2024
20262-228750-01 | Connexus Energy | 26 | 689 | Co-op | 1207-S-2023 | 6.3 | Solar |  |  | Interconnected | Champlin | 55316 | HENNEPIN | HEN03 | Residential |  | 30284 | 2023 | 2024
20262-228750-01 | Connexus Energy | 26 | 689 | Co-op | 1208-S-2023 | 5.04 | Solar |  |  | Interconnected | Coon Rapids | 55448 | CROOKED LAKE | CRK04 | Residential |  | 39547 | 2023 | 2024
20262-228750-01 | Connexus Energy | 26 | 689 | Co-op | 1211-S-2023 | 11.4 | Solar |  |  | Interconnected | Forest Lake | 55025 | HUGO | HGO02 | Residential |  | 41580 | 2023 | 2024
20262-228750-01 | Connexus Energy | 26 | 689 | Co-op | 1212-S-2023 | 6.4 | Solar |  |  | Interconnected | Ramsey | 55303 | ENERGY PARK | ENP02 | Residential |  | 37730 | 2023 | 2024
20262-228750-01 | Connexus Energy | 26 | 689 | Co-op | 1213-S-2023 | 7.04 | Solar |  |  | Interconnected | Dayton | 55327 | ENERGY PARK | ENP05 | Residential |  | 39641 | 2023 | 2024
20262-228750-01 | Connexus Energy | 26 | 689 | Co-op | 1214-S-2023 | 16.34 | Solar |  |  | Interconnected | Big Lake | 55309 | REMMELE | RML04 | Residential |  | 44251 | 2023 | 2024
20262-228750-01 | Connexus Energy | 26 | 689 | Co-op | 1215-S-2023 | 39.9 | Solar |  |  | Interconnected | Ham Lake | 55304 | JOHNSVILLE | JON02 | Commercial |  | 85100 | 2023 | 2024
20262-228750-01 | Connexus Energy | 26 | 689 | Co-op | 1216-S-2023 | 9.135 | Solar |  |  | Interconnected | Andover | 55304 | BUNKER LAKE | BUL01 | Residential |  | 11000 | 2023 | 2024
20262-228750-01 | Connexus Energy | 26 | 689 | Co-op | 1217-S-2023 | 7.56 | Solar |  |  | Interconnected | Coon Rapids | 55448 | NORTH BUNKER LAKE | NBL13 | Residential |  | 32816 | 2023 | 2024
20262-228750-01 | Connexus Energy | 26 | 689 | Co-op | 1218-S-2023 | 3.19 | Solar |  |  | Interconnected | Blaine | 55449 | BLAINE | BLN21 | Residential |  | 25364 | 2023 | 2024
20262-228750-01 | Connexus Energy | 26 | 689 | Co-op | 1219-S-2022 | 10.819 | Solar |  |  | Interconnected | Isanti | 55040 | ST. FRANCIS | STF01 | Residential |  | 33736 | 2022 | 2024
20262-228750-01 | Connexus Energy | 26 | 689 | Co-op | 1220-S-2023 | 7.04 | Solar |  |  | Interconnected | Big Lake | 55309 | THOMPSON LAKE | TLK01 | Residential |  | 41503 | 2023 | 2024
20262-228750-01 | Connexus Energy | 26 | 689 | Co-op | 1221-S-2023 | 5.5 | Solar |  |  | Interconnected | Isanti | 55040 | ISANTI | IST06 | Residential |  | 43999 | 2023 | 2024
20262-228750-01 | Connexus Energy | 26 | 689 | Co-op | 1230-S-2023 | 9.88 | Solar |  | X | Interconnected | Wyoming | 55025 | FOREST LAKE 1 | FLK04 | Residential |  | 45000 | 2023 | 2024
20262-228750-01 | Connexus Energy | 26 | 689 | Co-op | 1231-S-2023 | 7.875 | Solar |  |  | Interconnected | Blaine | 55449 | BLAINE 1 | BLN06 | Residential |  | 36065 | 2023 | 2024
20262-228750-01 | Connexus Energy | 26 | 689 | Co-op | 1232-S-2023 | 7.56 | Solar |  |  | Interconnected | Ham Lake | 55304 | HAM LAKE | HAM01 | Residential |  | 31155 | 2023 | 2024
20262-228750-01 | Connexus Energy | 26 | 689 | Co-op | 1233-S-2023 | 14.976 | Solar |  |  | Interconnected | Ham Lake | 55304 | SODERVILLE | SOD03 | Residential |  | 43636 | 2023 | 2024
20262-228750-01 | Connexus Energy | 26 | 689 | Co-op | 1234-S-2023 | 8.32 | Solar |  |  | Interconnected | Anoka | 55303 | RAMSEY | RAM01 | Residential |  | 48549 | 2023 | 2024
20262-228750-01 | Connexus Energy | 26 | 689 | Co-op | 1235-S-2023 | 4.35 | Solar |  |  | Interconnected | Stillwater | 55082 | MAY | MAY02 | Residential |  | 12000 | 2023 | 2024
20262-228750-01 | Connexus Energy | 26 | 689 | Co-op | 1236-S-2023 | 6.56 | Solar |  |  | Interconnected | Coon Rapids | 55448 | SPRING LAKE PARK | SLP02 | Residential |  | 41338.94 | 2023 | 2024
20262-228750-01 | Connexus Energy | 26 | 689 | Co-op | 1237-S-2023 | 5.12 | Solar |  |  | Interconnected | Hugo | 55038 | WHITE BEAR TOWNSHIP | WBR03 | Residential |  | 29189 | 2023 | 2024
20262-228750-01 | Connexus Energy | 26 | 689 | Co-op | 1238-S-2023 | 7.04 | Solar |  |  | Interconnected | Ramsey | 55303 | ANOKA | AKA04 | Residential |  | 39641 | 2023 | 2024
20262-228750-01 | Connexus Energy | 26 | 689 | Co-op | 1239-S-2023 | 5.12 | Solar |  |  | Interconnected | Blaine | 55434 | JOHNSVILLE | JON01 | Residential |  | 29189 | 2023 | 2024
20262-228750-01 | Connexus Energy | 26 | 689 | Co-op | 1240-S-2023 | 10.08 | Solar |  |  | Interconnected | Cedar | 55011 | ANDOVER | AND04 | Residential |  | 33676 | 2023 | 2024
20262-228750-01 | Connexus Energy | 26 | 689 | Co-op | 1241-S-2023 | 7.04 | Solar |  |  | Interconnected | Blaine | 55449 | JOHNSVILLE | JON03 | Residential |  | 41503 | 2023 | 2024
20262-228750-01 | Connexus Energy | 26 | 689 | Co-op | 1242-S-2023 | 2.32 | Solar |  |  | Interconnected | Blaine | 55434 | SPRING LAKE PARK | SLP03 | Residential |  | 19734 | 2023 | 2024
20262-228750-01 | Connexus Energy | 26 | 689 | Co-op | 1243-S-2023 | 7.875 | Solar |  |  | Interconnected | North Oaks | 55127 | WHITE BEAR TOWNSHIP | WBR01 | Residential |  | 15750 | 2023 | 2024
20262-228750-01 | Connexus Energy | 26 | 689 | Co-op | 1244-S-2023 | 11.025 | Solar |  |  | Interconnected | Ramsey | 55303 | RAMSEY | RAM02 | Residential |  | 31384 | 2023 | 2024
20262-228750-01 | Connexus Energy | 26 | 689 | Co-op | 1245-S-2023 | 5.12 | Solar |  |  | Interconnected | Ramsey | 55303 | DAYTONPORT | DPT02 | Residential |  | 29189 | 2023 | 2024
20262-228750-01 | Connexus Energy | 26 | 689 | Co-op | 1246-S-2023 | 10.08 | Solar |  |  | Interconnected | Isanti | 55040 | ISANTI | IST03 | Residential |  | 34083 | 2023 | 2024
20262-228750-01 | Connexus Energy | 26 | 689 | Co-op | 1247-S-2023 | 9.135 | Solar |  |  | Interconnected | Ham Lake | 55304 | SODERVILLE | SOD03 | Residential |  | 25578 | 2023 | 2024
20262-228750-01 | Connexus Energy | 26 | 689 | Co-op | 1248-S-2023 | 2.9 | Solar |  |  | Interconnected | Ramsey | 55303 | DAYTONPORT | DPT05 | Residential |  | 24051 | 2023 | 2024
20262-228750-01 | Connexus Energy | 26 | 689 | Co-op | 1249-S-2023 | 6.93 | Solar |  |  | Interconnected | Becker | 55308 | WEST END 1 | WED02 | Residential |  | 28182 | 2023 | 2024
20262-228750-01 | Connexus Energy | 26 | 689 | Co-op | 1250-S-2024 | 7.68 | Solar |  |  | Interconnected | Blaine | 55449 | JOHNSVILLE | JON05 | Residential |  | 44814 | 2024 | 2024
20262-228750-01 | Connexus Energy | 26 | 689 | Co-op | 1251-S-2024 | 12.16 | Solar |  |  | Interconnected | Blaine | 55449 | AIRPORT 1 | APT05 | Residential |  | 69113 | 2024 | 2024
20262-228750-01 | Connexus Energy | 26 | 689 | Co-op | 1252-S-2024 | 8.82 | Solar |  |  | Interconnected | Blaine | 55449 | BLAINE 1 | BLN06 | Residential |  | 36200 | 2024 | 2024
20262-228750-01 | Connexus Energy | 26 | 689 | Co-op | 1253-S-2024 | 15.356 | Solar |  |  | Interconnected | East Bethel | 55011 | EAST BETHEL | EBL03 | Residential |  | 58930 | 2024 | 2024
20262-228750-01 | Connexus Energy | 26 | 689 | Co-op | 1254-S-2024 | 3.84 | Solar |  |  | Interconnected | Champlin | 55316 | HENNEPIN | HEN03 | Residential |  | 21412 | 2024 | 2024
20262-228750-01 | Connexus Energy | 26 | 689 | Co-op | 1255-S-2024 | 4.48 | Solar |  |  | Interconnected | Champlin | 55316 | HENNEPIN | HEN03 | Residential |  | 25301 | 2024 | 2024
20262-228750-01 | Connexus Energy | 26 | 689 | Co-op | 1256-S-2024 | 7.04 | Solar |  |  | Interconnected | Blaine | 55434 | AIRPORT 1 | APT05 | Residential |  | 39641 | 2024 | 2024
20262-228750-01 | Connexus Energy | 26 | 689 | Co-op | 1257-S-2024 | 12.915 | Solar |  |  | Interconnected | Big Lake | 55309 | REMMELE | RML04 | Residential |  | 51800 | 2024 | 2024
20262-228750-01 | Connexus Energy | 26 | 689 | Co-op | 1258-S-2024 | 3.48 | Solar |  |  | Interconnected | Circle Pines | 55014 | CIRCLE PINES | CIR03 | Residential |  | 18079 | 2024 | 2024
20262-228750-01 | Connexus Energy | 26 | 689 | Co-op | 1259-S-2024 | 16.38 | Solar |  |  | Interconnected | Ramsey | 55303 | ANOKA | AKA02 | Residential |  | 79748 | 2024 | 2024
20262-228750-01 | Connexus Energy | 26 | 689 | Co-op | 1260-S-2024 | 3.465 | Solar |  |  | Interconnected | Ham Lake | 55304 | HAM LAKE | HAM06 | Residential |  | 18341 | 2024 | 2024
20262-228750-01 | Connexus Energy | 26 | 689 | Co-op | 1261-S-2024 | 5.67 | Solar |  |  | Interconnected | Marine On Saint Croix | 55047 | MAY | MAY02 | Residential |  | 24114 | 2024 | 2024
20262-228750-01 | Connexus Energy | 26 | 689 | Co-op | 1262-S-2024 | 3.19 | Solar |  |  | Interconnected | Coon Rapids | 55448 | WOODCREST | WDT03 | Residential |  | 24484 | 2024 | 2024
20262-228750-01 | Connexus Energy | 26 | 689 | Co-op | 1263-S-2024 | 5.265 | Solar |  |  | Interconnected | Dayton | 55327 | ENERGY PARK | ENP05 | Residential |  | 30045 | 2024 | 2024
20262-228750-01 | Connexus Energy | 26 | 689 | Co-op | 1264-S-2024 | 10.88 | Solar |  |  | Interconnected | Andover | 55304 | BUNKER LAKE | BUL01 | Residential |  | 56842 | 2024 | 2024
20262-228750-01 | Connexus Energy | 26 | 689 | Co-op | 1265-S-2024 | 8.32 | Solar |  |  | Interconnected | Andover | 55304 | BUNKER LAKE | BUL01 | Residential |  | 43512 | 2024 | 2024
20262-228750-01 | Connexus Energy | 26 | 689 | Co-op | 1266-S-2024 | 8.96 | Solar |  |  | Interconnected | Andover | 55304 | BUNKER LAKE | BUL01 | Residential |  | 46512 | 2024 | 2024
20262-228750-01 | Connexus Energy | 26 | 689 | Co-op | 1267-S-2024 | 6.4 | Solar |  |  | Interconnected | Andover | 55304 | CROOKED LAKE | CRK02 | Residential |  | 34790 | 2024 | 2024
20262-228750-01 | Connexus Energy | 26 | 689 | Co-op | 1268-S-2024 | 6.4 | Solar |  |  | Interconnected | Andover | 55304 | SODERVILLE | SOD05 | Residential |  | 34790 | 2024 | 2024
20262-228750-01 | Connexus Energy | 26 | 689 | Co-op | 1269-S-2024 | 2.835 | Solar |  |  | Interconnected | Lino Lakes | 55014 | HUGO | HGO02 | Residential |  | 24240 | 2024 | 2024
20262-228750-01 | Connexus Energy | 26 | 689 | Co-op | 1270-S-2024 | 7.68 | Solar |  |  | Interconnected | Andover | 55304 | NORTH BUNKER LAKE | SOD05 | Residential |  | 41748 | 2024 | 2024
20262-228750-01 | Connexus Energy | 26 | 689 | Co-op | 1271-S-2024 | 2.9 | Solar |  |  | Interconnected | Blaine | 55449 | BLAINE 1 | BLN01 | Residential |  | 23526 | 2024 | 2024
20262-228750-01 | Connexus Energy | 26 | 689 | Co-op | 1272-S-2024 | 7.68 | Solar |  |  | Interconnected | Coon Rapids | 55448 | NORTH BUNKER LAKE | NBL11 | Residential |  | 41748 | 2024 | 2024
20262-228750-01 | Connexus Energy | 26 | 689 | Co-op | 1273-S-2024 | 7.04 | Solar |  |  | Interconnected | Andover | 55304 | BUNKER LAKE | BUL08 | Residential |  | 34790 | 2024 | 2024
20262-228750-01 | Connexus Energy | 26 | 689 | Co-op | 1274-S-2024 | 7.04 | Solar |  |  | Interconnected | Andover | 55304 | BUNKER LAKE | BUL06 | Residential |  | 36554 | 2024 | 2024
20262-228750-01 | Connexus Energy | 26 | 689 | Co-op | 1275-S-2024 | 11.7 | Solar |  |  | Interconnected | Zimmerman | 55398 | ZIMMERMAN | ZIM07 | Residential |  | 50856 | 2024 | 2024
20262-228750-01 | Connexus Energy | 26 | 689 | Co-op | 1276-S-2024 | 4.48 | Solar |  |  | Interconnected | Andover | 55304 | HAM LAKE | HAM01 | Residential |  | 25099 | 2024 | 2024
20262-228750-01 | Connexus Energy | 26 | 689 | Co-op | 1277-S-2024 | 11.904 | Solar |  |  | Interconnected | Coon Rapids | 55448 | WOODCREST | WDT03 | Residential |  | 36678 | 2024 | 2024
20262-228750-01 | Connexus Energy | 26 | 689 | Co-op | 1278-S-2024 | 8.32 | Solar |  |  | Interconnected | Cambridge | 55008 | CAMBRIDGE INDUSTRIAL PARK | CIP05 | Residential |  | 43512 | 2024 | 2024
20262-228750-01 | Connexus Energy | 26 | 689 | Co-op | 1279-S-2024 | 3.19 | Solar |  |  | Interconnected | Bethel | 55005 | ST. FRANCIS | STF04 | Residential |  | 28713 | 2024 | 2024
20262-228750-01 | Connexus Energy | 26 | 689 | Co-op | 1280-S-2024 | 2.32 | Solar |  |  | Interconnected | Blaine | 55449 | BLAINE 1 | BLN01 | Residential |  | 19698 | 2024 | 2024
20262-228750-01 | Connexus Energy | 26 | 689 | Co-op | 1281-S-2024 | 7.68 | Solar |  |  | Interconnected | Cambridge | 55008 | CAMBRIDGE INDUSTRIAL PARK | CIP05 | Residential |  | 44148 | 2024 | 2024
20262-228750-01 | Connexus Energy | 26 | 689 | Co-op | 1282-S-2024 | 8.4 | Solar |  |  | Interconnected | Ham Lake | 55304 | HAM LAKE | HAM01 | Residential |  | 26000 | 2024 | 2024
20262-228750-01 | Connexus Energy | 26 | 689 | Co-op | 1283-S-2024 | 18.9 | Solar |  |  | Interconnected | Elk River | 55330 | BIG LAKE | BLK05 | Residential |  | 66300 | 2024 | 2024
20262-228750-01 | Connexus Energy | 26 | 689 | Co-op | 1284-S-2024 | 11.52 | Solar |  |  | Interconnected | Saint Francis | 55070 | ST. FRANCIS | STF04 | Residential |  | 18900 | 2024 | 2024
20262-228750-01 | Connexus Energy | 26 | 689 | Co-op | 1285-S-2024 | 26.112 | Solar |  |  | Interconnected | Zimmerman | 55398 | BALDWIN 1 | BDN03 | Residential |  | 42840 | 2024 | 2024
20262-228750-01 | Connexus Energy | 26 | 689 | Co-op | 1286-S-2024 | 4.48 | Solar |  |  | Interconnected | Andover | 55304 | NORTH BUNKER LAKE | NBL12 | Residential |  | 26917 | 2024 | 2024
20262-228750-01 | Connexus Energy | 26 | 689 | Co-op | 1287-S-2024 | 14.658 | Solar |  |  | Interconnected | Blaine | 55449 | AIRPORT 1 | APT05 | Residential |  | 68468 | 2024 | 2024
20262-228750-01 | Connexus Energy | 26 | 689 | Co-op | 1288-S-2024 | 9.216 | Solar |  |  | Interconnected | Ham Lake | 55304 | SODERVILLE | SOD03 | Residential |  | 25845 | 2024 | 2024
20262-228750-01 | Connexus Energy | 26 | 689 | Co-op | 1289-S-2024 | 9.12 | Solar |  |  | Interconnected | Ham Lake | 55304 | SODERVILLE | SOD03 | Residential |  | 29179 | 2024 | 2024
20262-228750-01 | Connexus Energy | 26 | 689 | Co-op | 1290-S-2024 | 11.02 | Solar |  | X | Interconnected | Ramsey | 55303 | ANOKA | AKA04 | Residential |  | 46606 | 2024 | 2024
20262-228750-01 | Connexus Energy | 26 | 689 | Co-op | 1291-S-2024 | 9.984 | Solar |  |  | Interconnected | Cambridge | 55008 | CAMBRIDGE INDUSTRIAL PARK | CIP05 | Residential |  | 28368 | 2024 | 2024
20262-228750-01 | Connexus Energy | 26 | 689 | Co-op | 1292-S-2024 | 2.205 | Solar |  | X | Interconnected | Elk River | 55330 | BIG LAKE | BLK05 | Residential |  | 24048 | 2024 | 2024
20262-228750-01 | Connexus Energy | 26 | 689 | Co-op | 1293-S-2024 | 3.19 | Solar |  |  | Interconnected | Coon Rapids | 55433 | PARKWOOD | PWD03 | Residential |  | 24681 | 2024 | 2024
20262-228750-01 | Connexus Energy | 26 | 689 | Co-op | 1294-S-2024 | 2.32 | Solar |  |  | Interconnected | Dayton | 55327 | ENERGY PARK | ENP05 | Residential |  | 12977 | 2024 | 2024
20262-228750-01 | Connexus Energy | 26 | 689 | Co-op | 1295-S-2024 | 3.48 | Solar |  |  | Interconnected | Ramsey | 55303 | DAYTONPORT | DPT02 | Residential |  | 21239 | 2024 | 2024
20262-228750-01 | Connexus Energy | 26 | 689 | Co-op | 1296-S-2024 | 1.575 | Solar |  |  | Interconnected | Dayton | 55327 | ENERGY PARK | ENP05 | Residential |  | 13590 | 2024 | 2024
20262-228750-01 | Connexus Energy | 26 | 689 | Co-op | 1297-S-2024 | 11.346 | Solar |  |  | Interconnected | Blaine | 55434 | BLAINE 1 | BLN03 | Residential |  | 35836 | 2024 | 2024
20262-228750-01 | Connexus Energy | 26 | 689 | Co-op | 1298-S-2024 | 8.376 | Solar |  |  | Interconnected | Vadnais Heights | 55127 | VADNAIS HEIGHTS 2 | VDH21 | Residential |  | 28937 | 2024 | 2024
20262-228750-01 | Connexus Energy | 26 | 689 | Co-op | 1299-S-2024 | 8.064 | Solar |  |  | Interconnected | Ramsey | 55303 | DAYTONPORT | DPT02 | Residential |  | 13230 | 2024 | 2024
20262-228750-01 | Connexus Energy | 26 | 689 | Co-op | 1300-S-2024 | 3.19 | Solar |  |  | Interconnected | Ramsey | 55303 | RAMSEY | RAM04 | Residential |  | 27020 | 2024 | 2024
20262-228750-01 | Connexus Energy | 26 | 689 | Co-op | 1301-S-2024 | 18.9 | Solar |  |  | Interconnected | Hugo | 55038 | HUGO | HGO04 | Residential |  | 102268 | 2024 | 2024
20262-228750-01 | Connexus Energy | 26 | 689 | Co-op | 1302-S-2024 | 9.984 | Solar |  |  | Interconnected | Maple Grove | 55369 | HENNEPIN | HEN02 | Residential |  | 49725 | 2024 | 2024
20262-228750-01 | Connexus Energy | 26 | 689 | Co-op | 1303-S-2024 | 3.84 | Solar |  |  | Interconnected | Becker | 55308 | WEST BECKER | WBK02 | Residential |  | 23812 | 2024 | 2024
20262-228750-01 | Connexus Energy | 26 | 689 | Co-op | 1304-S-2024 | 13.6 | Solar |  |  | Interconnected | Clear Lake | 55319 | WEST END 2 | WED23 | Residential |  | 60000 | 2024 | 2024
20262-228750-01 | Connexus Energy | 26 | 689 | Co-op | 1305-S-2024 | 11.136 | Solar |  |  | Interconnected | Ramsey | 55303 | ENERGY PARK | ENP01 | Residential |  | 26431 | 2024 | 2024
20262-228750-01 | Connexus Energy | 26 | 689 | Co-op | 1306-S-2024 | 7.04 | Solar |  |  | Interconnected | Blaine | 55434 | AIRPORT 1 | APT05 | Residential |  | 36554 | 2024 | 2024
20262-228750-01 | Connexus Energy | 26 | 689 | Co-op | 1307-S-2024 | 10.368 | Solar |  |  | Interconnected | Coon Rapids | 55448 | SPRING LAKE PARK | SLP05 | Residential |  | 31608.18 | 2024 | 2024
20262-228750-01 | Connexus Energy | 26 | 689 | Co-op | 1308-S-2024 | 7.6 | Solar |  |  | Interconnected | Ham Lake | 55304 | SODERVILLE | SOD03 | Residential |  | 3800 | 2024 | 2024
20262-228750-01 | Connexus Energy | 26 | 689 | Co-op | 1309-S-2024 | 12 | Solar |  |  | Interconnected | Lexington | 55014 | CIRCLE PINES | CIR04 | Residential |  | 20000 | 2024 | 2024
20262-228750-01 | Connexus Energy | 26 | 689 | Co-op | 1310-S-2024 | 4.93 | Solar |  |  | Interconnected | Blaine | 55434 | JOHNSVILLE | JON06 | Residential |  | 38948 | 2024 | 2024
20262-228750-01 | Connexus Energy | 26 | 689 | Co-op | 1311-S-2024 | 5.12 | Solar |  |  | Interconnected | Coon Rapids | 55448 | SPRING LAKE PARK | SLP04 | Residential |  | 31084 | 2024 | 2024
20262-228750-01 | Connexus Energy | 26 | 689 | Co-op | 1312-S-2024 | 15.36 | Solar |  |  | Interconnected | Elk River | 55330 | ANOKA | AKA06 | Residential |  | 52451 | 2024 | 2024
20262-228750-01 | Connexus Energy | 26 | 689 | Co-op | 1313-S-2024 | 5.76 | Solar |  |  | Interconnected | Coon Rapids | 55433 | CROOKED LAKE | CRK05 | Residential |  | 33711 | 2024 | 2024
20262-228750-01 | Connexus Energy | 26 | 689 | Co-op | 1314-S-2024 | 10.752 | Solar |  |  | Interconnected | Zimmerman | 55398 | ZIMMERMAN | ZIM05 | Residential |  | 37854 | 2024 | 2024
20262-228750-01 | Connexus Energy | 26 | 689 | Co-op | 1315-S-2024 | 7.68 | Solar |  |  | Interconnected | Blaine | 55434 | NORTHTOWN | NTN04 | Residential |  | 21705.91 | 2024 | 2024
20262-228750-01 | Connexus Energy | 26 | 689 | Co-op | 1316-S-2024 | 7.04 | Solar |  |  | Interconnected | Big Lake | 55309 | THOMPSON LAKE | TLK03 | Residential |  | 38269 | 2024 | 2024
20262-228750-01 | Connexus Energy | 26 | 689 | Co-op | 1317-S-2024 | 12.913 | Solar |  |  | Interconnected | Andover | 55304 | HAM LAKE | HAM03 | Residential |  | 43289 | 2024 | 2024
20262-228750-01 | Connexus Energy | 26 | 689 | Co-op | 1318-S-2024 | 6.84 | Solar |  |  | Interconnected | Blaine | 55449 | BLAINE 1 | BLN04 | Residential |  | 31434 | 2024 | 2024
20262-228750-01 | Connexus Energy | 26 | 689 | Co-op | 1319-S-2024 | 4.06 | Solar |  |  | Interconnected | Coon Rapids | 55448 | NORTH BUNKER LAKE | NBL11 | Residential |  | 33191 | 2024 | 2024
20262-228750-01 | Connexus Energy | 26 | 689 | Co-op | 1320-S-2024 | 11.517 | Solar |  |  | Interconnected | Blaine | 55434 | AIRPORT 1 | APT05 | Residential |  | 37400 | 2024 | 2024
20262-228750-01 | Connexus Energy | 26 | 689 | Co-op | 1321-S-2024 | 9.6 | Solar |  |  | Interconnected | Coon Rapids | 55448 | SPRING LAKE PARK | SLP04 | Residential |  | 57352 | 2024 | 2024
20262-228750-01 | Connexus Energy | 26 | 689 | Co-op | 1322-S-2024 | 5.376 | Solar |  |  | Interconnected | Blaine | 55434 | SPRING LAKE PARK | SLP06 | Residential |  | 20854.55 | 2024 | 2024
20262-228750-01 | Connexus Energy | 26 | 689 | Co-op | 1323-S-2024 | 7.6 | Solar |  |  | Interconnected | Ham Lake | 55304 | HAM LAKE | HAM05 | Residential |  | 29262 | 2024 | 2024
20262-228750-01 | Connexus Energy | 26 | 689 | Co-op | 1324-S-2024 | 10 | Solar |  |  | Interconnected | Blaine | 55449 | BLAINE 2 | BLN21 | Residential |  | 29000 | 2024 | 2024
20262-228750-01 | Connexus Energy | 26 | 689 | Co-op | 1325-S-2024 | 15.36 | Solar |  |  | Interconnected | Wyoming | 55092 | MARTIN LAKE | MLK04 | Residential |  | 54000 | 2024 | 2024
20262-228750-01 | Connexus Energy | 26 | 689 | Co-op | 1326-S-2024 | 5.04 | Solar |  |  | Interconnected | Blaine | 55449 | JOHNSVILLE | JON03 | Residential |  | 23990 | 2024 | 2024
20262-228750-01 | Connexus Energy | 26 | 689 | Co-op | 1327-S-2024 | 22.9 | Solar |  |  | Interconnected | Forest Lake | 55025 | HUGO | HGO05 | Residential |  | 40320 | 2024 | 2024
20262-228750-01 | Connexus Energy | 26 | 689 | Co-op | 1328-S-2024 | 12.16 | Solar |  |  | Interconnected | White Bear Lake | 55110 | WHITE BEAR TOWNSHIP | WBR01 | Residential |  | 66129 | 2024 | 2024
20262-228750-01 | Connexus Energy | 26 | 689 | Co-op | 1329-S-2024 | 7.22 | Solar |  |  | Interconnected | Forest Lake | 55025 | HUGO | HGO05 | Residential |  | 28000 | 2024 | 2024
20262-228750-01 | Connexus Energy | 26 | 689 | Co-op | 1330-S-2024 | 3.15 | Solar |  |  | Interconnected | Anoka | 55303 | ANOKA | AKA06 | Residential |  | 19504 | 2024 | 2024
20262-228750-01 | Connexus Energy | 26 | 689 | Co-op | 1331-S-2024 | 11.5 | Solar |  |  | Interconnected | Forest Lake | 55025 | FOREST LAKE 1 | FLK02 | Residential |  | 41696 | 2024 | 2024
20262-228750-01 | Connexus Energy | 26 | 689 | Co-op | 1332-S-2024 | 22.8 | Solar |  |  | Interconnected | Lino Lakes | 55014 | BLAINE 2 | BLN22 | Residential |  | 90000 | 2024 | 2024
20262-228750-01 | Connexus Energy | 26 | 689 | Co-op | 1333-S-2024 | 3.77 | Solar |  |  | Interconnected | Coon Rapids | 55448 | SPRING LAKE PARK | SLP04 | Residential |  | 30444 | 2024 | 2024
20262-228750-01 | Connexus Energy | 26 | 689 | Co-op | 1334-S-2024 | 8.725 | Solar |  |  | Interconnected | Andover | 55304 | NORTH BUNKER LAKE | NBL15 | Residential |  | 28875 | 2024 | 2024
20262-228750-01 | Connexus Energy | 26 | 689 | Co-op | 1335-S-2024 | 5.76 | Solar |  |  | Interconnected | Circle Pines | 55014 | CIRCLE PINES | CIR03 | Residential |  | 33711 | 2024 | 2024
20262-228750-01 | Connexus Energy | 26 | 689 | Co-op | 1336-S-2024 | 11.4 | Solar |  |  | Interconnected | Bethel | 55005 | COOPERS CORNER | CPC03 | Residential |  | 48856.46 | 2024 | 2024
20262-228750-01 | Connexus Energy | 26 | 689 | Co-op | 1337-S-2024 | 5.7 | Solar |  |  | Interconnected | Hugo | 55038 | HUGO | HGO04 | Residential |  | 43106 | 2024 | 2024
20262-228750-01 | Connexus Energy | 26 | 689 | Co-op | 1338-S-2024 | 3.84 | Solar |  |  | Interconnected | Ramsey | 55303 | DAYTONPORT | DPT02 | Residential |  | 24837.66 | 2024 | 2024
20262-228750-01 | Connexus Energy | 26 | 689 | Co-op | 1339-S-2024 | 6.4 | Solar |  |  | Interconnected | Circle Pines | 55014 | CIRCLE PINES | CIR04 | Residential |  | 37190 | 2024 | 2024
20262-228750-01 | Connexus Energy | 26 | 689 | Co-op | 1340-S-2024 | 8.376 | Solar |  |  | Interconnected | Ham Lake | 55304 | HAM LAKE | HAM06 | Residential |  | 34827.4 | 2024 | 2024
20262-228750-01 | Connexus Energy | 26 | 689 | Co-op | 1341-S-2024 | 9.6 | Solar |  |  | Interconnected | Dayton | 55327 | HENNEPIN | HEN03 | Residential |  | 12000 | 2024 | 2024
20262-228750-01 | Connexus Energy | 26 | 689 | Co-op | 1342-S-2024 | 7.68 | Solar |  |  | Interconnected | Circle Pines | 55014 | CIRCLE PINES | CIR03 | Residential |  | 42433 | 2024 | 2024
20262-228750-01 | Connexus Energy | 26 | 689 | Co-op | 1343-S-2024 | 6.4 | Solar |  |  | Interconnected | Blaine | 55449 | BLAINE 1 | BLN03 | Residential |  | 33075 | 2024 | 2024
20262-228750-01 | Connexus Energy | 26 | 689 | Co-op | 1344-S-2024 | 5.12 | Solar |  |  | Interconnected | Hugo | 55038 | HUGO | HGO04 | Residential |  | 28684 | 2024 | 2024
20262-228750-01 | Connexus Energy | 26 | 689 | Co-op | 1345-S-2024 | 14.976 | Solar |  |  | Interconnected | Blaine | 55434 | AIRPORT 2 | APT26 | Residential |  | 39934.19 | 2024 | 2024
20262-228750-01 | Connexus Energy | 26 | 689 | Co-op | 1346-S-2024 | 7.22 | Solar |  |  | Interconnected | Andover | 55304 | ANDOVER | AND05 | Residential |  | 28444 | 2024 | 2024
20262-228750-01 | Connexus Energy | 26 | 689 | Co-op | 1347-S-2024 | 6.09 | Solar |  |  | Interconnected | Saint Cloud | 56304 | CABLE | CBL01 | Residential |  | 41330 | 2024 | 2024
20262-228750-01 | Connexus Energy | 26 | 689 | Co-op | 1348-S-2024 | 7.04 | Solar |  |  | Interconnected | Ramsey | 55303 | RAMSEY | RAM02 | Residential |  | 38269 | 2024 | 2024
20262-228750-01 | Connexus Energy | 26 | 689 | Co-op | 1349-S-2024 | 4.94 | Solar |  |  | Interconnected | Blaine | 55449 | BLAINE 2 | BLN21 | Residential |  | 17505 | 2024 | 2024
20262-228750-01 | Connexus Energy | 26 | 689 | Co-op | 1350-S-2024 | 6.528 | Solar |  |  | Interconnected | Anoka | 55303 | ANDOVER | AND02 | Residential |  | 31502.6 | 2024 | 2024
20262-228750-01 | Connexus Energy | 26 | 689 | Co-op | 1351-S-2024 | 7.22 | Solar |  |  | Interconnected | Ramsey | 55303 | DAYTONPORT | DPT05 | Residential |  | 35198 | 2024 | 2024
20262-228750-01 | Connexus Energy | 26 | 689 | Co-op | 1352-S-2024 | 7.04 | Solar |  |  | Interconnected | Ramsey | 55303 | ANOKA | AKA04 | Residential |  | 38269 | 2024 | 2024
20262-228750-01 | Connexus Energy | 26 | 689 | Co-op | 1353-S-2024 | 16 | Solar |  |  | Interconnected | Blaine | 55434 | SPRING LAKE PARK | SLP01 | Residential |  | 86087.5 | 2024 | 2024
20262-228750-01 | Connexus Energy | 26 | 689 | Co-op | 1354-S-2024 | 5.32 | Solar |  | X | Interconnected | Cambridge | 55008 | ISANTI | IST06 | Residential |  | 37480 | 2024 | 2024
20262-228750-01 | Connexus Energy | 26 | 689 | Co-op | 1355-S-2024 | 6.46 | Solar |  |  | Interconnected | Andover | 55304 | BUNKER LAKE | BUL01 | Residential |  | 27976 | 2024 | 2024
20262-228750-01 | Connexus Energy | 26 | 689 | Co-op | 1356-S-2024 | 5.32 | Solar |  |  | Interconnected | Becker | 55308 | THOMPSON LAKE | TLK04 | Residential |  | 40758 | 2024 | 2024
20262-228750-01 | Connexus Energy | 26 | 689 | Co-op | 1357-S-2024 | 8.064 | Solar |  |  | Interconnected | East Bethel | 55005 | COOPERS CORNER | CPC06 | Residential |  | 25513 | 2024 | 2024
20262-228750-01 | Connexus Energy | 26 | 689 | Co-op | 1358-S-2024 | 3.84 | Solar |  |  | Interconnected | Blaine | 55434 | SPRING LAKE PARK | SLP03 | Residential |  | 21513 | 2024 | 2024
20262-228750-01 | Connexus Energy | 26 | 689 | Co-op | 1359-S-2024 | 6.4 | Solar |  |  | Interconnected | Blaine | 55434 | JOHNSVILLE | JON06 | Residential |  | 37190 | 2024 | 2024
20262-228750-01 | Connexus Energy | 26 | 689 | Co-op | 1360-S-2024 | 13.44 | Solar |  |  | Interconnected | Ramsey | 55303 | ENERGY PARK | ENP06 | Residential |  | 74714 | 2024 | 2024
20262-228750-01 | Connexus Energy | 26 | 689 | Co-op | 1361-S-2024 | 3.84 | Solar |  |  | Interconnected | Blaine | 55434 | AIRPORT 1 | APT04 | Residential |  | 25176 | 2024 | 2024
20262-228750-01 | Connexus Energy | 26 | 689 | Co-op | 1362-S-2024 | 7.68 | Solar |  |  | Interconnected | Ramsey | 55303 | DAYTONPORT | DPT05 | Residential |  | 40033 | 2024 | 2024
20262-228750-01 | Connexus Energy | 26 | 689 | Co-op | 1363-S-2024 | 5.76 | Solar |  |  | Interconnected | Blaine | 55449 | AIRPORT 1 | APT05 | Residential |  | 29596 | 2024 | 2024
20262-228750-01 | Connexus Energy | 26 | 689 | Co-op | 1364-S-2024 | 5.12 | Solar |  |  | Interconnected | Blaine | 55449 | AIRPORT 1 | APT05 | Residential |  | 26916.5 | 2024 | 2024
20262-228750-01 | Connexus Energy | 26 | 689 | Co-op | 1365-S-2024 | 4 | Solar |  |  | Interconnected | Big Lake | 55309 | REMMELE | RML05 | Residential |  | 41078 | 2024 | 2024
20262-228750-01 | Connexus Energy | 26 | 689 | Co-op | 1366-S-2024 | 9.6 | Solar |  |  | Interconnected | Blaine | 55449 | BLAINE 2 | BLN21 | Residential |  | 51653 | 2024 | 2024
20262-228750-01 | Connexus Energy | 26 | 689 | Co-op | 1367-S-2024 | 7.68 | Solar |  |  | Interconnected | Ramsey | 55303 | DAYTONPORT | DPT03 | Residential |  | 40033 | 2024 | 2024
20262-228750-01 | Connexus Energy | 26 | 689 | Co-op | 1368-S-2024 | 25.84 | Solar |  |  | Interconnected | Ramsey | 55303 | RAMSEY | RAM02 | Residential |  | 70000 | 2024 | 2024
20262-228750-01 | Connexus Energy | 26 | 689 | Co-op | 1369-S-2024 | 15.2 | Solar |  |  | Interconnected | Ham Lake | 55304 | HAM LAKE | HAM01 | Residential |  | 49000 | 2024 | 2024
20262-228750-01 | Connexus Energy | 26 | 689 | Co-op | 1370-S-2024 | 7.68 | Solar |  |  | Interconnected | Blaine | 55449 | BLAINE 2 | BLN21 | Residential |  | 41748 | 2024 | 2024
20262-228750-01 | Connexus Energy | 26 | 689 | Co-op | 1371-S-2024 | 12.16 | Solar |  |  | Interconnected | Blaine | 55449 | BLAINE 2 | BLN26 | Residential |  | 61983 | 2024 | 2024
20262-228750-01 | Connexus Energy | 26 | 689 | Co-op | 1372-S-2024 | 6.175 | Solar |  |  | Interconnected | Dayton | 55327 | SOUTH DAYTON | SDN01 | Residential |  | 12113 | 2024 | 2024
20262-228750-01 | Connexus Energy | 26 | 689 | Co-op | 1373-S-2024 | 5.12 | Solar |  |  | Interconnected | Blaine | 55434 | AIRPORT 2 | APT26 | Residential |  | 26916.5 | 2024 | 2024
20262-228750-01 | Connexus Energy | 26 | 689 | Co-op | 1374-S-2024 | 3.84 | Solar |  |  | Interconnected | Blaine | 55434 | JOHNSVILLE | JON02 | Residential |  | 23913 | 2024 | 2024
20262-228750-01 | Connexus Energy | 26 | 689 | Co-op | 1375-S-2024 | 10.88 | Solar |  |  | Interconnected | Blaine | 55434 | JOHNSVILLE | JON02 | Residential |  | 56842 | 2024 | 2024
20262-228750-01 | Connexus Energy | 26 | 689 | Co-op | 1376-S-2024 | 5.32 | Solar |  |  | Interconnected | Blaine | 55434 | AIRPORT 1 | APT01 | Residential |  | 16229 | 2024 | 2024
20262-228750-01 | Connexus Energy | 26 | 689 | Co-op | 1377-S-2024 | 5.76 | Solar |  |  | Interconnected | Blaine | 55449 | BLAINE 2 | BLN21 | Residential |  | 29596 | 2024 | 2024
20262-228750-01 | Connexus Energy | 26 | 689 | Co-op | 1378-S-2024 | 11.4 | Solar |  |  | Interconnected | Forest Lake | 55025 | FOREST LAKE 2 | FLK21 | Residential |  | 36820 | 2024 | 2024
20262-228750-01 | Connexus Energy | 26 | 689 | Co-op | 1379-S-2024 | 13.44 | Solar |  |  | Interconnected | Blaine | 55449 | BLAINE 2 | BLN21 | Residential |  | 72313.5 | 2024 | 2024
20262-228750-01 | Connexus Energy | 26 | 689 | Co-op | 1380-S-2024 | 10.64 | Solar |  |  | Interconnected | Hugo | 55038 | WHITE BEAR TOWNSHIP | WBR03 | Residential |  | 43183 | 2024 | 2024
20262-228750-01 | Connexus Energy | 26 | 689 | Co-op | 1381-S-2024 | 6.5 | Solar |  |  | Interconnected | Elk River | 55330 | BIG LAKE | BLK04 | Residential |  | 12750 | 2024 | 2024
20262-228750-01 | Connexus Energy | 26 | 689 | Co-op | 1382-S-2024 | 4.35 | Solar |  |  | Interconnected | Blaine | 55449 | BLAINE 1 | BLN04 | Residential |  | 22537 | 2024 | 2024
20262-228750-01 | Connexus Energy | 26 | 689 | Co-op | 1383-S-2024 | 4.48 | Solar |  |  | Interconnected | Andover | 55304 | SODERVILLE | SOD05 | Residential |  | 25957 | 2024 | 2024
20262-228750-01 | Connexus Energy | 26 | 689 | Co-op | 1384-S-2024 | 5.76 | Solar |  |  | Interconnected | Andover | 55304 | BUNKER LAKE | BUL01 | Residential |  | 34839 | 2024 | 2024
20262-228750-01 | Connexus Energy | 26 | 689 | Co-op | 1385-S-2024 | 7.52 | Solar |  |  | Interconnected | Cambridge | 55008 | CAMBRIDGE INDUSTRIAL PARK | CIP05 | Residential |  | 8610 | 2024 | 2024
20262-228750-01 | Connexus Energy | 26 | 689 | Co-op | 1386-S-2024 | 4.55 | Solar |  |  | Interconnected | Blaine | 55434 | AIRPORT 1 | APT05 | Residential |  | 19391 | 2024 | 2024
20262-228750-01 | Connexus Energy | 26 | 689 | Co-op | 1387-S-2024 | 9.5 | Solar |  |  | Interconnected | Oak Grove | 55303 | ANDOVER | AND02 | Residential |  | 28495 | 2024 | 2024
20262-228750-01 | Connexus Energy | 26 | 689 | Co-op | 1388-S-2024 | 6.4 | Solar |  |  | Interconnected | Champlin | 55316 | HENNEPIN | HEN03 | Residential |  | 38710 | 2024 | 2024
20262-228750-01 | Connexus Energy | 26 | 689 | Co-op | 1389-S-2024 | 9.6 | Solar |  |  | Interconnected | Dayton | 55327 | HENNEPIN | HEN03 | Residential |  | 33925 | 2024 | 2024
20262-228750-01 | Connexus Energy | 26 | 689 | Co-op | 1390-S-2024 | 9.88 | Solar |  |  | Interconnected | Andover | 55304 | NORTH BUNKER LAKE | NBL12 | Residential |  | 30000 | 2024 | 2024
20262-228750-01 | Connexus Energy | 26 | 689 | Co-op | 1391-S-2024 | 7.04 | Solar |  |  | Interconnected | Ham Lake | 55304 | BUNKER LAKE | BUL06 | Residential |  | 42581 | 2024 | 2024
20262-228750-01 | Connexus Energy | 26 | 689 | Co-op | 1392-S-2024 | 11.4 | Solar |  |  | Interconnected | Ham Lake | 55304 | HAM LAKE | HAM05 | Residential |  | 20250 | 2024 | 2024
20262-228750-01 | Connexus Energy | 26 | 689 | Co-op | 1393-S-2024 | 10.368 | Solar |  |  | Interconnected | Bethel | 55005 | COOPERS CORNER | CPC05 | Residential |  | 48273.05 | 2024 | 2024
20262-228750-01 | Connexus Energy | 26 | 689 | Co-op | 1394-S-2024 | 8.12 | Solar |  |  | Interconnected | Isanti | 55040 | CAMBRIDGE INDUSTRIAL PARK | CIP05 | Residential |  | 32400 | 2024 | 2025
20262-228750-01 | Connexus Energy | 26 | 689 | Co-op | 1395-S-2024 | 3.04 | Solar |  |  | Interconnected | Ramsey | 55303 | DAYTONPORT | DPT05 | Residential |  | 23690 | 2024 | 2025
20262-228750-01 | Connexus Energy | 26 | 689 | Co-op | 1396-S-2024 | 5.7 | Solar |  |  | Interconnected | Ramsey | 55303 | DAYTONPORT | DPT05 | Residential |  | 26239 | 2024 | 2025
20262-228750-01 | Connexus Energy | 26 | 689 | Co-op | 1397-S-2024 | 3.8 | Solar |  |  | Interconnected | Dayton | 55369 | SOUTH DAYTON | SDN01 | Residential |  | 20021 | 2024 | 2025
20262-228750-01 | Connexus Energy | 26 | 689 | Co-op | 1398-S-2024 | 5 | Solar |  |  | Interconnected | Isanti | 55040 | CAMBRIDGE INDUSTRIAL PARK | CIP05 | Residential |  | 24751.44 | 2024 | 2025
20262-228750-01 | Connexus Energy | 26 | 689 | Co-op | 1399-S-2024 | 5.7 | Solar |  |  | Interconnected | Dayton | 55327 | ENERGY PARK | ENP05 | Residential |  | 25972 | 2024 | 2025
20262-228750-01 | Connexus Energy | 26 | 689 | Co-op | 1400-S-2024 | 2.66 | Solar |  |  | Interconnected | Lino Lakes | 55014 | HUGO | HGO02 | Residential |  | 19133 | 2024 | 2025
20262-228750-01 | Connexus Energy | 26 | 689 | Co-op | 1401-S-2024 | 10 | Solar |  |  | Interconnected | Blaine | 55449 | BLAINE 2 | BLN21 | Residential |  | 43575.67 | 2024 | 2025
20262-228750-01 | Connexus Energy | 26 | 689 | Co-op | 1402-S-2024 | 4.35 | Solar |  |  | Withdrawn | Ramsey | 55303 |  |  | Residential |  | 35277 | 2024
20262-228750-01 | Connexus Energy | 26 | 689 | Co-op | 1403-S-2024 | 4.06 | Solar |  |  | Withdrawn | Ramsey | 55303 |  |  | Residential |  | 34078 | 2024
20262-228750-01 | Connexus Energy | 26 | 689 | Co-op | 1404-S-2024 | 7.6 | Solar |  |  | Interconnected | Zimmerman | 55398 | ZIMMERMAN | ZIM06 | Residential |  | 32362.23 | 2024 | 2025
20262-228750-01 | Connexus Energy | 26 | 689 | Co-op | 1405-S-2024 | 7.6 | Solar |  |  | Interconnected | Princeton | 55371 | BALDWIN 1 | BDN03 | Residential |  | 37915.05 | 2024 | 2025
20262-228750-01 | Connexus Energy | 26 | 689 | Co-op | 1406-S-2024 | 7.6 | Solar |  |  | Interconnected | East Bethel | 55011 | EAST BETHEL | EBL02 | Residential |  | 28380.18 | 2024 | 2025
20262-228750-01 | Connexus Energy | 26 | 689 | Co-op | 1407-S-2024 | 14.98 | Solar |  | X | Interconnected | Becker | 55308 | WEST BECKER | WBK02 | Residential |  | 22534.53 | 2024 | 2025
20262-228750-01 | Connexus Energy | 26 | 689 | Co-op | 1408-S-2024 | 7.6 | Solar |  |  | Interconnected | Maple Grove | 55369 | HENNEPIN | HEN02 | Residential |  | 74357 | 2024 | 2025
20262-228750-01 | Connexus Energy | 26 | 689 | Co-op | 1409-S-2024 | 7.98 | Solar |  |  | Interconnected | Dayton | 55327 | SOUTH DAYTON | SDN03 | Residential |  | 53779 | 2024 | 2025
20262-228750-01 | Connexus Energy | 26 | 689 | Co-op | 1410-S-2024 | 10.88 | Solar |  |  | Interconnected | Forest Lake | 55025 | HUGO | HGO05 | Residential |  | 65136 | 2024 | 2025
20262-228750-01 | Connexus Energy | 26 | 689 | Co-op | 1411-S-2024 | 3.8 | Solar |  |  | Interconnected | Blaine | 55449 | JOHNSVILLE | APT02 | Residential |  | 15471 | 2024 | 2025
20262-228750-01 | Connexus Energy | 26 | 689 | Co-op | 1412-S-2024 | 6 | Solar |  |  | Interconnected | Maple Grove | 55369 | HENNEPIN | HEN02 | Residential |  | 36450.73 | 2024 | 2025
20262-228750-01 | Connexus Energy | 26 | 689 | Co-op | 1413-S-2024 | 3.8 | Solar |  |  | Withdrawn | Ramsey | 55303 |  |  | Residential |  | 15533.87 | 2024
20262-228750-01 | Connexus Energy | 26 | 689 | Co-op | 1414-S-2024 | 7.6 | Solar |  |  | Interconnected | East Bethel | 55005 | COOPERS CORNER | CPC06 | Residential |  | 33021.24 | 2024 | 2025
20262-228750-01 | Connexus Energy | 26 | 689 | Co-op | 1415-S-2024 | 3.575 | Solar |  |  | Interconnected | Blaine | 55449 | BLAINE 1 | BLN01 | Residential |  | 25272 | 2024 | 2025
20262-228750-01 | Connexus Energy | 26 | 689 | Co-op | 1416-S-2024 | 10 | Solar |  |  | Interconnected | Blaine | 55449 | AIRPORT 2 | APT21 | Residential |  | 24223.49 | 2024 | 2025
20262-228750-01 | Connexus Energy | 26 | 689 | Co-op | 1417-S-2024 | 4.18 | Solar |  |  | Withdrawn | Zimmerman | 55398 |  |  | Residential |  | 16716 | 2024
20262-228750-01 | Connexus Energy | 26 | 689 | Co-op | 1418-S-2024 | 22.8 | Solar |  |  | Active Application | Isanti | 55040 |  |  | Residential |  | 88720 | 2024
20262-228750-01 | Connexus Energy | 26 | 689 | Co-op | 1419-S-2024 | 16.64 | Solar |  |  | Interconnected | Forest Lake | 55025 | FOREST LAKE 2 | FLK22 | Residential |  | 99619 | 2024 | 2025
20262-228750-01 | Connexus Energy | 26 | 689 | Co-op | 1420-S-2024 | 6 | Solar |  |  | Interconnected | East Bethel | 55005 | COOPERS CORNER | CPC05 | Residential |  | 29598 | 2024 | 2025
20262-228750-01 | Connexus Energy | 26 | 689 | Co-op | 1421-S-2024 | 4.537 | Solar |  |  | Interconnected | Becker | 55308 | WEST BECKER | WBK02 | Residential |  | 933.5 | 2024 | 2025
20262-228750-01 | Connexus Energy | 26 | 689 | Co-op | 1422-S-2024 | 17.799 | Solar |  |  | Interconnected | Becker | 55308 | WEST BECKER | WBK02 | Residential |  | 71432.56 | 2024 | 2025
20262-228750-01 | Connexus Energy | 26 | 689 | Co-op | 1423-S-2024 | 6.4 | Solar |  |  | Interconnected | Hugo | 55038 | WHITE BEAR TOWNSHIP | WBR03 | Residential |  | 36799 | 2024 | 2025
20262-228750-01 | Connexus Energy | 26 | 689 | Co-op | 1424-S-2024 | 13.8 | Solar |  |  | Interconnected | Dayton | 55327 | ENERGY PARK | ENP05 | Residential |  | 53757.87 | 2024 | 2025
20262-228750-01 | Connexus Energy | 26 | 689 | Co-op | 1425-S-2024 | 11.832 | Solar |  |  | Interconnected | Zimmerman | 55398 | CROWN | CRN02 | Residential |  | 45709 | 2024 | 2025
20262-228750-01 | Connexus Energy | 26 | 689 | Co-op | 1426-S-2024 | 20.736 | Solar |  |  | Interconnected | Ramsey | 55303 | ANOKA | AKA03 | Residential |  | 33615 | 2024 | 2025
20262-228750-01 | Connexus Energy | 26 | 689 | Co-op | 1427-S-2024 | 20.88 | Solar |  |  | Interconnected | Lino Lakes | 55014 | BLAINE 1 | BLN06 | Residential |  | 30000 | 2024 | 2025
20262-228750-01 | Connexus Energy | 26 | 689 | Co-op | 1428-S-2024 | 12.16 | Solar |  | X | Interconnected | Forest Lake | 55025 | FOREST LAKE 2 | FLK22 | Residential |  | 71357 | 2024 | 2025
20262-228750-01 | Connexus Energy | 26 | 689 | Co-op | 1429-S-2024 | 30.72 | Solar |  | X | Interconnected | Forest Lake | 55025 | HUGO | HGO05 | Residential |  | 150200 | 2024 | 2025
20262-228750-01 | Connexus Energy | 26 | 689 | Co-op | 1430-S-2024 | 6 | Solar |  |  | Interconnected | Isanti | 55040 | COOPERS CORNER | CPC23 | Residential |  |  | 2024 | 2025
20262-228750-01 | Connexus Energy | 26 | 689 | Co-op | 1431-S-2024 | 3.8 | Solar |  |  | Interconnected | Maple Grove | 55369 | HENNEPIN | HEN02 | Residential |  | 15520 | 2024 | 2025
20262-228750-01 | Connexus Energy | 26 | 689 | Co-op | 1432-S-2024 | 12.16 | Solar |  |  | Interconnected | Big Lake | 55309 | REMMELE | RML06 | Residential |  | 33585 | 2024 | 2025
20262-228750-01 | Connexus Energy | 26 | 689 | Co-op | 1433-S-2025 | 4.16 | Solar |  |  | Interconnected | Isanti | 55040 | IST03 | ISANTI | Residential |  | 35552 | 2025 | 2025
20262-228750-01 | Connexus Energy | 26 | 689 | Co-op | 1434-S-2025 | 7.04 | Solar |  | X | Interconnected | Isanti | 55040 | IST01 | ISANTI | Residential |  | 26180 | 2025 | 2025
20262-228750-01 | Connexus Energy | 26 | 689 | Co-op | 1435-S-2025 | 5 | Solar |  |  | Interconnected | Blaine | 55434 | JON01 | JOHNSVILLE | Residential |  | 22573.1 | 2025 | 2025
20262-228750-01 | Connexus Energy | 26 | 689 | Co-op | 1436-S-2025 | 5.12 | Solar |  |  | Interconnected | Blaine | 55449 | BLN06 | BLAINE | Residential |  | 30968 | 2025 | 2025
20262-228750-01 | Connexus Energy | 26 | 689 | Co-op | 1437-S-2025 | 14.592 | Solar |  |  | Interconnected | Becker | 55308 | WBK02 | WEST BECKER | Residential |  | 41165 | 2025 | 2025
20262-228750-01 | Connexus Energy | 26 | 689 | Co-op | 1438-S-2025 | 11.02 | Solar |  |  | Interconnected | Andover | 55304 | NBL14 | NORTH BUNKER LAKE | Residential |  | 33669 | 2025 | 2025
20262-228750-01 | Connexus Energy | 26 | 689 | Co-op | 1439-S-2025 | 9.6 | Solar |  |  | Interconnected | Blaine | 55449 | BLN21 | BLAINE | Residential |  | 55581 | 2025 | 2025
20262-228750-01 | Connexus Energy | 26 | 689 | Co-op | 1440-S-2025 | 3.84 | Solar |  |  | Interconnected | Coon Rapids | 55433 | PWD06 | PARKWOOD | Residential |  | 23937 | 2025 | 2025
20262-228750-01 | Connexus Energy | 26 | 689 | Co-op | 1441-S-2025 | 11.5 | Solar |  | X | Interconnected | Ham Lake | 55304 | HAM05 | HAM LAKE | Residential |  | 50750 | 2025 | 2025
20262-228750-01 | Connexus Energy | 26 | 689 | Co-op | 1442-S-2025 | 14.96 | Solar |  |  | Interconnected | Isanti | 55040 | CPC05 | COOPERS CORNER | Residential |  | 80000 | 2025 | 2025
20262-228750-01 | Connexus Energy | 26 | 689 | Co-op | 1443-S-2025 | 0.38 | Solar |  |  | Interconnected | Ramsey | 55303 | DPT05 | DAYTONPORT | Residential |  | 22688 | 2025 | 2025
20262-228750-01 | Connexus Energy | 26 | 689 | Co-op | 1444-S-2025 | 12 | Solar |  |  | Interconnected | Becker | 55308 | TLK04 | THOMPSON LAKE | Residential |  | 16000 | 2025 | 2025
20262-228750-01 | Connexus Energy | 26 | 689 | Co-op | 1445-S-2025 | 4.48 | Solar |  |  | Interconnected | Osseo | 55369 | HEN02 | HENNEPIN | Residential |  | 32627 | 2025 | 2025
20262-228750-01 | Connexus Energy | 26 | 689 | Co-op | 1446-S-2025 | 6.528 | Solar |  |  | Interconnected | Zimmerman | 55398 | BDN01 | BALDWIN | Residential |  | 15946 | 2025 | 2025
20262-228750-01 | Connexus Energy | 26 | 689 | Co-op | 1447-S-2025 | 9.6 | Solar |  |  | Interconnected | Blaine | 55434 | SLP01 | SPRING LAKE PARK | Residential |  | 57473 | 2025 | 2025
20262-228750-01 | Connexus Energy | 26 | 689 | Co-op | 1448-S-2025 | 15.2 | Solar |  |  | Interconnected | East Bethel | 55005 | CPC05 | COOPERS CORNER | Residential |  | 45145.53 | 2025 | 2025
20262-228750-01 | Connexus Energy | 26 | 689 | Co-op | 1449-S-2025 | 2.56 | Solar |  |  | Interconnected | Blaine | 55449 | BLN01 | BLAINE | Residential |  | 18999 | 2025 | 2025
20262-228750-01 | Connexus Energy | 26 | 689 | Co-op | 1450-S-2025 | 7.04 | Solar |  |  | Interconnected | Blaine | 55434 | JON02 | JOHNSVILLE | Residential |  |  | 2025 | 2025
20262-228750-01 | Connexus Energy | 26 | 689 | Co-op | 1451-S-2025 | 10.47 | Solar |  |  | Interconnected | Coon Rapids | 55448 | VTN06 | VILLAGE TEN | Residential |  | 37484 | 2025 | 2025
20262-228750-01 | Connexus Energy | 26 | 689 | Co-op | 1452-S-2025 | 11.52 | Solar |  |  | Interconnected | Saint Paul | 55127 | VDH02 | VADNAIS HEIGHTS | Residential |  | 18000 | 2025 | 2025
20262-228750-01 | Connexus Energy | 26 | 689 | Co-op | 1453-S-2025 | 6.08 | Solar |  |  | Interconnected | Blaine | 55449 | LXN02 | LEXINGTON | Residential |  | 23640 | 2025 | 2025
20262-228750-01 | Connexus Energy | 26 | 689 | Co-op | 1454-S-2025 | 5.76 | Solar |  |  | Interconnected | Ramsey | 55303 | AKA02 | ANOKA | Residential |  | 53315 | 2025 | 2025
20262-228750-01 | Connexus Energy | 26 | 689 | Co-op | 1455-S-2025 | 10.88 | Solar |  |  | Interconnected | Coon Rapids | 55448 | VTN06 | VILLAGE TEN | Residential |  | 66504 | 2025 | 2025
20262-228750-01 | Connexus Energy | 26 | 689 | Co-op | 1456-S-2025 | 11.02 | Solar |  |  | Interconnected | Andover | 55304 | BUL08 | BUNKER LAKE | Residential |  | 41721 | 2025 | 2025
20262-228750-01 | Connexus Energy | 26 | 689 | Co-op | 1457-S-2025 | 6.912 | Solar |  |  | Interconnected | Isanti | 55040 | IST04 | ISANTI | Residential |  | 23260 | 2025 | 2025
20262-228750-01 | Connexus Energy | 26 | 689 | Co-op | 1458-S-2025 | 3.8 | Solar |  |  | Interconnected | Coon Rapids | 55448 | NBL11 | NORTH BUNKER LAKE | Residential |  | 16695 | 2025 | 2025
20262-228750-01 | Connexus Energy | 26 | 689 | Co-op | 1459-S-2025 | 9.423 | Solar |  |  | Interconnected | White Bear Lake | 55110 | VDH23 | VADNAIS HEIGHTS | Residential |  | 34262.19 | 2025 | 2025
20262-228750-01 | Connexus Energy | 26 | 689 | Co-op | 1460-S-2025 | 3.42 | Solar |  |  | Interconnected | Ham Lake | 55304 | HAM01 | HAM LAKE | Residential |  | 15795 | 2025 | 2025
20262-228750-01 | Connexus Energy | 26 | 689 | Co-op | 1461-S-2025 | 15.744 | Solar |  |  | Interconnected | Blaine | 55449 | BLN26 | BLAINE | Residential |  | 36782 | 2025 | 2025
20262-228750-01 | Connexus Energy | 26 | 689 | Co-op | 1462-S-2025 | 7.6 | Solar |  |  | Interconnected | Lino Lakes | 55014 | HGO02 | HUGO | Residential |  | 33065 | 2025 | 2025
20262-228750-01 | Connexus Energy | 26 | 689 | Co-op | 1463-S-2025 | 6.4 | Solar |  |  | Interconnected | Ramsey | 55303 | AKA04 | ANOKA | Residential |  | 41110 | 2025 | 2025
20262-228750-01 | Connexus Energy | 26 | 689 | Co-op | 1464-S-2025 | 11.02 | Solar |  |  | Interconnected | Zimmerman | 55398 | CRN02 | CROWN | Residential |  | 36931.5 | 2025 | 2025
20262-228750-01 | Connexus Energy | 26 | 689 | Co-op | 1465-S-2025 | 6.912 | Solar |  |  | Interconnected | Cambridge | 55008 | CIP05 | CAMBRIDGE INDUSTRIAL PARK | Residential |  |  | 2025 | 2025
20262-228750-01 | Connexus Energy | 26 | 689 | Co-op | 1466-S-2025 | 15.2 | Solar |  |  | Interconnected | Isanti | 55040 | CPC05 | COOPERS CORNER | Residential |  | 86688 | 2025 | 2025
20262-228750-01 | Connexus Energy | 26 | 689 | Co-op | 1467-S-2025 | 10.88 | Solar |  |  | Interconnected | Forest Lake | 55025 | FLK01 | FOREST LAKE | Residential |  | 66504 | 2025 | 2025
20262-228750-01 | Connexus Energy | 26 | 689 | Co-op | 1468-S-2025 | 6.48 | Solar |  |  | Interconnected | Coon Rapids | 55433 | CRK05 | CROOKED LAKE | Residential |  | 23478 | 2025 | 2025
20262-228750-01 | Connexus Energy | 26 | 689 | Co-op | 1469-S-2025 | 19.219 | Solar |  |  | Interconnected | Forest Lake | 55025 | MAY03 | MAY | Residential |  |  | 2025 | 2025
20262-228750-01 | Connexus Energy | 26 | 689 | Co-op | 1470-S-2025 | 17.48 | Solar |  |  | Interconnected | Andover | 55304 | NBL16 | NORTH BUNKER LAKE | Residential |  |  | 2025 | 2025
20262-228750-01 | Connexus Energy | 26 | 689 | Co-op | 1471-ES-2025 | 10 | Storage |  |  | Interconnected | Andover | 55304 | NBL16 | NORTH BUNKER LAKE | Residential |  | 105777.6 | 2025 | 2025
20262-228750-01 | Connexus Energy | 26 | 689 | Co-op | 1472-S-2025 | 5.16 | Solar |  |  | Interconnected | Ramsey | 55303 | DPT02 | DAYTONPORT | Residential |  | 20210 | 2025 | 2025
20262-228750-01 | Connexus Energy | 26 | 689 | Co-op | 1473-S-2025 | 8.448 | Solar |  |  | Interconnected | Andover | 55304 | AND01 | ANDOVER | Residential |  | 35003 | 2025 | 2025
20262-228750-01 | Connexus Energy | 26 | 689 | Co-op | 1474-S-2025 | 10.368 | Solar |  |  | Interconnected | Oak Grove | 55011 | CPC22 | COOPERS CORNER | Residential |  | 40277 | 2025 | 2025
20262-228750-01 | Connexus Energy | 26 | 689 | Co-op | 1475-S-2025 | 10.88 | Solar |  |  | Interconnected | Blaine | 55434 | SLP01 | SPRING LAKE PARK | Residential |  | 63244 | 2025 | 2025
20262-228750-01 | Connexus Energy | 26 | 689 | Co-op | 1476-S-2025 | 9.984 | Solar |  |  | Interconnected | Ramsey | 55303 | DPT02 | DAYTONPORT | Residential |  | 38412 | 2025 | 2025
20262-228750-01 | Connexus Energy | 26 | 689 | Co-op | 1477-S-2025 | 11.4 | Solar |  |  | Interconnected | Wyoming | 55092 | MLK03 | MARTIN LAKE | Residential |  | 2000 | 2025 | 2025
20262-228750-01 | Connexus Energy | 26 | 689 | Co-op | 1478-S-2025 | 11.5 | Solar |  | X | Interconnected | Blaine | 55449 | BLN26 | BLAINE | Residential |  |  | 2025 | 2025
20262-228750-01 | Connexus Energy | 26 | 689 | Co-op | 1479-S-2025 | 11.5 | Solar |  | X | Interconnected | Oak Grove | 55303 | STF05 | ST. FRANCIS | Residential |  |  | 2025 | 2025
20262-228750-01 | Connexus Energy | 26 | 689 | Co-op | 1480-S-2025 | 9.5 | Solar |  |  | Interconnected | East Bethel | 55005 | CPC04 | COOPERS CORNER | Residential |  | 53371 | 2025 | 2025
20262-228750-01 | Connexus Energy | 26 | 689 | Co-op | 1481-S-2025 | 7.04 | Solar |  |  | Interconnected | Blaine | 55449 | BLN04 | BLAINE | Residential |  |  | 2025 | 2025
20262-228750-01 | Connexus Energy | 26 | 689 | Co-op | 1482-S-2025 | 3.84 | Solar |  |  | Interconnected | Lino Lakes | 55014 | BLN06 | BLAINE | Residential |  | 21968 | 2025 | 2025
20262-228750-01 | Connexus Energy | 26 | 689 | Co-op | 1483-S-2025 | 5.76 | Solar |  |  | Interconnected | Hugo | 55038 | WBR03 | WHITE BEAR TOWNSHIP | Residential |  | 22408 | 2025 | 2025
20262-228750-01 | Connexus Energy | 26 | 689 | Co-op | 1484-S-2025 | 7.32 | Solar |  |  | Interconnected | Big Lake | 55309 | WED02 | WEST END | Residential |  | 27720 | 2025 | 2025
20262-228750-01 | Connexus Energy | 26 | 689 | Co-op | 1485-S-2025 | 6.4 | Solar |  |  | Interconnected | Coon Rapids | 55448 | CRK04 | CROOKED LAKE | Residential |  |  | 2025 | 2025
20262-228750-01 | Connexus Energy | 26 | 689 | Co-op | 1486-S-2025 | 5.44 | Solar |  |  | Interconnected | Blaine | 55434 | APT05 | AIRPORT | Residential |  | 29094 | 2025 | 2025
20262-228750-01 | Connexus Energy | 26 | 689 | Co-op | 1487-S-2025 | 12 | Solar |  | X | Interconnected | Wyoming | 55092 | MLK04 | MARTIN LAKE | Residential |  | 46000 | 2025 | 2025
20262-228750-01 | Connexus Energy | 26 | 689 | Co-op | 1488-S-2025 | 3.84 | Solar |  |  | Interconnected | Blaine | 55434 | NTN01 | NORTHTOWN | Residential |  | 17699 | 2025 | 2025
20262-228750-01 | Connexus Energy | 26 | 689 | Co-op | 1489-S-2025 | 8.74 | Solar |  |  | Interconnected | Ham Lake | 55304 | HAM06 | HAM LAKE | Residential |  | 33150 | 2025 | 2025
20262-228750-01 | Connexus Energy | 26 | 689 | Co-op | 1490-S-2025 | 15.36 | Solar |  |  | Interconnected | Isanti | 55040 | CPC23 | COOPERS CORNER | Residential |  | 67100 | 2025 | 2025
20262-228750-01 | Connexus Energy | 26 | 689 | Co-op | 1491-S-2025 | 15.744 | Solar |  |  | Interconnected | East Bethel | 55011 | EBL03 | EAST BETHEL | Residential |  | 59419.25 | 2025 | 2025
20262-228750-01 | Connexus Energy | 26 | 689 | Co-op | 1492-S-2025 | 5.12 | Solar |  |  | Interconnected | Blaine | 55449 | BLN26 | BLAINE | Residential |  | 26917 | 2025 | 2025
20262-228750-01 | Connexus Energy | 26 | 689 | Co-op | 1493-S-2025 | 15.36 | Solar |  |  | Interconnected | Anoka | 55303 | AKA06 | ANOKA | Residential |  | 25000 | 2025 | 2025
20262-228750-01 | Connexus Energy | 26 | 689 | Co-op | 1494-S-2025 | 7.678 | Solar |  |  | Interconnected | Saint Cloud | 56304 | CBL01 | CABLE | Residential |  | 17500 | 2025 | 2025
20262-228750-01 | Connexus Energy | 26 | 689 | Co-op | 1495-S-2025 | 9.216 | Solar |  |  | Interconnected | Blaine | 55449 | LXN04 | LEXINGTON | Residential |  | 36312 | 2025 | 2025
20262-228750-01 | Connexus Energy | 26 | 689 | Co-op | 1496-S-2025 | 13.056 | Solar |  |  | Interconnected | Big Lake | 55309 | BLK05 | BIG LAKE | Residential |  | 44850 | 2025 | 2025
20262-228750-01 | Connexus Energy | 26 | 689 | Co-op | 1497-S-2025 | 26.6 | Solar |  |  | Interconnected | Blaine | 55434 | BLN23 | BLAINE 2 | Residential |  | 82000 | 2025 | 2025
20262-228750-01 | Connexus Energy | 26 | 689 | Co-op | 1498-S-2025 | 4.18 | Solar |  | X | Interconnected | Andover | 55304 | BUL01 | BUNKER LAKE | Residential |  | 31800 | 2025 | 2025
20262-228750-01 | Connexus Energy | 26 | 689 | Co-op | 1499-S-2025 | 3.04 | Solar |  |  | Interconnected | Blaine | 55449 | BLN03 | BLAINE | Residential |  | 14280 | 2025 | 2025
20262-228750-01 | Connexus Energy | 26 | 689 | Co-op | 1500-S-2025 | 6.528 | Solar |  |  | Interconnected | Coon Rapids | 55448 | VTN02 | VILLAGE TEN | Residential |  | 21760 | 2025 | 2025
20262-228750-01 | Connexus Energy | 26 | 689 | Co-op | 1501-S-2025 | 10.752 | Solar |  |  | Interconnected | Dayton | 55369 | HEN02 | HENNEPIN | Residential |  | 26456.5 | 2025 | 2025
20262-228750-01 | Connexus Energy | 26 | 689 | Co-op | 1502-S-2025 | 7.04 | Solar |  |  | Interconnected | Blaine | 55449 | APT02 | AIRPORT | Residential |  |  | 2025 | 2025
20262-228750-01 | Connexus Energy | 26 | 689 | Co-op | 1503-S-2025 | 5.76 | Solar |  |  | Interconnected | Ham Lake | 55304 | HAM06 | HAM LAKE | Residential |  | 34839 | 2025 | 2025
20262-228750-01 | Connexus Energy | 26 | 689 | Co-op | 1504-S-2025 | 2.31 | Solar |  |  | Interconnected | Andover | 55304 | AND06 | ANDOVER | Residential |  | 8200 | 2025 | 2025
20262-228750-01 | Connexus Energy | 26 | 689 | Co-op | 1505-S-2025 | 13.056 | Solar |  |  | Interconnected | Cedar | 55011 | SOD01 | SODERVILLE | Residential |  | 16000 | 2025 | 2025
20262-228750-01 | Connexus Energy | 26 | 689 | Co-op | 1506-S-2025 | 5.76 | Solar |  |  | Interconnected | Andover | 55304 | BUL06 | BUNKER LAKE | Residential |  |  | 2025 | 2025
20262-228750-01 | Connexus Energy | 26 | 689 | Co-op | 1507-S-2025 | 9.984 | Solar |  |  | Interconnected | Lino Lakes | 55014 | BLN06 | BLAINE | Residential |  | 25436 | 2025 | 2025
20262-228750-01 | Connexus Energy | 26 | 689 | Co-op | 1508-S-2025 | 7.68 | Solar |  |  | Interconnected | Dayton | 55327 | ENP05 | ENERGY PARK | Residential |  | 28717 | 2025 | 2025
20262-228750-01 | Connexus Energy | 26 | 689 | Co-op | 1509-S-2025 | 18.62 | Solar |  |  | Interconnected | Marine On Saint Croix | 55047 | MAY03 | MAY | Residential |  | 53271 | 2025 | 2025
20262-228750-01 | Connexus Energy | 26 | 689 | Co-op | 1510-S-2025 | 3.84 | Solar |  |  | Interconnected | Andover | 55304 | BUL08 | BUNKER LAKE | Residential |  |  | 2025 | 2025
20262-228750-01 | Connexus Energy | 26 | 689 | Co-op | 1511-S-2025 | 4.94 | Solar |  |  | Interconnected | Hugo | 55038 | HGO04 | HUGO | Residential |  | 29970 | 2025 | 2025
20262-228750-01 | Connexus Energy | 26 | 689 | Co-op | 1512-S-2025 | 7.6 | Solar |  |  | Interconnected | Big Lake | 55309 | TLK03 | THOMPSON LAKE | Residential |  | 32718 | 2025 | 2025
20262-228750-01 | Connexus Energy | 26 | 689 | Co-op | 1513-S-2025 | 1.92 | Solar |  |  | Interconnected | Ramsey | 55303 | DPT02 | DAYTONPORT | Residential |  | 13983 | 2025 | 2025
20262-228750-01 | Connexus Energy | 26 | 689 | Co-op | 1514-S-2025 | 10 | Solar |  |  | Interconnected | Ham Lake | 55304 | SOD03 | SODERVILLE | Residential |  | 43339 | 2025 | 2025
20262-228750-01 | Connexus Energy | 26 | 689 | Co-op | 1515-S-2025 | 5.24 | Solar |  |  | Interconnected | Andover | 55304 | BUL06 | BUNKER LAKE | Residential |  | 22078 | 2025 | 2025
20262-228750-01 | Connexus Energy | 26 | 689 | Co-op | 1516-S-2025 | 7.6 | Solar |  |  | Interconnected | Zimmerman | 55398 | ZIM05 | ZIMMERMAN | Residential |  | 36120 | 2025 | 2025
20262-228750-01 | Connexus Energy | 26 | 689 | Co-op | 1517-S-2025 | 11.02 | Solar |  |  | Interconnected | Coon Rapids | 55448 | BUL07 | BUNKER LAKE | Residential |  | 44989 | 2025 | 2025
20262-228750-01 | Connexus Energy | 26 | 689 | Co-op | 1518-S-2025 | 6.05 | Solar |  |  | Interconnected | Andover | 55304 | NBL14 | NORTH BUNKER LAKE | Residential |  | 23909 | 2025 | 2025
20262-228750-01 | Connexus Energy | 26 | 689 | Co-op | 1519-S-2025 | 6.84 | Solar |  |  | Interconnected | Elk River | 55330 | BLK05 | BIG LAKE | Residential |  | 27379 | 2025 | 2025
20262-228750-01 | Connexus Energy | 26 | 689 | Co-op | 1520-S-2025 | 4.48 | Solar |  |  | Interconnected | Circle Pines | 55014 | CIR04 | CIRCLE PINES | Residential |  | 30327 | 2025 | 2025
20262-228750-01 | Connexus Energy | 26 | 689 | Co-op | 1521-S-2025 | 12.8 | Solar |  |  | Interconnected | Forest Lake | 55025 | HGO01 | HUGO | Residential |  | 77139 | 2025 | 2025
20262-228750-01 | Connexus Energy | 26 | 689 | Co-op | 1522-S-2025 | 9.57 | Solar |  |  | Interconnected | Blaine | 55449 | CIR04 | CIRCLE PINES | Residential |  | 53016.75 | 2025 | 2025
20262-228750-01 | Connexus Energy | 26 | 689 | Co-op | 1523-S-2025 | 20.736 | Solar |  |  | Interconnected | Forest Lake | 55025 | FLK02 | FOREST LAKE | Residential |  | 49291.2 | 2025 | 2025
20262-228750-01 | Connexus Energy | 26 | 689 | Co-op | 1524-S-2025 | 2.66 | Solar |  |  | Interconnected | Blaine | 55449 | BLN22 | BLAINE | Residential |  | 14690 | 2025 | 2025
20262-228750-01 | Connexus Energy | 26 | 689 | Co-op | 1525-S-2025 | 12 | Solar |  |  | Interconnected | Becker | 55308 | TLK01 | THOMPSON LAKE | Residential |  | 31671 | 2025 | 2025
20262-228750-01 | Connexus Energy | 26 | 689 | Co-op | 1526-S-2025 | 10.26 | Solar |  |  | Interconnected | Zimmerman | 55398 | BDN21 | BALDWIN | Residential |  | 47636 | 2025 | 2025
20262-228750-01 | Connexus Energy | 26 | 689 | Co-op | 1527-S-2025 | 5 | Solar |  |  | Interconnected | Zimmerman | 55398 | ZIM07 | ZIMMERMAN | Residential |  | 25301.52 | 2025 | 2025
20262-228750-01 | Connexus Energy | 26 | 689 | Co-op | 1528-S-2025 | 6.4 | Solar |  |  | Interconnected | Blaine | 55449 | BLN26 | BLAINE | Residential |  | 41110 | 2025 | 2025
20262-228750-01 | Connexus Energy | 26 | 689 | Co-op | 1529-S-2025 | 4.16 | Solar |  |  | Interconnected | Ramsey | 55303 | DPT05 | DAYTONPORT | Residential |  | 21130 | 2025 | 2025
20262-228750-01 | Connexus Energy | 26 | 689 | Co-op | 1530-S-2025 | 15.3 | Solar |  |  | Interconnected | Bethel | 55005 | CPC06 | COOPERS CORNER | Residential |  | 61550 | 2025 | 2025
20262-228750-01 | Connexus Energy | 26 | 689 | Co-op | 1531-S-2025 | 150 | Solar |  |  | Interconnected | Blaine | 55449 | APT21 | AIRPORT | Commercial |  | 365479 | 2025 | 2025
20262-228750-01 | Connexus Energy | 26 | 689 | Co-op | 1532-S-2025 | 20.352 | Solar |  |  | Interconnected | Coon Rapids | 55448 | VTN06 | VILLAGE TEN | Residential |  | 73583 | 2025 | 2025
20262-228750-01 | Connexus Energy | 26 | 689 | Co-op | 1533-S-2025 | 10.368 | Solar |  |  | Interconnected | Isanti | 55040 | IST04 | ISANTI | Residential |  | 39089 | 2025 | 2025
20262-228750-01 | Connexus Energy | 26 | 689 | Co-op | 1534-S-2025 | 7.98 | Solar |  |  | Interconnected | Saint Francis | 55070 | STF04 | ST. FRANCIS | Residential |  | 37694 | 2025 | 2025
20262-228750-01 | Connexus Energy | 26 | 689 | Co-op | 1535-S-2025 | 23 | Solar |  | X | Interconnected | Ham Lake | 55304 | BLN01 | BLAINE | Residential |  | 87000 | 2025 | 2025
20262-228750-01 | Connexus Energy | 26 | 689 | Co-op | 1536-S-2025 | 13.68 | Solar |  |  | Interconnected | Big Lake | 55309 | RML06 | REMMELE | Residential |  | 41626 | 2025 | 2025
20262-228750-01 | Connexus Energy | 26 | 689 | Co-op | 1537-S-2025 | 3.84 | Solar |  |  | Interconnected | Saint Francis | 55070 | STF04 | ST. FRANCIS | Residential |  | 31450.64 | 2025 | 2025
20262-228750-01 | Connexus Energy | 26 | 689 | Co-op | 1538-S-2025 | 5.12 | Solar |  |  | Interconnected | Coon Rapids | 55448 | CRK01 | CROOKED LAKE | Residential |  | 33368 | 2025 | 2025
20262-228750-01 | Connexus Energy | 26 | 689 | Co-op | 1539-S-2025 | 11.9 | Solar |  |  | Interconnected | Ramsey | 55303 | AKA03 | ANOKA | Residential |  | 40300 | 2025 | 2025
20262-228750-01 | Connexus Energy | 26 | 689 | Co-op | 1540-S-2025 | 7.6 | Solar |  |  | Interconnected | Lino Lakes | 55014 | HGO01 | HUGO | Residential |  | 24644.09 | 2025 | 2025
20262-228750-01 | Connexus Energy | 26 | 689 | Co-op | 1541-S-2025 | 8.064 | Solar |  | X | Interconnected | Becker | 55308 | TLK04 | THOMPSON LAKE | Residential |  | 39000 | 2025 | 2025
20262-228750-01 | Connexus Energy | 26 | 689 | Co-op | 1542-S-2025 | 3.8 | Solar |  |  | Interconnected | Blaine | 55449 | BLN03 | BLAINE | Residential |  | 22271 | 2025 | 2025
20262-228750-01 | Connexus Energy | 26 | 689 | Co-op | 1543-S-2025 | 0.96 | Solar |  |  | Interconnected | Coon Rapids | 55448 | NBL11 | NORTH BUNKER LAKE | Residential |  |  | 2025 | 2025
20262-228750-01 | Connexus Energy | 26 | 689 | Co-op | 1544-S-2025 | 10 | Solar |  |  | Interconnected | Saint Francis | 55070 | STF06 | ST. FRANCIS | Residential |  | 44999.99 | 2025 | 2025
20262-228750-01 | Connexus Energy | 26 | 689 | Co-op | 1545-S-2025 | 10.47 | Solar |  |  | Interconnected | Blaine | 55449 | JON05 | JOHNSVILLE | Residential |  | 36096 | 2025 | 2025
20262-228750-01 | Connexus Energy | 26 | 689 | Co-op | 1546-S-2025 | 7.04 | Solar |  |  | Interconnected | Maple Grove | 55369 | HEN02 | HENNEPIN | Residential |  | 44981 | 2025 | 2025
20262-228750-01 | Connexus Energy | 26 | 689 | Co-op | 1547-S-2025 | 10.88 | Solar |  |  | Interconnected | Ramsey | 55303 | DPT01 | DAYTONPORT | Residential |  | 72304 | 2025 | 2025
20262-228750-01 | Connexus Energy | 26 | 689 | Co-op | 1548-S-2025 | 4.48 | Solar |  |  | Interconnected | Blaine | 55434 | APT05 | AIRPORT | Residential |  | 23960 | 2025 | 2025
20262-228750-01 | Connexus Energy | 26 | 689 | Co-op | 1549-S-2025 | 8.32 | Solar |  |  | Interconnected | Ramsey | 55303 | ENP01 | ENERGY PARK | Residential |  | 50388 | 2025 | 2025
20262-228750-01 | Connexus Energy | 26 | 689 | Co-op | 1550-S-2025 | 8.36 | Solar |  |  | Interconnected | Lino Lakes | 55014 | BLN22 | BLAINE | Residential |  | 30963 | 2025 | 2025
20262-228750-01 | Connexus Energy | 26 | 689 | Co-op | 1551-S-2025 | 4.48 | Solar |  |  | Interconnected | Blaine | 55449 | LXN02 | LEXINGTON | Residential |  |  | 2025 | 2025
20262-228750-01 | Connexus Energy | 26 | 689 | Co-op | 1552-S-2025 | 22.3 | Solar |  |  | Interconnected | Becker | 55308 | WBK02 | WEST BECKER | Residential |  | 62000 | 2025 | 2025
20262-228750-01 | Connexus Energy | 26 | 689 | Co-op | 1553-S-2025 | 11.02 | Solar |  |  | Interconnected | Saint Francis | 55070 | STF04 | ST. FRANCIS | Residential |  | 45000 | 2025 | 2025
20262-228750-01 | Connexus Energy | 26 | 689 | Co-op | 1554-S-2025 | 9.12 | Solar |  |  | Interconnected | Hugo | 55038 | MAY03 | MAY | Residential |  | 37084 | 2025 | 2025
20262-228750-01 | Connexus Energy | 26 | 689 | Co-op | 1555-S-2025 | 7.6 | Solar |  |  | Interconnected | Zimmerman | 55398 | ZIM02 | ZIMMERMAN | Residential |  | 27108.5 | 2025 | 2025
20262-228750-01 | Connexus Energy | 26 | 689 | Co-op | 1556-S-2025 | 12.288 | Solar |  |  | Interconnected | Blaine | 55449 | JON03 | JOHNSVILLE | Residential |  | 38000 | 2025 | 2025
20262-228750-01 | Connexus Energy | 26 | 689 | Co-op | 1557-S-2025 | 17.664 | Solar |  |  | Interconnected | Zimmerman | 55398 | BDN03 | BALDWIN | Residential |  | 75880 | 2025 | 2025
20262-228750-01 | Connexus Energy | 26 | 689 | Co-op | 1558-S-2025 | 7.6 | Solar |  |  | Interconnected | Blaine | 55449 | BLN04 | BLAINE | Residential |  | 27090 | 2025 | 2025
20262-228750-01 | Connexus Energy | 26 | 689 | Co-op | 1559-S-2025 | 4.16 | Solar |  |  | Interconnected | Blaine | 55449 | LXN02 | LEXINGTON | Residential |  | 21141 | 2025 | 2025
20262-228750-01 | Connexus Energy | 26 | 689 | Co-op | 1560-S-2025 | 8.448 | Solar |  |  | Interconnected | Coon Rapids | 55448 | WDT03 | WOODCREST | Residential |  | 29040 | 2025 | 2025
20262-228750-01 | Connexus Energy | 26 | 689 | Co-op | 1561-S-2025 | 12.18 | Solar |  |  | Interconnected | Zimmerman | 55398 | ZIM07 | ZIMMERMAN | Residential |  | 48792 | 2025 | 2025
20262-228750-01 | Connexus Energy | 26 | 689 | Co-op | 1562-S-2025 | 0.38 | Solar |  |  | Interconnected | Hugo | 55038 | HGO04 | HUGO | Residential |  | 28500 | 2025 | 2025
20262-228750-01 | Connexus Energy | 26 | 689 | Co-op | 1563-S-2025 | 10.819 | Solar |  |  | Interconnected | Blaine | 55449 | APT05 | APT05 | Residential |  | 43323 | 2025 | 2025
20262-228750-01 | Connexus Energy | 26 | 689 | Co-op | 1564-S-2025 | 12.672 | Solar |  |  | Interconnected | Isanti | 55040 | IST05 | ISANTI | Residential |  | 40401 | 2025 | 2025
20262-228750-01 | Connexus Energy | 26 | 689 | Co-op | 1565-S-2025 | 12.672 | Solar |  |  | Interconnected | Zimmerman | 55398 | CRN03 | CROWN | Residential |  | 42280 | 2025 | 2025
20262-228750-01 | Connexus Energy | 26 | 689 | Co-op | 1566-S-2025 | 4.48 | Solar |  |  | Interconnected | Blaine | 55449 | APT05 | AIRPORT | Residential |  |  | 2025 | 2025
20262-228750-01 | Connexus Energy | 26 | 689 | Co-op | 1567-S-2025 | 5.76 | Solar |  |  | Interconnected | Blaine | 55434 | APT26 | AIRPORT | Residential |  | 36968 | 2025 | 2025
20262-228750-01 | Connexus Energy | 26 | 689 | Co-op | 1568-S-2025 | 9.12 | Solar |  |  | Interconnected | Circle Pines | 55014 | CIR05 | CIRCLE PINES | Residential |  | 33593 | 2025 | 2025
20262-228750-01 | Connexus Energy | 26 | 689 | Co-op | 1569-S-2025 | 8.74 | Solar |  |  | Interconnected | Dayton | 55327 | SDN03 | SOUTH DAYTON | Residential |  | 388838 | 2025 | 2025
20262-228750-01 | Connexus Energy | 26 | 689 | Co-op | 1570-S-2025 | 8.96 | Solar |  |  | Interconnected | Circle Pines | 55014 | CIR04 | CIRCLE PINES | Residential |  | 54150 | 2025 | 2025
20262-228750-01 | Connexus Energy | 26 | 689 | Co-op | 1571-S-2025 | 11.866 | Solar |  |  | Interconnected | Blaine | 55449 | BLN04 | BLAINE | Residential |  | 40700 | 2025 | 2025
20262-228750-01 | Connexus Energy | 26 | 689 | Co-op | 1572-S-2025 | 13 | Solar |  |  | Interconnected | Ham Lake | 55304 | HAM06 | HAM LAKE | Residential |  | 45900 | 2025 | 2025
20262-228750-01 | Connexus Energy | 26 | 689 | Co-op | 1573-S-2025 | 248.2 | Solar |  |  | Interconnected | Blaine | 55434 | NTN01 | NORTHTOWN | Commercial |  | 365479 | 2025 | 2025
20262-228750-01 | Connexus Energy | 26 | 689 | Co-op | 1574-S-2025 | 25.752 | Solar |  |  | Interconnected | Nowthen | 55330 | AKA06 | ANOKA | Residential |  | 46880 | 2025 | 2025
20262-228750-01 | Connexus Energy | 26 | 689 | Co-op | 1575-S-2025 | 39.95 | Solar |  |  | Interconnected | Blaine | 55449 | APT05 | AIRPORT | Commercial |  | 102945.55 | 2025 | 2025
20262-228750-01 | Connexus Energy | 26 | 689 | Co-op | 1576-S-2025 | 14.976 | Solar |  |  | Interconnected | Andover | 55304 | SOD05 | SODERVILLE | Residential |  | 24276 | 2025 | 2025
20262-228750-01 | Connexus Energy | 26 | 689 | Co-op | 1577-S-2025 | 13.262 | Solar |  |  | Interconnected | Hugo | 55038 | WBR03 | WHITE BEAR TOWNSHIP | Residential |  | 46588.6 | 2025 | 2025
20262-228750-01 | Connexus Energy | 26 | 689 | Co-op | 1578-S-2025 | 11.6 | Solar |  |  | Interconnected | Zimmerman | 55398 | ZIM02 | ZIMMERMAN | Residential |  | 58850 | 2025 | 2025
20262-228750-01 | Connexus Energy | 26 | 689 | Co-op | 1579-S-2025 | 7.1 | Solar |  |  | Interconnected | Zimmerman | 55398 | CRN04 | CROWN | Residential |  | 34440 | 2025 | 2025
20262-228750-01 | Connexus Energy | 26 | 689 | Co-op | 1580-S-2025 | 12.8 | Solar |  |  | Interconnected | Blaine | 55449 | BLN21 | BLAINE | Residential |  | 74739 | 2025 | 2025
20262-228750-01 | Connexus Energy | 26 | 689 | Co-op | 1581-S-2025 | 15.168 | Solar |  |  | Interconnected | Blaine | 55449 | BLN26 | BLAINE | Residential |  | 51000 | 2025 | 2025
20262-228750-01 | Connexus Energy | 26 | 689 | Co-op | 1582-S-2025 | 4.56 | Solar |  |  | Interconnected | Anoka | 55303 | AKA06 | ANOKA | Residential |  | 32345 | 2025 | 2025
20262-228750-01 | Connexus Energy | 26 | 689 | Co-op | 1583-S-2025 | 22.685 | Solar |  |  | Interconnected | Lino Lakes | 55014 | BLN22 | BLAINE | Residential |  | 63010 | 2025 | 2025
20262-228750-01 | Connexus Energy | 26 | 689 | Co-op | 1584-S-2025 | 7.04 | Solar |  |  | Interconnected | Blaine | 55449 | BLN23 | BLAINE | Residential |  | 40670 | 2025 | 2025
20262-228750-01 | Connexus Energy | 26 | 689 | Co-op | 1585-S-2025 | 11.4 | Solar |  |  | Interconnected | Saint Francis | 55070 | STF06 | ST. FRANCIS | Residential |  | 51540 | 2025 | 2025
20262-228750-01 | Connexus Energy | 26 | 689 | Co-op | 1585-S-2025 | 15.168 | Solar |  |  | Interconnected | Blaine | 55449 | STF06 | ST. FRANCIS | Residential |  | 51000 | 2025 | 2025
20262-228750-01 | Connexus Energy | 26 | 689 | Co-op | 1586-S-2025 | 5.12 | Solar |  |  | Withdrawn | Blaine | 55449 |  |  | Residential |  | 34128 | 2025
20262-228750-01 | Connexus Energy | 26 | 689 | Co-op | 1587-S-2025 | 22.8 | Solar |  |  | Withdrawn | Becker | 55308 |  |  | Residential |  | 121968 | 2025
20262-228750-01 | Connexus Energy | 26 | 689 | Co-op | 1588-S-2025 | 10.752 | Solar |  |  | Withdrawn | Elk River | 55330 |  |  | Residential |  | 31860 | 2025
20262-228750-01 | Connexus Energy | 26 | 689 | Co-op | 1589-S-2025 | 7.12 | Solar |  |  | Withdrawn | Blaine | 55449 |  |  | Residential |  |  | 2025
20262-228750-01 | Connexus Energy | 26 | 689 | Co-op | 1590-S-2025 | 940 | Solar |  |  | Active Application | Blaine | 55449 |  |  | Commercial |  | 4160000 | 2025
20262-228750-01 | Connexus Energy | 26 | 689 | Co-op | 1591-S-2025 | 8.448 | Solar |  | X | Active Application | Blaine | 55434 |  |  | Residential |  | 45715 | 2025
20262-228750-01 | Connexus Energy | 26 | 689 | Co-op | 1592-S-2025 | 9.984 | Solar |  |  | Active Application | Blaine | 55449 |  |  | Residential |  | 39890.5 | 2025
20262-228750-01 | Connexus Energy | 26 | 689 | Co-op | 1593-S-2025 | 23.1 | Solar |  |  | Active Application | Elk River | 55330 |  |  | Residential |  | 74000 | 2025
20262-228750-01 | Connexus Energy | 26 | 689 | Co-op | 1594-S-2025 | 14.16 | Solar |  | X | Active Application | Blaine | 55449 |  |  | Residential |  | 29000 | 2025
20262-228750-01 | Connexus Energy | 26 | 689 | Co-op | 1595-S-2025 | 9.6 | Solar |  |  | Active Application | Ham Lake | 55304 |  |  | Residential |  | 36828 | 2025
20262-228750-01 | Connexus Energy | 26 | 689 | Co-op | 1596-S-2025 | 11.136 | Solar |  |  | Active Application | East Bethel | 55005 |  |  | Residential |  | 62669.55 | 2025
20262-228750-01 | Connexus Energy | 26 | 689 | Co-op | 1597-ES-2025 | 16 | Storage |  |  | Active Application | East Bethel | 55005 |  |  | Residential |  | 62669.55 | 2025
20262-228750-01 | Connexus Energy | 26 | 689 | Co-op | 1598-S-2025 | 2.792 | Solar |  |  | Active Application | Andover | 55304 |  |  | Residential |  | 15498 | 2025
20262-228750-01 | Connexus Energy | 26 | 689 | Co-op | 1599-S-2025 | 18.816 | Solar |  |  | Active Application | Elk River | 55330 |  |  | Residential |  | 61632.2 | 2025
20262-228750-01 | Connexus Energy | 26 | 689 | Co-op | 1600-S-2025 | 7.296 | Solar |  |  | Active Application | Zimmerman | 55398 |  |  | Residential |  | 32954 | 2025
20262-228750-01 | Connexus Energy | 26 | 689 | Co-op | 1601-S-2025 | 4.608 | Solar |  |  | Active Application | Blaine | 55434 |  |  | Residential |  | 24917.75 | 2025
20262-228750-01 | Connexus Energy | 26 | 689 | Co-op | 1602-S-2025 | 3.84 | Solar |  |  | Active Application | Dayton | 55327 |  |  | Residential |  | 31590 | 2025
20262-228750-01 | Connexus Energy | 26 | 689 | Co-op | 1603-S-2025 | 7.6 | Solar |  |  | Active Application | North Oaks | 55127 |  |  | Residential |  | 19000 | 2025
20262-228750-01 | Connexus Energy | 26 | 689 | Co-op | 1604-S-2025 | 11.5 | Solar |  |  | Active Application | Bethel | 55005 |  |  | Residential |  | 53908 | 2025
20262-228750-01 | Connexus Energy | 26 | 689 | Co-op | 1605-S-2025 | 7.329 | Solar |  |  | Active Application | Andover | 55304 |  |  | Residential |  | 34142 | 2025
20262-228750-01 | Connexus Energy | 26 | 689 | Co-op | 1606-S-2025 | 21.888 | Solar |  |  | Active Application | Ramsey | 55303 |  |  | Residential |  | 70983.92 | 2025
20262-228750-01 | Connexus Energy | 26 | 689 | Co-op | 1607-S-2025 | 7.6 | Solar |  |  | Active Application | Becker | 55308 |  |  | Residential |  | 48762 | 2025
20262-228750-01 | Connexus Energy | 26 | 689 | Co-op | 1608-S-2025 | 10 | Solar |  |  | Active Application | East Bethel | 55005 |  |  | Residential |  | 34501.73 | 2025
20262-228750-01 | Connexus Energy | 26 | 689 | Co-op | 1609-S-2025 | 8.376 | Solar |  |  | Active Application | Blaine | 55434 |  |  | Residential |  | 28158.4 | 2025
20262-228750-01 | Connexus Energy | 26 | 689 | Co-op | 1610-S-2025 | 15.2 | Solar |  |  | Active Application | Blaine | 55449 |  |  | Residential |  | 35000 | 2025
20262-228750-01 | Connexus Energy | 26 | 689 | Co-op | 1611-S-2025 | 13.64 | Solar |  |  | Active Application | Blaine | 55434 |  |  | Residential |  | 40169.6 | 2025
20262-228750-01 | Connexus Energy | 26 | 689 | Co-op | 1612-S-2025 | 8 | Solar |  |  | Active Application | Champlin | 55316 |  |  | Residential |  | 39668 | 2025
20262-228750-01 | Connexus Energy | 26 | 689 | Co-op | 1613-S-2025 | 11.52 | Solar |  |  | Active Application | Zimmerman | 55398 |  |  | Residential |  | 43077 | 2025
20262-228750-01 | Connexus Energy | 26 | 689 | Co-op | 1614-S-2025 | 5.68 | Solar |  |  | Active Application | Hugo | 55038 |  |  | Residential |  | 25284 | 2025
20262-228750-01 | Connexus Energy | 26 | 689 | Co-op | 1615-S-2025 | 39.75 | Solar |  |  | Active Application | Blaine | 55449 |  |  | Commercial |  |  | 2025
20262-228750-01 | Connexus Energy | 26 | 689 | Co-op | 1616-S-2025 | 39 | Solar |  |  | Active Application | Isanti | 55040 |  |  | Commercial |  | 30000 | 2025
20262-228750-01 | Connexus Energy | 26 | 689 | Co-op | 1617-S-2025 | 19.584 | Solar |  |  | Active Application | Saint Francis | 55070 |  |  | Residential |  | 73912 | 2025
20262-228750-01 | Connexus Energy | 26 | 689 | Co-op | 1618-S-2025 | 7.6 | Solar |  |  | Active Application | Coon Rapids | 55433 |  |  | Residential |  | 30702 | 2025
20262-228750-01 | Connexus Energy | 26 | 689 | Co-op | 1619-S-2025 | 15.2 | Solar |  |  | Active Application | Lino Lakes | 55014 |  |  | Residential |  | 39600 | 2025
20262-228750-01 | Connexus Energy | 26 | 689 | Co-op | 1620-S-2025 | 7.6 | Solar |  |  | Active Application | Blaine | 55434 |  |  | Commercial |  | 20000 | 2025
20262-228750-01 | Connexus Energy | 26 | 689 | Co-op | 1621-S-2025 | 39.95 | Solar |  |  | Active Application | Coon Rapids | 55433 |  |  | Commercial |  | 119688.52 | 2025
20262-228750-01 | Connexus Energy | 26 | 689 | Co-op | 1622-S-2025 | 15.007 | Solar |  |  | Active Application | Champlin | 55316 |  |  | Residential |  | 60368 | 2025
20262-228750-01 | Connexus Energy | 26 | 689 | Co-op | 1623-S-2025 | 14 | Solar |  |  | Active Application | Anoka | 55303 |  |  | Residential |  | 74109 | 2025
20262-228750-01 | Connexus Energy | 26 | 689 | Co-op | 1624-S-2025 | 7.6 | Solar |  |  | Active Application | Ham Lake | 55304 |  |  | Residential |  | 20000 | 2025
20262-228750-01 | Connexus Energy | 26 | 689 | Co-op | 1625-S-2025 | 10.44 | Solar |  |  | Active Application | Becker | 55308 |  |  | Residential |  | 54180 | 2025
20262-228750-01 | Connexus Energy | 26 | 689 | Co-op | 1626-S-2025 | 19.2 | Solar |  |  | Active Application | Elk River | 55330 |  |  | Residential |  | 36935 | 2025
20262-228750-01 | Connexus Energy | 26 | 689 | Co-op | 1627-S-2025 | 7.6 | Solar |  |  | Active Application | Blaine | 55434 |  |  | Commercial |  | 20000 | 2025
20262-228750-01 | Connexus Energy | 26 | 689 | Co-op | 1628-S-2025 | 30.4 | Solar |  |  | Active Application | Ham Lake | 55304 |  |  | Residential |  | 125444.78 | 2025
20262-228750-01 | Connexus Energy | 26 | 689 | Co-op | 1629-S-2025 | 12 | Solar |  |  | Active Application | Andover | 55304 |  |  | Residential |  | 39150 | 2025
20262-228750-01 | Connexus Energy | 26 | 689 | Co-op | 1630-S-2025 | 4.48 | Solar |  |  | Active Application | Dayton | 55327 |  |  | Residential |  | 30326 | 2025
20262-228750-01 | Connexus Energy | 26 | 689 | Co-op | 1631-S-2025 | 6.4 | Solar |  |  | Active Application | Big Lake | 55309 |  |  | Residential |  | 40554 | 2025
20262-228750-01 | Connexus Energy | 26 | 689 | Co-op | 1632-S-2025 | 8.064 | Solar |  |  | Active Application | Coon Rapids | 55448 |  |  | Residential |  | 31456.16 | 2025
20262-228750-01 | Connexus Energy | 26 | 689 | Co-op | 1633-S-2025 | 10.47 | Solar |  |  | Active Application | Ramsey | 55303 |  |  | Residential |  | 39900 | 2025
20262-228750-01 | Connexus Energy | 26 | 689 | Co-op | 1634-S-2025 | 3.84 | Solar |  |  | Active Application | Dayton | 55327 |  |  | Residential |  | 25665 | 2025
20262-228750-01 | Connexus Energy | 26 | 689 | Co-op | 1635-S-2025 | 4.48 | Solar |  |  | Active Application | Big Lake | 55309 |  |  | Residential |  | 30326 | 2025
20262-228750-01 | Connexus Energy | 26 | 689 | Co-op | 1636-S-2025 | 9.24 | Solar |  |  | Active Application | Blaine | 55449 |  |  | Residential |  | 27374 | 2025
20262-228750-01 | Connexus Energy | 26 | 689 | Co-op | 1637-S-2025 | 8.96 | Solar |  |  | Active Application | Blaine | 55449 |  |  | Residential |  | 54417 | 2025
20262-228750-01 | Connexus Energy | 26 | 689 | Co-op | 1638-S-2025 | 7.6 | Solar |  |  | Active Application | Big Lake | 55309 |  |  | Residential |  | 44772 | 2025
20262-228750-01 | Connexus Energy | 26 | 689 | Co-op | 1639-S-2025 | 6.615 | Solar |  |  | Active Application | Isanti | 55040 |  |  | Residential |  | 34314 | 2025
20262-228750-01 | Connexus Energy | 26 | 689 | Co-op | 1640-S-2025 | 12.564 | Solar |  |  | Active Application | Marine On Saint Croix | 55047 |  |  | Residential |  |  | 2025
20262-228750-01 | Connexus Energy | 26 | 689 | Co-op | 1641-S-2025 | 23 | Solar |  |  | Active Application | Ham Lake | 55304 |  |  | Residential |  |  | 2025
20262-228750-01 | Connexus Energy | 26 | 689 | Co-op | 1642-S-2025 | 2.32 | Solar |  |  | Active Application | Saint Paul | 55127 |  |  | Residential |  | 14874.7 | 2025
20262-228750-01 | Connexus Energy | 26 | 689 | Co-op | 1643-S-2025 | 9.984 | Solar |  |  | Active Application | Blaine | 55449 |  |  | Residential |  | 34697 | 2025
20262-228750-01 | Connexus Energy | 26 | 689 | Co-op | 1644-S-2025 | 9.216 | Solar |  |  | Active Application | Blaine | 55434 |  |  | Residential |  | 40408 | 2025
20262-228750-01 | Connexus Energy | 26 | 689 | Co-op | 1645-S-2025 | 30 | Solar |  |  | Active Application | Becker | 55308 |  |  | Residential |  | 57825 | 2025
20262-228750-01 | Connexus Energy | 26 | 689 | Co-op | 1646-S-2025 | 11.78 | Solar |  |  | Active Application | Blaine | 55449 |  |  | Residential |  | 44076 | 2025
20262-228750-01 | Connexus Energy | 26 | 689 | Co-op | 1647-S-2025 | 17.45 | Solar |  | X | Active Application | Forest Lake | 55025 |  |  | Residential |  | 33229 | 2025
20262-228750-01 | Connexus Energy | 26 | 689 | Co-op | 1648-S-2025 | 7.6 | Solar |  | X | Active Application | Oak Grove | 55303 |  |  | Residential |  | 34450 | 2025
20262-228750-01 | Connexus Energy | 26 | 689 | Co-op | 1649-S-2025 | 8.376 | Solar |  |  | Active Application | Champlin | 55316 |  |  | Residential |  | 48098.4 | 2025
20262-228750-01 | Connexus Energy | 26 | 689 | Co-op | 1650-S-2025 | 11.168 | Solar |  |  | Active Application | Coon Rapids | 55433 |  |  | Residential |  | 38528 | 2025
20262-228750-01 | Connexus Energy | 26 | 689 | Co-op | 1651-S-2025 | 10.752 | Solar |  |  | Active Application | Circle Pines | 55014 |  |  | Residential |  | 35105 | 2025
20262-228750-01 | Connexus Energy | 26 | 689 | Co-op | 1652-S-2025 | 3.77 | Solar |  |  | Active Application | White Bear Lake | 55110 |  |  | Residential |  | 20632.45 | 2025
20262-228750-01 | Connexus Energy | 26 | 689 | Co-op | 1653-S-2025 | 2.61 | Solar |  |  | Active Application | White Bear Lake | 55110 |  |  | Residential |  | 16579.78 | 2025
20262-228750-01 | Connexus Energy | 26 | 689 | Co-op | 1654-S-2025 | 10.368 | Solar |  |  | Active Application | Bethel | 55005 |  |  | Residential |  | 39890 | 2025
20261-227126-01 | Cooperative Light & Power | 9 | 4346 | Co-op | 2018 CLP 1 | 1.35 | Solar |  |  | Interconnected | Duluth | 55804 | 7 | C | Residential |  |  | 1999 | 1999
20261-227126-01 | Cooperative Light & Power | 9 | 4346 | Co-op | 2018 CLP 2 | 15.8 | Solar |  |  | Interconnected | Finland | 55604 | 5 |  | Commercial |  |  | 2003 | 2003
20261-227126-01 | Cooperative Light & Power | 9 | 4346 | Co-op | 2018 CLP 3 | 3 | Solar |  |  | Interconnected | Duluth | 55804 | 7 | C | Residential |  |  | 2004 | 2004
20261-227126-01 | Cooperative Light & Power | 9 | 4346 | Co-op | 2018 CLP 4 | 1.3 | Solar |  |  | Interconnected | Duluth | 55804 | 7 | C | Residential |  |  | 2006 | 2006
20261-227126-01 | Cooperative Light & Power | 9 | 4346 | Co-op | 2018 CLP 5 | 6.12 | Solar |  |  | Interconnected | Two Harbors | 55616 | 3 | B | Residential |  |  | 2006 | 2006
20261-227126-01 | Cooperative Light & Power | 9 | 4346 | Co-op | 2018 CLP 7 | 2.16 | Solar |  |  | Interconnected | Finland | 55603 | 5 | A | Residential |  |  | 2007 | 2007
20261-227126-01 | Cooperative Light & Power | 9 | 4346 | Co-op | 2018 CLP 8 | 2.8 | Solar |  |  | Interconnected | Duluth | 55804 | 7 | B | Residential |  |  | 2007 | 2007
20261-227126-01 | Cooperative Light & Power | 9 | 4346 | Co-op | 2018 CLP 9 | 1 | Solar |  |  | Interconnected | Finland | 55603 | 5 | A | Residential |  |  | 2007 | 2007
20261-227126-01 | Cooperative Light & Power | 9 | 4346 | Co-op | 2018 CLP 10 | 3.12 | Solar |  |  | Interconnected | Two Harbors | 55616 | 3 |  | Residential |  |  | 2007 | 2007
20261-227126-01 | Cooperative Light & Power | 9 | 4346 | Co-op | 2018 CLP 11 | 8.4 | Solar |  |  | Interconnected | Finland | 55603 | 5 | C | Residential |  |  | 2007 | 2007
20261-227126-01 | Cooperative Light & Power | 9 | 4346 | Co-op | 2018 CLP 12 | 2.88 | Solar |  |  | Interconnected | Finland | 55603 | 5 | C | Commercial |  |  | 2008 | 2008
20261-227126-01 | Cooperative Light & Power | 9 | 4346 | Co-op | 2018 CLP 13 | 2.05 | Solar |  |  | Interconnected | Two Harbors | 55616 | 3 | C | Residential |  |  | 2009 | 2009
20261-227126-01 | Cooperative Light & Power | 9 | 4346 | Co-op | 2018 CLP 14 | 10.5 | Solar |  |  | Interconnected | Finland | 55603 | 5 | C | Commercial |  |  | 2012 | 2012
20261-227126-01 | Cooperative Light & Power | 9 | 4346 | Co-op | 2018 CLP 15 | 5 | Solar |  |  | Interconnected | Finland | 55603 | 5 | B | Residential |  |  | 2012 | 2012
20261-227126-01 | Cooperative Light & Power | 9 | 4346 | Co-op | 2018 CLP 16 | 17.7 | Solar |  |  | Interconnected |  |  |  |  | Commercial |  |  | 2013 | 2013
20261-227126-01 | Cooperative Light & Power | 9 | 4346 | Co-op | 2018 CLP 17 | 0.19 | Solar |  |  | Interconnected | Finland | 55603 | 5 | B | Residential |  |  | 2013 | 2013
20261-227126-01 | Cooperative Light & Power | 9 | 4346 | Co-op | 2018 CLP 18 | 2.5 | Solar |  |  | Interconnected | Two Harbors | 55616 | 3 | A | Residential |  |  | 2013 | 2013
20261-227126-01 | Cooperative Light & Power | 9 | 4346 | Co-op | 2018 CLP 19 | 4.8 | Solar |  |  | Interconnected | Duluth | 55804 | 7 | B | Residential |  |  | 2016 | 2016
20261-227126-01 | Cooperative Light & Power | 9 | 4346 | Co-op | 2018 CLP 20 | 6.7 | Solar |  |  | Interconnected | Finland | 55603 | 5 | B | Residential |  |  | 2016 | 2016
20261-227126-01 | Cooperative Light & Power | 9 | 4346 | Co-op | 2018 CLP 21 | 6.7 | Solar |  |  | Interconnected | Duluth | 55804 | 7 | B | Residential |  |  | 2016 | 2016
20261-227126-01 | Cooperative Light & Power | 9 | 4346 | Co-op | 2018 CLP 22 | 3 | Wind |  |  | Interconnected | Duluth | 55804 | 7 | C | Residential |  |  | 1992 | 1992
20261-227126-01 | Cooperative Light & Power | 9 | 4346 | Co-op | 2018 CLP 23 | 1.35 | Wind |  |  | Interconnected | Two Harbors | 55616 | 3 | C | Residential |  |  | 1999 | 1999
20261-227126-01 | Cooperative Light & Power | 9 | 4346 | Co-op | 2018 CLP 24 | 10 | Wind |  |  | Interconnected | Finland | 55603 | 5 | C | Commercial |  |  | 2003 | 2003
20261-227126-01 | Cooperative Light & Power | 9 | 4346 | Co-op | 2018 CLP 25 | 6.05 | Wind |  |  | Interconnected | Two Harbors | 55616 | 3 | B | Residential |  |  | 2006 | 2006
20261-227126-01 | Cooperative Light & Power | 9 | 4346 | Co-op | 2018 CLP 26 | 7.7 | Wind |  |  | Interconnected | Two Harbors | 55616 | 3 | C | Residential |  |  | 2009 | 2009
20261-227126-01 | Cooperative Light & Power | 9 | 4346 | Co-op | 2018 CLP 27 | 17.5 | Wind |  |  | Interconnected | Two Harbors | 55616 | 3 | C | Residential |  |  | 2014 | 2014
20261-227126-01 | Cooperative Light & Power | 9 | 4346 | Co-op | 2018 CLP 28 | 12.68 | Solar |  |  | Interconnected | Two Harbors | 55616 | 7 | B | Residential |  |  | 2017 | 2017
20261-227126-01 | Cooperative Light & Power | 9 | 4346 | Co-op | 2018 CLP 29 | 2.5 | Solar |  |  | Interconnected | Two Harbors | 55616 | 3 | A | Residential |  |  | 2013 | 2013
20261-227126-01 | Cooperative Light & Power | 9 | 4346 | Co-op | 2018 CLP 30 | 7.68 | Solar |  |  | Interconnected | Two Harbors | 55616 | 3 | A | Residential |  | 29704 | 2018 | 2018
20261-227126-01 | Cooperative Light & Power | 9 | 4346 | Co-op | 2018 CLP 31 | 7.6 | Solar |  |  | Interconnected | Two Harbors | 55616 | 7 | A | Residential |  | 30983 | 2018 | 2018
20261-227126-01 | Cooperative Light & Power | 9 | 4346 | Co-op | 2018 CLP 32 | 20.16 | Solar |  |  | Interconnected | Finland | 55603 | 5 | A | Residential |  | 44100 | 2018 | 2019
20261-227126-01 | Cooperative Light & Power | 9 | 4346 | Co-op | 2018 CLP 33 | 10.88 | Solar |  |  | Interconnected | Two Harbors | 55616 | 7 | A | Residential |  | 41274 | 2018 | 2018
20261-227126-01 | Cooperative Light & Power | 9 | 4346 | Co-op | 2018 CLP 34 | 4.08 | Solar |  |  | Interconnected | Beaver Bay | 55604 | 5 | A | Residential |  |  | 2018 | 2018
20261-227126-01 | Cooperative Light & Power | 9 | 4346 | Co-op | 2018 CLP 35 | 11.4 | Solar |  |  | Interconnected | Two Harbors | 55616 | 7 | A | Commercial |  | 42092 | 2018 | 2018
20261-227126-01 | Cooperative Light & Power | 9 | 4346 | Co-op | 2018 CLP 36 | 37.8 | Solar |  |  | Interconnected | Finland | 55603 | 5 | C | Commercial |  |  | 2017 | 2018
20261-227126-01 | Cooperative Light & Power | 9 | 4346 | Co-op | 2018 CLP 37 | 2 | Solar |  |  | Decommissioned | Two Harbors | 55616 | 3 | B | Residential |  |  |  |  | 2018
20261-227126-01 | Cooperative Light & Power | 9 | 4346 | Co-op | 2018 CLP 38 | 10.62 | Solar |  |  | Interconnected | Silver Bay | 55614 | 5 | B | Residential |  | 39551 | 2018 | 2019
20261-227126-01 | Cooperative Light & Power | 9 | 4346 | Co-op | 2019 CLP 29 | 9.3 | Solar |  |  | Interconnected | Beaver Bay | 55601 | 5 | F4 | Residential |  |  | 2019 | 2019
20261-227126-01 | Cooperative Light & Power | 9 | 4346 | Co-op | 2019 CLP 30 | 12.2 | Solar |  |  | Interconnected | Duluth | 55804 | 7 | B | Residential |  | 39500 | 2019 | 2019
20261-227126-01 | Cooperative Light & Power | 9 | 4346 | Co-op | 2019 CLP 31 | 6 | Solar |  |  | Interconnected | Island Lake | 55803 | 4 | 1 | Residential |  |  | 2018 | 2019
20261-227126-01 | Cooperative Light & Power | 9 | 4346 | Co-op | NOVA1069 | 5 | Solar |  |  | Interconnected | Isabella | 55607 | 5 | F1 | Residential |  | 20000 | 2019 | 2020
20261-227126-01 | Cooperative Light & Power | 9 | 4346 | Co-op | NOVA1119 | 4.8 | Solar |  |  | Interconnected | Beaver Bay | 55601 | 5 | F2 | Residential |  | 9500 | 2019 | 2019
20261-227126-01 | Cooperative Light & Power | 9 | 4346 | Co-op | NOVA1453 | 0.5 | Solar |  |  | Interconnected | Finland | 55603 | 5 | F4 | Residential |  | 1200 | 2019 | 2020
20261-227126-01 | Cooperative Light & Power | 9 | 4346 | Co-op | NOVA1543 | 6.96 | Solar |  |  | Interconnected | Two Harbors | 55616 | 7 | CV F3 | Residential |  | 36436 | 2019 | 2019
20261-227126-01 | Cooperative Light & Power | 9 | 4346 | Co-op | NOVA2258 | 12.6 | Solar |  | X | Interconnected | Two Harbors | 55616 | 7 | F1 | Residential |  | 30799 | 2019 | 2019
20261-227126-01 | Cooperative Light & Power | 9 | 4346 | Co-op | NOVA2321 | 5 | Solar |  |  | Interconnected | Two Harbors | 55616 | 203 | L6 | Residential |  | 30691 | 2019 | 2019
20261-227126-01 | Cooperative Light & Power | 9 | 4346 | Co-op | NOVA2359 | 5 | Solar |  |  | Interconnected | Two Harbors | 55616 | 7 | F1 | Residential |  | 24586 | 2019 | 2019
20261-227126-01 | Cooperative Light & Power | 9 | 4346 | Co-op | NOVA2579 | 8.12 | Solar |  |  | Withdrawn | Two Harbors | 55616 | 3 | W2 | Residential |  | 37412 | 2019
20261-227126-01 | Cooperative Light & Power | 9 | 4346 | Co-op | NOVA4015 | 6.38 | Solar |  | X | Interconnected | Two Harbors | 55616 | 3 | W2 | Residential |  | 38420 | 2020 | 2021
20261-227126-01 | Cooperative Light & Power | 9 | 4346 | Co-op | NOVA3054 | 3.29 | Solar |  |  | Interconnected | Duluth | 55803 | 3 | L5 | Residential |  | 15887 | 2020 | 2021
20261-227126-01 | Cooperative Light & Power | 9 | 4346 | Co-op | NOVA4078 | 4.42 | Solar |  |  | Interconnected | Duluth | 55804 | 7 | CV F3 | Residential |  | 20000 | 2021 | 2021
20261-227126-01 | Cooperative Light & Power | 9 | 4346 | Co-op | NOVA4561 | 10.45 | Solar |  |  | Interconnected | Duluth | 55804 | 7 | CV F1 | Residential |  | 32000 | 2021 | 2021
20261-227126-01 | Cooperative Light & Power | 9 | 4346 | Co-op | NOVA4571 | 6.96 | Solar |  |  | Interconnected | Two Harbors | 55616 | 7 | CV F3 | Residential |  | 36509 | 2021 | 2021
20261-227126-01 | Cooperative Light & Power | 9 | 4346 | Co-op | NOVA4548 | 7.08 | Solar |  |  | Interconnected | Two Harbors | 55616 | 203 | L3 | Residential |  | 24805 | 2021 | 2021
20261-227126-01 | Cooperative Light & Power | 9 | 4346 | Co-op | NOVA4674 | 10.2 | Solar |  |  | Interconnected | Duluth | 55804 | 7 | CV F1 | Residential |  | 22355 | 2021 | 2021
20261-227126-01 | Cooperative Light & Power | 9 | 4346 | Co-op | NOVA4867 | 8.12 | Solar |  |  | Interconnected | Two Harbors | 55616 | 3 | W2 | Residential |  | 36862 | 2021 | 2021
20261-227126-01 | Cooperative Light & Power | 9 | 4346 | Co-op | NOVA4960 | 3.48 | Solar |  |  | Interconnected | Duluth | 55804 | 7 | CV F3 | Residential |  | 15576 | 2021 | 2021
20261-227126-01 | Cooperative Light & Power | 9 | 4346 | Co-op | NOVA5230 | 8.72 | Solar |  |  | Interconnected | Finland | 55603 | 5 | F4 | Residential |  | 29930 | 2021 | 2022
20261-227126-01 | Cooperative Light & Power | 9 | 4346 | Co-op | NOVA5250 | 7.67 | Solar |  |  | Interconnected | Two Harbors | 55616 | 7 | CV F1 | Residential |  | 32666 | 2021 | 2021
20261-227126-01 | Cooperative Light & Power | 9 | 4346 | Co-op | NOVA5437 | 2.95 | Solar |  |  | Interconnected | Two Harbors | 55616 | 203 | L3 | Residential |  | 14197.9 | 2022 | 2022
20261-227126-01 | Cooperative Light & Power | 9 | 4346 | Co-op | NOVA5782 | 7.08 | Solar |  |  | Interconnected | Finland | 55603 | 5 | F2 | Residential |  | 20000 | 2023 | 2023
20261-227126-01 | Cooperative Light & Power | 9 | 4346 | Co-op | NOVA5797 | 10.25 | Solar |  |  | Interconnected | Two Harbors | 55616 | 7 | CV F3 | Residential |  | 38000 | 2022 | 2022
20261-227126-01 | Cooperative Light & Power | 9 | 4346 | Co-op | NOVA5816 | 5.9 | Solar |  |  | Interconnected | Two Harbors | 55616 | 203 | L4 | Residential |  | 28700 | 2022 | 2022
20261-227126-01 | Cooperative Light & Power | 9 | 4346 | Co-op | NOVA6078 | 17.6 | Solar |  |  | Interconnected | Duluth | 55804 | 7 | CV F2 | Residential |  | 81500 | 2022 | 2022
20261-227126-01 | Cooperative Light & Power | 9 | 4346 | Co-op | NOVA6232 | 7.08 | Solar |  |  | Withdrawn | Duluth | 55803 | 3 | L5 | Residential |  | 48774 | 2022
20261-227126-01 | Cooperative Light & Power | 9 | 4346 | Co-op | NOVA6364 | 15 | Solar |  |  | Interconnected | Duluth | 55804 | 7 | CV F3 | Residential |  | 46000 | 2022 | 2022
20261-227126-01 | Cooperative Light & Power | 9 | 4346 | Co-op | NOVA6407 | 24 | Solar |  |  | Interconnected | Two Harbors | 55616 | 203 | L6 | Residential |  | 60000 | 2022 | 2022
20261-227126-01 | Cooperative Light & Power | 9 | 4346 | Co-op | NOVA6426 | 10 | Solar |  |  | Interconnected | Duluth | 55804 | 7 | CV F2 | Residential |  | 43104 | 2022 | 2022
20261-227126-01 | Cooperative Light & Power | 9 | 4346 | Co-op | NOVA6450 | 6.57 | Solar |  |  | Interconnected | Knife River | 55609 | 7 | CV F3 | Residential |  | 32320 | 2022 | 2022
20261-227126-01 | Cooperative Light & Power | 9 | 4346 | Co-op | NOVA6517 | 23.7 | Solar |  |  | Interconnected | Knife River | 55609 | 7 | CV F3 | Residential |  | 117459.46 | 2023 | 2023
20261-227126-01 | Cooperative Light & Power | 9 | 4346 | Co-op | NOVA6549 | 7.32 | Solar |  |  | Interconnected | Silver Bay | 55614 | 5 | F2 | Residential |  | 24000 | 2022 | 2022
20261-227126-01 | Cooperative Light & Power | 9 | 4346 | Co-op | NOVA6585 | 5.86 | Solar |  |  | Interconnected | Two Harbors | 55616 | 203 | L3 | Residential |  | 24272 | 2022 | 2022
20261-227126-01 | Cooperative Light & Power | 9 | 4346 | Co-op | NOVA6588 | 8.65 | Solar |  | X | Interconnected | Silver Bay | 55616 | 5 | F2 | Residential |  | 22416 | 2022 | 2022
20261-227126-01 | Cooperative Light & Power | 9 | 4346 | Co-op | NOVA6595 | 8.42 | Solar |  |  | Interconnected | Two Harbors | 55616 | 203 | L4 | Residential |  | 31591 | 2022 | 2022
20261-227126-01 | Cooperative Light & Power | 9 | 4346 | Co-op | NOVA6633 | 5.12 | Solar |  |  | Interconnected | Two Harbors | 55616 | 7 | CV F1 | Residential |  | 29042 | 2022 | 2022
20261-227126-01 | Cooperative Light & Power | 9 | 4346 | Co-op | NOVA6873 | 8 | Solar |  | X | Interconnected | Duluth | 55804 | 7 | CV F2 | Residential |  | 58204 | 2022 | 2022
20261-227126-01 | Cooperative Light & Power | 9 | 4346 | Co-op | NOVA6964 | 18 | Solar |  |  | Interconnected | Duluth | 55804 | 7 | CV F2 | Residential |  | 103059 | 2022 | 2023
20261-227126-01 | Cooperative Light & Power | 9 | 4346 | Co-op | NOVA6995 | 6.59 | Solar |  |  | Interconnected | Two Harbors | 55616 | 203 | L3 | Residential |  | 29035 | 2022 | 2023
20261-227126-01 | Cooperative Light & Power | 9 | 4346 | Co-op | NOVA7002 | 5.86 | Solar |  |  | Interconnected | Duluth | 55804 | 7 | CV F2 | Residential |  | 22688 | 2023 | 2023
20261-227126-01 | Cooperative Light & Power | 9 | 4346 | Co-op | NOVA7144 | 38.52 | Solar |  |  | Interconnected | Two Harbors | 55616 | 7 | CV F1 | Residential |  | 85000 | 2022 | 2023
20261-227126-01 | Cooperative Light & Power | 9 | 4346 | Co-op | NOVA7145 | 38.52 | Solar |  |  | Interconnected | Duluth | 55804 | 7 | CV F2 | Residential |  | 85000 | 2022 | 2023
20261-227126-01 | Cooperative Light & Power | 9 | 4346 | Co-op | NOVA7192 | 13.5 | Solar |  |  | Interconnected | Two Harbors | 55616 | 5 | F2 | Residential |  | 58283 | 2022 | 2023
20261-227126-01 | Cooperative Light & Power | 9 | 4346 | Co-op | NOVA7381 | 26.61 | Solar |  | X | Interconnected | Duluth | 55803 | 4 | Island Lake | Residential |  | 84518 | 2022 | 2023
20261-227126-01 | Cooperative Light & Power | 9 | 4346 | Co-op | NOVA7411 | 2.88 | Solar |  |  | Interconnected | Silver Bay | 55614 | 5 | F2 | Residential |  | 21332 | 2023 | 2023
20261-227126-01 | Cooperative Light & Power | 9 | 4346 | Co-op | NOVA7575 | 15 | Solar |  | X | Interconnected | Two Harbors | 55616 | 3 | W2 | Residential |  | 72971 | 2023 | 2023
20261-227126-01 | Cooperative Light & Power | 9 | 4346 | Co-op | NOVA7598 | 12.5 | Solar |  |  | Interconnected | Two Harbors | 55616 | 7 | CV F1 | Residential |  | 51277 | 2023 | 2023
20261-227126-01 | Cooperative Light & Power | 9 | 4346 | Co-op | NOVA7619 | 9.15 | Solar |  |  | Interconnected | Duluth | 55804 | 7 | CV F1 | Residential |  | 33620 | 2023 | 2023
20261-227126-01 | Cooperative Light & Power | 9 | 4346 | Co-op | NOVA7631 | 9.52 | Solar |  |  | Interconnected | Silver Bay | 55614 | 5 | F3 | Residential |  | 43173 | 2023 | 2023
20261-227126-01 | Cooperative Light & Power | 9 | 4346 | Co-op | NOVA7839 | 13.08 | Solar |  | X | Interconnected | Two Harbors | 55616 | 203 | L3 | Residential |  | 55354 | 2023 | 2023
20261-227126-01 | Cooperative Light & Power | 9 | 4346 | Co-op | NOVA8117 | 5 | Solar |  |  | Interconnected | Two Harbors | 55616 | 7 | CV F1 | Residential |  | 21468 | 2023 | 2024
20261-227126-01 | Cooperative Light & Power | 9 | 4346 | Co-op | NOVA8307 | 8.45 | Solar |  |  | Interconnected | Duluth | 55803 | 4 | Island Lake | Residential |  | 28314 | 2023 | 2023
20261-227126-01 | Cooperative Light & Power | 9 | 4346 | Co-op | NOVA8315 | 5.86 | Solar |  |  | Interconnected | Knife River | 55609 | 7 | CV F3 | Residential |  | 13500 | 2023 | 2023
20261-227126-01 | Cooperative Light & Power | 9 | 4346 | Co-op | NOVA8397 | 9 | Solar |  | X | Interconnected | Two Harbors | 55616 | 203 | L3 | Residential |  | 43739 | 2023 | 2023
20261-227126-01 | Cooperative Light & Power | 9 | 4346 | Co-op | NOVA8427 | 6.3 | Solar |  |  | Active Application | Two Harbors | 55616 | Finland | F3 | Residential |  | 31043.25 | 2023
20261-227126-01 | Cooperative Light & Power | 9 | 4346 | Co-op | NOVA8457 | 22.4 | Solar |  |  | Interconnected | Two Harbors | 55616 | Waldo Bank 2 | L4 | Residential |  | 67000 | 2023 | 2023
20261-227126-01 | Cooperative Light & Power | 9 | 4346 | Co-op | NOVA8629 | 7.56 | Solar |  |  | Interconnected | Knife River | 55609 | Clover Valley | CV F3 | Residential |  | 34669 | 2023 | 2023
20261-227126-01 | Cooperative Light & Power | 9 | 4346 | Co-op | NOVA8702 | 8.64 | Solar |  |  | Interconnected | Duluth | 55803 | Waldo Bank 1 | L5 | Residential |  | 19926 | 2023 | 2023
20261-227126-01 | Cooperative Light & Power | 9 | 4346 | Co-op | NOVA8781 | 30 | Solar |  |  | Interconnected | Finland | 55603 | Finland | F2 | Commercial |  | 44012.5 | 2023 | 2024
20261-227126-01 | Cooperative Light & Power | 9 | 4346 | Co-op | NOVA8881 | 15 | Solar |  | X | Withdrawn | Finland | 55603 | Schroeder | Schroeder | Residential |  | 61474 | 2023
20261-227126-01 | Cooperative Light & Power | 9 | 4346 | Co-op | NOVA8984 | 12.8 | Solar |  |  | Interconnected | Two Harbors | 55616 | Waldo Bank 2 | L4 | Residential |  | 67780 | 2024 | 2024
20261-227126-01 | Cooperative Light & Power | 9 | 4346 | Co-op | NOVA9078 | 6 | Solar |  |  | Interconnected | Duluth | 55803 | Island Lake | Island Lake | Residential |  |  | 2018 | 2021
20261-227126-01 | Cooperative Light & Power | 9 | 4346 | Co-op | NOVA9170 | 17.93 | Solar |  |  | Interconnected | Two Harbors | 55616 | Waldo Bank 2 | L3 | Residential |  | 53508 | 2024 | 2024
20261-227126-01 | Cooperative Light & Power | 9 | 4346 | Co-op | NOVA10211 | 10.25 | Solar |  |  | Interconnected | Duluth | 55804 | Clover Valley | CV F2 | Residential |  | 44140 | 2024 | 2024
20261-227126-01 | Cooperative Light & Power | 9 | 4346 | Co-op | NOVA10489 | 3.6 | Solar |  |  | Interconnected | Duluth | 55803 | Waldo Bank 1 | L5 | Residential |  | 25000 | 2024 | 2024
20261-227126-01 | Cooperative Light & Power | 9 | 4346 | Co-op | NOVA1050 | 7.02 | Solar |  |  | Interconnected | Brimson | 55602 | Waldo Bank 1 | L5 | Residential |  |  | 2006 | 2006
20261-227126-01 | Cooperative Light & Power | 9 | 4346 | Co-op | NOVA10524 | 12 | Solar |  |  | Interconnected | Duluth | 55803 | Island Lake | Island Lake | Residential |  | 48900 | 2024 | 2024
20261-227126-01 | Cooperative Light & Power | 9 | 4346 | Co-op | NOVA10580 | 4.8 | Solar |  |  | Interconnected | Isabella | 55607 | Schroeder | Schroeder | Residential |  | 9936 | 2024 | 2024
20261-227126-01 | Cooperative Light & Power | 9 | 4346 | Co-op | NOVA1069 | 5 | Solar |  |  | Interconnected | Isabella | 55607 | Finland | F1 | Residential |  | 20000 | 2019 | 2020
20261-227126-01 | Cooperative Light & Power | 9 | 4346 | Co-op | NOVA10697 | 4.8 | Solar |  |  | Interconnected | Brimson | 55602 | Waldo Bank 1 | L5 | Residential |  | 17850 | 2024 | 2024
20261-227126-01 | Cooperative Light & Power | 9 | 4346 | Co-op | NOVA10702 | 26.34 | Solar |  | X | Interconnected | Finland | 55603 | Schroeder | Schroeder | Residential |  | 59711 | 2024 | 2024
20261-227126-01 | Cooperative Light & Power | 9 | 4346 | Co-op | NOVA10731 | 6.91 | Solar |  |  | Interconnected | Two Harbors | 55616 | Waldo Bank 2 | L4 | Residential |  | 27000 | 2024 | 2024
20261-227126-01 | Cooperative Light & Power | 9 | 4346 | Co-op | NOVA10814 | 7.68 | Solar |  |  | Interconnected | Silver Bay | 55614 | Finland | F3 | Residential |  | 33132 | 2024 | 2024
20261-227126-01 | Cooperative Light & Power | 9 | 4346 | Co-op | NOVA1119 | 4.8 | Solar |  |  | Interconnected | Beaver Bay | 55601 | Finland | F2 | Residential |  | 9500 | 2019 | 2019
20261-227126-01 | Cooperative Light & Power | 9 | 4346 | Co-op | NOVA11863 | 6.91 | Solar |  |  | Interconnected | Duluth | 55803 | Waldo Bank 1 | L5 | Residential |  | 31059 | 2024 | 2024
20261-227126-01 | Cooperative Light & Power | 9 | 4346 | Co-op | NOVA11975 | 9 | Solar |  |  | Interconnected | Two Harbors | 55616 | Clover Valley | CV F1 | Residential |  | 35580 | 2024 | 2024
20261-227126-01 | Cooperative Light & Power | 9 | 4346 | Co-op | NOVA12177 | 9.6 | Solar |  |  | Interconnected | Two Harbors | 55616 | Waldo Bank 1 | W2 | Residential |  | 38625 | 2024 | 2024
20261-227126-01 | Cooperative Light & Power | 9 | 4346 | Co-op | NOVA12192-S | 10.2 | Storage |  |  | Active Application | Two Harbors | 55616 | Clover Valley | CV F3 | Residential |  | 20000 | 2024
20261-227126-01 | Cooperative Light & Power | 9 | 4346 | Co-op | NOVA12199 | 7.36 | Solar |  |  | Interconnected | Duluth | 55803 | Island Lake | Island Lake | Residential |  | 33126 | 2024 | 2024
20261-227126-01 | Cooperative Light & Power | 9 | 4346 | Co-op | NOVA12248 | 8 | Solar |  |  | Interconnected | Duluth | 55803 | Island Lake | Island Lake | Residential |  | 33500 | 2024 | 2024
20261-227126-01 | Cooperative Light & Power | 9 | 4346 | Co-op | NOVA12268 | 6.92 | Solar |  |  | Interconnected | Two Harbors | 55616 | Waldo Bank 2 | L6 | Residential |  |  | 2024 | 2024
20261-227126-01 | Cooperative Light & Power | 9 | 4346 | Co-op | NOVA12274 | 22.8 | Solar |  |  | Withdrawn | Duluth | 55804 | Clover Valley | CV F2 | Residential |  | 149000 | 2024
20261-227126-01 | Cooperative Light & Power | 9 | 4346 | Co-op | NOVA12323 | 6.53 | Solar |  |  | Withdrawn | Knife River | 55609 | Clover Valley | CV F3 | Residential |  | 39037 | 2024
20261-227126-01 | Cooperative Light & Power | 9 | 4346 | Co-op | NOVA12331 | 36 | Solar |  |  | Withdrawn | Two Harbors | 55616 | Clover Valley | CV F3 | Residential |  | 2e+05 | 2024
20261-227126-01 | Cooperative Light & Power | 9 | 4346 | Co-op | NOVA12447 | 39.99 | Solar |  |  | Interconnected | Two Harbors | 55616 | Clover Valley | CV F3 | Residential |  | 125000 | 2024 | 2025
20261-227126-01 | Cooperative Light & Power | 9 | 4346 | Co-op | NOVA12466 | 18.03 | Solar |  | X | Interconnected | Knife River | 55609 | Clover Valley | CV F3 | Residential |  | 58824 | 2024 | 2025
20261-227126-01 | Cooperative Light & Power | 9 | 4346 | Co-op | NOVA12466-S | 11.5 | Storage |  |  | Interconnected | Knife River | 55609 | Clover Valley | CV F3 | Residential |  | 58824 | 2024 | 2025
20261-227126-01 | Cooperative Light & Power | 9 | 4346 | Co-op | NOVA12470 | 7.2 | Solar |  |  | Interconnected | Duluth | 55803 | Waldo Bank 1 | L5 | Residential |  | 28000 | 2024 | 2025
20261-227126-01 | Cooperative Light & Power | 9 | 4346 | Co-op | NOVA12767 | 9.6 | Solar |  |  | Interconnected | Brimson | 55602 | 3 | L5 | Residential |  | 25984 | 2025 | 2025
20261-227126-01 | Cooperative Light & Power | 9 | 4346 | Co-op | NOVA12797 | 17.26 | Solar |  | X | Interconnected | Finland | 55603 | 5 | F4 | Residential |  | 56169 | 2025 | 2025
20261-227126-01 | Cooperative Light & Power | 9 | 4346 | Co-op | NOVA12835 | 10.98 | Solar |  |  | Interconnected | Two Harbors | 55616 | 2 | L3 | Residential |  | 36735 | 2025 | 2025
20261-227126-01 | Cooperative Light & Power | 9 | 4346 | Co-op | NOVA12839 | 12.6 | Solar |  |  | Interconnected | Knife River | 55609 | 7 | CV F3 | Residential |  | 53978 | 2025 | 2025
20261-227126-01 | Cooperative Light & Power | 9 | 4346 | Co-op | NOVA13118 | 16.2 | Solar |  |  | Interconnected | Two Harbors | 55616 | 2 | L6 | Residential | no | 40717 | 2025 | 2025
20261-227126-01 | Cooperative Light & Power | 9 | 4346 | Co-op | NOVA13155 | 38.4 | Solar |  |  | Interconnected | Duluth | 55804 | 7 | CV F2 | Residential |  | 98771 | 2025 | 2025
20261-227126-01 | Cooperative Light & Power | 9 | 4346 | Co-op | NOVA13245 | 34.2 | Solar |  |  | Interconnected | Duluth | 55804 | 7 | CV F2 | Residential | no | 149000 | 2025 | 2025
20261-227126-01 | Cooperative Light & Power | 9 | 4346 | Co-op | NOVA13273 | 31.82 | Solar |  | X | Interconnected | Isabella | 55607 | 5 | F4 | Residential | no | 60500 | 2025 | 2025
20261-227126-01 | Cooperative Light & Power | 9 | 4346 | Co-op | NOVA13274 | 9.52 | Solar |  |  | Interconnected | Duluth | 55803 | 4 | 1 | Residential |  | 32087 | 2025 | 2025
20261-227126-01 | Cooperative Light & Power | 9 | 4346 | Co-op | NOVA13330 | 23.81 | Solar |  |  | Interconnected | Duluth | 55803 | 3 | W1 | Residential |  | 10000 | 2025 | 2025
20261-227126-01 | Cooperative Light & Power | 9 | 4346 | Co-op | NOVA13351 | 11.5 | Solar |  | X | Interconnected | Little Marais | 55614 | 5 | F2 | Residential |  | 68000 | 2025 | 2025
20261-227126-01 | Cooperative Light & Power | 9 | 4346 | Co-op | NOVA13406 | 32.22 | Solar |  | X | Interconnected | Isabella | 55607 | 5 | F4 | Residential |  | 61724 | 2025 | 2025
20261-227126-01 | Cooperative Light & Power | 9 | 4346 | Co-op | NOVA13450 | 5.49 | Solar |  |  | Interconnected | Two Harbors | 55616 | 7 | CV F1 | Residential |  | 20189 | 2025 | 2025
20261-227126-01 | Cooperative Light & Power | 9 | 4346 | Co-op | NOVA13545 | 12.6 | Solar |  |  | Interconnected | Duluth | 55804 | 7 | CV F1 | Residential | no | 38566 | 2025 | 2025
20261-227126-01 | Cooperative Light & Power | 9 | 4346 | Co-op | NOVA13766 | 10.98 | Solar |  |  | Interconnected | Finland | 55603 | 5 | F2 | Residential |  | 39300 | 2025 | 2025
20261-227126-01 | Cooperative Light & Power | 9 | 4346 | Co-op | NOVA14019 | 36 | Solar |  |  | Interconnected | Duluth | 55803 | 3 | L5 | Residential |  | 87967 | 2025 | 2025
20261-227126-01 | Cooperative Light & Power | 9 | 4346 | Co-op | NOVA14079 | 19.2 | Solar |  | X | Interconnected | Duluth | 55803 | 3 | L5 | Residential |  | 87967 | 2025 | 2025
20261-227126-01 | Cooperative Light & Power | 9 | 4346 | Co-op | NOVA14079-S | 2 | Storage |  |  | Interconnected | Duluth | 55803 | 3 | L5 | Residential |  | 87967 | 2025 | 2025
20262-228188-01 | Crow Wing Power | 35 | 4577 | Co-op | NOVACWP001 | 17.5 | Wind |  |  | Decommissioned | Aitkin | 56431 | Crosslake 2 | Feeder - 6 | Residential |  | 1 | 2002 | 2002 | 2020
20262-228188-01 | Crow Wing Power | 35 | 4577 | Co-op | NOVACWP002 | 2.4 | Solar |  |  | Interconnected | Longville | 56655 | Wabedo | Feeder - 2 | Residential |  | 1 | 2005 | 2005
20262-228188-01 | Crow Wing Power | 35 | 4577 | Co-op | NOVACWP003 | 1.02 | Solar |  |  | Interconnected | Crosslake | 56442 | Crosslake City | Feeder - 1 | Residential |  | 1 | 2006 | 2006
20262-228188-01 | Crow Wing Power | 35 | 4577 | Co-op | NOVACWP004 | 2 | Solar |  |  | Decommissioned | Baxter | 56401 | Southdale 1 | Feeder - 2 | Commercial |  | 1 | 2007 | 2007 | 2020
20262-228188-01 | Crow Wing Power | 35 | 4577 | Co-op | NOVACWP005 | 20 | Wind |  |  | Decommissioned | Brainerd | 56401 | Nokay | Feeder - 3 | Residential |  | 1 | 2007 | 2007 | 2020
20262-228188-01 | Crow Wing Power | 35 | 4577 | Co-op | NOVACWP0010 | 23 | Wind |  |  | Interconnected | Brainerd | 56401 | Oak Lawn | Feeder - 2 | Residential |  | 1 | 2008 | 2008
20262-228188-01 | Crow Wing Power | 35 | 4577 | Co-op | NOVACWP009 | 2.35 | Solar |  |  | Interconnected | Brainerd | 56401 | Oak Lawn | Feeder - 2 | Residential |  | 1 | 2008 | 2008
20262-228188-01 | Crow Wing Power | 35 | 4577 | Co-op | NOVACWP006 | 3.38 | Solar |  |  | Interconnected | Crosslake | 56442 | Ox Lake | Feeder - 2 | Residential |  | 1 | 2008 | 2008
20262-228188-01 | Crow Wing Power | 35 | 4577 | Co-op | NOVACWP007 | 6.1 | Solar |  |  | Interconnected | Crosslake | 56442 | Ox Lake | Feeder - 2 | Residential |  | 1 | 2008 | 2008
20262-228188-01 | Crow Wing Power | 35 | 4577 | Co-op | NOVACWP008 | 5 | Wind |  |  | Interconnected | Little Falls | 56345 | Little Falls | Feeder - 1 | Residential |  | 1 | 2008 | 2008
20262-228188-01 | Crow Wing Power | 35 | 4577 | Co-op | NOVACWP0013 | 30 | Wind |  |  | Decommissioned | Pierz |  | Dewing | Feeder - 2 | Residential |  |  | 2011 | 2011 | 2020
20262-228188-01 | Crow Wing Power | 35 | 4577 | Co-op | NOVACWP0011 | 16.1 | Solar |  |  | Interconnected | Hackensack | 56452 | Pleasant Lake | Feeder - 1 | Commercial |  | 1 | 2011 | 2011
20262-228188-01 | Crow Wing Power | 35 | 4577 | Co-op | NOVACWP0012 | 6 | Solar |  |  | Interconnected | Pine River | 56442 | Pine River | Feeder - 3 | Residential |  | 1 | 2011 | 2011
20262-228188-01 | Crow Wing Power | 35 | 4577 | Co-op | NOVACWP0014 | 3.23 | Solar |  |  | Interconnected | Crosslake | 56442 | Ox Lake | Feeder - 2 | Residential |  | 1 | 2012 | 2012
20262-228188-01 | Crow Wing Power | 35 | 4577 | Co-op | NOVACWP0015 | 1 | Wind |  |  | Interconnected | Hackensack | 56452 | Wabedo | Feeder - 2 | Commercial |  | 1 | 2012 | 2012
20262-228188-01 | Crow Wing Power | 35 | 4577 | Co-op | NOVACWP0016 | 2 | Solar |  |  | Interconnected | Hackensack | 56452 | Wabedo | Feeder - 2 | Commercial |  | 1 | 2012 | 2012
20262-228188-01 | Crow Wing Power | 35 | 4577 | Co-op | NOVACWP0017 | 6 | Solar |  |  | Interconnected | Little Falls | 56345 | Little Falls | Feeder - 1 | Residential |  | 1 | 2012 | 2012
20262-228188-01 | Crow Wing Power | 35 | 4577 | Co-op | NOVACWP0018 | 8 | Solar |  |  | Interconnected | Hackensack | 56452 | Pleasant Lake | Feeder - 3 | Residential |  | 1 | 2013 | 2013
20262-228188-01 | Crow Wing Power | 35 | 4577 | Co-op | NOVACWP0019 | 5.25 | Solar |  |  | Interconnected | Crosslake | 56473 | Crosslake City | Feeder - 1 | Commercial |  | 1 | 2013 | 2013
20262-228188-01 | Crow Wing Power | 35 | 4577 | Co-op | NOVACWP0020 | 11.5 | Solar |  |  | Interconnected | Backus | 56435 | Wabedo | Feeder - 2 | Residential |  | 1 | 2013 | 2013
20262-228188-01 | Crow Wing Power | 35 | 4577 | Co-op | NOVACWP0021 | 5.9 | Solar |  |  | Interconnected | Baxter | 56425 | Southdale 1 | Feeder - 3 | Residential |  | 1 | 2013 | 2013
20262-228188-01 | Crow Wing Power | 35 | 4577 | Co-op | NOVACWP0022 | 4.13 | Solar |  |  | Interconnected | Nisswa | 56468 | Merrifield | Feeder - 2 | Residential |  | 1 | 2013 | 2013
20262-228188-01 | Crow Wing Power | 35 | 4577 | Co-op | NOVACWP0023 | 6.96 | Solar |  |  | Interconnected | Baxter | 56425 | Baxter 1 | Feeder - 2 | Commercial |  | 1 | 2014 | 2014
20262-228188-01 | Crow Wing Power | 35 | 4577 | Co-op | NOVACWP0024 | 10.44 | Solar |  |  | Interconnected | Baxter | 56425 | Baxter 1 | Feeder - 2 | Commercial |  | 1 | 2014 | 2014
20262-228188-01 | Crow Wing Power | 35 | 4577 | Co-op | NOVACWP0025 | 22.62 | Solar |  |  | Interconnected | Baxter | 56425 | Baxter 1 | Feeder - 2 | Commercial |  | 1 | 2014 | 2014
20262-228188-01 | Crow Wing Power | 35 | 4577 | Co-op | NOVACWP0026 | 8.4 | Solar |  |  | Interconnected | Little Falls | 56345 | Little Falls | Feeder - 1 | Residential |  | 1 | 2014 | 2014
20262-228188-01 | Crow Wing Power | 35 | 4577 | Co-op | NOVACWP0027 | 9.84 | Solar |  |  | Interconnected | Pine River | 56474 | Pine River | Feeder - 1 | Residential |  | 1 | 2014 | 2014
20262-228188-01 | Crow Wing Power | 35 | 4577 | Co-op | NOVACWP0028 | 13.5 | Solar |  |  | Interconnected | Crosslake | 56442 | Crosslake City | Feeder - 2 | Commercial |  | 1 | 2014 | 2014
20262-228188-01 | Crow Wing Power | 35 | 4577 | Co-op | NOVACWP0029 | 2.8 | Solar |  |  | Interconnected | Pillager | 56473 | Motley | Feeder - 1 | Residential |  | 1 | 2014 | 2014
20262-228188-01 | Crow Wing Power | 35 | 4577 | Co-op | NOVACWP0030 | 16 | Solar |  |  | Interconnected | Backus | 56435 | Pine River | Feeder - 1 | Residential |  | 1 | 2014 | 2014
20262-228188-01 | Crow Wing Power | 35 | 4577 | Co-op | NOVACWP0031 | 6 | Solar |  |  | Interconnected | Cushing | 56443 | Motley | Feeder - 2 | Residential |  | 1 | 2015 | 2015
20262-228188-01 | Crow Wing Power | 35 | 4577 | Co-op | NOVACWP0032 | 6 | Solar |  |  | Interconnected | Longville | 56655 | Longville | Feeder - 2 | Residential |  | 1 | 2015 | 2015
20262-228188-01 | Crow Wing Power | 35 | 4577 | Co-op | NOVACWP0033 | 6 | Solar |  |  | Interconnected | Hackensack | 56452 | Wabedo | Feeder - 2 | Commercial |  | 1 | 2015 | 2015
20262-228188-01 | Crow Wing Power | 35 | 4577 | Co-op | NOVACWP0034 | 6 | Solar |  |  | Interconnected | Nisswa | 56468 | Merrifield | Feeder - 2 | Residential |  | 1 | 2015 | 2015
20262-228188-01 | Crow Wing Power | 35 | 4577 | Co-op | NOVACWP0035 | 7.4 | Solar |  |  | Interconnected | Brainerd | 56401 | Baxter 2 | Feeder - 4 | Residential |  | 1 | 2015 | 2015
20262-228188-01 | Crow Wing Power | 35 | 4577 | Co-op | NOVACWP0036 | 9.8 | Solar |  |  | Interconnected | Little Falls | 56345 | Little Falls | Feeder - 1 | Residential |  | 1 | 2016 | 2016
20262-228188-01 | Crow Wing Power | 35 | 4577 | Co-op | NOVACWP0037 | 12 | Solar |  |  | Interconnected | Pierz | 56338 | Pine Center | Feeder - 3 | Residential |  | 1 | 2016 | 2016
20262-228188-01 | Crow Wing Power | 35 | 4577 | Co-op | NOVACWP0038 | 6.84 | Solar |  |  | Interconnected | Hackensack | 56452 | Wabedo | Feeder - 2 | Commercial |  | 1 | 2016 | 2016
20262-228188-01 | Crow Wing Power | 35 | 4577 | Co-op | NOVACWP0039 | 3.3 | Solar |  |  | Interconnected | Baxter | 56425 | Southdale 1 | Feeder - 3 | Residential |  | 17250 | 2017 | 2017
20262-228188-01 | Crow Wing Power | 35 | 4577 | Co-op | NOVACWP0040 | 9 | Solar |  |  | Interconnected | Little Falls | 56345 | Little Falls | Feeder - 1 | Residential |  | 30000 | 2017 | 2017
20262-228188-01 | Crow Wing Power | 35 | 4577 | Co-op | NOVACWP0041 | 10 | Solar |  |  | Interconnected | Longville | 56655 | Longville | Feeder - 5 | Commercial |  | 50543.51 | 2017 | 2017
20262-228188-01 | Crow Wing Power | 35 | 4577 | Co-op | NOVACWP0042 | 6 | Solar |  |  | Interconnected | Brainerd | 56401 | Oak Lawn | Feeder - 4 | Residential |  | 22750 | 2017 | 2017
20262-228188-01 | Crow Wing Power | 35 | 4577 | Co-op | NOVACWP0043 | 6 | Solar |  |  | Interconnected | Brainerd | 56401 | Baxter 2 | Feeder - 4 | Residential |  | 22000 | 2017 | 2017
20262-228188-01 | Crow Wing Power | 35 | 4577 | Co-op | NOVACWP0044 | 11.4 | Solar |  |  | Interconnected | Little Falls | 56345 | Little Falls | Feeder - 1 | Residential |  | 26344.26 | 2017 | 2017
20262-228188-01 | Crow Wing Power | 35 | 4577 | Co-op | NOVACWPP00173 | 37.8 | Solar |  |  | Interconnected | Brainerd | 56401 | Baxter 1 | Feeder - 4 | Community Solar Garden |  | 102400 | 2017 | 2017
20262-228188-01 | Crow Wing Power | 35 | 4577 | Co-op | NOVACWP0045 | 39.95 | Solar |  |  | Interconnected | Little Falls | 56345 | Little Falls | Feeder - 3 | Commercial |  | 149812 | 2018 | 2018
20262-228188-01 | Crow Wing Power | 35 | 4577 | Co-op | NOVACWP0046 | 39.95 | Solar |  |  | Interconnected | Royalton | 56373 | Bellevue | Feeder - 1 | Commercial |  | 149812 | 2018 | 2018
20262-228188-01 | Crow Wing Power | 35 | 4577 | Co-op | NOVACWP0047 | 11.4 | Solar |  |  | Interconnected | Merrifield | 56465 | Merrifield | Feeder - 3 | Residential |  | 40000 | 2018 | 2018
20262-228188-01 | Crow Wing Power | 35 | 4577 | Co-op | NOVACWP0048 | 3.5 | Solar |  |  | Interconnected | Hackensack | 56452 | Wabedo | Feeder - 2 | Commercial |  | 25000 | 2018 | 2018
20262-228188-01 | Crow Wing Power | 35 | 4577 | Co-op | NOVACWP0049 | 15.4 | Solar |  |  | Interconnected | Motley | 56466 | Stoney Brook | Feeder - 3 | Residential |  | 53323.59 | 2018 | 2018
20262-228188-01 | Crow Wing Power | 35 | 4577 | Co-op | NOVACWP0050 | 7.5 | Solar |  |  | Interconnected | Pequot Lakes | 56472 | Crosslake 1 | Feeder - 5 | Residential |  | 23762 | 2018 | 2018
20262-228188-01 | Crow Wing Power | 35 | 4577 | Co-op | NOVACWP0051 | 20 | Solar |  |  | Interconnected | Fifty Lakes | 56448 | Ox Lake | Feeder - 4 | Residential |  | 53000 | 2018 | 2018
20262-228188-01 | Crow Wing Power | 35 | 4577 | Co-op | NOVACWP0052 | 10.9 | Solar |  |  | Interconnected | Little Falls | 56345 | Bellevue | Feeder - 2 | Residential |  | 45000 | 2018 | 2018
20262-228188-01 | Crow Wing Power | 35 | 4577 | Co-op | NOVACWP0053 | 29.9 | Solar |  |  | Interconnected | Pierz | 56373 | Bellevue | Feeder - 1 | Commercial |  | 120000 | 2018 | 2018
20262-228188-01 | Crow Wing Power | 35 | 4577 | Co-op | NOVACWPP00174 | 43.2 | Solar |  |  | Interconnected | Pine River | 56474 | Ox Lake | Feeder - 3 | Community Solar Garden |  | 113000 | 2018 | 2018
20262-228188-01 | Crow Wing Power | 35 | 4577 | Co-op | NOVACWP0054 | 10 | Solar |  |  | Interconnected | Hillman | 56338 | Lastrup | Feeder - 4 | Residential |  | 50000 | 2019 | 2019
20262-228188-01 | Crow Wing Power | 35 | 4577 | Co-op | NOVACWP0055 | 6 | Solar |  |  | Interconnected | Backus | 56435 | Wabedo | Feeder - 2 | Residential |  | 32000 | 2019 | 2019
20262-228188-01 | Crow Wing Power | 35 | 4577 | Co-op | NOVACWP0056 | 7.08 | Solar |  |  | Interconnected | Brainerd | 56401 | Nokay | Feeder - 3 | Residential |  | 40636 | 2018 | 2019
20262-228188-01 | Crow Wing Power | 35 | 4577 | Co-op | NOVACWP0057 | 7.6 | Solar |  |  | Interconnected | Pierz | 56364 | Dewing | Feeder - 2 | Residential |  | 28000 | 2019 | 2019
20262-228188-01 | Crow Wing Power | 35 | 4577 | Co-op | NOVACWP0058 | 11.4 | Solar |  |  | Interconnected | Pillager | 56473 | Motley | Feeder - 1 | Residential |  | 45326 | 1949 | 2019
20262-228188-01 | Crow Wing Power | 35 | 4577 | Co-op | NOVACWP0059 | 8.6 | Solar |  |  | Interconnected | Little Falls | 56345 | Bellevue | Feeder - 2 | Residential |  | 17000 | 2019 | 2019
20262-228188-01 | Crow Wing Power | 35 | 4577 | Co-op | NOVACWP0060 | 6 | Solar |  |  | Interconnected | Pequot Lakes | 56472 | Stoney Brook | Feeder - 3 | Residential |  | 26967 | 2019 | 2019
20262-228188-01 | Crow Wing Power | 35 | 4577 | Co-op | NOVACWP0061 | 9.3 | Solar |  |  | Interconnected | Fort Ripley | 56449 | Dewing | Feeder - 3 | Residential |  | 38874 | 2019 | 2019
20262-228188-01 | Crow Wing Power | 35 | 4577 | Co-op | NOVACWP0062 | 3 | Solar |  |  | Interconnected | Fifty Lakes | 56468 | Ox Lake | Feeder - 4 | Residential |  | 20848 | 2019 | 2019
20262-228188-01 | Crow Wing Power | 35 | 4577 | Co-op | NOVACWP0063-S | 5 | Storage |  |  | Interconnected | Nisswa | 56468 | Breezy Point 1 | Feeder - 5 | Residential |  |  | 2019 | 2019
20262-228188-01 | Crow Wing Power | 35 | 4577 | Co-op | NOVACWP0063 | 5 | Solar |  | X | Interconnected | Nisswa | 56468 | Breezy Point 1 | Feeder - 5 | Residential |  | 18000 | 2019 | 2019
20262-228188-01 | Crow Wing Power | 35 | 4577 | Co-op | NOVACWP0064 | 7.08 | Solar |  |  | Interconnected | Fort Ripley | 56449 | Dewing | Feeder - 3 | Residential |  | 33209 | 2018 | 2019
20262-228188-01 | Crow Wing Power | 35 | 4577 | Co-op | NOVACWP0065 | 12 | Solar |  |  | Interconnected | Little Falls | 56245 | Bellevue | Feeder - 2 | Residential |  | 47712 | 2019 | 2019
20262-228188-01 | Crow Wing Power | 35 | 4577 | Co-op | NOVACWP0066 | 19 | Solar |  |  | Interconnected | Pierz | 56364 | Lastrup | Feeder - 1 | Commercial |  | 67488 | 2019 | 2019
20262-228188-01 | Crow Wing Power | 35 | 4577 | Co-op | NOVACWP0067 | 7.6 | Solar |  |  | Interconnected | Merrifield | 56465 | Crosslake 1 | Feeder - 4 | Residential |  | 27815 | 2019 | 2019
20262-228188-01 | Crow Wing Power | 35 | 4577 | Co-op | NOVACWP0068 | 13.6 | Solar |  |  | Interconnected | Cushing | 56443 | Shamineau Lake | Feeder - 2 | Residential |  | 31500 | 2019 | 2019
20262-228188-01 | Crow Wing Power | 35 | 4577 | Co-op | NOVACWP0069 | 8.85 | Solar |  |  | Interconnected | Emily | 56447 | Emily | Feeder - 4 | Commercial |  | 37152 | 2019 | 2019
20262-228188-01 | Crow Wing Power | 35 | 4577 | Co-op | NOVACWP0070 | 14.35 | Solar |  |  | Interconnected | Pierz | 56364 | Dewing | Feeder - 2 | Residential |  | 67725 | 2019 | 2019
20262-228188-01 | Crow Wing Power | 35 | 4577 | Co-op | NOVACWP0071 | 27 | Solar |  |  | Interconnected | Royalton | 56373 | Bellevue | Feeder - 3 | Residential |  | 70000 | 2019 | 2019
20262-228188-01 | Crow Wing Power | 35 | 4577 | Co-op | NOVACWP0072 | 39.98 | Solar |  |  | Interconnected | Royalton | 56373 | Bellevue | Feeder - 1 | Commercial |  | 140000 | 2019 | 2019
20262-228188-01 | Crow Wing Power | 35 | 4577 | Co-op | NOVACWP0073 | 10 | Solar |  |  | Interconnected | East Gull Lake | 56401 | Baxter 2 | Feeder - 4 | Residential |  | 30000 | 2019 | 2019
20262-228188-01 | Crow Wing Power | 35 | 4577 | Co-op | NOVACWP0074 | 5 | Solar |  |  | Interconnected | Backus | 56435 | Wabedo | Feeder - 2 | Residential |  | 27000 | 2019 | 2020
20262-228188-01 | Crow Wing Power | 35 | 4577 | Co-op | NOVACWP0075 | 20 | Solar |  |  | Interconnected | Ideal Corners | 56472 | Crosslake 1 | Feeder - 5 | Residential |  | 63000 | 2019 | 2020
20262-228188-01 | Crow Wing Power | 35 | 4577 | Co-op | NOVACWP0076 | 8.2 | Solar |  |  | Interconnected | Crosby | 56441 | Emily | Feeder - 2 | Residential |  | 20000 | 2019 | 2020
20262-228188-01 | Crow Wing Power | 35 | 4577 | Co-op | NOVACWP0077 | 9 | Solar |  |  | Interconnected | Brainerd | 56401 | Oak Lawn | Feeder - 2 | Residential |  | 38788 | 2020 | 2020
20262-228188-01 | Crow Wing Power | 35 | 4577 | Co-op | NOVACWP0078 | 8.12 | Solar |  |  | Interconnected | Pequot Lakes | 56472 | Breezy Point 1 | Feeder - 4 | Residential |  | 40292 | 2020 | 2020
20262-228188-01 | Crow Wing Power | 35 | 4577 | Co-op | NOVACWP0079 | 38.5 | Solar |  |  | Interconnected | Royalton | 56373 | Bellevue | Feeder - 1 | Residential |  | 95000 | 2020 | 2020
20262-228188-01 | Crow Wing Power | 35 | 4577 | Co-op | NOVACWP0080 | 13.96 | Solar |  |  | Interconnected | Little Falls | 56435 | Little Falls | Feeder - 1 | Residential |  | 57825 | 2020 | 2020
20262-228188-01 | Crow Wing Power | 35 | 4577 | Co-op | NOVACWP0081 | 13.05 | Solar |  |  | Interconnected | Crosby | 56441 | Emily | Feeder - 2 | Residential |  | 35000 | 2020 | 2020
20262-228188-01 | Crow Wing Power | 35 | 4577 | Co-op | NOVACWP0082 | 15 | Solar |  |  | Interconnected | Brainerd | 56401 | Oak Lawn | Feeder - 4 | Residential |  | 53000 | 2020 | 2020
20262-228188-01 | Crow Wing Power | 35 | 4577 | Co-op | NOVACWP0083 | 10 | Solar |  |  | Interconnected | Breezy Point | 56472 | Breezy Point 1 | Feeder - 1 | Residential |  | 39999.99 | 2020 | 2020
20262-228188-01 | Crow Wing Power | 35 | 4577 | Co-op | NOVACWP0084 | 3.5 | Solar |  |  | Interconnected | Backus | 56435 | Pine River | Feeder - 1 | Residential |  | 8500 | 2020 | 2020
20262-228188-01 | Crow Wing Power | 35 | 4577 | Co-op | NOVACWP0085-S | 9 | Storage |  |  | Interconnected | Cushing | 56443 | Motley | Feeder - 2 | Residential |  |  | 2020 | 2020
20262-228188-01 | Crow Wing Power | 35 | 4577 | Co-op | NOVACWP0085 | 12 | Solar |  | X | Interconnected | Cushing | 56443 | Motley | Feeder - 2 | Residential |  | 65000 | 2020 | 2020
20262-228188-01 | Crow Wing Power | 35 | 4577 | Co-op | NOVACWP0086 | 17.6 | Solar |  |  | Interconnected | Outing | 56662 | Thunder Lake | Feeder - 2 | Residential |  | 50000 | 2020 | 2020
20262-228188-01 | Crow Wing Power | 35 | 4577 | Co-op | NOVACWPP00175 | 55 | Solar |  |  | Interconnected | Pine River | 56474 | Ox Lake | Feeder - 3 | Community Solar Garden |  | 122499 | 2020 | 2020
20262-228188-01 | Crow Wing Power | 35 | 4577 | Co-op | NOVACWP00100 | 7.54 | Solar |  |  | Interconnected | Hackensack | 56452 | Wabedo | Feeder - 3 | Residential |  | 31000 | 2021 | 2021
20262-228188-01 | Crow Wing Power | 35 | 4577 | Co-op | NOVACWP00101 | 10 | Solar |  |  | Interconnected | Pierz | 56364 | Lastrup | Feeder - 2 | Residential |  | 21000 | 2021 | 2021
20262-228188-01 | Crow Wing Power | 35 | 4577 | Co-op | NOVACWP00102-S | 92 | Storage |  |  | Interconnected | Brainerd | 56401 | Baxter 2 | Feeder - 2 | Residential |  |  | 2021 | 2021
20262-228188-01 | Crow Wing Power | 35 | 4577 | Co-op | NOVACWP00102 | 54 | Solar |  | X | Interconnected | Brainerd | 56401 | Baxter 2 | Feeder - 2 | Residential |  | 394800 | 2021 | 2021
20262-228188-01 | Crow Wing Power | 35 | 4577 | Co-op | NOVACWP0087 | 28.8 | Solar |  |  | Interconnected | Baxter | 56425 | Baxter 1 | Feeder - 9 | Commercial |  | 98590 | 2020 | 2021
20262-228188-01 | Crow Wing Power | 35 | 4577 | Co-op | NOVACWP0088 | 5.04 | Solar |  |  | Interconnected | Hillman | 56338 | Pine Center | Feeder - 3 | Residential |  | 26000 | 2021 | 2021
20262-228188-01 | Crow Wing Power | 35 | 4577 | Co-op | NOVACWP0089 | 7.6 | Solar |  |  | Interconnected | Nisswa | 56468 | Breezy Point 1 | Feeder - 5 | Residential |  | 12000 | 2020 | 2021
20262-228188-01 | Crow Wing Power | 35 | 4577 | Co-op | NOVACWP0090 | 8.56 | Solar |  |  | Interconnected | Lake Shore | 56468 | Stoney Brook | Feeder - 4 | Residential |  | 34000 | 2021 | 2021
20262-228188-01 | Crow Wing Power | 35 | 4577 | Co-op | NOVACWP0091 | 5.51 | Solar |  |  | Interconnected | Lake Shore | 56468 | Stoney Brook | Feeder - 4 | Residential |  | 19750 | 2021 | 2021
20262-228188-01 | Crow Wing Power | 35 | 4577 | Co-op | NOVACWP0092 | 38.5 | Solar |  |  | Interconnected | Royalton | 56373 | Bellevue | Feeder - 1 | Residential |  | 91000 | 2021 | 2021
20262-228188-01 | Crow Wing Power | 35 | 4577 | Co-op | NOVACWP0093 | 19.4 | Solar |  |  | Interconnected | Pequot Lakes | 56472 | Stoney Brook | Feeder - 3 | Residential |  | 50284 | 2021 | 2021
20262-228188-01 | Crow Wing Power | 35 | 4577 | Co-op | NOVACWP0094 | 5.8 | Solar |  |  | Interconnected | Pine River | 56474 | Pine River | Feeder - 1 | Residential |  | 35000 | 2021 | 2021
20262-228188-01 | Crow Wing Power | 35 | 4577 | Co-op | NOVACWP0095 | 5.22 | Solar |  |  | Interconnected | Emily | 56447 | Emily | Feeder - 1 | Residential |  | 21564 | 2021 | 2021
20262-228188-01 | Crow Wing Power | 35 | 4577 | Co-op | NOVACWP0096 | 39.98 | Solar |  |  | Interconnected | Brainerd | 56401 | Nokay | Feeder - 3 | Commercial |  | 108800 | 2021 | 2021
20262-228188-01 | Crow Wing Power | 35 | 4577 | Co-op | NOVACWP0097 | 6.96 | Solar |  |  | Interconnected | Cushing | 56443 | Shamineau Lake | Feeder - 3 | Residential |  | 30283 | 2021 | 2021
20262-228188-01 | Crow Wing Power | 35 | 4577 | Co-op | NOVACWP0098 | 4.06 | Solar |  |  | Interconnected | Brainerd | 56401 | Pine Center | Feeder - 1 | Residential |  | 16201 | 2021 | 2021
20262-228188-01 | Crow Wing Power | 35 | 4577 | Co-op | NOVACWP0099-S | 8 | Storage |  |  | Interconnected | Crosby | 56441 | Emily | Feeder - 2 | Residential |  |  | 2021 | 2021
20262-228188-01 | Crow Wing Power | 35 | 4577 | Co-op | NOVACWP0099 | 13.59 | Solar |  | X | Interconnected | Crosby | 56441 | Emily | Feeder - 2 | Residential |  | 15000 | 2021 | 2021
20262-228188-01 | Crow Wing Power | 35 | 4577 | Co-op | NOVACWP00103 | 8.7 | Solar |  |  | Interconnected | Hackensack | 56452 | Wabedo | Feeder - 2 | Residential |  | 46500 | 2021 | 2022
20262-228188-01 | Crow Wing Power | 35 | 4577 | Co-op | NOVACWP00104 | 11.17 | Solar |  |  | Interconnected | Backus | 56435 | Pine River | Feeder - 1 | Residential |  | 32528 | 2021 | 2022
20262-228188-01 | Crow Wing Power | 35 | 4577 | Co-op | NOVACWP00105 | 39.98 | Solar |  |  | Interconnected | Pequot Lakes | 56472 | Stoney Brook | Feeder - 3 | Residential |  | 102974 | 2021 | 2022
20262-228188-01 | Crow Wing Power | 35 | 4577 | Co-op | NOVACWP00106 | 34.6 | Solar |  |  | Interconnected | Emily | 56447 | Emily | Feeder - 2 | Commercial |  | 60000 | 2021 | 2022
20262-228188-01 | Crow Wing Power | 35 | 4577 | Co-op | NOVACWP00107 | 4.64 | Solar |  |  | Interconnected | Nisswa | 56468 | Breezy Point 1 | Feeder - 5 | Residential |  | 7500 | 2022 | 2022
20262-228188-01 | Crow Wing Power | 35 | 4577 | Co-op | NOVACWP00108 | 15.05 | Solar |  |  | Interconnected | Breezy Point | 56472 | Breezy Point 2 | Feeder - 1 | Residential |  | 52620 | 2022 | 2022
20262-228188-01 | Crow Wing Power | 35 | 4577 | Co-op | NOVACWP00109 | 11.6 | Solar |  |  | Interconnected | Pequot Lakes | 56472 | Breezy Point 2 | Feeder - 7 | Residential |  | 43600 | 2022 | 2022
20262-228188-01 | Crow Wing Power | 35 | 4577 | Co-op | NOVACWP00110 | 11.32 | Solar |  |  | Interconnected | Pequot Lakes | 56472 | Crosslake 1 | Feeder - 5 | Residential |  | 45000 | 2022 | 2022
20262-228188-01 | Crow Wing Power | 35 | 4577 | Co-op | NOVACWP00111 | 6.96 | Solar |  |  | Interconnected | Cushing | 56443 | Shamineau Lake | Feeder - 3 | Residential |  | 29560 | 2022 | 2022
20262-228188-01 | Crow Wing Power | 35 | 4577 | Co-op | NOVACWP00112 | 14 | Solar |  |  | Interconnected | Little Falls | 56345 | Bellevue | Feeder - 4 | Residential |  | 40000 | 2022 | 2022
20262-228188-01 | Crow Wing Power | 35 | 4577 | Co-op | NOVACWP00113 | 37.6 | Solar |  |  | Interconnected | Little Falls | 56345 | Little Falls | Feeder - 1 | Residential |  | 93500 | 2022 | 2022
20262-228188-01 | Crow Wing Power | 35 | 4577 | Co-op | NOVACWP00114 | 36 | Solar |  |  | Interconnected | Little Falls | 56345 | Bellevue | Feeder - 2 | Commercial |  | 259852 | 2022 | 2022
20262-228188-01 | Crow Wing Power | 35 | 4577 | Co-op | NOVACWP00115 | 5.12 | Solar |  |  | Interconnected | Longville | 56655 | Thunder Lake | Feeder - 1 | Residential |  | 29950 | 2022 | 2022
20262-228188-01 | Crow Wing Power | 35 | 4577 | Co-op | NOVACWP00116 | 15.71 | Solar |  |  | Interconnected | Brainerd | 56401 | Nokay | Feeder - 3 | Residential |  | 87741 | 2022 | 2022
20262-228188-01 | Crow Wing Power | 35 | 4577 | Co-op | NOVACWP00117 | 4.93 | Solar |  |  | Interconnected | Pequot Lakes | 56472 | Breezy Point 2 | Feeder - 1 | Residential |  | 21684 | 2022 | 2022
20262-228188-01 | Crow Wing Power | 35 | 4577 | Co-op | NOVACWP00118 | 37.5 | Solar |  |  | Interconnected | Merrifield | 56465 | Merrifield | Feeder - 3 | Residential |  | 102600 | 2022 | 2022
20262-228188-01 | Crow Wing Power | 35 | 4577 | Co-op | NOVACWP00119 | 3.3 | Solar |  |  | Interconnected | Hackensack | 56452 | Pleasant Lake | Feeder - 1 | Residential |  | 17800 | 2022 | 2022
20262-228188-01 | Crow Wing Power | 35 | 4577 | Co-op | NOVACWP00120 | 14.69 | Solar |  |  | Interconnected | Emily | 56441 | Crosslake City | Feeder - 4 | Residential |  | 45999.5 | 2022 | 2022
20262-228188-01 | Crow Wing Power | 35 | 4577 | Co-op | NOVACWP00121 | 2.1 | Solar |  |  | Interconnected | Pequot Lakes | 56472 | Breezy Point 2 | Feeder - 2 | Residential |  | 4575 | 2022 | 2022
20262-228188-01 | Crow Wing Power | 35 | 4577 | Co-op | NOVACWP00122 | 39.15 | Solar |  |  | Interconnected | Brainerd | 56401 | Nokay | Feeder - 3 | Residential |  | 112767 | 2022 | 2022
20262-228188-01 | Crow Wing Power | 35 | 4577 | Co-op | NOVACWP00123 | 17.28 | Solar |  |  | Interconnected | Brainerd | 56401 | Breezy Point 1 |  | Residential |  | 32400 | 2022 | 2023
20262-228188-01 | Crow Wing Power | 35 | 4577 | Co-op | NOVACWP00124 | 7.6 | Solar |  |  | Interconnected | Brainerd | 56401 | Oak Lawn | Feeder - 4 | Residential |  | 37840 | 2022 | 2023
20262-228188-01 | Crow Wing Power | 35 | 4577 | Co-op | NOVACWP00125 | 37.5 | Solar |  |  | Interconnected | Pierz | 56364 | Pine Center | Feeder - 4 | Residential |  | 112900 | 2022 | 2023
20262-228188-01 | Crow Wing Power | 35 | 4577 | Co-op | NOVACWP00126 | 12.96 | Solar |  |  | Interconnected | Pine River | 56474 | Pine River | Feeder - 3 | Residential |  | 54947 | 2022 | 2023
20262-228188-01 | Crow Wing Power | 35 | 4577 | Co-op | NOVACWP00127 | 23.33 | Solar |  |  | Interconnected | Merrifield | 56465 | Merrifield | Feeder - 3 | Residential |  | 46200 | 2022 | 2023
20262-228188-01 | Crow Wing Power | 35 | 4577 | Co-op | NOVACWP00128 | 5.22 | Solar |  |  | Interconnected | Pine River | 56474 | Pine River | Feeder - 4 | Residential |  | 32457 | 2022 | 2023
20262-228188-01 | Crow Wing Power | 35 | 4577 | Co-op | NOVACWP00129 | 11.71 | Solar |  |  | Interconnected | Emily | 56447 | Emily | Feeder - 1 | Residential |  | 46055 | 2023 | 2023
20262-228188-01 | Crow Wing Power | 35 | 4577 | Co-op | NOVACWP00130 | 21 | Solar |  |  | Interconnected | Pierz | 56364 | Pine Center | Feeder - 4 | Residential |  | 90000 | 2022 | 2023
20262-228188-01 | Crow Wing Power | 35 | 4577 | Co-op | NOVACWP00131 | 9.57 | Solar |  |  | Interconnected | Brainerd | 56401 | Breezy Point 1 |  | Residential |  | 52974 | 2022 | 2023
20262-228188-01 | Crow Wing Power | 35 | 4577 | Co-op | NOVACWP00132 | 17.4 | Solar |  |  | Interconnected | Pine River | 56474 | Pine River | Feeder - 2 | Residential |  | 75400 | 2022 | 2023
20262-228188-01 | Crow Wing Power | 35 | 4577 | Co-op | NOVACWP00133 | 26.39 | Solar |  |  | Interconnected | Lake Shore | 56468 | Breezy Point 1 |  | Residential |  | 110000 | 2023 | 2023
20262-228188-01 | Crow Wing Power | 35 | 4577 | Co-op | NOVACWP00134 | 20.01 | Solar |  |  | Interconnected | Merrifield | 56465 | Breezy Point 1 |  | Residential |  | 40000 | 2022 | 2023
20262-228188-01 | Crow Wing Power | 35 | 4577 | Co-op | NOVACWP00135 | 9.86 | Solar |  |  | Interconnected | Brainerd | 56401 | Nokay | Feeder - 2 | Residential |  | 55135 | 2022 | 2023
20262-228188-01 | Crow Wing Power | 35 | 4577 | Co-op | NOVACWP00136 | 9.57 | Solar |  |  | Interconnected | Pierz | 56364 | Lastrup | Feeder - 1 | Residential |  | 64191 | 2023 | 2023
20262-228188-01 | Crow Wing Power | 35 | 4577 | Co-op | NOVACWP00137 | 8.12 | Solar |  |  | Interconnected | Royalton | 56373 | Bellevue | Feeder - 3 | Residential |  | 16800 | 2022 | 2023
20262-228188-01 | Crow Wing Power | 35 | 4577 | Co-op | NOVACWP00138 | 5.22 | Solar |  |  | Interconnected | Crosslake | 56442 | Crosslake City | Feeder - 4 | Residential |  | 39147 | 2022 | 2023
20262-228188-01 | Crow Wing Power | 35 | 4577 | Co-op | NOVACWP00139 | 13.05 | Solar |  |  | Interconnected | Emily | 56447 | Emily | Feeder - 4 | Residential |  | 30000 | 2022 | 2023
20262-228188-01 | Crow Wing Power | 35 | 4577 | Co-op | NOVACWP00140 | 19.2 | Solar |  |  | Interconnected | Pequot Lakes | 56472 | Breezy Point 1 |  | Residential |  | 75000 | 2023 | 2023
20262-228188-01 | Crow Wing Power | 35 | 4577 | Co-op | NOVACWP00141 | 38.4 | Solar |  |  | Interconnected | Merrifield | 56465 | Breezy Point 1 |  | Residential |  | 90373 | 2023 | 2023
20262-228188-01 | Crow Wing Power | 35 | 4577 | Co-op | NOVACWP00142 | 8.4 | Solar |  |  | Interconnected | Brainerd | 56401 | Nokay | Feeder - 2 | Residential |  | 40000 | 2023 | 2023
20262-228188-01 | Crow Wing Power | 35 | 4577 | Co-op | NOVACWP00143 | 7.54 | Solar |  |  | Interconnected | Brainerd | 56401 | Breezy Point 1 |  | Residential |  | 40000 | 2023 | 2023
20262-228188-01 | Crow Wing Power | 35 | 4577 | Co-op | NOVACWP00144 | 36.29 | Solar |  |  | Interconnected | Crosslake | 56442 | Crosslake City | Feeder - 1 | Commercial |  | 131600 | 2023 | 2023
20262-228188-01 | Crow Wing Power | 35 | 4577 | Co-op | NOVACWP00145 | 13.68 | Solar |  |  | Interconnected | Hackensack | 56452 | Wabedo | Feeder - 2 | Commercial |  | 69216 | 2023 | 2023
20262-228188-01 | Crow Wing Power | 35 | 4577 | Co-op | NOVACWP00146 | 34.6 | Solar |  |  | Interconnected | Longville | 56655 | Longville | Feeder - 1 | Commercial |  | 128029 | 2023 | 2023
20262-228188-01 | Crow Wing Power | 35 | 4577 | Co-op | NOVACWP00147 | 11.52 | Solar |  |  | Interconnected | Pierz | 56364 | Pine Center | Feeder - 4 | Residential |  | 38722 | 2023 | 2023
20262-228188-01 | Crow Wing Power | 35 | 4577 | Co-op | NOVACWP00148-S | 128.8 | Storage |  |  | Interconnected | Crosslake | 56442 | Crosslake 1 | Feeder - 1 | Residential |  |  | 2022 | 2023
20262-228188-01 | Crow Wing Power | 35 | 4577 | Co-op | NOVACWP00148 | 72 | Solar |  | X | Interconnected | Crosslake | 56442 | Crosslake 1 | Feeder - 1 | Residential |  | 117500 | 2022 | 2023
20262-228188-01 | Crow Wing Power | 35 | 4577 | Co-op | NOVACWP00149 | 9.6 | Solar |  |  | Interconnected | Jenkins | 56474 | Pine River | Feeder - 2 | Residential |  | 41000 | 2023 | 2023
20262-228188-01 | Crow Wing Power | 35 | 4577 | Co-op | NOVACWP00150-S | 7.4 | Storage |  |  | Interconnected | Hackensack | 56452 | Wabedo | Feeder - 3 | Residential |  |  | 2022 | 2023
20262-228188-01 | Crow Wing Power | 35 | 4577 | Co-op | NOVACWP00150 | 12.22 | Solar |  | X | Interconnected | Hackensack | 56452 | Wabedo | Feeder - 3 | Residential |  | 103446 | 2022 | 2023
20262-228188-01 | Crow Wing Power | 35 | 4577 | Co-op | NOVACWP00151 | 30.72 | Solar |  |  | Interconnected | Pequot Lakes | 56472 | Stoney Brook | Feeder - 4 | Residential |  | 50000 | 2023 | 2023
20262-228188-01 | Crow Wing Power | 35 | 4577 | Co-op | NOVACWP00152 | 6.8 | Solar |  |  | Interconnected |  |  |  |  | Residential |  |  | 2023 | 2023
20262-228188-01 | Crow Wing Power | 35 | 4577 | Co-op | NOVACWP00152 | 8.06 | Solar |  |  | Interconnected | Hackensack | 56452 | Wabedo | Feeder - 3 | Residential |  | 44581 | 2023 | 2023
20262-228188-01 | Crow Wing Power | 35 | 4577 | Co-op | NOVACWP00153 | 7.8 | Solar |  |  | Interconnected | Pequot Lakes | 56472 | Breezy Point 1 |  | Residential |  | 39670 | 2023 | 2023
20262-228188-01 | Crow Wing Power | 35 | 4577 | Co-op | NOVACWP00154 | 15 | Solar |  |  | Interconnected | Pequot Lakes | 56472 | Breezy Point 1 |  | Residential |  | 76796 | 2023 | 2023
20262-228188-01 | Crow Wing Power | 35 | 4577 | Co-op | NOVACWP00155 | 11.2 | Solar |  |  | Interconnected | Pine River | 56474 | Pine River | Feeder - 3 | Residential |  | 20000 | 2023 | 2023
20262-228188-01 | Crow Wing Power | 35 | 4577 | Co-op | NOVACWP00156-S | 6.8 | Storage |  |  | Interconnected | Emily | 56447 | Emily | Feeder - 1 | Residential |  |  | 2023 | 2023
20262-228188-01 | Crow Wing Power | 35 | 4577 | Co-op | NOVACWP00156 | 15.74 | Solar |  | X | Interconnected | Emily | 56447 | Emily | Feeder - 1 | Residential |  | 66660 | 2023 | 2023
20262-228188-01 | Crow Wing Power | 35 | 4577 | Co-op | NOVACWP00157 | 35.14 | Solar |  |  | Interconnected | Brainerd | 56401 | Baxter 1 | Feeder - 1 | Residential |  | 121213 | 2023 | 2023
20262-228188-01 | Crow Wing Power | 35 | 4577 | Co-op | NOVA10216 | 6.93 | Solar |  |  | Interconnected | Outing | 56662 | Thunder Lake | Feeder - 2 | Residential |  | 32000 | 2024 | 2024
20262-228188-01 | Crow Wing Power | 35 | 4577 | Co-op | NOVA10229 | 8.38 | Solar |  |  | Interconnected | Pequot Lakes | 56472 | Stoney Brook | Feeder - 4 | Residential |  | 33860 | 2024 | 2024
20262-228188-01 | Crow Wing Power | 35 | 4577 | Co-op | NOVA10241 | 8.45 | Solar |  |  | Interconnected | Merrifield | 56465 | Merrifield | Feeder - 3 | Residential |  | 26438.64 | 2024 | 2024
20262-228188-01 | Crow Wing Power | 35 | 4577 | Co-op | NOVA10243 | 13.06 | Solar |  |  | Interconnected | Baxter | 56425 | Southdale 2 | Feeder - 3 | Residential |  | 31395 | 2024 | 2024
20262-228188-01 | Crow Wing Power | 35 | 4577 | Co-op | NOVA10287 | 36.1 | Solar |  |  | Interconnected | Cushing | 56443 | Motley | Feeder - 2 | Residential |  | 138447.2 | 2024 | 2024
20262-228188-01 | Crow Wing Power | 35 | 4577 | Co-op | NOVA10292 | 8.06 | Solar |  |  | Interconnected | Hackensack | 56452 | Wabedo | Feeder - 3 | Residential |  | 13230 | 2024 | 2024
20262-228188-01 | Crow Wing Power | 35 | 4577 | Co-op | NOVA10299 | 22.41 | Solar |  |  | Interconnected | Brainerd | 56401 | Oak Lawn | Feeder - 2 | Residential |  | 37000 | 2024 | 2024
20262-228188-01 | Crow Wing Power | 35 | 4577 | Co-op | NOVA10332 | 18.15 | Solar |  |  | Interconnected | Hackensack | 56452 | Pleasant Lake | Feeder - 1 | Residential |  | 61420 | 2024 | 2024
20262-228188-01 | Crow Wing Power | 35 | 4577 | Co-op | NOVA10758 | 29.18 | Solar |  |  | Interconnected | Brainerd | 56401 | Baxter 2 | Feeder - 1 | Residential |  | 95600 | 2024 | 2024
20262-228188-01 | Crow Wing Power | 35 | 4577 | Co-op | NOVA11993 | 6 | Solar |  |  | Interconnected | Brainerd | 56401 | Baxter 2 | Feeder - 1 | Residential |  | 21000 | 2024 | 2024
20262-228188-01 | Crow Wing Power | 35 | 4577 | Co-op | NOVA12242 | 7.15 | Solar |  |  | Interconnected | Crosslake | 56442 | Crosslake 1 | Feeder - 1 | Residential |  | 27693 | 2024 | 2024
20262-228188-01 | Crow Wing Power | 35 | 4577 | Co-op | NOVA12244 | 22.8 | Solar |  |  | Interconnected | Pierz | 56364 | Lastrup | Feeder - 2 | Residential |  | 69300 | 2024 | 2024
20262-228188-01 | Crow Wing Power | 35 | 4577 | Co-op | NOVACWP00158 | 6.91 | Solar |  |  | Interconnected | Aitkin | 56431 | Crosslake 1 | Feeder - 6 | Residential |  | 23000 | 2023 | 2024
20262-228188-01 | Crow Wing Power | 35 | 4577 | Co-op | NOVACWP00159 | 8.83 | Solar |  |  | Interconnected | Brainerd | 56401 | Merrifield | Feeder - 4 | Residential |  | 35630 | 2023 | 2024
20262-228188-01 | Crow Wing Power | 35 | 4577 | Co-op | NOVACWP00160 | 10.71 | Solar |  |  | Interconnected | Lake Shore | 56468 | Stoney Brook | Feeder - 2 | Residential |  | 43768 | 2023 | 2024
20262-228188-01 | Crow Wing Power | 35 | 4577 | Co-op | NOVACWP00162-S | 10 | Storage |  |  | Interconnected | Fort Ripley | 56449 | Dewing | Feeder - 2 | Residential |  |  | 2024 | 2024
20262-228188-01 | Crow Wing Power | 35 | 4577 | Co-op | NOVACWP00162 | 4.8 | Solar |  | X | Interconnected | Fort Ripley | 56449 | Dewing | Feeder - 2 | Residential |  | 25000 | 2024 | 2024
20262-228188-01 | Crow Wing Power | 35 | 4577 | Co-op | NOVACWP00163 | 4.1 | Solar |  |  | Interconnected | Pillager | 56473 | Motley | Feeder - 1 | Residential |  | 15310 | 2024 | 2024
20262-228188-01 | Crow Wing Power | 35 | 4577 | Co-op | NOVACWP00164 | 18.9 | Solar |  |  | Interconnected | Remer | 56672 | Thunder Lake | Feeder - 2 | Residential |  | 80338 | 2024 | 2024
20262-228188-01 | Crow Wing Power | 35 | 4577 | Co-op | NOVACWP00165 | 11.97 | Solar |  |  | Interconnected | Hackensack | 56452 | Pleasant Lake | Feeder - 1 | Residential |  | 46000 | 2024 | 2024
20262-228188-01 | Crow Wing Power | 35 | 4577 | Co-op | NOVACWP00166 | 17.01 | Solar |  |  | Interconnected | Brainerd | 56401 | Nokay | Feeder - 2 | Residential |  | 77000 | 2024 | 2024
20262-228188-01 | Crow Wing Power | 35 | 4577 | Co-op | NOVA10711 | 30.6 | Solar |  |  | Interconnected | Brainerd | 56401 | Nokay | Feeder - 3 | Commercial |  | 96960 | 2024 | 2025
20262-228188-01 | Crow Wing Power | 35 | 4577 | Co-op | NOVA12195 | 38 | Solar |  |  | Interconnected | Pierz | 56364 | Lastrup | Feeder - 4 | Residential |  | 80000 | 2024 | 2025
20262-228188-01 | Crow Wing Power | 35 | 4577 | Co-op | NOVA12197 | 38 | Solar |  |  | Interconnected | Pierz | 56364 | Ox Lake | Feeder - 4 | Residential |  | 80000 | 2024 | 2025
20262-228188-01 | Crow Wing Power | 35 | 4577 | Co-op | NOVA12198 | 34.2 | Solar |  |  | Interconnected | Royalton | 56373 | Bellevue | Feeder - 3 | Residential |  | 62000 | 2024 | 2025
20262-228188-01 | Crow Wing Power | 35 | 4577 | Co-op | NOVA12218 | 7.32 | Solar |  | X | Interconnected | Fifty Lakes | 56448 | Ox Lake | Feeder - 4 | Residential |  | 81195 | 2024 | 2025
20262-228188-01 | Crow Wing Power | 35 | 4577 | Co-op | NOVA12218-S | 15.36 | Storage |  |  | Interconnected | Fifty Lakes | 56448 | Ox Lake | Feeder - 4 | Residential |  | 81195 | 2024 | 2025
20262-228188-01 | Crow Wing Power | 35 | 4577 | Co-op | NOVA12234 | 11.52 | Solar |  |  | Interconnected | Pillager | 56473 | Motley | Feeder - 1 | Residential |  | 52000 | 2024 | 2025
20262-228188-01 | Crow Wing Power | 35 | 4577 | Co-op | NOVA12247 | 38.4 | Solar |  |  | Interconnected | Brainerd | 56401 | Nokay | Feeder - 3 | Residential |  | 175750 | 2024 | 2025
20262-228188-01 | Crow Wing Power | 35 | 4577 | Co-op | NOVA12281 | 38 | Solar |  |  | Interconnected | Pierz | 56364 | Lastrup | Feeder - 4 | Residential |  | 80000 | 2024 | 2025
20262-228188-01 | Crow Wing Power | 35 | 4577 | Co-op | NOVA12284 | 6.84 | Solar |  | X | Interconnected | Remer | 56672 | Thunder Lake | Feeder - 2 | Residential |  | 50068 | 2024 | 2025
20262-228188-01 | Crow Wing Power | 35 | 4577 | Co-op | NOVA12406 | 25.34 | Solar |  |  | Interconnected | Motley | 56466 | Motley | Feeder - 1 | Residential |  | 42075 | 2024 | 2025
20262-228188-01 | Crow Wing Power | 35 | 4577 | Co-op | NOVA12460 | 90.73 | Solar |  |  | Interconnected | Baxter | 56425 | Southdale 1 | Feeder - 9 | Commercial |  | 335881 | 2025 | 2025
20262-228188-01 | Crow Wing Power | 35 | 4577 | Co-op | NOVA12469 | 7.68 | Solar |  |  | Interconnected | Baxter | 56425 | Southdale 1 | Feeder - 1 | Residential |  | 32540 | 2024 | 2025
20262-228188-01 | Crow Wing Power | 35 | 4577 | Co-op | NOVA12583 | 5.38 | Solar |  |  | Interconnected | Hackensack | 56452 | Wabedo | Feeder - 3 | Residential |  | 7500 | 2025 | 2025
20262-228188-01 | Crow Wing Power | 35 | 4577 | Co-op | NOVA12617 | 7.68 | Solar |  |  | Interconnected | Longville | 56655 | Longville | Feeder - 2 | Residential |  | 33500 | 2025 | 2025
20262-228188-01 | Crow Wing Power | 35 | 4577 | Co-op | NOVA12677 | 3.8 | Solar |  |  | Interconnected | Fifty Lakes | 56448 | Ox Lake | Feeder - 4 | Residential |  | 16165.33 | 2025 | 2025
20262-228188-01 | Crow Wing Power | 35 | 4577 | Co-op | NOVA12723 | 4.94 | Solar |  |  | Interconnected | Brainerd | 56425 | Baxter 2 | Feeder - 6 | Residential |  | 18882 | 2025 | 2025
20262-228188-01 | Crow Wing Power | 35 | 4577 | Co-op | NOVA12751 | 39.43 | Solar |  |  | Interconnected | Brainerd | 56401 | Baxter 1 | Feeder - 9 | Commercial |  | 125484.94 | 2025 | 2025
20262-228188-01 | Crow Wing Power | 35 | 4577 | Co-op | NOVA12755 | 39.43 | Solar |  |  | Interconnected | Baxter | 56425 | Southdale 2 | Feeder - 8 | Residential |  | 177239.75 | 2025 | 2025
20262-228188-01 | Crow Wing Power | 35 | 4577 | Co-op | NOVA12772 | 14.21 | Solar |  |  | Interconnected | Hackensack | 56452 | Wabedo | Feeder - 3 | Residential |  | 55000 | 2025 | 2025
20262-228188-01 | Crow Wing Power | 35 | 4577 | Co-op | NOVA12828 | 13.82 | Solar |  |  | Interconnected | Pillager | 56473 | Southdale 1 | Feeder - 5 | Residential |  | 38176 | 2025 | 2025
20262-228188-01 | Crow Wing Power | 35 | 4577 | Co-op | NOVA12858 | 24.7 | Solar |  |  | Interconnected | Baxter | 56425 | Southdale 2 | Feeder - 8 | Commercial |  | 115026.64 | 2025 | 2025
20262-228188-01 | Crow Wing Power | 35 | 4577 | Co-op | NOVA12859 | 24.7 | Solar |  |  | Interconnected | Baxter | 56425 | Southdale 2 | Feeder - 8 | Commercial |  | 115026.64 | 2025 | 2025
20262-228188-01 | Crow Wing Power | 35 | 4577 | Co-op | NOVA12918 | 11.5 | Storage |  |  | Interconnected | Fifty Lakes | 56448 | Ox Lake | Feeder - 4 | Residential |  | 28190.86 | 2025 | 2025
20262-228188-01 | Crow Wing Power | 35 | 4577 | Co-op | NOVA12969 | 5.76 | Solar |  |  | Interconnected | Crosslake | 56442 | Ox Lake | Feeder - 2 | Residential |  | 15655 | 2025 | 2025
20262-228188-01 | Crow Wing Power | 35 | 4577 | Co-op | NOVA13063 | 19.14 | Solar |  |  | Interconnected | Brainerd | 56401 | Nokay | Feeder - 3 | Residential |  | 86980 | 2025 | 2025
20262-228188-01 | Crow Wing Power | 35 | 4577 | Co-op | NOVA13075 | 9.12 | Solar |  |  | Interconnected | Brainerd | 56401 | Oak Lawn | Feeder - 3 | Residential |  | 31957 | 2025 | 2025
20262-228188-01 | Crow Wing Power | 35 | 4577 | Co-op | NOVA13108 | 18.62 | Solar |  |  | Interconnected | Pillager | 56473 | Southdale 1 | Feeder - 5 | Residential |  | 79000 | 2025 | 2025
20262-228188-01 | Crow Wing Power | 35 | 4577 | Co-op | NOVA13110 | 9.12 | Solar |  |  | Interconnected | Crosslake | 56442 | Ox Lake | Feeder - 4 | Residential |  | 337000 | 2025 | 2025
20262-228188-01 | Crow Wing Power | 35 | 4577 | Co-op | NOVA13135 | 6.91 | Solar |  |  | Interconnected | Brainerd | 56401 | Baxter 2 | Feeder - 1 | Residential |  | 24997 | 2025 | 2025
20262-228188-01 | Crow Wing Power | 35 | 4577 | Co-op | NOVA13204 | 11.52 | Solar |  |  | Interconnected | Crosby | 56465 | Merrifield | Feeder - 3 | Residential |  | 49887 | 2025 | 2025
20262-228188-01 | Crow Wing Power | 35 | 4577 | Co-op | NOVA13205 | 6.91 | Solar |  |  | Interconnected | Outing | 56662 | Emily | Feeder - 1 | Residential |  | 16000 | 2025 | 2025
20262-228188-01 | Crow Wing Power | 35 | 4577 | Co-op | NOVA13265 | 23.42 | Solar |  |  | Interconnected | Brainerd | 56401 | Pine Center | Feeder - 4 | Residential |  | 82433 | 2025 | 2025
20262-228188-01 | Crow Wing Power | 35 | 4577 | Co-op | NOVA13445 | 23 | Solar |  | X | Interconnected | Longville | 56655 | Wabedo | Feeder - 3 | Residential |  | 120239 | 2025 | 2025
20262-228188-01 | Crow Wing Power | 35 | 4577 | Co-op | NOVA13445-S | 11.5 | Storage |  |  | Interconnected | Longville | 56655 | Wabedo | Feeder - 3 | Residential |  | 120239 | 2025 | 2025
20262-228188-01 | Crow Wing Power | 35 | 4577 | Co-op | NOVA13505 | 11.4 | Solar |  |  | Interconnected | Baxter | 56425 | Southdale 2 | Feeder - 7 | Residential |  | 41638 | 2025 | 2025
20262-228188-01 | Crow Wing Power | 35 | 4577 | Co-op | NOVA13542 | 11.5 | Solar |  | X | Interconnected | Fifty Lakes | 56448 | Ox Lake | Feeder - 4 | Residential |  | 59324.06 | 2025 | 2025
20262-228188-01 | Crow Wing Power | 35 | 4577 | Co-op | NOVA13542-S | 11.5 | Storage |  |  | Interconnected | Fifty Lakes | 56448 | Ox Lake | Feeder - 4 | Residential |  | 59324.06 | 2025 | 2025
20262-228188-01 | Crow Wing Power | 35 | 4577 | Co-op | NOVA13714 | 12.98 | Solar |  |  | Interconnected | Backus | 56435 | Wabedo | Feeder - 2 | Residential |  | 28060 | 2025 | 2025
20262-228188-01 | Crow Wing Power | 35 | 4577 | Co-op | NOVA13797 | 39.84 | Solar |  |  | Interconnected | Fifty Lakes | 56448 | Ox Lake | Feeder - 4 | Commercial |  | 142570 | 2025 | 2025
20262-228188-01 | Crow Wing Power | 35 | 4577 | Co-op | NOVA13760 | 6.98 | Solar |  |  | Active Application | Emily | 56447 | Emily | Feeder - 1 | Residential |  | 32170 | 2025
20262-228188-01 | Crow Wing Power | 35 | 4577 | Co-op | NOVA12942 | 5.7 | Solar |  |  | Active Application | Hillman | 56338 | Pine Center | Feeder - 3 | Residential |  | 23725.89 | 2025
20262-228188-01 | Crow Wing Power | 35 | 4577 | Co-op | NOVA13745 | 23.04 | Solar |  | X | Active Application | Pine River | 56474 | Pine River | Feeder - 1 | Residential |  | 115375 | 2025
20262-228188-01 | Crow Wing Power | 35 | 4577 | Co-op | NOVA13908 | 100 | Solar |  |  | Active Application | Crosslake | 56442 | Crosslake 1 | Feeder - 5 | Commercial |  |  | 2025
20262-228188-01 | Crow Wing Power | 35 | 4577 | Co-op | NOVA13917 | 9.22 | Solar |  |  | Active Application | Baxter | 56425 | Southdale 1 | Feeder - 1 | Residential |  | 24401 | 2025
20262-228188-01 | Crow Wing Power | 35 | 4577 | Co-op | NOVA10405 | 14.21 | Solar |  |  | Withdrawn | Hillman | 56338 | Pine Center | Feeder - 3 | Residential |  | 58680 | 2024
20262-228188-01 | Crow Wing Power | 35 | 4577 | Co-op | NOVA10583 | 29.18 | Solar |  |  | Withdrawn | Brainerd | 56401 | Baxter 2 | Feeder - 6 | Residential |  | 95600 | 2024
20262-228188-01 | Crow Wing Power | 35 | 4577 | Co-op | NOVA12157 | 12.54 | Solar |  |  | Withdrawn | Pequot Lakes | 56472 | Crosslake 2 | Feeder - 3 | Residential |  |  | 2024
20262-228188-01 | Crow Wing Power | 35 | 4577 | Co-op | NOVA12345 | 8.03 | Solar |  |  | Withdrawn | Brainerd | 56401 | Nokay | Feeder - 3 | Residential |  | 25983.1 | 2024
20262-228188-01 | Crow Wing Power | 35 | 4577 | Co-op | NOVA12622 | 7.6 | Solar |  |  | Withdrawn | Fifty Lakes | 56448 | Ox Lake | Feeder - 4 | Residential |  | 30310 | 2025
20262-228188-01 | Crow Wing Power | 35 | 4577 | Co-op | NOVA13508 | 15.2 | Solar |  |  | Withdrawn | Merrifield | 56465 |  |  |  |  | 33333 | 2025
20262-228188-01 | Crow Wing Power | 35 | 4577 | Co-op | NOVACWP00161 | 11.6 | Solar |  |  | Withdrawn | Nisswa | 56468 | Stoney Brook | Feeder - 4 | Residential |  | 75000 | 2023
20262-228188-01 | Crow Wing Power | 35 | 4577 | Co-op | NOVACWPP00167 | 20 | Solar |  |  | Withdrawn | Pequot Lakes | 56472 |  |  | Residential |  | 30000 | 2023
20262-228188-01 | Crow Wing Power | 35 | 4577 | Co-op | NOVACWPP00168 | 16.28 | Solar |  |  | Withdrawn | Emily | 56447 | Emily | Feeder - 1 | Residential |  | 101320 | 2023
20262-228188-01 | Crow Wing Power | 35 | 4577 | Co-op | NOVACWPP00169 | 12.58 | Solar |  |  | Withdrawn | Brainerd | 56401 |  |  | Residential |  | 48674 | 2022
20262-228188-01 | Crow Wing Power | 35 | 4577 | Co-op | NOVACWPP00170 | 6.28 | Solar |  |  | Withdrawn | Brainerd | 56401 | Oak Lawn | Feeder - 4 | Residential |  | 27080 | 2022
20262-228188-01 | Crow Wing Power | 35 | 4577 | Co-op | NOVACWPP00171 | 18 | Solar |  |  | Withdrawn | Brainerd | 56401 |  |  | Residential |  | 55000 | 2021
20262-228188-01 | Crow Wing Power | 35 | 4577 | Co-op | NOVACWPP00172 | 4.5 | Solar |  |  | Withdrawn | Emily | 56447 | Crosslake City | Feeder - 4 | Residential |  | 23625 | 2021
20262-228188-01 | Crow Wing Power | 35 | 4577 | Co-op | CWP Community Solar 1 | 37.8 | Solar |  |  | Interconnected | Brainerd | 56401 | Baxter | 4 | Community Solar Garden |  | 102400 | 2017 | 2017
20262-228188-01 | Crow Wing Power | 35 | 4577 | Co-op | CWP Community Solar 2 | 43.2 | Solar |  |  | Interconnected | Pine River | 56474 | Oxlake | 3 | Community Solar Garden |  | 113000 | 2018 | 2018
20262-228188-01 | Crow Wing Power | 35 | 4577 | Co-op | CWP Community Solar 3 | 55 | Solar |  |  | Interconnected | Pine River | 56474 | Oxlake | 3 | Community Solar Garden |  | 122499 | 2022 | 2022
20263-229123-01 | Dakota Electric Association | 15 | 25177 | Co-op | DMS1907 | 4.56 | Solar |  |  | Interconnected | Rosemount | 55068 | Lebanon Hills | 16FB02 | Residential | Installation | 23492 | 2025 | 2025
20263-229123-01 | Dakota Electric Association | 15 | 25177 | Co-op | DMS1825 | 4.61 | Solar |  |  | Interconnected | Lakeville | 55044 | Ritter Park | 27FB03 | Residential | Installation | 30177 | 2025 | 2025
20263-229123-01 | Dakota Electric Association | 15 | 25177 | Co-op | DMS1822 | 7.6 | Solar |  |  | Interconnected | Apple Valley | 55124 | Apple Valley | 21FB06 | Residential | Installation | 37989.85 | 2025 | 2025
20263-229123-01 | Dakota Electric Association | 15 | 25177 | Co-op | DMS1823 | 6 | Solar |  |  | Interconnected | Apple Valley | 55124 | Burnsville North | 05FB09 | Residential | Installation | 97656 | 2025 | 2025
20263-229123-01 | Dakota Electric Association | 15 | 25177 | Co-op | DMS1828 | 4.48 | Solar |  |  | Interconnected | Burnsville | 55337 | Burnsville North | 05FB01 | Residential | Installation | 27927 | 2025 | 2025
20263-229123-01 | Dakota Electric Association | 15 | 25177 | Co-op | DMS1827 | 4.61 | Solar |  |  | Interconnected | Farmington | 55024 | Empire | 23FB01 | Residential | Installation | 24072 | 2025 | 2025
20263-229123-01 | Dakota Electric Association | 15 | 25177 | Co-op | DMS1829 | 3.84 | Solar |  |  | Interconnected | Burnsville | 55306 | Burnsville South | 05FB04 | Residential | Installation | 21968 | 2025 | 2025
20263-229123-01 | Dakota Electric Association | 15 | 25177 | Co-op | DMS1830 | 7.68 | Solar |  |  | Interconnected | Lakeville | 55044 | Burnsville South | 05FB04 | Residential | Installation | 45978 | 2025 | 2025
20263-229123-01 | Dakota Electric Association | 15 | 25177 | Co-op | DMS1845 | 4.61 | Solar |  |  | Interconnected | Burnsville | 55337 | River Hills West | 09FB05 | Residential | Installation | 31062 | 2025 | 2025
20263-229123-01 | Dakota Electric Association | 15 | 25177 | Co-op | DMS1831 | 14.72 | Solar |  |  | Interconnected | Burnsville | 55337 | River Hills West | 09FB07 | Residential | Installation | 90525 | 2025 | 2025
20263-229123-01 | Dakota Electric Association | 15 | 25177 | Co-op | DMS1832 | 8.45 | Solar |  |  | Interconnected | Lakeville | 55044 | Cedar | 33FB02 | Residential | Installation | 26460 | 2025 | 2025
20263-229123-01 | Dakota Electric Association | 15 | 25177 | Co-op | DMS1834 | 5.76 | Solar |  |  | Interconnected | Burnsville | 55337 | Burnsville North | 05FB01 | Residential | Installation | 37239 | 2025 | 2025
20263-229123-01 | Dakota Electric Association | 15 | 25177 | Co-op | DMS1833 | 18.24 | Solar |  |  | Interconnected | Lakeville | 55044 | Dodd Park North | 22FB08 | Residential |  | 20160 | 2025 | 2025
20263-229123-01 | Dakota Electric Association | 15 | 25177 | Co-op | DMS1836 | 13.68 | Solar |  |  | Interconnected | Lakeville | 55044 | Orchard Lake | 08FB05 | Residential | Installation | 42481.2 | 2025 | 2025
20263-229123-01 | Dakota Electric Association | 15 | 25177 | Co-op | DMS1837 | 17.45 | Solar |  |  | Interconnected | Eagan | 55122 | Pilot Knob | 19FB01 | Commercial |  | 69390 | 2025 | 2025
20263-229123-01 | Dakota Electric Association | 15 | 25177 | Co-op | DMS1835 | 9.88 | Solar |  |  | Interconnected | Lakeville | 55044 | Dodd Park North | 22FB07 | Residential | Installation | 27955.2 | 2025 | 2025
20263-229123-01 | Dakota Electric Association | 15 | 25177 | Co-op | DMS1838 | 8.96 | Solar |  |  | Interconnected | Lakeville | 55044 | Cedar | 33FB01 | Residential | Installation | 51750 | 2025 | 2025
20263-229123-01 | Dakota Electric Association | 15 | 25177 | Co-op | DMS1855 | 19.97 | Solar |  |  | Interconnected | Lakeville | 55044 | Dodd Park South | 22FB01 | Residential |  | 126474 | 2025 | 2025
20263-229123-01 | Dakota Electric Association | 15 | 25177 | Co-op | DMS1841 | 8.38 | Solar |  |  | Interconnected | Lakeville | 55044 | Dodd Park North | 22FB09 | Residential | Installation | 14000 | 2025 | 2025
20263-229123-01 | Dakota Electric Association | 15 | 25177 | Co-op | DMS1839 | 5.76 | Solar |  |  | Interconnected | Rosemount | 55068 | Apple Valley | 21FB02 | Residential | Installation | 35328 | 2025 | 2025
20263-229123-01 | Dakota Electric Association | 15 | 25177 | Co-op | DMS1840 | 5.32 | Solar |  |  | Interconnected | Eagan | 55123 | Lebanon Hills | 16FB04 | Residential | Installation | 23260 | 2025 | 2025
20263-229123-01 | Dakota Electric Association | 15 | 25177 | Co-op | DMS1844 | 12 | Solar |  |  | Active Application | Apple Valley | 55124 | Burnsville North | 05FB11 | Residential |  | 52525.83 | 2025
20263-229123-01 | Dakota Electric Association | 15 | 25177 | Co-op | DMS1864 | 12.29 | Solar |  |  | Interconnected | Rosemount | 55068 | Lakeville | 25FB01 | Residential | Installation | 40320 | 2025 | 2025
20263-229123-01 | Dakota Electric Association | 15 | 25177 | Co-op | DMS1842 | 8.38 | Solar |  |  | Interconnected | Eagan | 55122 | Burnsville North | 05FB01 | Residential | Installation | 39295 | 2025 | 2025
20263-229123-01 | Dakota Electric Association | 15 | 25177 | Co-op | DMS1865 | 4 | Solar |  |  | Interconnected | Eagan | 55122 | River Hills East | 09FB03 | Residential | Installation | 20257 | 2025 | 2025
20263-229123-01 | Dakota Electric Association | 15 | 25177 | Co-op | DMS1843 | 4.48 | Solar |  |  | Interconnected | Lakeville | 55044 | Dodd Park North | 22FB07 | Residential | Installation | 27927 | 2025 | 2025
20263-229123-01 | Dakota Electric Association | 15 | 25177 | Co-op | DMS1862 | 8.03 | Solar |  |  | Interconnected | Lakeville | 55044 | Dodd Park North | 22FB07 | Residential | Installation | 26750 | 2025 | 2025
20263-229123-01 | Dakota Electric Association | 15 | 25177 | Co-op | DMS1900 | 3.8 | Solar |  |  | Interconnected | Lakeville | 55044 | Dakota Heights | 17FB02 | Residential | Installation | 23990 | 2025 | 2025
20263-229123-01 | Dakota Electric Association | 15 | 25177 | Co-op | DMS1851 | 6.98 | Solar |  |  | Withdrawn | Burnsville | 55306 | Burnsville South | 05FB04 | Residential |  | 29665 | 2025
20263-229123-01 | Dakota Electric Association | 15 | 25177 | Co-op | DMS1849 | 4.48 | Solar |  |  | Interconnected | Rosemount | 55068 | Apple Valley | 21FB02 | Residential | Installation | 27926.5 | 2025 | 2025
20263-229123-01 | Dakota Electric Association | 15 | 25177 | Co-op | DMS1847 | 6.94 | Solar |  |  | Interconnected | Lakeville | 55044 | Dodd Park North | 22FB09 | Residential | Installation | 15958 | 2025 | 2025
20263-229123-01 | Dakota Electric Association | 15 | 25177 | Co-op | DMS1850 | 5.76 | Solar |  |  | Interconnected | Eagan | 55122 | Deerwood | 12FB02 | Residential | Installation | 34839 | 2025 | 2025
20263-229123-01 | Dakota Electric Association | 15 | 25177 | Co-op | DMS1852 | 7.22 | Solar |  |  | Interconnected | Apple Valley | 55124 | Apple Valley | 21FB06 | Residential | Installation | 21370.8 | 2025 | 2025
20263-229123-01 | Dakota Electric Association | 15 | 25177 | Co-op | DMS1853 | 6.46 | Solar |  |  | Interconnected | Eagan | 55122 | Deerwood | 12FB01 | Residential | Installation | 25815 | 2025 | 2025
20263-229123-01 | Dakota Electric Association | 15 | 25177 | Co-op | DMS1854 | 3.8 | Solar |  |  | Interconnected | Welch | 55089 | Ravenna | 30FB03 | Residential | Installation | 15032 | 2025 | 2025
20263-229123-01 | Dakota Electric Association | 15 | 25177 | Co-op | DMS1856 | 6 | Solar |  |  | Interconnected | Eagan | 55122 | River Hills East | 09FB10 | Residential | Installation | 22770 | 2025 | 2025
20263-229123-01 | Dakota Electric Association | 15 | 25177 | Co-op | DMS1895 | 5.76 | Solar |  |  | Interconnected | Eagan | 55122 | Deerwood | 12FB02 | Residential | Installation | 34839 | 2025 | 2025
20263-229123-01 | Dakota Electric Association | 15 | 25177 | Co-op | DMS1857 | 6.4 | Solar |  |  | Interconnected | Eagan | 55122 | River Hills East | 09FB02 | Residential | Installation | 41110 | 2025 | 2025
20263-229123-01 | Dakota Electric Association | 15 | 25177 | Co-op | DMS1858 | 3.84 | Solar |  |  | Interconnected | Eagan | 55123 | Wescott West | 20FB06 | Residential | Installation | 23812 | 2025 | 2025
20263-229123-01 | Dakota Electric Association | 15 | 25177 | Co-op | DMS232 | 13.6 | Solar |  |  | Interconnected | Rosemount | 55068 | Lebanon Hills | 16FB03 | Residential | Installation | 12576 | 2025 | 2025
20263-229123-01 | Dakota Electric Association | 15 | 25177 | Co-op | DMS1860 | 3.42 | Solar |  |  | Interconnected | Lakeville | 55044 | Fischer West | 11FB12 | Residential | Installation | 22794 | 2025 | 2025
20263-229123-01 | Dakota Electric Association | 15 | 25177 | Co-op | DMS1890 | 6.09 | Solar |  |  | Interconnected | Hastings | 55033 | Hastings | 03FB02 | Residential |  | 49491 | 2025 | 2025
20263-229123-01 | Dakota Electric Association | 15 | 25177 | Co-op | DMS1891 | 12 | Storage |  |  | Interconnected | Hastings | 55033 | Hastings | 03FB02 | Residential |  | 49491 | 2025 | 2025
20263-229123-01 | Dakota Electric Association | 15 | 25177 | Co-op | DMS1861 | 15.96 | Solar |  |  | Interconnected | Lakeville | 55044 | Orchard Lake | 08FB06 | Residential | Installation | 47378 | 2025 | 2025
20263-229123-01 | Dakota Electric Association | 15 | 25177 | Co-op | DMS1881 | 19.2 | Solar |  |  | Interconnected | Northfield | 55057 | Castle Rock | 04FB04 | Residential | Installation | 62000 | 2025 | 2025
20263-229123-01 | Dakota Electric Association | 15 | 25177 | Co-op | DMS1863 | 3.84 | Solar |  |  | Interconnected | Eagan | 55123 | LeMay Lake | 14FB03 | Residential | Installation | 23937 | 2025 | 2025
20263-229123-01 | Dakota Electric Association | 15 | 25177 | Co-op | DMS2047 | 5.7 | Solar |  |  | Interconnected | Lakeville | 55044 | Dakota Heights | 17FB02 | Residential |  | 25346 | 2025 | 2025
20263-229123-01 | Dakota Electric Association | 15 | 25177 | Co-op | DMS1867 | 50 | Solar |  |  | Interconnected | Apple Valley | 55124 | Fischer East | 11FB03 | Residential |  | 101032.03 | 2025 | 2025
20263-229123-01 | Dakota Electric Association | 15 | 25177 | Co-op | DMS1874 | 50 | Solar |  |  | Interconnected | Inver Grove Heights | 55077 | Lebanon Hills | 16FB01 | Commercial |  | 105098.1 | 2025 | 2025
20263-229123-01 | Dakota Electric Association | 15 | 25177 | Co-op | DMS1885 | 50 | Solar |  |  | Interconnected | Lakeville | 55044 | Kenrick | 26FB02 | Residential |  | 105146.03 | 2025 | 2025
20263-229123-01 | Dakota Electric Association | 15 | 25177 | Co-op | DMS1875 | 50 | Solar |  |  | Interconnected | Inver Grove Heights | 55077 | Lebanon Hills | 16FB01 | Residential |  | 105098.1 | 2025 | 2025
20263-229123-01 | Dakota Electric Association | 15 | 25177 | Co-op | DMS1902 | 11.14 | Solar |  |  | Interconnected | Eagan | 55122 | River Hills East | 09FB03 | Residential | Installation | 25984 | 2025 | 2025
20263-229123-01 | Dakota Electric Association | 15 | 25177 | Co-op | DMS1869 | 7.98 | Solar |  |  | Interconnected | Lakeville | 55044 | Dodd Park North | 22FB07 | Residential | Installation | 25500 | 2025 | 2025
20263-229123-01 | Dakota Electric Association | 15 | 25177 | Co-op | DMS1868 | 9.98 | Solar |  |  | Interconnected | Lakeville | 55044 | Fischer West | 11FB12 | Residential | Installation | 33280 | 2025 | 2025
20263-229123-01 | Dakota Electric Association | 15 | 25177 | Co-op | DMS1866 | 8.36 | Solar |  |  | Interconnected | Eagan | 55122 | Deerwood | 12FB03 | Residential | Installation | 27975 | 2025 | 2025
20263-229123-01 | Dakota Electric Association | 15 | 25177 | Co-op | DMS1873 | 10.82 | Solar |  |  | Interconnected | Burnsville | 55337 | Burnsville North | 05FB03 | Residential | Installation | 40100 | 2025 | 2025
20263-229123-01 | Dakota Electric Association | 15 | 25177 | Co-op | DMS1892 | 5.76 | Solar |  |  | Interconnected | Apple Valley | 55124 | Fischer East | 11FB08 | Residential | Installation | 14280 | 2025 | 2025
20263-229123-01 | Dakota Electric Association | 15 | 25177 | Co-op | DMS1878 | 8.96 | Solar |  |  | Interconnected | Eagan | 55123 | Eagan | 06FB03 | Residential | Installation | 51749.5 | 2025 | 2025
20263-229123-01 | Dakota Electric Association | 15 | 25177 | Co-op | DMS1880 | 5.12 | Solar |  |  | Interconnected | Hastings | 55033 | Hastings | 03FB01 | Residential | Installation | 30968 | 2025 | 2025
20263-229123-01 | Dakota Electric Association | 15 | 25177 | Co-op | DMS1901 | 3.84 | Solar |  |  | Interconnected | Hastings | 55033 | Hastings | 03FB01 | Residential | Installation | 26337 | 2025 | 2025
20263-229123-01 | Dakota Electric Association | 15 | 25177 | Co-op | DMS1882 | 4.48 | Solar |  |  | Interconnected | Eagan | 55122 | Deerwood | 12FB05 | Residential | Installation | 30757 | 2025 | 2025
20263-229123-01 | Dakota Electric Association | 15 | 25177 | Co-op | DMS1887 | 7.6 | Solar |  |  | Interconnected | Eagan | 55123 | Pilot Knob | 19FB02 | Residential | Installation | 42872 | 2025 | 2025
20263-229123-01 | Dakota Electric Association | 15 | 25177 | Co-op | DMS1888 | 11.5 | Storage |  |  | Interconnected | Eagan | 55123 | Pilot Knob | 19FB02 | Residential |  | 42872 | 2025 | 2025
20263-229123-01 | Dakota Electric Association | 15 | 25177 | Co-op | DMS1886 | 10 | Solar |  |  | Interconnected | Farmington | 55024 | Apple Valley | 21FB06 | Residential | Installation | 30310 | 2025 | 2025
20263-229123-01 | Dakota Electric Association | 15 | 25177 | Co-op | DMS1889 | 11.17 | Solar |  |  | Interconnected | Burnsville | 55337 | Burnsville North | 05FB05 | Residential | Installation | 46013 | 2025 | 2025
20263-229123-01 | Dakota Electric Association | 15 | 25177 | Co-op | DMS1895 | 2.28 | Solar |  |  | Interconnected | Apple Valley | 55124 | Fischer East | 11FB06 | Residential | Installation | 25360 | 2025 | 2025
20263-229123-01 | Dakota Electric Association | 15 | 25177 | Co-op | DMS1896 | 11.5 | Storage |  |  | Interconnected | Apple Valley | 55124 | Fischer East | 11FB06 | Residential |  | 25360 | 2025 | 2025
20263-229123-01 | Dakota Electric Association | 15 | 25177 | Co-op | DMS1897 | 5.76 | Solar |  |  | Interconnected | Rosemount | 55068 | Lakeville | 25FB02 | Residential | Installation | 34839 | 2025 | 2025
20263-229123-01 | Dakota Electric Association | 15 | 25177 | Co-op | DMS1898 | 8.96 | Solar |  |  | Interconnected | Apple Valley | 55124 | Fischer East | 11FB04 | Residential | Installation | 53641 | 2025 | 2025
20263-229123-01 | Dakota Electric Association | 15 | 25177 | Co-op | DMS1893 | 5.12 | Solar |  |  | Interconnected | Lakeville | 55044 | Lakeville | 25FB01 | Residential | Installation | 30968 | 2025 | 2025
20263-229123-01 | Dakota Electric Association | 15 | 25177 | Co-op | DMS1894 | 5.12 | Solar |  |  | Interconnected | Rosemount | 55068 | Lakeville | 25FB02 | Residential | Installation | 29947 | 2025 | 2025
20263-229123-01 | Dakota Electric Association | 15 | 25177 | Co-op | DMS1899 | 5.7 | Solar |  |  | Interconnected | Lakeville | 55044 | Dakota Heights | 17FB04 | Residential | Installation | 34232 | 2025 | 2025
20263-229123-01 | Dakota Electric Association | 15 | 25177 | Co-op | DMS1903 | 10.88 | Solar |  |  | Interconnected | Apple Valley | 55124 | Apple Valley | 21FB04 | Residential | Installation | 63244 | 2025 | 2025
20263-229123-01 | Dakota Electric Association | 15 | 25177 | Co-op | DMS1905 | 6.4 | Solar |  |  | Interconnected | Apple Valley | 55124 | Fischer West | 11FB12 | Residential | Installation | 36799 | 2025 | 2025
20263-229123-01 | Dakota Electric Association | 15 | 25177 | Co-op | DMS1904 | 9.6 | Solar |  |  | Interconnected | Rosemount | 55068 | Fischer East | 11FB08 | Residential | Installation | 59873 | 2025 | 2025
20263-229123-01 | Dakota Electric Association | 15 | 25177 | Co-op | DMS1908 | 4.56 | Solar |  |  | Interconnected | Lakeville | 55044 | Orchard Lake | 08FB06 | Residential | Installation | 18086 | 2025 | 2025
20263-229123-01 | Dakota Electric Association | 15 | 25177 | Co-op | DMS1906 | 6.4 | Solar |  |  | Interconnected | Rosemount | 55068 | Apple Valley | 21FB02 | Residential | Installation | 36799 | 2025 | 2025
20263-229123-01 | Dakota Electric Association | 15 | 25177 | Co-op | DMS1910 | 11.4 | Solar |  |  | Interconnected | Rosemount | 55068 | Apple Valley | 21FB02 | Residential | Installation | 35580 | 2025 | 2025
20263-229123-01 | Dakota Electric Association | 15 | 25177 | Co-op | DMS1912 | 10.24 | Solar |  |  | Interconnected | Rosemount | 55068 | Lakeville | 25FB02 | Residential | Installation | 66104 | 2025 | 2025
20263-229123-01 | Dakota Electric Association | 15 | 25177 | Co-op | DMS1909 | 6.84 | Solar |  |  | Interconnected | Inver Grove Heights | 55077 | Barnes Grove | 28FB02 | Residential | Installation | 34020 | 2025 | 2025
20263-229123-01 | Dakota Electric Association | 15 | 25177 | Co-op | DMS1911 | 6.84 | Solar |  |  | Interconnected | Farmington | 55024 | Lakeville | 25FB01 | Residential | Installation | 37204 | 2025 | 2025
20263-229123-01 | Dakota Electric Association | 15 | 25177 | Co-op | DMS1915 | 8.32 | Solar |  |  | Interconnected | Hastings | 55033 | Hastings | 03FB01 | Residential | Installation | 47918 | 2025 | 2025
20263-229123-01 | Dakota Electric Association | 15 | 25177 | Co-op | DMS1913 | 9.12 | Solar |  |  | Interconnected | Burnsville | 55306 | Burnsville South | 05FB04 | Residential | Installation | 33893 | 2025 | 2025
20263-229123-01 | Dakota Electric Association | 15 | 25177 | Co-op | DMS1914 | 10.24 | Solar |  |  | Interconnected | Apple Valley | 55124 | Apple Valley | 21FB05 | Residential | Installation | 59412.5 | 2025 | 2025
20263-229123-01 | Dakota Electric Association | 15 | 25177 | Co-op | DMS1917 | 6.98 | Solar |  |  | Interconnected | Burnsville | 55306 | Dakota Heights | 17FB01 | Residential |  | 54818 | 2025 | 2025
20263-229123-01 | Dakota Electric Association | 15 | 25177 | Co-op | DMS1918 | 11.5 | Storage |  |  | Interconnected | Burnsville | 55306 | Dakota Heights | 17FB01 | Residential |  | 54818 | 2025 | 2025
20263-229123-01 | Dakota Electric Association | 15 | 25177 | Co-op | DMS1925 | 16.51 | Solar |  |  | Interconnected | Farmington | 55024 | Vermillion River | 24FB03 | Residential | Installation | 59132 | 2025 | 2025
20263-229123-01 | Dakota Electric Association | 15 | 25177 | Co-op | DMS1916 | 11.4 | Solar |  |  | Interconnected | Eagan | 55123 | Eagan | 06FB02 | Residential | Installation | 39360 | 2025 | 2025
20263-229123-01 | Dakota Electric Association | 15 | 25177 | Co-op | DMS1919 | 8 | Solar |  |  | Interconnected | Eagan | 55122 | Lebanon Hills | 16FB04 | Residential | Installation | 60761 | 2025 | 2025
20263-229123-01 | Dakota Electric Association | 15 | 25177 | Co-op | DMS1927 | 7.68 | Solar |  |  | Interconnected | Apple Valley | 55124 | Apple Valley | 21FB05 | Residential | Installation | 44087 | 2025 | 2025
20263-229123-01 | Dakota Electric Association | 15 | 25177 | Co-op | DMS1920 | 8.32 | Solar |  |  | Interconnected | Apple Valley | 55124 | Fischer West | 11FB12 | Residential | Installation | 49809.5 | 2025 | 2025
20263-229123-01 | Dakota Electric Association | 15 | 25177 | Co-op | DMS1921 | 9.77 | Solar |  |  | Interconnected | Northfield | 55057 | Eidswold | 34FB04 | Residential | Installation | 41473 | 2025 | 2025
20263-229123-01 | Dakota Electric Association | 15 | 25177 | Co-op | DMS1924 | 9.07 | Solar |  |  | Interconnected | Apple Valley | 55124 | Apple Valley | 21FB02 | Residential | Installation | 36578 | 2025 | 2025
20263-229123-01 | Dakota Electric Association | 15 | 25177 | Co-op | DMS1922 | 6.4 | Solar |  |  | Interconnected | Hastings | 55033 | Hastings | 03FB01 | Residential | Installation | 40554 | 2025 | 2025
20263-229123-01 | Dakota Electric Association | 15 | 25177 | Co-op | DMS1930 | 9.77 | Solar |  |  | Interconnected | Lakeville | 55044 | Dodd Park South | 22FB05 | Residential | Installation | 41258 | 2025 | 2025
20263-229123-01 | Dakota Electric Association | 15 | 25177 | Co-op | DMS1926 | 8.32 | Solar |  |  | Interconnected | Rosemount | 55068 | Apple Valley | 21FB02 | Residential | Installation | 73847.84 | 2025 | 2025
20263-229123-01 | Dakota Electric Association | 15 | 25177 | Co-op | DMS13197APP | 5.12 | Solar |  |  | Withdrawn | Shakopee | 55379 |  |  |  |  | 34128 | 2025
20263-229123-01 | Dakota Electric Association | 15 | 25177 | Co-op | DMS1935 | 11.02 | Solar |  |  | Interconnected | Inver Grove Heights | 55077 | Barnes Grove | 28FB03 | Residential | Installation | 72026 | 2025 | 2025
20263-229123-01 | Dakota Electric Association | 15 | 25177 | Co-op | DMS1932 | 5.12 | Solar |  |  | Interconnected | Lakeville | 55044 | Dodd Park South | 22FB01 | Residential | Installation | 37387 | 2025 | 2025
20263-229123-01 | Dakota Electric Association | 15 | 25177 | Co-op | DMS1929 | 3.84 | Solar |  |  | Interconnected | Lakeville | 55044 | Fischer West | 11FB12 | Residential | Installation | 30366 | 2025 | 2025
20263-229123-01 | Dakota Electric Association | 15 | 25177 | Co-op | DMS1928 | 4.48 | Solar |  |  | Interconnected | Lakeville | 55044 | Dakota Heights | 17FB02 | Residential | Installation | 32726 | 2025 | 2025
20263-229123-01 | Dakota Electric Association | 15 | 25177 | Co-op | DMS1931 | 12.22 | Solar |  |  | Interconnected | Lakeville | 55044 | Lake Marion | 15FB01 | Residential | Installation | 41836.5 | 2025 | 2025
20263-229123-01 | Dakota Electric Association | 15 | 25177 | Co-op | DMS1934 | 7.68 | Solar |  |  | Interconnected | Lakeville | 55044 | Dakota Heights | 17FB02 | Residential | Installation | 50748 | 2025 | 2025
20263-229123-01 | Dakota Electric Association | 15 | 25177 | Co-op | DMS1933 | 4.48 | Solar |  |  | Interconnected | Apple Valley | 55124 | Fischer West | 11FB01 | Residential | Installation | 25957 | 2025 | 2025
20263-229123-01 | Dakota Electric Association | 15 | 25177 | Co-op | DMS1940 | 6.91 | Solar |  |  | Interconnected | Lakeville | 55044 | Fischer West | 11FB12 | Residential | Installation | 15876 | 2025 | 2025
20263-229123-01 | Dakota Electric Association | 15 | 25177 | Co-op | DMS1936 | 8.32 | Solar |  |  | Interconnected | Lakeville | 55044 | Fischer West | 11FB12 | Residential | Installation | 54777 | 2025 | 2025
20263-229123-01 | Dakota Electric Association | 15 | 25177 | Co-op | DMS1949 | 7.68 | Solar |  |  | Interconnected | Saint Paul | 55124 | Fischer East | 11FB04 | Residential | Installation | 30793 | 2025 | 2025
20263-229123-01 | Dakota Electric Association | 15 | 25177 | Co-op | DMS1941 | 12.16 | Solar |  |  | Interconnected | Lakeville | 55044 | Dakota Heights | 17FB04 | Residential | Installation | 47719 | 2025 | 2025
20263-229123-01 | Dakota Electric Association | 15 | 25177 | Co-op | DMS1944 | 6.84 | Solar |  |  | Interconnected | Lakeville | 55044 | Lakeville | 25FB01 | Residential | Installation | 22175 | 2025 | 2025
20263-229123-01 | Dakota Electric Association | 15 | 25177 | Co-op | DMS1937 | 7.04 | Solar |  |  | Interconnected | Lakeville | 55044 | Dodd Park North | 22FB09 | Residential | Installation | 47220 | 2025 | 2025
20263-229123-01 | Dakota Electric Association | 15 | 25177 | Co-op | DMS1939 | 7.68 | Solar |  |  | Interconnected | Lakeville | 55044 | Cedar | 33FB01 | Residential | Installation | 46359 | 2025 | 2025
20263-229123-01 | Dakota Electric Association | 15 | 25177 | Co-op | DMS1938 | 5.8 | Solar |  |  | Interconnected | Eagan | 55123 | Eagan | 06FB04 | Residential | Installation | 31972.45 | 2025 | 2026
20263-229123-01 | Dakota Electric Association | 15 | 25177 | Co-op | DMS1972 | 5.76 | Solar |  |  | Interconnected | Lakeville | 55044 | Dodd Park North | 22FB07 | Residential | Installation | 23095 | 2025 | 2025
20263-229123-01 | Dakota Electric Association | 15 | 25177 | Co-op | DMS1973 | 10.37 | Solar |  |  | Interconnected | Rosemount | 55068 | Lakeville | 25FB04 | Residential | Installation | 39935 | 2025 | 2025
20263-229123-01 | Dakota Electric Association | 15 | 25177 | Co-op | DMS1942 | 9.77 | Solar |  |  | Interconnected | Lakeville | 55044 | Dakota Heights | 17FB02 | Residential | Installation | 42916 | 2025 | 2025
20263-229123-01 | Dakota Electric Association | 15 | 25177 | Co-op | DMS1943 | 9.42 | Solar |  |  | Interconnected | Apple Valley | 55124 | Apple Valley | 21FB06 | Residential | Installation | 30186 | 2025 | 2025
20263-229123-01 | Dakota Electric Association | 15 | 25177 | Co-op | DMS1945 | 5.22 | Solar |  |  | Interconnected | Apple Valley | 55124 | Fischer West | 11FB09 | Residential | Installation | 27600 | 2025 | 2025
20263-229123-01 | Dakota Electric Association | 15 | 25177 | Co-op | DMS1946 | 10.82 | Solar |  |  | Interconnected | Lakeville | 55044 | Dakota Heights | 17FB05 | Residential | Installation | 59156 | 2025 | 2025
20263-229123-01 | Dakota Electric Association | 15 | 25177 | Co-op | DMS1950 | 5.32 | Solar |  |  | Interconnected | Inver Grove Heights | 55077 | Lebanon Hills | 16FB02 | Residential | Installation | 22391 | 2025 | 2026
20263-229123-01 | Dakota Electric Association | 15 | 25177 | Co-op | DMS1958 | 5.76 | Solar |  |  | Interconnected | Lakeville | 55044 | Dodd Park North | 22FB07 | Residential | Installation | 30496 | 2025 | 2025
20263-229123-01 | Dakota Electric Association | 15 | 25177 | Co-op | DMS1995 | 9.22 | Solar |  |  | Interconnected | Apple Valley | 55124 | Lakeville | 25FB04 | Residential | Installation | 34955.6 | 2025 | 2025
20263-229123-01 | Dakota Electric Association | 15 | 25177 | Co-op | DMS1954 | 13.06 | Solar |  |  | Interconnected | Farmington | 55024 | Lakeville | 25FB05 | Residential | Installation | 44011 | 2025 | 2025
20263-229123-01 | Dakota Electric Association | 15 | 25177 | Co-op | DMS1961 | 3.77 | Solar |  |  | Interconnected | Eagan | 55122 | Lebanon Hills | 16FB05 | Residential | Installation | 20632.45 | 2025 | 2025
20263-229123-01 | Dakota Electric Association | 15 | 25177 | Co-op | DMS1951 | 6.63 | Solar |  |  | Interconnected | Farmington | 55024 | Dodd Park South | 22FB06 | Residential | Installation | 25591.7 | 2025 | 2025
20263-229123-01 | Dakota Electric Association | 15 | 25177 | Co-op | DMS1953 | 6.08 | Solar |  |  | Interconnected | Apple Valley | 55124 | River Hills East | 09FB04 | Residential | Installation | 27959 | 2025 | 2025
20263-229123-01 | Dakota Electric Association | 15 | 25177 | Co-op | DMS1952 | 11.52 | Solar |  |  | Interconnected | Rosemount | 55068 | Lebanon Hills | 16FB03 | Residential | Installation | 46455 | 2025 | 2025
20263-229123-01 | Dakota Electric Association | 15 | 25177 | Co-op | DMS1956 | 12.16 | Solar |  |  | Interconnected | Hastings | 55033 | Nininger | 29FB03 | Residential | Installation | 39160 | 2025 | 2025
20263-229123-01 | Dakota Electric Association | 15 | 25177 | Co-op | DMS2002 | 13.06 | Solar |  |  | Interconnected | Eagan | 55122 | Deerwood | 12FB04 | Residential | Installation | 40072.5 | 2025 | 2025
20263-229123-01 | Dakota Electric Association | 15 | 25177 | Co-op | DMS1962 | 9.42 | Solar |  |  | Interconnected | Lakeville | 55044 | Dodd Park South | 22FB01 | Residential | Installation | 31645.68 | 2025 | 2025
20263-229123-01 | Dakota Electric Association | 15 | 25177 | Co-op | DMS1955 | 5.12 | Solar |  |  | Interconnected | Farmington | 55024 | Dodd Park South | 22FB06 | Residential | Installation | 34128 | 2025 | 2025
20263-229123-01 | Dakota Electric Association | 15 | 25177 | Co-op | DMS1963 | 9.77 | Solar |  |  | Interconnected | Lakeville | 55044 | Ritter Park | 27FB04 | Residential | Installation | 36368.63 | 2025 | 2025
20263-229123-01 | Dakota Electric Association | 15 | 25177 | Co-op | DMS1998 | 9.98 | Solar |  |  | Interconnected | Rosemount | 55068 | Lebanon Hills | 16FB02 | Residential | Installation | 39338 | 2025 | 2025
20263-229123-01 | Dakota Electric Association | 15 | 25177 | Co-op | DMS1957 | 14.5 | Solar |  |  | Interconnected | Lakeville | 55044 | Dodd Park South | 22FB03 | Residential | Installation | 58400 | 2025 | 2025
20263-229123-01 | Dakota Electric Association | 15 | 25177 | Co-op | DMS1996 | 11.9 | Solar |  |  | Interconnected | Lakeville | 55044 | Dakota Heights | 17FB03 | Residential |  | 47691 | 2025 | 2025
20263-229123-01 | Dakota Electric Association | 15 | 25177 | Co-op | DMS2005 | 10 | Storage |  |  | Interconnected | Lakeville | 55044 | Dakota Heights | 17FB03 | Residential |  | 47691 | 2025 | 2025
20263-229123-01 | Dakota Electric Association | 15 | 25177 | Co-op | DMS1967 | 9.98 | Solar |  |  | Active Application | Hastings | 55033 | Marshan | 18FB02 | Residential |  | 44449 | 2025
20263-229123-01 | Dakota Electric Association | 15 | 25177 | Co-op | DMS1968 | 20 | Storage |  |  | Active Application | Hastings | 55033 | Marshan | 18FB02 | Residential |  | 44449 | 2025
20263-229123-01 | Dakota Electric Association | 15 | 25177 | Co-op | DMS1959 | 6.98 | Solar |  |  | Interconnected | Eagan | 55123 | Pilot Knob | 19FB02 | Residential | Installation | 24478 | 2025 | 2025
20263-229123-01 | Dakota Electric Association | 15 | 25177 | Co-op | DMS1960 | 7.68 | Solar |  |  | Interconnected | Eagan | 55123 | Yankee Doodle North | 10FB03 | Residential | Installation | 28846.2 | 2025 | 2025
20263-229123-01 | Dakota Electric Association | 15 | 25177 | Co-op | DMS2007 | 16.4 | Solar |  |  | Interconnected | Northfield | 55057 | Eidswold | 34FB04 | Residential | Installation | 58040 | 2025 | 2026
20263-229123-01 | Dakota Electric Association | 15 | 25177 | Co-op | DMS1965 | 14.86 | Solar |  |  | Interconnected | Eagan | 55122 | River Hills East | 09FB02 | Residential | Installation | 18000 | 2025 | 2025
20263-229123-01 | Dakota Electric Association | 15 | 25177 | Co-op | DMS1964 | 9.07 | Solar |  |  | Interconnected | Lakeville | 55044 | Orchard Lake | 08FB04 | Residential | Installation | 34262 | 2025 | 2025
20263-229123-01 | Dakota Electric Association | 15 | 25177 | Co-op | DMS1980 | 2.9 | Solar |  |  | Interconnected | Inver Grove Heights | 55077 | Barnes Grove | 28FB01 | Residential | Installation | 15180 | 2025 | 2025
20263-229123-01 | Dakota Electric Association | 15 | 25177 | Co-op | DMS1976 | 22.56 | Solar |  |  | Interconnected | Apple Valley | 55124 | Apple Valley | 21FB05 | Residential |  | 65566 | 2025 | 2026
20263-229123-01 | Dakota Electric Association | 15 | 25177 | Co-op | DMS1977 | 10 | Storage |  |  | Interconnected | Apple Valley | 55124 | Apple Valley | 21FB05 | Residential |  | 65566 | 2025 | 2026
20263-229123-01 | Dakota Electric Association | 15 | 25177 | Co-op | DMS1969 | 4.48 | Solar |  |  | Interconnected | Apple Valley | 55124 | Apple Valley | 21FB06 | Residential | Installation | 18257 | 2025 | 2025
20263-229123-01 | Dakota Electric Association | 15 | 25177 | Co-op | DMS1974 | 11.14 | Solar |  |  | Interconnected | Apple Valley | 55124 | Apple Valley | 21FB04 | Residential |  | 8744 | 2025 | 2025
20263-229123-01 | Dakota Electric Association | 15 | 25177 | Co-op | DMS1975 | 10 | Storage |  |  | Interconnected | Apple Valley | 55124 | Apple Valley | 21FB04 | Residential |  | 8744 | 2025 | 2025
20263-229123-01 | Dakota Electric Association | 15 | 25177 | Co-op | DMS1970 | 7.68 | Solar |  |  | Interconnected | Rosemount | 55068 | Lakeville | 25FB06 | Residential | Installation | 31726 | 2025 | 2025
20263-229123-01 | Dakota Electric Association | 15 | 25177 | Co-op | DMS1971 | 9.77 | Solar |  |  | Interconnected | Lakeville | 55044 | Dodd Park North | 22FB08 | Residential | Installation | 38192 | 2025 | 2025
20263-229123-01 | Dakota Electric Association | 15 | 25177 | Co-op | DMS1978 | 6.67 | Solar |  |  | Active Application | Farmington | 55024 | Dodd Park South | 22FB03 | Residential |  | 36816.74 | 2025
20263-229123-01 | Dakota Electric Association | 15 | 25177 | Co-op | DMS1981 | 9.77 | Solar |  |  | Interconnected | Lakeville | 55044 | Dodd Park North | 22FB07 | Residential | Installation | 25722 | 2025 | 2025
20263-229123-01 | Dakota Electric Association | 15 | 25177 | Co-op | DMS1979 | 4 | Solar |  |  | Active Application | Eagan | 55123 | Lebanon Hills | 16FB05 | Residential |  | 44199 | 2025
20263-229123-01 | Dakota Electric Association | 15 | 25177 | Co-op | DMS1982 | 3.2 | Solar |  |  | Interconnected | Lakeville | 55044 | Cedar | 33FB02 | Residential | Installation | 14620 | 2025 | 2025
20263-229123-01 | Dakota Electric Association | 15 | 25177 | Co-op | DMS1984 | 8.38 | Solar |  |  | Interconnected | Inver Grove Heights | 55077 | Lebanon Hills | 16FB02 | Residential | Installation | 32708 | 2025 | 2025
20263-229123-01 | Dakota Electric Association | 15 | 25177 | Co-op | DMS1983 | 15.36 | Solar |  |  | Interconnected | Eagan | 55123 | Eagan | 06FB04 | Residential | Installation | 45000 | 2025 | 2025
20263-229123-01 | Dakota Electric Association | 15 | 25177 | Co-op | DMS1991 | 8.38 | Solar |  |  | Interconnected | Lakeville | 55044 | Orchard Lake | 08FB04 | Residential | Installation | 26550 | 2025 | 2025
20263-229123-01 | Dakota Electric Association | 15 | 25177 | Co-op | DMS1988 | 50 | Solar |  |  | Interconnected | Burnsville | 55337 | Burnsville South | 05FB06 | Residential |  | 150280 | 2025 | 2026
20263-229123-01 | Dakota Electric Association | 15 | 25177 | Co-op | DMS2008 | 3.84 | Solar |  |  | Interconnected | Lakeville | 55044 | Dodd Park North | 22FB07 | Residential | Installation | 15066 | 2025 | 2025
20263-229123-01 | Dakota Electric Association | 15 | 25177 | Co-op | DMS1990 | 9.77 | Solar |  |  | Interconnected | Eagan | 55123 | Eagan | 06FB02 | Residential | Installation | 36120 | 2025 | 2025
20263-229123-01 | Dakota Electric Association | 15 | 25177 | Co-op | DMS1985 | 4.94 | Solar |  |  | Interconnected | Apple Valley | 55124 | Apple Valley | 21FB01 | Residential | Installation | 19700 | 2025 | 2025
20263-229123-01 | Dakota Electric Association | 15 | 25177 | Co-op | DMS1986 | 8.96 | Solar |  |  | Interconnected | Farmington | 55024 | Lakeville | 25FB01 | Residential | Installation | 56406 | 2025 | 2025
20263-229123-01 | Dakota Electric Association | 15 | 25177 | Co-op | DMS1987 | 8.96 | Solar |  |  | Interconnected | Farmington | 55024 | Vermillion River | 24FB06 | Residential | Installation | 54417 | 2025 | 2025
20263-229123-01 | Dakota Electric Association | 15 | 25177 | Co-op | DMS2009 | 7.68 | Solar |  |  | Interconnected | Inver Grove Heights | 55077 | Barnes Grove | 28FB01 | Residential | Installation | 34658 | 2025 | 2025
20263-229123-01 | Dakota Electric Association | 15 | 25177 | Co-op | DMS1989 | 7.68 | Solar |  |  | Interconnected | Farmington | 55024 | Lakeville | 25FB01 | Residential | Installation | 48348 | 2025 | 2025
20263-229123-01 | Dakota Electric Association | 15 | 25177 | Co-op | DMS1992 | 14.08 | Solar |  |  | Interconnected | Farmington | 55024 | Vermillion River | 24FB06 | Residential | Installation | 88638 | 2025 | 2025
20263-229123-01 | Dakota Electric Association | 15 | 25177 | Co-op | DMS2043 | 6.4 | Solar |  |  | Interconnected | Farmington | 55024 | Vermillion River | 24FB01 | Residential | Installation | 40554 | 2025 | 2025
20263-229123-01 | Dakota Electric Association | 15 | 25177 | Co-op | DMS1997 | 13.96 | Solar |  |  | Active Application | Inver Grove Heights | 55077 | Barnes Grove | 28FB01 | Residential |  | 54670 | 2025
20263-229123-01 | Dakota Electric Association | 15 | 25177 | Co-op | DMS1994 | 9.07 | Solar |  |  | Interconnected | Lakeville | 55044 | Lakeville | 25FB02 | Residential | Installation | 29286.4 | 2025 | 2025
20263-229123-01 | Dakota Electric Association | 15 | 25177 | Co-op | DMS2075 | 4.54 | Solar |  |  | Active Application | Lakeville | 55044 | Ritter Park | 27FB03 | Residential |  | 17365.08 | 2025
20263-229123-01 | Dakota Electric Association | 15 | 25177 | Co-op | DMS1999 | 10.12 | Solar |  |  | Interconnected | Inver Grove Heights | 55077 | Lebanon Hills | 16FB02 | Residential | Installation | 42163 | 2025 | 2025
20263-229123-01 | Dakota Electric Association | 15 | 25177 | Co-op | DMS2006 | 6.96 | Solar |  |  | Interconnected | Lakeville | 55044 | Ritter Park | 27FB04 | Residential | Installation | 7500 | 2025 | 2025
20263-229123-01 | Dakota Electric Association | 15 | 25177 | Co-op | DMS2073 | 36.3 | Solar |  |  | Withdrawn | Prior Lake | 55372 | Orchard Lake | 08FB06 | Residential |  | 152454 | 2025
20263-229123-01 | Dakota Electric Association | 15 | 25177 | Co-op | DMS2001 | 15 | Solar |  |  | Interconnected | Hastings | 55033 | Marshan | 18FB02 | Residential | Installation | 26000 | 2025 | 2026
20263-229123-01 | Dakota Electric Association | 15 | 25177 | Co-op | DMS2000 | 7.33 | Solar |  |  | Interconnected | Burnsville | 55337 | Burnsville South | 05FB08 | Residential | Installation | 30318 | 2025 | 2026
20263-229123-01 | Dakota Electric Association | 15 | 25177 | Co-op | DMS2012 | 10.82 | Solar |  |  | Active Application | Lakeville | 55044 | Dodd Park North | 22FB07 | Residential |  | 44648 | 2025
20263-229123-01 | Dakota Electric Association | 15 | 25177 | Co-op | DMS2024 | 10.75 | Solar |  |  | Active Application | Farmington | 55024 | Dodd Park South | 22FB03 | Residential |  | 40786.2 | 2025
20263-229123-01 | Dakota Electric Association | 15 | 25177 | Co-op | DMS2074 | 6.14 | Solar |  |  | Active Application | Eagan | 55122 | Deerwood | 12FB05 | Residential |  | 24900 | 2025
20263-229123-01 | Dakota Electric Association | 15 | 25177 | Co-op | DMS2078 | 7.68 | Solar |  |  | Active Application | Burnsville | 55306 | Orchard Lake | 08FB01 | Residential |  | 30378 | 2025
20263-229123-01 | Dakota Electric Association | 15 | 25177 | Co-op | DMS2010 | 27.6 | Solar |  |  | Interconnected | Inver Grove Heights | 55075 | Lebanon Hills | 16FB02 | Residential |  | 86150 | 2025 | 2025
20263-229123-01 | Dakota Electric Association | 15 | 25177 | Co-op | DMS2011 | 7.22 | Solar |  |  | Active Application | Apple Valley | 55124 | Burnsville North | 05FB11 | Residential |  | 29820 | 2025
20263-229123-01 | Dakota Electric Association | 15 | 25177 | Co-op | DMS2080 | 20.8 | Solar |  |  | Active Application | Hampton | 55031 | Miesville | 07FB05 | Residential |  | 45000 | 2025
20263-229123-01 | Dakota Electric Association | 15 | 25177 | Co-op | DMS2013 | 8.06 | Solar |  |  | Interconnected | Rosemount | 55068 | Dodd Park South | 22FB02 | Residential | Installation | 31897 | 2025 | 2025
20263-229123-01 | Dakota Electric Association | 15 | 25177 | Co-op | DMS2014 | 15.74 | Solar |  |  | Active Application | Inver Grove Heights | 55077 | Lebanon Hills | 16FB02 | Residential |  | 62251 | 2025
20263-229123-01 | Dakota Electric Association | 15 | 25177 | Co-op | DMS2016 | 8.36 | Solar |  |  | Interconnected | Apple Valley | 55124 | Apple Valley | 21FB04 | Residential | Installation | 34370 | 2025 | 2025
20263-229123-01 | Dakota Electric Association | 15 | 25177 | Co-op | DMS2015 | 6.63 | Solar |  |  | Interconnected | Burnsville | 55337 | Burnsville North | 05FB01 | Residential | Installation | 50530 | 2025 | 2025
20263-229123-01 | Dakota Electric Association | 15 | 25177 | Co-op | DMS2060 | 11.52 | Solar |  |  | Active Application | Inver Grove Heights | 55077 | Lebanon Hills | 16FB02 | Residential |  | 38968.5 | 2025
20263-229123-01 | Dakota Electric Association | 15 | 25177 | Co-op | DMS2022 | 18.53 | Solar |  |  | Withdrawn | Elko New Market | 55020 |  |  |  |  | 16500 | 2025
20263-229123-01 | Dakota Electric Association | 15 | 25177 | Co-op | DMS2022 | 8.41 | Storage |  |  | Withdrawn | Elko New Market | 55020 |  |  |  |  | 16500 | 2025
20263-229123-01 | Dakota Electric Association | 15 | 25177 | Co-op | DMS2017 | 10.88 | Solar |  |  | Interconnected | Farmington | 55024 | Vermillion River | 24FB02 | Residential | Installation | 66504 | 2025 | 2025
20263-229123-01 | Dakota Electric Association | 15 | 25177 | Co-op | DMS2018 | 7.68 | Solar |  |  | Interconnected | Hastings | 55033 | Hastings | 03FB02 | Residential | Installation | 48348 | 2025 | 2025
20263-229123-01 | Dakota Electric Association | 15 | 25177 | Co-op | DMS13806APP | 16 | Solar |  |  | Active Application | Burnsville | 55306 |  |  |  |  | 37620 | 2025
20263-229123-01 | Dakota Electric Association | 15 | 25177 | Co-op | DMS13806APP | 16 | Storage |  |  | Active Application | Burnsville | 55306 |  |  |  |  | 37620 | 2025
20263-229123-01 | Dakota Electric Association | 15 | 25177 | Co-op | DMS2019 | 7.68 | Solar |  |  | Interconnected | Apple Valley | 55124 | Burnsville South | 05FB10 | Residential | Installation | 14000 | 2025 | 2025
20263-229123-01 | Dakota Electric Association | 15 | 25177 | Co-op | DMS2020 | 27.36 | Solar |  |  | Interconnected | Elko New Market | 55020 | Eidswold | 34FB04 | Residential | Installation | 39172 | 2025 | 2025
20263-229123-01 | Dakota Electric Association | 15 | 25177 | Co-op | DMS2061 | 4.19 | Solar |  |  | Withdrawn | Burnsville | 55337 |  |  |  |  | 18294 | 2025
20263-229123-01 | Dakota Electric Association | 15 | 25177 | Co-op | DMS2038 | 9.28 | Solar |  |  | Interconnected | Burnsville | 55306 | Orchard Lake | 08FB01 | Residential | Installation | 43647 | 2025 | 2026
20263-229123-01 | Dakota Electric Association | 15 | 25177 | Co-op | DMS2036 | 9.92 | Solar |  |  | Interconnected | Apple Valley | 55124 | Lakeville | 25FB06 | Residential | Installation | 47205 | 2025 | 2025
20263-229123-01 | Dakota Electric Association | 15 | 25177 | Co-op | DMS2037 | 9.28 | Solar |  |  | Active Application | Apple Valley | 55124 | Apple Valley | 21FB01 | Residential |  | 43040 | 2025
20263-229123-01 | Dakota Electric Association | 15 | 25177 | Co-op | DMS2040 | 5.76 | Solar |  |  | Active Application | Eagan | 55123 | LeMay Lake | 14FB03 | Residential |  | 23607 | 2025
20263-229123-01 | Dakota Electric Association | 15 | 25177 | Co-op | DMS2025 | 7.68 | Solar |  |  | Interconnected | Burnsville | 55306 | Colonial Hills North | 13FB04 | Residential | Installation | 46926 | 2025 | 2025
20263-229123-01 | Dakota Electric Association | 15 | 25177 | Co-op | DMS2027 | 7.68 | Solar |  |  | Interconnected | Lakeville | 55044 | Dodd Park North | 22FB09 | Residential | Installation | 48759 | 2025 | 2025
20263-229123-01 | Dakota Electric Association | 15 | 25177 | Co-op | DMS2063 | 3.84 | Solar |  |  | Interconnected | Apple Valley | 55124 | Burnsville North | 05FB03 | Residential | Installation | 29009 | 2025 | 2025
20263-229123-01 | Dakota Electric Association | 15 | 25177 | Co-op | DMS2022 | 15.36 | Storage |  |  | Interconnected | Elko New Market | 55020 | Eidswold | 34FB02 | Residential |  | 16500 | 2025 | 2026
20263-229123-01 | Dakota Electric Association | 15 | 25177 | Co-op | DMS2026 | 9.6 | Solar |  |  | Interconnected | Burnsville | 55306 | Dakota Heights | 17FB01 | Residential | Installation | 65235 | 2025 | 2025
20263-229123-01 | Dakota Electric Association | 15 | 25177 | Co-op | DMS2030 | 5.76 | Solar |  |  | Interconnected | Burnsville | 55337 | Burnsville North | 05FB01 | Residential | Installation | 38688 | 2025 | 2025
20263-229123-01 | Dakota Electric Association | 15 | 25177 | Co-op | DMS2029 | 4.19 | Solar |  |  | Interconnected | Apple Valley | 55124 | Apple Valley | 21FB04 | Residential | Installation | 17846 | 2025 | 2025
20263-229123-01 | Dakota Electric Association | 15 | 25177 | Co-op | DMS2028 | 5.76 | Solar |  |  | Interconnected | Burnsville | 55337 | Burnsville North | 05FB05 | Residential | Installation | 36288 | 2025 | 2025
20263-229123-01 | Dakota Electric Association | 15 | 25177 | Co-op | DMS2034 | 4.48 | Solar |  |  | Interconnected | Apple Valley | 55124 | Burnsville North | 05FB11 | Residential | Installation | 30326 | 2025 | 2025
20263-229123-01 | Dakota Electric Association | 15 | 25177 | Co-op | DMS2032 | 5.76 | Solar |  |  | Interconnected | Burnsville | 55337 | Burnsville North | 05FB05 | Residential | Installation | 38394 | 2025 | 2025
20263-229123-01 | Dakota Electric Association | 15 | 25177 | Co-op | DMS2047 | 8.26 | Solar |  |  | Interconnected | Lakeville | 55044 | Dakota Heights | 17FB02 | Residential |  | 13212 | 2025 | 2026
20263-229123-01 | Dakota Electric Association | 15 | 25177 | Co-op | DMS2033 | 8.32 | Solar |  |  | Interconnected | Lakeville | 55044 | Dakota Heights | 17FB02 | Residential | Installation | 54777 | 2025 | 2025
20263-229123-01 | Dakota Electric Association | 15 | 25177 | Co-op | DMS2035 | 10.24 | Solar |  |  | Interconnected | Apple Valley | 55124 | Apple Valley | 21FB03 | Residential | Installation | 64464 | 2025 | 2025
20263-229123-01 | Dakota Electric Association | 15 | 25177 | Co-op | DMS2031 | 4.48 | Solar |  |  | Interconnected | Apple Valley | 55124 | Burnsville North | 05FB11 | Residential | Installation | 30326 | 2025 | 2025
20263-229123-01 | Dakota Electric Association | 15 | 25177 | Co-op | DMS2049 | 6.4 | Solar |  |  | Interconnected | Hastings | 55033 | Nininger | 29FB04 | Residential | Installation | 40554 | 2025 | 2025
20263-229123-01 | Dakota Electric Association | 15 | 25177 | Co-op | DMS2061 | 9.12 | Solar |  |  | Interconnected | Burnsville | 55337 | River Hills West | 09FB07 | Residential | Installation | 18294 | 2025 | 2025
20263-229123-01 | Dakota Electric Association | 15 | 25177 | Co-op | DMS2058 | 19 | Solar |  |  | Active Application | Eagan | 55122 | Burnsville North | 05FB01 | Residential |  | 73637 | 2025
20263-229123-01 | Dakota Electric Association | 15 | 25177 | Co-op | DMS13921APP | 11.2 | Solar |  |  | Withdrawn | Lakeville | 55044 | Lakeville | 25FB04 | Residential |  | 50995 | 2025
20263-229123-01 | Dakota Electric Association | 15 | 25177 | Co-op | DMS2057 | 3.52 | Solar |  |  | Interconnected | Eagan | 55123 | Eagan | 06FB04 | Residential | Installation | 23280 | 2025 | 2026
20263-229123-01 | Dakota Electric Association | 15 | 25177 | Co-op | DMS2044 | 3.8 | Solar |  |  | Interconnected | Burnsville |  | Colonial Hills North | 13FB04 | Residential | Installation | 25000 | 2025 | 2025
20263-229123-01 | Dakota Electric Association | 15 | 25177 | Co-op | DMS2042 | 6.63 | Solar |  |  | Interconnected | Eagan | 55122 | Eagan | 06FB02 | Residential | Installation | 37686 | 2025 | 2026
20263-229123-01 | Dakota Electric Association | 15 | 25177 | Co-op | DMS2041 | 8.73 | Solar |  |  | Interconnected | Eagan | 55123 | LeMay Lake | 14FB03 | Residential | Installation | 36550 | 2025 | 2026
20263-229123-01 | Dakota Electric Association | 15 | 25177 | Co-op | DMS2067 | 7.6 | Solar |  |  | Interconnected | Lakeville | 55044 | Dodd Park North | 22FB07 | Residential | Installation | 28220 | 2025 | 2025
20263-229123-01 | Dakota Electric Association | 15 | 25177 | Co-op | DMS2046 | 6.98 | Solar |  |  | Active Application | Apple Valley | 55124 | Burnsville North | 05FB11 | Residential |  | 45724 | 2025
20263-229123-01 | Dakota Electric Association | 15 | 25177 | Co-op | DMS2046 | 11.5 | Storage |  |  | Active Application | Apple Valley | 55124 | Burnsville North | 05FB11 | Residential |  | 45724 | 2025
20263-229123-01 | Dakota Electric Association | 15 | 25177 | Co-op | DMS2055 | 11.5 | Storage |  |  | Interconnected | Eagan | 55123 | Lebanon Hills | 16FB05 | Residential |  | 25748.85 | 2025 | 2025
20263-229123-01 | Dakota Electric Association | 15 | 25177 | Co-op | DMS2056 | 7.68 | Solar |  |  | Interconnected | Apple Valley | 55124 | Burnsville North | 05FB11 | Residential | Installation | 48759 | 2025 | 2025
20263-229123-01 | Dakota Electric Association | 15 | 25177 | Co-op | DMS2051 | 6.4 | Solar |  |  | Interconnected | Apple Valley | 55124 | Lakeville | 25FB09 | Residential | Installation | 45060 | 2025 | 2025
20263-229123-01 | Dakota Electric Association | 15 | 25177 | Co-op | DMS2048 | 6.4 | Solar |  |  | Interconnected | Eagan | 55122 | River Hills East | 09FB02 | Residential | Installation | 40554 | 2025 | 2025
20263-229123-01 | Dakota Electric Association | 15 | 25177 | Co-op | DMS2062 | 10.24 | Solar |  |  | Interconnected | Burnsville | 55306 | Burnsville South | 05FB04 | Residential | Installation | 64875 | 2025 | 2025
20263-229123-01 | Dakota Electric Association | 15 | 25177 | Co-op | DMS2069 | 6.4 | Solar |  |  | Interconnected | Apple Valley | 55124 | Pilot Knob | 19FB04 | Residential | Installation | 45060 | 2025 | 2025
20263-229123-01 | Dakota Electric Association | 15 | 25177 | Co-op | DMS2050 | 10.24 | Solar |  |  | Interconnected | Apple Valley | 55124 | Apple Valley | 21FB03 | Residential | Installation | 62475 | 2025 | 2025
20263-229123-01 | Dakota Electric Association | 15 | 25177 | Co-op | DMS2053 | 14.59 | Solar |  |  | Active Application | Apple Valley | 55124 | Burnsville South | 05FB10 | Residential |  | 58886 | 2025
20263-229123-01 | Dakota Electric Association | 15 | 25177 | Co-op | DMS2052 | 6.98 | Solar |  |  | Active Application | Inver Grove Heights | 55077 | Barnes Grove | 28FB01 | Residential |  | 34264 | 2025
20263-229123-01 | Dakota Electric Association | 15 | 25177 | Co-op | DMS2054 | 7.68 | Solar |  |  | Active Application | Rosemount | 55068 | Lebanon Hills | 16FB02 | Residential |  | 37494 | 2025
20263-229123-01 | Dakota Electric Association | 15 | 25177 | Co-op | DMS2059 | 8.03 | Solar |  |  | Interconnected | Burnsville | 55306 | Orchard Lake | 08FB01 | Residential | Installation | 64266 | 2025 | 2026
20263-229123-01 | Dakota Electric Association | 15 | 25177 | Co-op | DMS2064 | 9.98 | Solar |  |  | Active Application | West Hastings | 55033 | Hastings | 03FB01 | Residential |  | 38412 | 2025
20263-229123-01 | Dakota Electric Association | 15 | 25177 | Co-op | DMS2065 | 5.933 | Solar |  |  | Interconnected | Apple Valley | 55124 | Burnsville North | 05FB03 | Residential |  | 27959 | 2025 | 2026
20263-229123-01 | Dakota Electric Association | 15 | 25177 | Co-op | DMS2066 | 11.5 | Storage |  |  | Interconnected | Apple Valley | 55124 | Burnsville North | 05FB03 | Residential |  | 27959 | 2025 | 2026
20263-229123-01 | Dakota Electric Association | 15 | 25177 | Co-op | DMS2068 | 9.46 | Solar |  |  | Interconnected | Apple Valley | 55124 | Apple Valley | 21FB02 | Residential |  | 6600 | 2025 | 2026
20263-229123-01 | Dakota Electric Association | 15 | 25177 | Co-op | DMS2073 | 20.01 | Solar |  |  | Active Application | Credit River | 55372 | Orchard Lake | 08FB06 | Residential |  | 25000 | 2025
20263-229123-01 | Dakota Electric Association | 15 | 25177 | Co-op | DMS2070 | 6.98 | Solar |  |  | Active Application | Eagan | 55122 | Deerwood | 12FB05 | Residential |  | 23500 | 2025
20263-229123-01 | Dakota Electric Association | 15 | 25177 | Co-op | DMS2071 | 8.376 | Solar |  |  | Active Application | Eagan | 55123 | Lebanon Hills | 16FB03 | Residential |  | 51004 | 2025
20263-229123-01 | Dakota Electric Association | 15 | 25177 | Co-op | DMS2072 | 7.08 | Storage |  |  | Active Application | Eagan | 55123 | Lebanon Hills | 16FB03 | Residential |  | 51004 | 2025
20263-229123-01 | Dakota Electric Association | 15 | 25177 | Co-op | DMS2089 | 38.36 | Solar |  |  | Active Application | Eagan | 55122 | LeMay Lake | 14FB06 | Residential |  | 125000 | 2025
20263-229123-01 | Dakota Electric Association | 15 | 25177 | Co-op | DMS2087 | 6.38 | Solar |  |  | Active Application | Eagan | 55123 | Pilot Knob | 19FB04 | Residential |  | 28580 | 2025
20263-229123-01 | Dakota Electric Association | 15 | 25177 | Co-op | DMS2076 | 9.42 | Solar |  |  | Active Application | Burnsville | 55337 | Burnsville North | 05FB03 | Residential |  | 51588 | 2025
20263-229123-01 | Dakota Electric Association | 15 | 25177 | Co-op | DMS2077 | 11.17 | Solar |  |  | Active Application | Eagan | 55123 | Eagan | 06FB04 | Residential |  | 53280 | 2025
20263-229123-01 | Dakota Electric Association | 15 | 25177 | Co-op | DMS2084 | 6.63 | Solar |  |  | Active Application | Lakeville | 55044 | Lakeville | 25FB04 | Residential |  | 33838 | 2025
20263-229123-01 | Dakota Electric Association | 15 | 25177 | Co-op | DMS2079 | 10.12 | Solar |  |  | Active Application | Burnsville | 55306 | Orchard Lake | 08FB01 | Residential |  | 15462 | 2025
20263-229123-01 | Dakota Electric Association | 15 | 25177 | Co-op | DMS2085 | 8.03 | Solar |  |  | Active Application | Eagan | 55122 | Pilot Knob | 19FB05 | Residential |  | 28930 | 2025
20263-229123-01 | Dakota Electric Association | 15 | 25177 | Co-op | DMS2081 | 9.24 | Solar |  |  | Active Application | Eagan | 55122 | Pilot Knob | 19FB05 | Residential |  | 47493.2 | 2025
20263-229123-01 | Dakota Electric Association | 15 | 25177 | Co-op | DMS2082 | 4.48 | Solar |  |  | Interconnected | Hastings | 55033 | Nininger | 29FB03 | Residential | Installation | 30326 | 2025 | 2026
20263-229123-01 | Dakota Electric Association | 15 | 25177 | Co-op | DMS2083 | 2.88 | Solar |  |  | Interconnected | Farmington | 55024 | Dodd Park South | 22FB03 | Residential | Installation | 17127.6 | 2025 | 2026
20263-229123-01 | Dakota Electric Association | 15 | 25177 | Co-op | DMS2086 | 6.4 | Solar |  |  | Interconnected | Eagan | 55123 | Eagan | 06FB04 | Residential | Installation | 42660 | 2025 | 2026
20263-229123-01 | Dakota Electric Association | 15 | 25177 | Co-op | DMS1659 | 2.9 | Solar |  |  | Interconnected | Rosemount | 55068 | Lebanon Hills | 16FB02 | Residential | Installation | 25102 | 2024 | 2024
20263-229123-01 | Dakota Electric Association | 15 | 25177 | Co-op | DMS1656 | 7.68 | Solar |  |  | Interconnected | Eagan | 55123 | Eagan | 06FB03 | Residential | Installation | 41748 | 2024 | 2024
20263-229123-01 | Dakota Electric Association | 15 | 25177 | Co-op | DMS1660 | 7.6 | Solar |  |  | Interconnected | Farmington | 55024 | Dodd Park South | 22FB06 | Residential | Installation | 29183 | 2024 | 2024
20263-229123-01 | Dakota Electric Association | 15 | 25177 | Co-op | DMS1661 | 39.9 | Solar |  |  | Interconnected | Lakeville | 55044 | Dodd Park North | 22FB07 | Residential | Installation | 162500 | 2024 | 2024
20263-229123-01 | Dakota Electric Association | 15 | 25177 | Co-op | DMS1675 | 4.41 | Solar |  |  | Interconnected | Lakeville | 55044 | Lakeville | 25FB01 | Residential | Installation | 29615 | 2024 | 2024
20263-229123-01 | Dakota Electric Association | 15 | 25177 | Co-op | DMS1668 | 5.04 | Solar |  |  | Interconnected | Lakeville | 55044 | Dodd Park South | 22FB04 | Residential | Installation | 23911 | 2024 | 2024
20263-229123-01 | Dakota Electric Association | 15 | 25177 | Co-op | DMS1665 | 9.14 | Solar |  |  | Interconnected | Eagan | 55122 | Pilot Knob | 19FB04 | Residential | Installation | 33886.5 | 2024 | 2024
20263-229123-01 | Dakota Electric Association | 15 | 25177 | Co-op | DMS1667 | 8.38 | Solar |  |  | Interconnected | Rosemount | 55068 | Lebanon Hills | 16FB06 | Residential | Installation | 30304 | 2024 | 2024
20263-229123-01 | Dakota Electric Association | 15 | 25177 | Co-op | DMS1669 | 7.83 | Solar |  |  | Interconnected | Eagan | 55122 | River Hills East | 09FB02 | Residential | Installation | 45000 | 2024 | 2024
20263-229123-01 | Dakota Electric Association | 15 | 25177 | Co-op | DMS1681 | 12.6 | Solar |  |  | Interconnected | Farmington | 55024 | Randolph | 32FB04 | Residential | Installation | 112462 | 2024 | 2024
20263-229123-01 | Dakota Electric Association | 15 | 25177 | Co-op | DMS1670 | 4.73 | Solar |  |  | Interconnected | Lakeville | 55044 | Orchard Lake | 08FB03 | Residential | Installation | 37417 | 2024 | 2024
20263-229123-01 | Dakota Electric Association | 15 | 25177 | Co-op | DMS1671 | 11.52 | Solar |  |  | Interconnected | Lakeville | 55044 | Dakota Heights | 17FB02 | Residential | Installation | 37199.2 | 2024 | 2024
20263-229123-01 | Dakota Electric Association | 15 | 25177 | Co-op | DMS1672 | 4.73 | Solar |  |  | Interconnected | Apple Valley | 55124 | Apple Valley | 21FB03 | Residential | Installation | 19600 | 2024 | 2024
20263-229123-01 | Dakota Electric Association | 15 | 25177 | Co-op | DMS1673 | 1.92 | Solar |  |  | Interconnected | Hastings | 55033 | Marshan | 18FB01 | Residential | Installation | 10756.5 | 2024 | 2024
20263-229123-01 | Dakota Electric Association | 15 | 25177 | Co-op | DMS1674 | 6.28 | Solar |  |  | Interconnected | Eagan | 55122 | Deerwood | 12FB04 | Residential | Installation | 24394.15 | 2024 | 2024
20263-229123-01 | Dakota Electric Association | 15 | 25177 | Co-op | DMS1678 | 10.47 | Solar |  |  | Interconnected | Eagan | 55123 | Lebanon Hills | 16FB03 | Residential | Installation | 39256 | 2024 | 2024
20263-229123-01 | Dakota Electric Association | 15 | 25177 | Co-op | DMS1676 | 6.98 | Solar |  |  | Interconnected | Northfield | 55057 | Castle Rock | 04FB02 | Residential | Installation | 25808 | 2024 | 2024
20263-229123-01 | Dakota Electric Association | 15 | 25177 | Co-op | DMS1677 | 11.17 | Solar |  |  | Interconnected | Saint Paul | 55124 | Apple Valley | 21FB02 | Residential | Installation | 37476 | 2024 | 2024
20263-229123-01 | Dakota Electric Association | 15 | 25177 | Co-op | DMS1694 | 3.78 | Solar |  |  | Active Application | Lakeville | 55044 | Kenrick | 26FB02 | Residential | Installation | 32251 | 2024
20263-229123-01 | Dakota Electric Association | 15 | 25177 | Co-op | DMS1680 | 10 | Solar |  |  | Interconnected | Burnsville | 55337 | Burnsville North | 05FB05 | Residential | Installation | 33425.39 | 2024 | 2024
20263-229123-01 | Dakota Electric Association | 15 | 25177 | Co-op | DMS1769 | 10 | Solar |  | X | Interconnected | Eagan | 55123 | Eagan | 06FB06 | Residential | Installation | 9000 | 2024 | 2025
20263-229123-01 | Dakota Electric Association | 15 | 25177 | Co-op | DMS1679 | 15.63 | Solar |  |  | Interconnected | Northfield | 55057 | Castle Rock | 04FB01 | Residential | Installation | 29717 | 2024 | 2024
20263-229123-01 | Dakota Electric Association | 15 | 25177 | Co-op | DMS1682 | 10.82 | Solar |  |  | Interconnected | Rosemount | 55068 | Lebanon Hills | 16FB02 | Residential | Installation | 34003 | 2024 | 2024
20263-229123-01 | Dakota Electric Association | 15 | 25177 | Co-op | DMS1683 | 5.76 | Solar |  |  | Interconnected | Farmington | 55024 | Vermillion River | 24FB01 | Residential | Installation | 19705 | 2024 | 2024
20263-229123-01 | Dakota Electric Association | 15 | 25177 | Co-op | DMS1684 | 4.35 | Solar |  |  | Interconnected | Farmington | 55024 | Dodd Park North | 22FB08 | Residential | Installation | 39892 | 2024 | 2024
20263-229123-01 | Dakota Electric Association | 15 | 25177 | Co-op | DMS1686 | 11.14 | Solar |  |  | Interconnected | Lakeville | 55044 | Ritter Park | 27FB03 | Residential | Installation | 38780 | 2024 | 2024
20263-229123-01 | Dakota Electric Association | 15 | 25177 | Co-op | DMS1689 | 5.51 | Solar |  |  | Interconnected | Lakeville | 55044 | Ritter Park | 27FB04 | Residential | Installation | 30951 | 2024 | 2024
20263-229123-01 | Dakota Electric Association | 15 | 25177 | Co-op | DMS1685 | 7.83 | Solar |  |  | Interconnected | Rosemount | 55068 | Lebanon Hills | 16FB03 | Residential | Installation | 33490 | 2024 | 2024
20263-229123-01 | Dakota Electric Association | 15 | 25177 | Co-op | DMS1698 | 6.83 | Solar |  |  | Interconnected | Lakeville | 55044 | Dodd Park South | 22FB02 | Residential | Installation | 29310.3 | 2024 | 2024
20263-229123-01 | Dakota Electric Association | 15 | 25177 | Co-op | DMS1697 | 7.3 | Solar |  |  | Interconnected | Eagan | 55122 | Pilot Knob | 19FB05 | Residential | Installation | 19219 | 2024 | 2024
20263-229123-01 | Dakota Electric Association | 15 | 25177 | Co-op | DMS1702 | 10.75 | Solar |  |  | Interconnected | Apple Valley | 55124 | Fischer East | 11FB04 | Residential | Installation | 39018.18 | 2024 | 2024
20263-229123-01 | Dakota Electric Association | 15 | 25177 | Co-op | DMS1691 | 3.8 | Solar |  |  | Interconnected | Apple Valley | 55124 | Fischer East | 11FB04 | Residential | Installation | 19567.12 | 2024 | 2024
20263-229123-01 | Dakota Electric Association | 15 | 25177 | Co-op | DMS1696 | 3.8 | Solar |  |  | Interconnected | Rosemount | 55068 | Dodd Park South | 22FB01 | Residential | Installation | 16266.42 | 2024 | 2024
20263-229123-01 | Dakota Electric Association | 15 | 25177 | Co-op | DMS1687 | 18.5 | Solar |  |  | Interconnected | Lakeville | 55044 | Lakeville | 25FB03 | Residential | Installation | 49716.4 | 2024 | 2024
20263-229123-01 | Dakota Electric Association | 15 | 25177 | Co-op | DMS1688 | 7.68 | Storage |  |  | Interconnected | Lakeville | 55044 | Lakeville | 25FB03 | Residential | Installation | 49716.4 | 2024 | 2024
20263-229123-01 | Dakota Electric Association | 15 | 25177 | Co-op | DMS1695 | 6.96 | Solar |  |  | Interconnected | Apple Valley | 55124 | Apple Valley | 21FB03 | Residential | Installation | 62779 | 2024 | 2024
20263-229123-01 | Dakota Electric Association | 15 | 25177 | Co-op | DMS1693 | 9.6 | Solar |  |  | Interconnected | Lakeville | 55044 | Ritter Park | 27FB04 | Residential | Installation | 49955 | 2024 | 2024
20263-229123-01 | Dakota Electric Association | 15 | 25177 | Co-op | DMS1690 | 2.9 | Solar |  |  | Interconnected | Rosemount | 55068 | Lebanon Hills | 16FB03 | Residential | Installation | 23982 | 2024 | 2024
20263-229123-01 | Dakota Electric Association | 15 | 25177 | Co-op | DMS1699 | 12.22 | Solar |  |  | Interconnected | Apple Valley | 55124 | Fischer East | 11FB06 | Residential | Installation | 28413 | 2024 | 2024
20263-229123-01 | Dakota Electric Association | 15 | 25177 | Co-op | DMS1692 | 11.78 | Solar |  |  | Interconnected | Rosemount | 55068 | Fischer East | 11FB08 | Residential | Installation | 41664 | 2024 | 2024
20263-229123-01 | Dakota Electric Association | 15 | 25177 | Co-op | DMS1799 | 40 | Solar |  |  | Interconnected | Farmington | 55024 | Vermillion River | 24FB02 | Residential | Installation | 135800 | 2024 | 2025
20263-229123-01 | Dakota Electric Association | 15 | 25177 | Co-op | DMS1703 | 8.45 | Solar |  |  | Interconnected | Lakeville | 55044 | Dodd Park North | 22FB08 | Residential | Installation | 26775 | 2024 | 2024
20263-229123-01 | Dakota Electric Association | 15 | 25177 | Co-op | DMS1715 | 15.74 | Solar |  |  | Interconnected | Inver Grove Heights | 55077 | Wescott West | 20FB04 | Residential | Installation | 39494 | 2024 | 2024
20263-229123-01 | Dakota Electric Association | 15 | 25177 | Co-op | DMS1700 | 30.98 | Solar |  | X | Interconnected | Burnsville | 55306 | Orchard Lake | 08FB01 | Residential | Installation | 59699 | 2024 | 2024
20263-229123-01 | Dakota Electric Association | 15 | 25177 | Co-op | DMS1705 | 11.52 | Solar |  |  | Interconnected | Northfield | 55057 | Randolph | 32FB04 | Residential | Installation | 40439 | 2024 | 2024
20263-229123-01 | Dakota Electric Association | 15 | 25177 | Co-op | DMS1704 | 6 | Solar |  |  | Interconnected | Eagan | 55123 | Eagan | 06FB02 | Residential | Installation | 19557 | 2024 | 2024
20263-229123-01 | Dakota Electric Association | 15 | 25177 | Co-op | DMS1708 | 9.22 | Solar |  |  | Interconnected | Eagan | 55123 | Eagan | 06FB03 | Residential | Installation | 21991 | 2024 | 2024
20263-229123-01 | Dakota Electric Association | 15 | 25177 | Co-op | DMS1719 | 11.52 | Solar |  |  | Interconnected | Eagan | 55122 | River Hills East | 09FB04 | Residential | Installation | 40000 | 2024 | 2024
20263-229123-01 | Dakota Electric Association | 15 | 25177 | Co-op | DMS1707 | 38 | Solar |  |  | Interconnected | Hastings | 55033 | Empire | 23FB01 | Residential | Installation | 110000 | 2024 | 2024
20263-229123-01 | Dakota Electric Association | 15 | 25177 | Co-op | DMS1706 | 10 | Solar |  |  | Interconnected | Eagan | 55123 | Lebanon Hills | 16FB02 | Residential | Installation | 32448 | 2024 | 2025
20263-229123-01 | Dakota Electric Association | 15 | 25177 | Co-op | DMS1709 | 4.56 | Solar |  |  | Interconnected | Ravenna | 55033 | Marshan | 18FB01 | Residential | Installation | 18636 | 2024 | 2024
20263-229123-01 | Dakota Electric Association | 15 | 25177 | Co-op | DMS1713 | 11.17 | Solar |  |  | Interconnected | Hastings | 55033 | Hastings | 03FB03 | Residential | Installation | 41439 | 2024 | 2024
20263-229123-01 | Dakota Electric Association | 15 | 25177 | Co-op | DMS1710 | 5.76 | Solar |  |  | Interconnected | Lakeville | 55044 | Lakeville | 25FB03 | Residential | Installation | 36162 | 2024 | 2024
20263-229123-01 | Dakota Electric Association | 15 | 25177 | Co-op | DMS1711 | 11.52 | Solar |  |  | Interconnected | Eagan | 55123 | Pilot Knob | 19FB03 | Residential | Installation | 41103.55 | 2024 | 2024
20263-229123-01 | Dakota Electric Association | 15 | 25177 | Co-op | DMS1712 | 5 | Solar |  |  | Interconnected | Hastings | 55033 | Hastings | 03FB01 | Residential | Installation | 35051.7 | 2024 | 2025
20263-229123-01 | Dakota Electric Association | 15 | 25177 | Co-op | DMS1717 | 10 | Solar |  |  | Interconnected | Hastings | 55033 | Nininger | 29FB03 | Residential | Installation | 45795.18 | 2024 | 2024
20263-229123-01 | Dakota Electric Association | 15 | 25177 | Co-op | DMS1714 | 4.56 | Solar |  |  | Interconnected | Rosemount | 55068 | Lebanon Hills | 16FB02 | Residential | Installation | 29643 | 2024 | 2024
20263-229123-01 | Dakota Electric Association | 15 | 25177 | Co-op | DMS1716 | 11.17 | Solar |  |  | Interconnected | Waterford | 55057 | Castle Rock | 04FB02 | Residential | Installation | 40989 | 2024 | 2024
20263-229123-01 | Dakota Electric Association | 15 | 25177 | Co-op | DMS1723 | 5.7 | Solar |  |  | Interconnected | Lakeville | 55044 | Dodd Park North | 22FB07 | Residential | Installation | 30437 | 2024 | 2024
20263-229123-01 | Dakota Electric Association | 15 | 25177 | Co-op | DMS1718 | 10 | Solar |  |  | Interconnected | Hastings | 55033 | Hastings | 03FB01 | Residential | Installation | 30555.79 | 2024 | 2024
20263-229123-01 | Dakota Electric Association | 15 | 25177 | Co-op | DMS1725 | 8.96 | Solar |  |  | Interconnected | Lakeville | 55044 | Dakota Heights | 17FB06 | Residential | Installation | 46511.5 | 2024 | 2024
20263-229123-01 | Dakota Electric Association | 15 | 25177 | Co-op | DMS1722 | 3.49 | Solar |  |  | Interconnected | Eagan | 55123 | Eagan | 06FB06 | Residential | Installation | 15636.56 | 2024 | 2024
20263-229123-01 | Dakota Electric Association | 15 | 25177 | Co-op | DMS1781 | 7.8 | Solar |  |  | Interconnected | Farmington | 55024 | Vermillion River | 24FB03 | Residential | Installation | 33088 | 2024 | 2024
20263-229123-01 | Dakota Electric Association | 15 | 25177 | Co-op | DMS1721 | 5.12 | Solar |  |  | Interconnected | Lakeville | 55044 | Dakota Heights | 17FB02 | Residential | Installation | 26916.5 | 2024 | 2024
20263-229123-01 | Dakota Electric Association | 15 | 25177 | Co-op | DMS1724 | 8.96 | Solar |  |  | Interconnected | Lakeville | 55044 | Dodd Park North | 22FB09 | Residential | Installation | 46511.5 | 2024 | 2024
20263-229123-01 | Dakota Electric Association | 15 | 25177 | Co-op | DMS1726 | 10.88 | Solar |  |  | Interconnected | Lakeville | 55044 | Dakota Heights | 17FB02 | Residential | Installation | 56842 | 2024 | 2024
20263-229123-01 | Dakota Electric Association | 15 | 25177 | Co-op | DMS1725 | 6 | Solar |  |  | Interconnected | Lakeville | 55044 | Dakota Heights | 17FB03 | Residential | Installation | 23880.6 | 2024 | 2025
20263-229123-01 | Dakota Electric Association | 15 | 25177 | Co-op | DMS1728 | 5.2 | Solar |  |  | Interconnected | Rosemount | 55068 | Dodd Park South | 22FB01 | Residential | Installation | 20736 | 2024 | 2025
20263-229123-01 | Dakota Electric Association | 15 | 25177 | Co-op | DMS1737 | 6.84 | Solar |  |  | Interconnected | Rosemount | 55068 | Apple Valley | 21FB02 | Residential | Installation |  | 2024 | 2024
20263-229123-01 | Dakota Electric Association | 15 | 25177 | Co-op | DMS1731 | 4.18 | Solar |  |  | Interconnected | Eagan | 55123 | Yankee Doodle North | 10FB03 | Residential | Installation | 18302 | 2024 | 2024
20263-229123-01 | Dakota Electric Association | 15 | 25177 | Co-op | DMS1730 | 9.12 | Solar |  |  | Interconnected | Burnsville | 55337 | Burnsville North | 05FB03 | Residential | Installation | 34191 | 2024 | 2024
20263-229123-01 | Dakota Electric Association | 15 | 25177 | Co-op | DMS1732 | 6 | Solar |  |  | Withdrawn | Burnsville | 55337 | Burnsville North | 05FB05 | Residential | Installation | 26163 | 2024
20263-229123-01 | Dakota Electric Association | 15 | 25177 | Co-op | DMS1733 | 7.98 | Solar |  |  | Interconnected | Rosemount | 55068 | Lebanon Hills | 16FB06 | Residential | Installation | 30249 | 2024 | 2024
20263-229123-01 | Dakota Electric Association | 15 | 25177 | Co-op | DMS1740 | 2.6 | Solar |  |  | Interconnected | Lakeville | 55044 | Dodd Park North | 22FB07 | Residential | Installation | 13130 | 2024 | 2024
20263-229123-01 | Dakota Electric Association | 15 | 25177 | Co-op | DMS1734 | 3.84 | Solar |  |  | Interconnected | Lakeville | 55044 | Dodd Park North | 22FB09 | Residential | Installation | 21513 | 2024 | 2024
20263-229123-01 | Dakota Electric Association | 15 | 25177 | Co-op | DMS1736 | 8.96 | Solar |  |  | Interconnected | Lakeville | 55044 | Ritter Park | 27FB03 | Residential | Installation | 46511.5 | 2024 | 2024
20263-229123-01 | Dakota Electric Association | 15 | 25177 | Co-op | DMS1735 | 5.12 | Solar |  |  | Interconnected | Lakeville | 55044 | Dodd Park North | 22FB07 | Residential | Installation | 28684 | 2024 | 2024
20263-229123-01 | Dakota Electric Association | 15 | 25177 | Co-op | DMS1738 | 23 | Solar |  | X | Interconnected | Eagan | 55122 | Pilot Knob | 19FB04 | Residential | Installation | 54097 | 2024 | 2025
20263-229123-01 | Dakota Electric Association | 15 | 25177 | Co-op | DMS1746 | 8.96 | Solar |  |  | Interconnected | Apple Valley | 55124 | Burnsville South | 05FB02 | Residential | Installation | 48209 | 2024 | 2024
20263-229123-01 | Dakota Electric Association | 15 | 25177 | Co-op | DMS1741 | 9.6 | Solar |  |  | Interconnected | Lakeville | 55044 | Lakeville | 25FB04 | Residential | Installation | 51652.5 | 2024 | 2024
20263-229123-01 | Dakota Electric Association | 15 | 25177 | Co-op | DMS1742 | 5.76 | Solar |  |  | Interconnected | Lakeville | 55044 | Lakeville | 25FB01 | Residential | Installation | 26916.5 | 2024 | 2024
20263-229123-01 | Dakota Electric Association | 15 | 25177 | Co-op | DMS1743 | 50 | Solar |  |  | Interconnected | Eagan | 55123 | Eagan | 06FB04 | Residential | Installation | 129860 | 2024 | 2025
20263-229123-01 | Dakota Electric Association | 15 | 25177 | Co-op | DMS1744 | 7.6 | Solar |  |  | Interconnected | Eagan | 55123 | Yankee Doodle North | 10FB03 | Residential | Installation | 57475 | 2024 | 2024
20263-229123-01 | Dakota Electric Association | 15 | 25177 | Co-op | DMS1771 | 5.76 | Solar |  |  | Interconnected | Lakeville | 55044 | Ritter Park | 27FB02 | Residential | Installation | 31311 | 2024 | 2024
20263-229123-01 | Dakota Electric Association | 15 | 25177 | Co-op | DMS1745 | 6.28 | Solar |  |  | Interconnected | Lakeville | 55044 | Dodd Park South | 22FB05 | Residential | Installation | 11475 | 2024 | 2024
20263-229123-01 | Dakota Electric Association | 15 | 25177 | Co-op | DMS1747 | 6 | Solar |  |  | Interconnected | Apple Valley | 55124 | Fischer East | 11FB04 | Residential | Installation | 28714.13 | 2024 | 2025
20263-229123-01 | Dakota Electric Association | 15 | 25177 | Co-op | DMS1750 | 4.48 | Solar |  |  | Interconnected | Apple Valley | 55124 | Fischer West | 11FB12 | Residential | Installation | 26916.5 | 2024 | 2024
20263-229123-01 | Dakota Electric Association | 15 | 25177 | Co-op | DMS1752 | 5.12 | Solar |  |  | Interconnected | Apple Valley | 55124 | Fischer East | 11FB04 | Residential | Installation | 32144 | 2024 | 2024
20263-229123-01 | Dakota Electric Association | 15 | 25177 | Co-op | DMS1749 | 9.6 | Solar |  |  | Interconnected | Apple Valley | 55124 | Burnsville South | 05FB02 | Residential | Installation | 49955 | 2024 | 2024
20263-229123-01 | Dakota Electric Association | 15 | 25177 | Co-op | DMS1748 | 8.96 | Solar |  |  | Interconnected | Lakeville | 55044 | Dakota Heights | 17FB06 | Residential | Installation | 46511.5 | 2024 | 2024
20263-229123-01 | Dakota Electric Association | 15 | 25177 | Co-op | DMS1751 | 3.8 | Solar |  |  | Interconnected | Apple Valley | 55124 | Fischer West | 11FB09 | Residential | Installation | 15959 | 2024 | 2025
20263-229123-01 | Dakota Electric Association | 15 | 25177 | Co-op | DMS1753 | 5.76 | Solar |  |  | Interconnected | Apple Valley | 55124 | Fischer East | 11FB04 | Residential | Installation | 31311 | 2024 | 2024
20263-229123-01 | Dakota Electric Association | 15 | 25177 | Co-op | DMS1754 | 3.8 | Solar |  |  | Interconnected | Apple Valley | 55124 | Fischer West | 11FB09 | Residential | Installation | 15992 | 2024 | 2024
20263-229123-01 | Dakota Electric Association | 15 | 25177 | Co-op | DMS1762 | 4.48 | Solar |  |  | Interconnected | Apple Valley | 55124 | Burnsville North | 05FB11 | Residential | Installation | 23331 | 2024 | 2024
20263-229123-01 | Dakota Electric Association | 15 | 25177 | Co-op | DMS1763 | 30 | Solar |  |  | Interconnected | Hastings | 55033 | Hastings | 03FB03 | Residential | Installation | 75000 | 2024 | 2024
20263-229123-01 | Dakota Electric Association | 15 | 25177 | Co-op | DMS1783 | 40 | Solar |  |  | Interconnected | Hastings | 55033 | Hastings | 03FB02 | Residential | Installation | 118000 | 2024 | 2024
20263-229123-01 | Dakota Electric Association | 15 | 25177 | Co-op | DMS1782 | 3.42 | Solar |  |  | Interconnected | Lakeville | 55024 | Dodd Park North | 22FB07 | Residential | Installation | 15583 | 2024 | 2024
20263-229123-01 | Dakota Electric Association | 15 | 25177 | Co-op | DMS1756 | 7.04 | Solar |  |  | Interconnected | Apple Valley | 55124 | Apple Valley | 21FB04 | Residential | Installation | 36554 | 2024 | 2024
20263-229123-01 | Dakota Electric Association | 15 | 25177 | Co-op | DMS1758 | 11.02 | Solar |  |  | Interconnected | Lakeville | 55044 | Ritter Park | 27FB05 | Residential | Installation | 30151.8 | 2024 | 2025
20263-229123-01 | Dakota Electric Association | 15 | 25177 | Co-op | DMS1759 | 12.8 | Solar |  |  | Interconnected | Eagan | 55123 | Lebanon Hills | 16FB04 | Residential | Installation | 67172.5 | 2024 | 2024
20263-229123-01 | Dakota Electric Association | 15 | 25177 | Co-op | DMS1768 | 10.24 | Solar |  |  | Interconnected | Apple Valley | 55124 | Fischer West | 11FB12 | Residential | Installation | 55799 | 2024 | 2025
20263-229123-01 | Dakota Electric Association | 15 | 25177 | Co-op | DMS1755 | 12.16 | Solar |  |  | Interconnected | Lakeville | 55044 | Orchard Lake | 08FB03 | Residential | Installation | 53622 | 2024 | 2024
20263-229123-01 | Dakota Electric Association | 15 | 25177 | Co-op | DMS1757 | 17.28 | Solar |  |  | Interconnected | Apple Valley | 55124 | Fischer East | 11FB04 | Residential | Installation | 91277 | 2024 | 2024
20263-229123-01 | Dakota Electric Association | 15 | 25177 | Co-op | DMS1760 | 3.84 | Solar |  |  | Interconnected | Apple Valley | 55124 | Fischer West | 11FB12 | Residential | Installation | 21513 | 2024 | 2024
20263-229123-01 | Dakota Electric Association | 15 | 25177 | Co-op | DMS1761 | 8.36 | Solar |  |  | Interconnected | Burnsville | 55306 | Burnsville South | 05FB04 | Residential | Installation | 25158 | 2024 | 2025
20263-229123-01 | Dakota Electric Association | 15 | 25177 | Co-op | DMS1764 | 7.68 | Solar |  |  | Interconnected | Apple Valley | 55124 | Apple Valley | 21FB03 | Residential | Installation | 41748 | 2024 | 2024
20263-229123-01 | Dakota Electric Association | 15 | 25177 | Co-op | DMS1766 | 38 | Solar |  |  | Interconnected | Hampton | 55031 | Empire | 23FB02 | Residential | Installation | 118000 | 2024 | 2024
20263-229123-01 | Dakota Electric Association | 15 | 25177 | Co-op | DMS1776 | 6.4 | Solar |  |  | Interconnected | Lakeville | 55044 | Lakeville | 25FB01 | Residential | Installation | 38710 | 2024 | 2024
20263-229123-01 | Dakota Electric Association | 15 | 25177 | Co-op | DMS1767 | 9.6 | Solar |  |  | Interconnected | Apple Valley | 55124 | Apple Valley | 21FB02 | Residential | Installation | 49955 | 2024 | 2024
20263-229123-01 | Dakota Electric Association | 15 | 25177 | Co-op | DMS1770 | 7.68 | Solar |  |  | Interconnected | Apple Valley | 55124 | Apple Valley | 21FB04 | Residential | Installation | 45978 | 2024 | 2024
20263-229123-01 | Dakota Electric Association | 15 | 25177 | Co-op | DMS1774 | 3.84 | Solar |  |  | Interconnected | Apple Valley | 55124 | Lakeville | 25FB04 | Residential | Installation | 23937 | 2024 | 2024
20263-229123-01 | Dakota Electric Association | 15 | 25177 | Co-op | DMS1773 | 7.98 | Solar |  |  | Interconnected | Rosemount | 55068 | Lebanon Hills | 16FB03 | Residential | Installation | 34030 | 2024 | 2024
20263-229123-01 | Dakota Electric Association | 15 | 25177 | Co-op | DMS1775 | 5.76 | Solar |  |  | Interconnected | Apple Valley | 55124 | Apple Valley | 21FB02 | Residential | Installation | 35328 | 2024 | 2024
20263-229123-01 | Dakota Electric Association | 15 | 25177 | Co-op | DMS1777 | 4.19 | Solar |  |  | Interconnected | Eagan | 55122 | River Hills East | 09FB03 | Residential | Installation | 15807.52 | 2024 | 2024
20263-229123-01 | Dakota Electric Association | 15 | 25177 | Co-op | DMS1779 | 7.25 | Solar |  |  | Interconnected | Eagan | 55123 | Lebanon Hills | 16FB01 | Residential | Installation | 34500 | 2024 | 2024
20263-229123-01 | Dakota Electric Association | 15 | 25177 | Co-op | DMS1778 | 18.24 | Solar |  |  | Interconnected | Elko New Market | 55020 | Lake Marion | 15FB04 | Residential | Installation | 79059 | 2024 | 2024
20263-229123-01 | Dakota Electric Association | 15 | 25177 | Co-op | DMS1780 | 9.88 | Solar |  |  | Interconnected | Eagan | 55123 | Lebanon Hills | 16FB04 | Residential | Installation | 39676 | 2024 | 2024
20263-229123-01 | Dakota Electric Association | 15 | 25177 | Co-op | DMS1788 | 4.56 | Solar |  |  | Interconnected | Randolph | 55065 | Randolph | 32FB04 | Residential | Installation | 18746 | 2024 | 2024
20263-229123-01 | Dakota Electric Association | 15 | 25177 | Co-op | DMS1784 | 9.12 | Solar |  |  | Withdrawn | Burnsville | 55306 | Orchard Lake | 08FB02 | Residential | Installation | 16960 | 2024
20263-229123-01 | Dakota Electric Association | 15 | 25177 | Co-op | DMS1790 | 11.78 | Solar |  |  | Interconnected | Northfield | 55057 | Randolph | 32FB04 | Residential | Installation | 45000 | 2024 | 2025
20263-229123-01 | Dakota Electric Association | 15 | 25177 | Co-op | DMS1785 | 5.76 | Solar |  |  | Interconnected | Apple Valley | 55124 | Apple Valley | 21FB05 | Residential | Installation | 33711 | 2024 | 2024
20263-229123-01 | Dakota Electric Association | 15 | 25177 | Co-op | DMS1786 | 15 | Solar |  |  | Interconnected | Lakeville | 55044 | Dodd Park South | 22FB01 | Residential | Installation | 45000 | 2024 | 2024
20263-229123-01 | Dakota Electric Association | 15 | 25177 | Co-op | DMS1787 | 12.8 | Solar |  |  | Interconnected | Apple Valley | 55124 | Fischer West | 11FB01 | Residential | Installation | 68870 | 2024 | 2024
20263-229123-01 | Dakota Electric Association | 15 | 25177 | Co-op | DMS1794 | 12.03 | Solar |  |  | Interconnected | Eagan | 55123 | Lebanon Hills | 16FB02 | Residential | Installation | 73428 | 2024 | 2025
20263-229123-01 | Dakota Electric Association | 15 | 25177 | Co-op | DMS1789 | 7.98 | Solar |  |  | Interconnected | Apple Valley | 55124 | Pilot Knob | 19FB04 | Residential | Installation | 30915 | 2024 | 2024
20263-229123-01 | Dakota Electric Association | 15 | 25177 | Co-op | DMS1793 | 8.12 | Solar |  |  | Interconnected | Inver Grove Heights | 55077 | Lebanon Hills | 16FB02 | Residential | Installation | 34600 | 2024 | 2025
20263-229123-01 | Dakota Electric Association | 15 | 25177 | Co-op | DMS1791 | 3.84 | Solar |  |  | Interconnected | Lakeville | 55044 | Lakeville | 25FB01 | Residential | Installation | 21967.5 | 2024 | 2024
20263-229123-01 | Dakota Electric Association | 15 | 25177 | Co-op | DMS1792 | 3.84 | Solar |  |  | Interconnected | Lakeville | 55044 | Lakeville | 25FB01 | Residential | Installation | 21967.5 | 2024 | 2024
20263-229123-01 | Dakota Electric Association | 15 | 25177 | Co-op | DMS1796 | 15.58 | Solar |  |  | Interconnected | Inver Grove Heights | 55077 | Lebanon Hills | 16FB02 | Residential | Installation | 50391 | 2024 | 2025
20263-229123-01 | Dakota Electric Association | 15 | 25177 | Co-op | DMS1804 | 23 | Solar |  |  | Interconnected | Apple Valley | 55124 | Apple Valley | 21FB01 | Residential | Installation | 105440 | 2024 | 2025
20263-229123-01 | Dakota Electric Association | 15 | 25177 | Co-op | DMS1810 | 8.36 | Solar |  |  | Interconnected | Apple Valley | 55124 | Lakeville | 25FB02 | Residential | Installation | 40926 | 2024 | 2025
20263-229123-01 | Dakota Electric Association | 15 | 25177 | Co-op | DMS1805 | 5.38 | Solar |  |  | Interconnected | Apple Valley | 55124 | Lakeville | 25FB04 | Residential | Installation | 25110 | 2024 | 2024
20263-229123-01 | Dakota Electric Association | 15 | 25177 | Co-op | DMS1795 | 6.4 | Solar |  |  | Interconnected | Farmington | 55024 | Lakeville | 25FB01 | Residential | Installation | 38710 | 2024 | 2024
20263-229123-01 | Dakota Electric Association | 15 | 25177 | Co-op | DMS1802 | 9.6 | Solar |  |  | Interconnected | Farmington | 55024 | Vermillion River | 24FB06 | Residential | Installation | 57981 | 2024 | 2024
20263-229123-01 | Dakota Electric Association | 15 | 25177 | Co-op | DMS1812 | 8.32 | Solar |  |  | Interconnected | Apple Valley | 55124 | Lakeville | 25FB02 | Residential | Installation | 43512 | 2024 | 2025
20263-229123-01 | Dakota Electric Association | 15 | 25177 | Co-op | DMS1798 | 7.3 | Solar |  |  | Interconnected | Farmington | 55024 | Lakeville | 25FB05 | Residential | Installation | 12112.5 | 2024 | 2024
20263-229123-01 | Dakota Electric Association | 15 | 25177 | Co-op | DMS1797 | 7.04 | Solar |  |  | Interconnected | Farmington | 55024 | Lakeville | 25FB01 | Residential | Installation | 42581 | 2024 | 2024
20263-229123-01 | Dakota Electric Association | 15 | 25177 | Co-op | DMS1811 | 6.18 | Solar |  |  | Withdrawn | Lakeville | 55044 | Lakeville | 25FB04 | Residential | Installation | 35750 | 2024
20263-229123-01 | Dakota Electric Association | 15 | 25177 | Co-op | DMS1808 | 3.8 | Solar |  |  | Interconnected | Eagan | 55123 | Eagan | 06FB04 | Residential | Installation | 28164 | 2024 | 2025
20263-229123-01 | Dakota Electric Association | 15 | 25177 | Co-op | DMS1806 | 4.48 | Solar |  |  | Interconnected | Farmington | 55024 | Vermillion River | 24FB06 | Residential | Installation | 28357 | 2024 | 2024
20263-229123-01 | Dakota Electric Association | 15 | 25177 | Co-op | DMS1807 | 4.48 | Solar |  |  | Interconnected | Farmington | 55024 | Lakeville | 25FB01 | Residential | Installation | 30327 | 2024 | 2025
20263-229123-01 | Dakota Electric Association | 15 | 25177 | Co-op | DMS1801 | 5.12 | Solar |  |  | Interconnected | Farmington | 55024 | Vermillion River | 24FB06 | Residential | Installation | 33368 | 2024 | 2025
20263-229123-01 | Dakota Electric Association | 15 | 25177 | Co-op | DMS1803 | 9.6 | Solar |  |  | Interconnected | Farmington | 55024 | Dodd Park South | 22FB06 | Residential | Installation | 53641 | 2024 | 2024
20263-229123-01 | Dakota Electric Association | 15 | 25177 | Co-op | DMS1800 | 7.68 | Solar |  |  | Interconnected | Farmington | 55024 | Vermillion River | 24FB06 | Residential | Installation | 44981 | 2024 | 2025
20263-229123-01 | Dakota Electric Association | 15 | 25177 | Co-op | DMS1809 | 2.6 | Solar |  |  | Interconnected | Apple Valley | 55124 | Lakeville | 25FB04 | Residential | Installation | 19271 | 2024 | 2025
20263-229123-01 | Dakota Electric Association | 15 | 25177 | Co-op | DMS1817 | 4.18 | Solar |  |  | Interconnected | Saint Paul | 55122 | River Hills East | 09FB04 | Residential | Installation | 21597 | 2024 | 2025
20263-229123-01 | Dakota Electric Association | 15 | 25177 | Co-op | DMS1819 | 6 | Solar |  |  | Interconnected | Eagan | 55123 | Pilot Knob | 19FB01 | Residential | Installation | 23650.86 | 2024 | 2025
20263-229123-01 | Dakota Electric Association | 15 | 25177 | Co-op | DMS1813 | 6.84 | Solar |  |  | Withdrawn | Hastings | 55033 | Marshan | 18FB04 | Residential | Installation | 50726 | 2024
20263-229123-01 | Dakota Electric Association | 15 | 25177 | Co-op | DMS1814 | 32 | Solar |  | X | Interconnected | Farmington | 55024 | Castle Rock | 04FB04 | Residential | Installation | 9000 | 2024 | 2025
20263-229123-01 | Dakota Electric Association | 15 | 25177 | Co-op | DMS1815 | 9.88 | Solar |  |  | Interconnected | Burnsville | 55337 | River Hills West | 09FB05 | Residential | Installation | 27500 | 2024 | 2025
20263-229123-01 | Dakota Electric Association | 15 | 25177 | Co-op | DMS1816 | 5.32 | Solar |  |  | Interconnected | Eagan | 55122 | Pilot Knob | 19FB05 | Residential | Installation | 36185 | 2024 | 2025
20263-229123-01 | Dakota Electric Association | 15 | 25177 | Co-op | DMS1818 | 7.98 | Solar |  |  | Interconnected | Apple Valley | 55124 | Burnsville North | 05FB11 | Residential | Installation | 29449 | 2024 | 2025
20263-229123-01 | Dakota Electric Association | 15 | 25177 | Co-op | DMS1821 | 5.7 | Solar |  |  | Interconnected | Lakeville | 55044 | Orchard Lake | 08FB05 | Residential | Installation | 19530 | 2024 | 2025
20263-229123-01 | Dakota Electric Association | 15 | 25177 | Co-op | DMS1820 | 11.5 | Storage |  |  | Interconnected | Northfield | 55057 | Randolph | 32FB04 | Residential | Installation | 20403 | 2024 | 2025
20263-229123-01 | Dakota Electric Association | 15 | 25177 | Co-op | DMS1640 | 10.08 | Solar |  |  | Interconnected | Apple Valley | 55124 | Burnsville North | 05FB09 | Residential | Installation | 42417 | 2024 | 2024
20263-229123-01 | Dakota Electric Association | 15 | 25177 | Co-op | DMS1638 | 6.91 | Solar |  |  | Interconnected | Eagan | 55123 | LeMay Lake | 14FB03 | Residential | Installation | 31442 | 2024 | 2024
20263-229123-01 | Dakota Electric Association | 15 | 25177 | Co-op | DMS1633 | 2.32 | Solar |  |  | Interconnected | Eagan | 55122 | River Hills East | 09FB10 | Residential | Installation | 21549 | 2024 | 2024
20263-229123-01 | Dakota Electric Association | 15 | 25177 | Co-op | DMS1622 | 3.19 | Solar |  |  | Interconnected | Eagan | 55123 | Yankee Doodle North | 10FB03 | Residential | Installation | 17556 | 2024 | 2024
20263-229123-01 | Dakota Electric Association | 15 | 25177 | Co-op | DMS1628 | 5.12 | Solar |  |  | Interconnected | Apple Valley | 55124 | Fischer West | 11FB09 | Residential | Installation | 26917 | 2024 | 2024
20263-229123-01 | Dakota Electric Association | 15 | 25177 | Co-op | DMS1623 | 5.76 | Solar |  |  | Interconnected | Eagan | 55122 | River Hills East | 09FB02 | Residential | Installation | 29596 | 2024 | 2024
20263-229123-01 | Dakota Electric Association | 15 | 25177 | Co-op | DMS1624 | 8.32 | Solar |  |  | Interconnected | Apple Valley | 55124 | Pilot Knob | 19FB04 | Residential | Installation | 12333.6 | 2024 | 2024
20263-229123-01 | Dakota Electric Association | 15 | 25177 | Co-op | DMS1625 | 10.75 | Solar |  |  | Interconnected | Farmington | 55024 | Vermillion River | 24FB06 | Residential | Installation | 16130 | 2024 | 2024
20263-229123-01 | Dakota Electric Association | 15 | 25177 | Co-op | DMS1626 | 3.84 | Solar |  |  | Interconnected | Apple Valley | 55124 | Fischer East | 11FB08 | Residential | Installation | 21513 | 2024 | 2024
20263-229123-01 | Dakota Electric Association | 15 | 25177 | Co-op | DMS1627 | 6.4 | Solar |  |  | Interconnected | Apple Valley | 55124 | Fischer East | 11FB08 | Residential | Installation | 34790 | 2024 | 2024
20263-229123-01 | Dakota Electric Association | 15 | 25177 | Co-op | DMS1630 | 9.6 | Solar |  |  | Interconnected | Apple Valley | 55124 | Apple Valley | 21FB05 | Residential | Installation | 51652.5 | 2024 | 2024
20263-229123-01 | Dakota Electric Association | 15 | 25177 | Co-op | DMS1637 | 4.41 | Solar |  |  | Interconnected | Inver Grove Heights | 55077 | Yankee Doodle South | 10FB06 | Residential | Installation | 34824 | 2024 | 2024
20263-229123-01 | Dakota Electric Association | 15 | 25177 | Co-op | DMS1652 | 2.9 | Solar |  |  | Interconnected | Burnsville | 55337 | Burnsville North | 05FB05 | Residential | Installation | 22911 | 2024 | 2024
20263-229123-01 | Dakota Electric Association | 15 | 25177 | Co-op | DMS1631 | 3.84 | Solar |  |  | Interconnected | Apple Valley | 55124 | Fischer West | 11FB12 | Residential | Installation | 21513 | 2024 | 2024
20263-229123-01 | Dakota Electric Association | 15 | 25177 | Co-op | DMS1636 | 34.6 | Solar |  |  | Interconnected | Cannon Falls | 55009 | Byllesby | 02FB01 | Residential | Installation | 89280 | 2024 | 2024
20263-229123-01 | Dakota Electric Association | 15 | 25177 | Co-op | DMS1634 | 8.03 | Solar |  |  | Interconnected | Eagan | 55123 | Lebanon Hills | 16FB03 | Residential | Installation | 37245 | 2024 | 2024
20263-229123-01 | Dakota Electric Association | 15 | 25177 | Co-op | DMS1641 | 5.76 | Solar |  |  | Interconnected | Apple Valley | 55124 | Fischer East | 11FB08 | Residential | Installation | 31311 | 2024 | 2024
20263-229123-01 | Dakota Electric Association | 15 | 25177 | Co-op | DMS1639 | 6.3 | Solar |  |  | Interconnected | Eagan | 55122 | Deerwood | 12FB05 | Residential | Installation | 28524 | 2024 | 2024
20263-229123-01 | Dakota Electric Association | 15 | 25177 | Co-op | DMS1644 | 7.56 | Solar |  |  | Interconnected | Apple Valley | 55124 | Lakeville | 25FB04 | Residential | Installation | 30307.2 | 2024 | 2024
20263-229123-01 | Dakota Electric Association | 15 | 25177 | Co-op | DMS1646 | 6.93 | Solar |  |  | Interconnected | Eagan | 55122 | River Hills East | 09FB02 | Residential | Installation | 27150 | 2024 | 2024
20263-229123-01 | Dakota Electric Association | 15 | 25177 | Co-op | DMS1647 | 39.9 | Solar |  |  | Interconnected | Lakeville | 55044 | Dakota Heights | 17FB04 | Residential | Installation | 162500 | 2024 | 2024
20263-229123-01 | Dakota Electric Association | 15 | 25177 | Co-op | DMS1657 | 39.9 | Solar |  |  | Interconnected | Lakeville | 55044 | Orchard Lake | 08FB06 | Residential | Installation | 162500 | 2024 | 2024
20263-229123-01 | Dakota Electric Association | 15 | 25177 | Co-op | DMS1651 | 6.4 | Solar |  |  | Interconnected | Eagan | 55122 | Deerwood | 12FB01 | Residential | Installation | 34790 | 2024 | 2024
20263-229123-01 | Dakota Electric Association | 15 | 25177 | Co-op | DMS1648 | 5.12 | Solar |  |  | Interconnected | Eagan | 55122 | Pilot Knob | 19FB05 | Residential | Installation | 26916.5 | 2024 | 2024
20263-229123-01 | Dakota Electric Association | 15 | 25177 | Co-op | DMS1650 | 5.12 | Solar |  |  | Interconnected | Eagan | 55123 | Lebanon Hills | 16FB04 | Residential | Installation | 28684 | 2024 | 2024
20263-229123-01 | Dakota Electric Association | 15 | 25177 | Co-op | DMS1649 | 8.32 | Solar |  |  | Interconnected | Eagan | 55123 | Eagan | 06FB04 | Residential | Installation | 43512 | 2024 | 2024
20263-229123-01 | Dakota Electric Association | 15 | 25177 | Co-op | DMS1658 | 15.74 | Solar |  |  | Interconnected | Lakeville | 55044 | Dakota Heights | 17FB04 | Residential | Installation | 15830 | 2024 | 2024
20263-229123-01 | Dakota Electric Association | 15 | 25177 | Co-op | DMS1662 | 2.32 | Solar |  |  | Interconnected | Eagan | 55122 | Deerwood | 12FB01 | Residential | Installation | 18824 | 2024 | 2024
20263-229123-01 | Dakota Electric Association | 15 | 25177 | Co-op | DMS1666 | 2.61 | Solar |  |  | Interconnected | Burnsville | 55337 | River Hills West | 09FB05 | Residential | Installation | 32967 | 2024 | 2024
20263-229123-01 | Dakota Electric Association | 15 | 25177 | Co-op | DMS1655 | 3.78 | Solar |  |  | Interconnected | Hastings | 55033 | Hastings | 03FB01 | Residential | Installation | 31568 | 2024 | 2024
20263-229123-01 | Dakota Electric Association | 15 | 25177 | Co-op | DMS1654 | 9.57 | Solar |  |  | Interconnected | Burnsville | 55337 | Burnsville North | 05FB01 | Residential | Installation | 73595 | 2024 | 2024
20263-229123-01 | Dakota Electric Association | 15 | 25177 | Co-op | DMS1653 | 3.77 | Solar |  |  | Interconnected | Prior Lake | 55372 | Kenrick | 26FB04 | Residential | Installation | 30348 | 2024 | 2024
20263-229123-01 | Dakota Electric Association | 15 | 25177 | Co-op | DMS1378 | 40 | Solar |  |  | Interconnected | Lakeville | 55044 | Ritter Park | 27FB04 | Commercial |  | 162000 | 2023 | 2023
20263-229123-01 | Dakota Electric Association | 15 | 25177 | Co-op | DMS1324 | 19.55 | Solar |  |  | Interconnected | Hastings | 55033 | Hastings | 03FB01 | Residential |  | 61980 | 2023 | 2023
20263-229123-01 | Dakota Electric Association | 15 | 25177 | Co-op | DMS1325 | 7.68 | Storage |  |  | Interconnected | Hastings | 55033 | Hastings | 03FB01 | Residential |  |  | 2023 | 2023
20263-229123-01 | Dakota Electric Association | 15 | 25177 | Co-op | DMS1331 | 6.38 | Solar |  |  | Interconnected | Eagan | 55123 | Lebanon Hills | 16FB01 | Residential | Installation | 28930 | 2023 | 2023
20263-229123-01 | Dakota Electric Association | 15 | 25177 | Co-op | DMS1321 | 6.98 | Solar |  |  | Interconnected | Apple Valley | 55124 | Burnsville North | 05FB03 | Residential | Installation | 27760 | 2023 | 2023
20263-229123-01 | Dakota Electric Association | 15 | 25177 | Co-op | DMS1332 | 14.5 | Solar |  |  | Interconnected | Lakeville | 55044 | Dakota Heights | 17FB05 | Residential | Installation | 77333.33 | 2023 | 2023
20263-229123-01 | Dakota Electric Association | 15 | 25177 | Co-op | DMS1326 | 8.96 | Solar |  |  | Interconnected | Rosemount | 55068 | Lebanon Hills | 16FB03 | Residential | Installation | 16605 | 2023 | 2023
20263-229123-01 | Dakota Electric Association | 15 | 25177 | Co-op | DMS1366 | 6 | Solar |  |  | Interconnected | Hastings | 55033 | Marshan | 18FB02 | Residential | Installation | 26600 | 2023 | 2023
20263-229123-01 | Dakota Electric Association | 15 | 25177 | Co-op | DMS1390 | 14.79 | Solar |  |  | Interconnected | Burnsville | 55337 | River Hills West | 09FB01 | Residential | Installation | 91830.99 | 2023 | 2023
20263-229123-01 | Dakota Electric Association | 15 | 25177 | Co-op | DMS1370 | 5.8 | Solar |  |  | Interconnected | Lakeville | 55044 | Dodd Park North | 22FB07 | Residential | Installation | 54097 | 2023 | 2023
20263-229123-01 | Dakota Electric Association | 15 | 25177 | Co-op | DMS1371 | 5 | Storage |  |  | Interconnected | Lakeville | 55044 | Dodd Park North | 22FB07 | Residential |  |  | 2023 | 2023
20263-229123-01 | Dakota Electric Association | 15 | 25177 | Co-op | DMS1356 | 7.6 | Solar |  |  | Interconnected | Apple Valley | 55124 | Apple Valley | 21FB04 | Residential | Installation | 44041 | 2023 | 2023
20263-229123-01 | Dakota Electric Association | 15 | 25177 | Co-op | DMS1329 | 10.15 | Solar |  |  | Interconnected | Lakeville | 55044 | Dakota Heights | 17FB01 | Residential | Installation | 46200 | 2023 | 2023
20263-229123-01 | Dakota Electric Association | 15 | 25177 | Co-op | DMS1362 | 4.35 | Solar |  |  | Interconnected | Apple Valley | 55124 | Fischer West | 11FB09 | Residential | Installation | 26449.57 | 2023 | 2023
20263-229123-01 | Dakota Electric Association | 15 | 25177 | Co-op | DMS1322 | 5.8 | Solar |  |  | Interconnected | Apple Valley | 55124 | Burnsville South | 05FB02 | Residential | Installation | 23484 | 2023 | 2023
20263-229123-01 | Dakota Electric Association | 15 | 25177 | Co-op | DMS1345 | 8.96 | Solar |  |  | Interconnected | Burnsville | 55306 | Burnsville North | 05FB03 | Residential | Installation | 45607 | 2023 | 2023
20263-229123-01 | Dakota Electric Association | 15 | 25177 | Co-op | DMS1327 | 3.48 | Solar |  |  | Interconnected | Burnsville | 55337 | Burnsville South | 05FB06 | Residential | Installation | 31443 | 2023 | 2023
20263-229123-01 | Dakota Electric Association | 15 | 25177 | Co-op | DMS1323 | 13.76 | Solar |  |  | Interconnected | Apple Valley | 55124 | Fischer East | 11FB04 | Residential | Installation | 86600 | 2023 | 2023
20263-229123-01 | Dakota Electric Association | 15 | 25177 | Co-op | DMS1328 | 5.58 | Solar |  |  | Interconnected | Lakeville | 55044 | Dodd Park North | 22FB07 | Residential | Installation | 35929 | 2023 | 2023
20263-229123-01 | Dakota Electric Association | 15 | 25177 | Co-op | DMS1330 | 10.15 | Solar |  |  | Interconnected | Eagan | 55123 | Lebanon Hills | 16FB04 | Residential | Installation | 43400 | 2023 | 2023
20263-229123-01 | Dakota Electric Association | 15 | 25177 | Co-op | DMS1333 | 3.77 | Solar |  |  | Interconnected | Lakeville | 55044 | Lakeville | 25FB01 | Residential | Installation | 32825 | 2023 | 2023
20263-229123-01 | Dakota Electric Association | 15 | 25177 | Co-op | DMS1337 | 11.4 | Solar |  |  | Interconnected | Lakeville | 55044 | Lakeville | 25FB03 | Residential | Installation | 39072 | 2023 | 2023
20263-229123-01 | Dakota Electric Association | 15 | 25177 | Co-op | DMS1334 | 15.95 | Solar |  |  | Interconnected | Lakeville | 55044 | Dodd Park South | 22FB04 | Residential |  | 66000 | 2023 | 2023
20263-229123-01 | Dakota Electric Association | 15 | 25177 | Co-op | DMS1340 | 16 | Solar |  |  | Interconnected | Ravenna | 55033 | Marshan | 18FB01 | Residential |  | 29032 | 2023 | 2023
20263-229123-01 | Dakota Electric Association | 15 | 25177 | Co-op | DMS1336 | 10 | Solar |  |  | Interconnected | Eagan | 55123 | Wescott West | 20FB04 | Residential | Installation | 31832 | 2023 | 2023
20263-229123-01 | Dakota Electric Association | 15 | 25177 | Co-op | DMS1339 | 4.35 | Solar |  |  | Interconnected | Rosemount | 55068 | Lebanon Hills | 16FB02 | Residential | Installation | 37228 | 2023 | 2023
20263-229123-01 | Dakota Electric Association | 15 | 25177 | Co-op | DMS1341 | 6.67 | Solar |  |  | Interconnected | Eagan | 55123 | Eagan | 06FB03 | Residential | Installation | 34824 | 2023 | 2023
20263-229123-01 | Dakota Electric Association | 15 | 25177 | Co-op | DMS1375 | 10.44 | Solar |  |  | Interconnected | Rosemount | 55068 | Lebanon Hills | 16FB03 | Residential | Installation | 42768 | 2023 | 2023
20263-229123-01 | Dakota Electric Association | 15 | 25177 | Co-op | DMS1343 | 4.93 | Solar |  |  | Interconnected | Lakeville | 55044 | Dodd Park North | 22FB07 | Residential | Installation | 14970 | 2023 | 2023
20263-229123-01 | Dakota Electric Association | 15 | 25177 | Co-op | DMS1344 | 2.32 | Solar |  |  | Interconnected | Lakeville | 55044 | Dodd Park South | 22FB04 | Residential | Installation | 13478 | 2023 | 2023
20263-229123-01 | Dakota Electric Association | 15 | 25177 | Co-op | DMS1418 | 50 | Solar |  |  | Interconnected | Lakeville | 55044 | Ritter Park | 27FB02 | Residential |  | 177500 | 2023 | 2024
20263-229123-01 | Dakota Electric Association | 15 | 25177 | Co-op | DMS1346 | 20 | Solar |  |  | Interconnected | Cannon Falls | 55009 | Byllesby | 02FB02 | Residential |  | 72540 | 2023 | 2023
20263-229123-01 | Dakota Electric Association | 15 | 25177 | Co-op | DMS1347 | 6.96 | Solar |  |  | Interconnected | Apple Valley | 55124 | Burnsville North | 05FB11 | Residential | Installation | 36000 | 2023 | 2023
20263-229123-01 | Dakota Electric Association | 15 | 25177 | Co-op | DMS1350 | 12.91 | Solar |  |  | Interconnected | Lakeville | 55044 | Lake Marion | 15FB03 | Residential | Installation | 48000 | 2023 | 2023
20263-229123-01 | Dakota Electric Association | 15 | 25177 | Co-op | DMS1355 | 10.71 | Solar |  |  | Interconnected | Apple Valley | 55124 | Fischer East | 11FB06 | Residential | Installation | 76004 | 2023 | 2023
20263-229123-01 | Dakota Electric Association | 15 | 25177 | Co-op | DMS1353 | 5.22 | Solar |  |  | Interconnected | Saint Paul | 55123 | Yankee Doodle North | 10FB03 | Residential | Installation | 38822 | 2023 | 2023
20263-229123-01 | Dakota Electric Association | 15 | 25177 | Co-op | DMS1351 | 8.32 | Solar |  |  | Interconnected | Burnsville | 55337 | River Hills West | 09FB05 | Residential | Installation | 51701 | 2023 | 2023
20263-229123-01 | Dakota Electric Association | 15 | 25177 | Co-op | DMS1354 | 11.6 | Solar |  |  | Interconnected | Inver Grove Heights | 55077 | Barnes Grove | 28FB01 | Residential | Installation | 27195 | 2023 | 2023
20263-229123-01 | Dakota Electric Association | 15 | 25177 | Co-op | DMS1352 | 7.8 | Solar |  |  | Interconnected | Eagan | 55123 | Pilot Knob | 19FB02 | Residential | Installation | 33900 | 2023 | 2023
20263-229123-01 | Dakota Electric Association | 15 | 25177 | Co-op | DMS1360 | 2.6 | Solar |  |  | Interconnected | Apple Valley | 55124 | Burnsville North | 05FB11 | Residential | Installation | 14400 | 2023 | 2023
20263-229123-01 | Dakota Electric Association | 15 | 25177 | Co-op | DMS1357 | 7.8 | Solar |  |  | Interconnected | Hastings | 55033 | Marshan | 18FB01 | Residential | Installation | 32608 | 2023 | 2023
20263-229123-01 | Dakota Electric Association | 15 | 25177 | Co-op | DMS1358 | 4.06 | Solar |  |  | Interconnected | Lakeville | 55044 | Dodd Park South | 22FB04 | Residential | Installation | 7416 | 2023 | 2023
20263-229123-01 | Dakota Electric Association | 15 | 25177 | Co-op | DMS1420 | 10 | Solar |  |  | Interconnected | Cannon Falls | 55009 | Miesville | 07FB04 | Residential | Installation | 52207 | 2023 | 2023
20263-229123-01 | Dakota Electric Association | 15 | 25177 | Co-op | DMS1359 | 13.8 | Solar |  |  | Interconnected | Burnsville | 55306 | Orchard Lake | 08FB02 | Residential | Installation | 47360 | 2023 | 2023
20263-229123-01 | Dakota Electric Association | 15 | 25177 | Co-op | DMS1361 | 13.92 | Solar |  |  | Interconnected | Eagan | 55122 | River Hills East | 09FB02 | Residential | Installation | 48000 | 2023 | 2023
20263-229123-01 | Dakota Electric Association | 15 | 25177 | Co-op | DMS1372 | 4.64 | Solar |  |  | Interconnected | Lakeville | 55044 | Dodd Park North | 22FB07 | Residential | Installation | 7207 | 2023 | 2023
20263-229123-01 | Dakota Electric Association | 15 | 25177 | Co-op | DMS1363 | 4.64 | Solar |  |  | Interconnected | Apple Valley | 55124 | Lakeville | 25FB06 | Residential | Installation | 39111 | 2023 | 2023
20263-229123-01 | Dakota Electric Association | 15 | 25177 | Co-op | DMS1380 | 12.22 | Solar |  |  | Interconnected | Eagan | 55123 | Yankee Doodle North | 10FB03 | Residential | Installation | 34500 | 2023 | 2023
20263-229123-01 | Dakota Electric Association | 15 | 25177 | Co-op | DMS1364 | 7.83 | Solar |  |  | Interconnected | Rosemount | 55068 | Lebanon Hills | 16FB03 | Residential | Installation | 65492 | 2023 | 2023
20263-229123-01 | Dakota Electric Association | 15 | 25177 | Co-op | DMS1368 | 25 | Wind |  |  | Active Application | Hastings | 55033 | Miesville | 07FB01 | Residential | Installation | 180000 | 2023
20263-229123-01 | Dakota Electric Association | 15 | 25177 | Co-op | DMS1365 | 6.4 | Solar |  |  | Interconnected | Eagan | 55122 | Deerwood | 12FB01 | Residential | Installation | 40180 | 2023 | 2023
20263-229123-01 | Dakota Electric Association | 15 | 25177 | Co-op | DMS1367 | 3.77 | Solar |  |  | Interconnected | Lakeville | 55044 | Lakeville | 25FB01 | Residential | Installation | 28296 | 2023 | 2023
20263-229123-01 | Dakota Electric Association | 15 | 25177 | Co-op | DMS1369 | 3.19 | Solar |  |  | Interconnected | Lakeville | 55044 | Dodd Park South | 22FB04 | Residential | Installation | 24476 | 2023 | 2023
20263-229123-01 | Dakota Electric Association | 15 | 25177 | Co-op | DMS1373 | 7.04 | Solar |  |  | Interconnected | Burnsville | 55306 | Orchard Lake | 08FB01 | Residential | Installation | 43747 | 2023 | 2023
20263-229123-01 | Dakota Electric Association | 15 | 25177 | Co-op | DMS1416 | 8.99 | Solar |  |  | Interconnected | Eagan | 55123 | Lebanon Hills | 16FB04 | Residential | Installation | 39124.2 | 2023 | 2023
20263-229123-01 | Dakota Electric Association | 15 | 25177 | Co-op | DMS1382 | 3.77 | Solar |  |  | Interconnected | Lakeville | 55044 | Lakeville | 25FB01 | Residential | Installation | 24904 | 2023 | 2023
20263-229123-01 | Dakota Electric Association | 15 | 25177 | Co-op | DMS1393 | 5 | Solar |  |  | Interconnected | Inver Grove Heights | 55077 | Barnes Grove | 28FB03 | Residential | Installation | 20206.4 | 2023 | 2023
20263-229123-01 | Dakota Electric Association | 15 | 25177 | Co-op | DMS1376 | 4.35 | Solar |  |  | Interconnected | Rosemount | 55068 | Apple Valley | 21FB02 | Residential | Installation | 36920 | 2023 | 2023
20263-229123-01 | Dakota Electric Association | 15 | 25177 | Co-op | DMS1421 | 9.28 | Solar |  |  | Interconnected | Inver Grove Heights | 55077 | Lebanon Hills | 16FB02 | Residential | Installation | 44580 | 2023 | 2023
20263-229123-01 | Dakota Electric Association | 15 | 25177 | Co-op | DMS1381 | 5.12 | Solar |  |  | Interconnected | Eagan | 55122 | Deerwood | 12FB05 | Residential | Installation | 30135 | 2023 | 2023
20263-229123-01 | Dakota Electric Association | 15 | 25177 | Co-op | DMS1419 | 7 | Solar |  |  | Interconnected | Lakeville | 55044 | Dodd Park North | 22FB07 | Residential | Installation | 43703 | 2023 | 2023
20263-229123-01 | Dakota Electric Association | 15 | 25177 | Co-op | DMS1383 | 2.9 | Solar |  |  | Interconnected | Eagan | 55123 | Lebanon Hills | 16FB02 | Residential | Installation | 16101 | 2023 | 2023
20263-229123-01 | Dakota Electric Association | 15 | 25177 | Co-op | DMS1392 | 7.8 | Solar |  |  | Interconnected | Burnsville | 55306 | Orchard Lake | 08FB04 | Residential | Installation | 36578 | 2023 | 2023
20263-229123-01 | Dakota Electric Association | 15 | 25177 | Co-op | DMS1391 | 9.6 | Solar |  |  | Interconnected | Eagan | 55122 | River Hills East | 09FB03 | Residential | Installation | 57667 | 2023 | 2023
20263-229123-01 | Dakota Electric Association | 15 | 25177 | Co-op | DMS1395 | 8.32 | Solar |  |  | Interconnected | Hastings | 55033 | Marshan | 18FB01 | Residential | Installation | 49713 | 2023 | 2023
20263-229123-01 | Dakota Electric Association | 15 | 25177 | Co-op | DMS1396 | 4.48 | Solar |  |  | Interconnected | Eagan | 55122 | River Hills East | 09FB03 | Residential | Installation | 26917 | 2023 | 2023
20263-229123-01 | Dakota Electric Association | 15 | 25177 | Co-op | DMS1397 | 4.48 | Solar |  |  | Interconnected | Hastings | 55033 | Marshan | 18FB01 | Residential | Installation | 28987 | 2023 | 2023
20263-229123-01 | Dakota Electric Association | 15 | 25177 | Co-op | DMS1399 | 5.76 | Solar |  |  | Interconnected | Hastings | 55033 | Marshan | 18FB01 | Residential | Installation | 34153 | 2023 | 2023
20263-229123-01 | Dakota Electric Association | 15 | 25177 | Co-op | DMS1394 | 3.84 | Solar |  |  | Interconnected | Hastings | 55033 | Nininger | 29FB03 | Residential | Installation | 24846 | 2023 | 2023
20263-229123-01 | Dakota Electric Association | 15 | 25177 | Co-op | DMS1398 | 3.84 | Solar |  |  | Interconnected | Eagan | 55122 | River Hills East | 09FB03 | Residential | Installation | 22776 | 2023 | 2023
20263-229123-01 | Dakota Electric Association | 15 | 25177 | Co-op | DMS1400 | 5.76 | Solar |  |  | Interconnected | Apple Valley | 55124 | River Hills East | 09FB04 | Residential | Installation | 34153 | 2023 | 2023
20263-229123-01 | Dakota Electric Association | 15 | 25177 | Co-op | DMS1401 | 6.09 | Solar |  |  | Interconnected | Eagan | 55123 | Eagan | 06FB03 | Residential | Installation | 50468 | 2023 | 2023
20263-229123-01 | Dakota Electric Association | 15 | 25177 | Co-op | DMS1403 | 22.8 | Solar |  |  | Interconnected | Lakeville | 55044 | Lake Marion | 15FB01 | Residential |  | 215166 | 2023 | 2023
20263-229123-01 | Dakota Electric Association | 15 | 25177 | Co-op | DMS1404 | 10 | Storage |  |  | Interconnected | Lakeville | 55044 | Lake Marion | 15FB01 | Residential |  |  | 2023 | 2023
20263-229123-01 | Dakota Electric Association | 15 | 25177 | Co-op | DMS1408 | 8 | Solar |  |  | Interconnected | Eagan | 55122 | Deerwood | 12FB05 | Residential | Installation | 25892 | 2023 | 2023
20263-229123-01 | Dakota Electric Association | 15 | 25177 | Co-op | DMS1406 | 11.52 | Solar |  |  | Interconnected | Eagan | 55123 | Lebanon Hills | 16FB04 | Residential | Installation | 47813 | 2023 | 2023
20263-229123-01 | Dakota Electric Association | 15 | 25177 | Co-op | DMS1402 | 10.24 | Solar |  |  | Interconnected | Lakeville | 55044 | Dodd Park North | 22FB07 | Residential | Installation | 50000 | 2023 | 2023
20263-229123-01 | Dakota Electric Association | 15 | 25177 | Co-op | DMS1405 | 4.48 | Solar |  |  | Interconnected | Hastings | 55033 | Hastings | 03FB01 | Residential | Installation | 26917 | 2023 | 2023
20263-229123-01 | Dakota Electric Association | 15 | 25177 | Co-op | DMS1407 | 6.53 | Solar |  |  | Interconnected | Lakeville | 55044 | Dodd Park North | 22FB07 | Residential | Installation | 28339 | 2023 | 2023
20263-229123-01 | Dakota Electric Association | 15 | 25177 | Co-op | DMS1558 | 22.8 | Solar |  | X | Interconnected | Burnsville | 55306 | Orchard Lake | 08FB01 | Residential |  | 98796 | 2023 | 2024
20263-229123-01 | Dakota Electric Association | 15 | 25177 | Co-op | DMS1409 | 5.76 | Solar |  |  | Interconnected | Hastings | 55033 | Marshan | 18FB01 | Residential | Installation | 36162 | 2023 | 2023
20263-229123-01 | Dakota Electric Association | 15 | 25177 | Co-op | DMS1410 | 5.76 | Solar |  |  | Interconnected | Hastings | 55033 | Marshan | 18FB01 | Residential | Installation | 36162 | 2023 | 2023
20263-229123-01 | Dakota Electric Association | 15 | 25177 | Co-op | DMS1411 | 8.32 | Solar |  |  | Interconnected | Eagan | 55123 | Lebanon Hills | 16FB04 | Residential | Installation | 49713 | 2023 | 2023
20263-229123-01 | Dakota Electric Association | 15 | 25177 | Co-op | DMS1412 | 5.8 | Solar |  |  | Interconnected | Eagan | 55123 | Pilot Knob | 19FB02 | Residential | Installation | 47450 | 2023 | 2023
20263-229123-01 | Dakota Electric Association | 15 | 25177 | Co-op | DMS1417 | 3.84 | Solar |  |  | Interconnected | Eagan | 55123 | Eagan | 06FB03 | Residential | Installation | 22776 | 2023 | 2023
20263-229123-01 | Dakota Electric Association | 15 | 25177 | Co-op | DMS1441 | 5.51 | Solar |  |  | Interconnected | Eagan | 55123 | Lebanon Hills | 16FB05 | Residential | Installation | 47430 | 2023 | 2023
20263-229123-01 | Dakota Electric Association | 15 | 25177 | Co-op | DMS1413 | 5.22 | Solar |  |  | Interconnected | Farmington | 55024 | Dodd Park South | 22FB03 | Residential | Installation | 51433 | 2023 | 2023
20263-229123-01 | Dakota Electric Association | 15 | 25177 | Co-op | DMS1415 | 6.38 | Solar |  |  | Interconnected | Lakeville | 55044 | Ritter Park | 27FB04 | Residential | Installation | 54729 | 2023 | 2023
20263-229123-01 | Dakota Electric Association | 15 | 25177 | Co-op | DMS1414 | 4.06 | Solar |  |  | Interconnected | Lakeville | 55044 | Dodd Park North | 22FB07 | Residential | Installation | 31512 | 2023 | 2023
20263-229123-01 | Dakota Electric Association | 15 | 25177 | Co-op | DMS1430 | 8 | Solar |  |  | Interconnected | Inver Grove Heights | 55077 | Barnes Grove | 28FB03 | Residential | Installation | 10000 | 2023 | 2024
20263-229123-01 | Dakota Electric Association | 15 | 25177 | Co-op | DMS1442 | 13.05 | Solar |  |  | Interconnected | Rosemount | 55068 | Lebanon Hills | 16FB03 | Residential | Installation | 64152 | 2023 | 2023
20263-229123-01 | Dakota Electric Association | 15 | 25177 | Co-op | DMS1422 | 5.76 | Solar |  |  | Interconnected | Eagan | 55123 | Eagan | 06FB04 | Residential | Installation | 34153 | 2023 | 2023
20263-229123-01 | Dakota Electric Association | 15 | 25177 | Co-op | DMS1429 | 6.4 | Solar |  |  | Interconnected | Eagan | 55122 | Deerwood | 12FB02 | Residential | Installation | 40971 | 2023 | 2023
20263-229123-01 | Dakota Electric Association | 15 | 25177 | Co-op | DMS1423 | 4.48 | Solar |  |  | Interconnected | Eagan | 55123 | Eagan | 06FB03 | Residential | Installation | 28987 | 2023 | 2023
20263-229123-01 | Dakota Electric Association | 15 | 25177 | Co-op | DMS1427 | 3.78 | Solar |  |  | Interconnected | Rosemount | 55068 | Lakeville | 25FB02 | Residential | Installation | 17193 | 2023 | 2023
20263-229123-01 | Dakota Electric Association | 15 | 25177 | Co-op | DMS1425 | 5.76 | Solar |  |  | Interconnected | Eagan | 55123 | Eagan | 06FB03 | Residential | Installation | 34153 | 2023 | 2023
20263-229123-01 | Dakota Electric Association | 15 | 25177 | Co-op | DMS1426 | 7.56 | Solar |  |  | Interconnected | Apple Valley | 55124 | Apple Valley | 21FB04 | Residential | Installation | 34816 | 2023 | 2023
20263-229123-01 | Dakota Electric Association | 15 | 25177 | Co-op | DMS1509 | 6.67 | Solar |  |  | Interconnected | Lakeville | 55044 | Ritter Park | 27FB04 | Residential | Installation | 56700 | 2023 | 2023
20263-229123-01 | Dakota Electric Association | 15 | 25177 | Co-op | DMS1432 | 5.12 | Solar |  |  | Interconnected | Eagan | 55123 | Lebanon Hills | 16FB02 | Residential | Installation | 32144 | 2023 | 2023
20263-229123-01 | Dakota Electric Association | 15 | 25177 | Co-op | DMS1433 | 5.12 | Solar |  |  | Interconnected | Eagan | 55123 | LeMay Lake | 14FB03 | Residential | Installation | 32144 | 2023 | 2023
20263-229123-01 | Dakota Electric Association | 15 | 25177 | Co-op | DMS1435 | 4.93 | Solar |  |  | Interconnected | Lakeville | 55044 | Orchard Lake | 08FB05 | Residential | Installation | 26200 | 2023 | 2023
20263-229123-01 | Dakota Electric Association | 15 | 25177 | Co-op | DMS1434 | 4.35 | Solar |  |  | Interconnected | Rosemount | 55068 | Lebanon Hills | 16FB03 | Residential | Installation | 33017 | 2023 | 2023
20263-229123-01 | Dakota Electric Association | 15 | 25177 | Co-op | DMS1454 | 5.8 | Solar |  |  | Interconnected | Lakeville | 55044 | Dodd Park North | 22FB07 | Residential | Installation | 24000 | 2023 | 2023
20263-229123-01 | Dakota Electric Association | 15 | 25177 | Co-op | DMS1436 | 3.19 | Solar |  |  | Interconnected | Lakeville | 55044 | Dodd Park North | 22FB07 | Residential | Installation | 27505 | 2023 | 2023
20263-229123-01 | Dakota Electric Association | 15 | 25177 | Co-op | DMS1438 | 7.04 | Solar |  |  | Interconnected | Eagan | 55122 | Deerwood | 12FB03 | Residential | Installation | 42189 | 2023 | 2023
20263-229123-01 | Dakota Electric Association | 15 | 25177 | Co-op | DMS1437 | 6.4 | Solar |  |  | Interconnected | Eagan | 55123 | Eagan | 06FB05 | Residential | Installation | 38171 | 2023 | 2023
20263-229123-01 | Dakota Electric Association | 15 | 25177 | Co-op | DMS1439 | 8.32 | Solar |  |  | Interconnected | Eagan | 55122 | Deerwood | 12FB05 | Residential | Installation | 49713 | 2023 | 2023
20263-229123-01 | Dakota Electric Association | 15 | 25177 | Co-op | DMS1440 | 5.12 | Solar |  |  | Interconnected | Eagan | 55122 | Deerwood | 12FB04 | Residential | Installation | 30135 | 2023 | 2023
20263-229123-01 | Dakota Electric Association | 15 | 25177 | Co-op | DMS1446 | 17.3 | Solar |  |  | Interconnected | Inver Grove Heights | 55077 | Lebanon Hills | 16FB01 | Residential |  | 77020 | 2023 | 2023
20263-229123-01 | Dakota Electric Association | 15 | 25177 | Co-op | DMS1444 | 7.54 | Solar |  |  | Interconnected | Eagan | 55123 | Lebanon Hills | 16FB05 | Residential | Installation | 38800 | 2023 | 2023
20263-229123-01 | Dakota Electric Association | 15 | 25177 | Co-op | DMS1453 | 6.3 | Solar |  |  | Interconnected | Eagan | 55123 | Lebanon Hills | 16FB04 | Residential | Installation | 29548 | 2023 | 2023
20263-229123-01 | Dakota Electric Association | 15 | 25177 | Co-op | DMS1449 | 11.7 | Solar |  |  | Interconnected | Lakeville | 55044 | Lakeville | 25FB01 | Residential | Installation | 29160 | 2023 | 2023
20263-229123-01 | Dakota Electric Association | 15 | 25177 | Co-op | DMS1447 | 2.9 | Solar |  |  | Interconnected | Farmington | 55024 | Lakeville | 25FB01 | Residential | Installation | 25534 | 2023 | 2023
20263-229123-01 | Dakota Electric Association | 15 | 25177 | Co-op | DMS1443 | 4.1 | Solar |  |  | Interconnected | Burnsville | 55306 | Burnscott | 31FB03 | Residential | Installation | 21330 | 2023 | 2023
20263-229123-01 | Dakota Electric Association | 15 | 25177 | Co-op | DMS1455 | 7.25 | Solar |  |  | Interconnected | Eagan | 55122 | River Hills East | 09FB04 | Residential | Installation | 31000 | 2023 | 2023
20263-229123-01 | Dakota Electric Association | 15 | 25177 | Co-op | DMS1508 | 10 | Solar |  |  | Interconnected | Apple Valley | 55124 | Apple Valley | 21FB01 | Residential | Installation | 38475 | 2023 | 2023
20263-229123-01 | Dakota Electric Association | 15 | 25177 | Co-op | DMS1445 | 7.04 | Solar |  |  | Interconnected | Eagan | 55122 | River Hills East | 09FB03 | Residential | Installation | 43747 | 2023 | 2023
20263-229123-01 | Dakota Electric Association | 15 | 25177 | Co-op | DMS1466 | 3.77 | Solar |  |  | Interconnected | Apple Valley | 55124 | Lakeville | 25FB04 | Residential | Installation | 32739 | 2023 | 2023
20263-229123-01 | Dakota Electric Association | 15 | 25177 | Co-op | DMS1493 | 3.77 | Solar |  |  | Interconnected | Lakeville | 55044 | Lakeville | 25FB02 | Residential | Installation | 31915 | 2023 | 2023
20263-229123-01 | Dakota Electric Association | 15 | 25177 | Co-op | DMS1450 | 5.76 | Solar |  |  | Interconnected | Eagan | 55123 | Lebanon Hills | 16FB02 | Residential | Installation | 34153 | 2023 | 2023
20263-229123-01 | Dakota Electric Association | 15 | 25177 | Co-op | DMS1448 | 7.15 | Solar |  |  | Interconnected | Castle Rock | 55024 | Vermillion River | 24FB03 | Residential | Installation | 29096 | 2023 | 2023
20263-229123-01 | Dakota Electric Association | 15 | 25177 | Co-op | DMS1451 | 7.88 | Solar |  |  | Interconnected | Eagan | 55123 | Eagan | 06FB03 | Residential | Installation | 38895 | 2023 | 2023
20263-229123-01 | Dakota Electric Association | 15 | 25177 | Co-op | DMS1452 | 7.6 | Solar |  |  | Interconnected | Welch | 55089 | Miesville | 07FB03 | Residential | Installation | 30190 | 2023 | 2023
20263-229123-01 | Dakota Electric Association | 15 | 25177 | Co-op | DMS1457 | 5.67 | Solar |  |  | Interconnected | Eagan | 55123 | Yankee Doodle North | 10FB03 | Residential | Installation | 25836 | 2023 | 2023
20263-229123-01 | Dakota Electric Association | 15 | 25177 | Co-op | DMS1456 | 3.19 | Solar |  |  | Interconnected | Lakeville | 55044 | Dodd Park South | 22FB04 | Residential | Installation | 27505 | 2023 | 2023
20263-229123-01 | Dakota Electric Association | 15 | 25177 | Co-op | DMS1465 | 5.51 | Solar |  |  | Interconnected | Apple Valley | 55124 | Burnsville North | 05FB11 | Residential | Installation | 25916 | 2023 | 2023
20263-229123-01 | Dakota Electric Association | 15 | 25177 | Co-op | DMS1470 | 20 | Solar |  |  | Interconnected | Apple Valley | 55124 | Apple Valley | 21FB01 | Residential |  | 74000 | 2023 | 2023
20263-229123-01 | Dakota Electric Association | 15 | 25177 | Co-op | DMS1460 | 8.32 | Solar |  |  | Interconnected | Eagan | 55123 | Eagan | 06FB04 | Residential | Installation | 54101 | 2023 | 2023
20263-229123-01 | Dakota Electric Association | 15 | 25177 | Co-op | DMS1458 | 21.34 | Solar |  |  | Interconnected | Rosemount | 55068 | Lebanon Hills | 16FB06 | Residential |  | 81688 | 2023 | 2023
20263-229123-01 | Dakota Electric Association | 15 | 25177 | Co-op | DMS1459 | 10 | Storage |  |  | Interconnected | Rosemount | 55068 | Lebanon Hills | 16FB06 | Residential |  |  | 2023 | 2023
20263-229123-01 | Dakota Electric Association | 15 | 25177 | Co-op | DMS1462 | 5.99 | Solar |  |  | Interconnected | Apple Valley | 55124 | Apple Valley | 21FB01 | Residential | Installation | 26573 | 2023 | 2023
20263-229123-01 | Dakota Electric Association | 15 | 25177 | Co-op | DMS1501 | 6.14 | Solar |  |  | Interconnected | Eagan | 55123 | Eagan | 06FB05 | Residential | Installation | 21251 | 2023 | 2023
20263-229123-01 | Dakota Electric Association | 15 | 25177 | Co-op | DMS1463 | 6.4 | Solar |  |  | Interconnected | Eagan | 55122 | River Hills East | 09FB03 | Residential | Installation | 40180 | 2023 | 2023
20263-229123-01 | Dakota Electric Association | 15 | 25177 | Co-op | DMS1475 | 10.24 | Solar |  |  | Interconnected | Lakeville | 55044 | Dodd Park North | 22FB07 | Residential | Installation | 63632 | 2023 | 2023
20263-229123-01 | Dakota Electric Association | 15 | 25177 | Co-op | DMS1483 | 2.61 | Solar |  |  | Interconnected | Lakeville | 55044 | Ritter Park | 27FB03 | Residential | Installation | 23997 | 2023 | 2023
20263-229123-01 | Dakota Electric Association | 15 | 25177 | Co-op | DMS1467 | 3.07 | Solar |  |  | Interconnected | Apple Valley | 55124 | Fischer West | 11FB09 | Residential | Installation | 3462 | 2023 | 2023
20263-229123-01 | Dakota Electric Association | 15 | 25177 | Co-op | DMS1468 | 8.32 | Solar |  |  | Interconnected | Lakeville | 55044 | Fischer West | 11FB12 | Residential | Installation | 49713 | 2023 | 2023
20263-229123-01 | Dakota Electric Association | 15 | 25177 | Co-op | DMS1469 | 5.12 | Solar |  |  | Interconnected | Lakeville | 55044 | Fischer West | 11FB12 | Residential | Installation | 30135 | 2023 | 2023
20263-229123-01 | Dakota Electric Association | 15 | 25177 | Co-op | DMS1478 | 7.56 | Solar |  |  | Interconnected | Eagan | 55123 | Pilot Knob | 19FB01 | Residential | Installation | 32853 | 2023 | 2023
20263-229123-01 | Dakota Electric Association | 15 | 25177 | Co-op | DMS1472 | 4.48 | Solar |  |  | Interconnected | Lakeville | 55044 | Dodd Park South | 22FB01 | Residential | Installation | 26917 | 2023 | 2023
20263-229123-01 | Dakota Electric Association | 15 | 25177 | Co-op | DMS1490 | 6.4 | Solar |  |  | Interconnected | Lakeville | 55044 | Lakeville | 25FB03 | Residential | Installation | 38171 | 2023 | 2023
20263-229123-01 | Dakota Electric Association | 15 | 25177 | Co-op | DMS1473 | 6.4 | Solar |  |  | Interconnected | Lakeville | 55044 | Dodd Park South | 22FB05 | Residential | Installation | 38171 | 2023 | 2023
20263-229123-01 | Dakota Electric Association | 15 | 25177 | Co-op | DMS1482 | 7.04 | Solar |  |  | Interconnected | Lakeville | 55068 | Lakeville | 25FB04 | Residential | Installation | 42189 | 2023 | 2023
20263-229123-01 | Dakota Electric Association | 15 | 25177 | Co-op | DMS1474 | 8.32 | Solar |  |  | Interconnected | Lakeville | 55044 | Dakota Heights | 17FB06 | Residential | Installation | 49713 | 2023 | 2023
20263-229123-01 | Dakota Electric Association | 15 | 25177 | Co-op | DMS1480 | 6.09 | Solar |  |  | Active Application | Farmington | 55024 | Dodd Park South | 22FB03 | Residential | Installation | 41836.7 | 2023
20263-229123-01 | Dakota Electric Association | 15 | 25177 | Co-op | DMS1556 | 4.64 | Solar |  |  | Interconnected | Lakeville | 55068 | Lakeville | 25FB03 | Residential | Installation | 33324.78 | 2023 | 2023
20263-229123-01 | Dakota Electric Association | 15 | 25177 | Co-op | DMS1477 | 5.76 | Solar |  |  | Interconnected | Lakeville | 55044 | Dodd Park South | 22FB05 | Residential | Installation | 34153 | 2023 | 2023
20263-229123-01 | Dakota Electric Association | 15 | 25177 | Co-op | DMS1489 | 7.83 | Solar |  |  | Interconnected | Apple Valley | 55124 | Apple Valley | 21FB05 | Residential | Installation | 37057 | 2023 | 2023
20263-229123-01 | Dakota Electric Association | 15 | 25177 | Co-op | DMS1481 | 6.56 | Solar |  |  | Interconnected | Eagan | 55123 | Lebanon Hills | 16FB04 | Residential | Installation | 12686 | 2023 | 2023
20263-229123-01 | Dakota Electric Association | 15 | 25177 | Co-op | DMS1541 | 6.4 | Solar |  |  | Interconnected | Lakeville | 55044 | Dakota Heights | 17FB02 | Residential | Installation | 40180 | 2023 | 2023
20263-229123-01 | Dakota Electric Association | 15 | 25177 | Co-op | DMS1487 | 6.4 | Solar |  |  | Interconnected | Lakeville | 55044 | Fischer West | 11FB12 | Residential | Installation | 40180 | 2023 | 2023
20263-229123-01 | Dakota Electric Association | 15 | 25177 | Co-op | DMS1488 | 37.6 | Solar |  |  | Interconnected | Hampton | 55031 | Empire | 23FB04 | Residential |  | 135000 | 2023 | 2023
20263-229123-01 | Dakota Electric Association | 15 | 25177 | Co-op | DMS1484 | 6.93 | Solar |  |  | Interconnected | Eagan | 55123 | Yankee Doodle North | 10FB03 | Residential | Installation | 53085 | 2023 | 2023
20263-229123-01 | Dakota Electric Association | 15 | 25177 | Co-op | DMS1485 | 19.77 | Solar |  |  | Interconnected | Lakeville | 55044 | Dodd Park North | 22FB07 | Residential |  | 57999.95 | 2023 | 2023
20263-229123-01 | Dakota Electric Association | 15 | 25177 | Co-op | DMS1486 | 10 | Storage |  |  | Interconnected | Lakeville | 55044 | Dodd Park North | 22FB07 | Residential |  |  | 2023 | 2023
20263-229123-01 | Dakota Electric Association | 15 | 25177 | Co-op | DMS1500 | 10.24 | Solar |  |  | Interconnected | Farmington | 55024 | Vermillion River | 24FB06 | Residential | Installation | 61644 | 2023 | 2023
20263-229123-01 | Dakota Electric Association | 15 | 25177 | Co-op | DMS1515 | 3.19 | Solar |  |  | Interconnected | Burnsville | 55337 | Burnsville North | 05FB01 | Residential | Installation | 36377 | 2023 | 2023
20263-229123-01 | Dakota Electric Association | 15 | 25177 | Co-op | DMS1496 | 7.68 | Solar |  |  | Interconnected | Farmington | 55024 | Dodd Park South | 22FB03 | Residential | Installation | 44814 | 2023 | 2023
20263-229123-01 | Dakota Electric Association | 15 | 25177 | Co-op | DMS1491 | 6.4 | Solar |  |  | Interconnected | Lakeville | 55044 | Dakota Heights | 17FB06 | Residential | Installation | 40180 | 2023 | 2023
20263-229123-01 | Dakota Electric Association | 15 | 25177 | Co-op | DMS1492 | 5.76 | Solar |  |  | Interconnected | Lakeville | 55044 | Orchard Lake | 08FB03 | Residential | Installation | 34153 | 2023 | 2023
20263-229123-01 | Dakota Electric Association | 15 | 25177 | Co-op | DMS1494 | 5.12 | Solar |  |  | Interconnected | Lakeville | 55044 | Dakota Heights | 17FB02 | Residential | Installation | 30135 | 2023 | 2023
20263-229123-01 | Dakota Electric Association | 15 | 25177 | Co-op | DMS1495 | 9.6 | Solar |  |  | Interconnected | Lakeville | 55044 | Dakota Heights | 17FB02 | Residential | Installation | 59655 | 2023 | 2023
20263-229123-01 | Dakota Electric Association | 15 | 25177 | Co-op | DMS1497 | 5.12 | Solar |  |  | Interconnected | Lakeville | 55044 | Dodd Park South | 22FB03 | Residential | Installation | 32144 | 2023 | 2023
20263-229123-01 | Dakota Electric Association | 15 | 25177 | Co-op | DMS1498 | 10.2 | Solar |  |  | Interconnected | Rosemount | 55068 | Apple Valley | 21FB02 | Residential | Installation | 43027 | 2023 | 2023
20263-229123-01 | Dakota Electric Association | 15 | 25177 | Co-op | DMS1499 | 5 | Storage |  |  | Interconnected | Rosemount | 55068 | Apple Valley | 21FB02 | Residential |  |  | 2023 | 2023
20263-229123-01 | Dakota Electric Association | 15 | 25177 | Co-op | DMS1503 | 3.77 | Solar |  |  | Interconnected | Rosemount | 55068 | Dodd Park South | 22FB02 | Residential | Installation | 29394.73 | 2023 | 2023
20263-229123-01 | Dakota Electric Association | 15 | 25177 | Co-op | DMS1560 | 6.96 | Solar |  |  | Interconnected | Hastings | 55033 | Marshan | 18FB02 | Residential | Installation | 52223.41 | 2023 | 2023
20263-229123-01 | Dakota Electric Association | 15 | 25177 | Co-op | DMS1502 | 7.68 | Solar |  |  | Interconnected | Lakeville | 55044 | Lakeville | 25FB01 | Residential | Installation | 43414 | 2023 | 2023
20263-229123-01 | Dakota Electric Association | 15 | 25177 | Co-op | DMS1505 | 8.32 | Solar |  |  | Interconnected | Apple Valley | 55124 | Apple Valley | 21FB02 | Residential | Installation | 48548.5 | 2023 | 2023
20263-229123-01 | Dakota Electric Association | 15 | 25177 | Co-op | DMS1504 | 5.76 | Solar |  |  | Interconnected | Rosemount | 55068 | Dodd Park South | 22FB02 | Residential | Installation | 36162 | 2023 | 2023
20263-229123-01 | Dakota Electric Association | 15 | 25177 | Co-op | DMS1506 | 8.85 | Solar |  |  | Interconnected | Lakeville | 55044 | Dodd Park North | 22FB07 | Residential | Installation | 60681.89 | 2023 | 2023
20263-229123-01 | Dakota Electric Association | 15 | 25177 | Co-op | DMS1507 | 9.6 | Solar |  |  | Interconnected | Rosemount | 55068 | Fischer East | 11FB08 | Residential | Installation | 54175 | 2023 | 2023
20263-229123-01 | Dakota Electric Association | 15 | 25177 | Co-op | DMS1516 | 16.38 | Solar |  |  | Interconnected | Rosemount | 55068 | Lebanon Hills | 16FB06 | Residential |  | 56000 | 2023 | 2024
20263-229123-01 | Dakota Electric Association | 15 | 25177 | Co-op | DMS1512 | 5.67 | Solar |  |  | Interconnected | Burnsville | 55337 | Burnsville North | 05FB01 | Residential | Installation | 25975 | 2023 | 2023
20263-229123-01 | Dakota Electric Association | 15 | 25177 | Co-op | DMS1511 | 12.8 | Solar |  |  | Interconnected | Rosemount | 55068 | Lakeville | 25FB02 | Residential | Installation | 72847 | 2023 | 2023
20263-229123-01 | Dakota Electric Association | 15 | 25177 | Co-op | DMS1513 | 9.77 | Solar |  |  | Interconnected | Eagan | 55123 | Yankee Doodle North | 10FB03 | Residential | Installation | 74846 | 2023 | 2023
20263-229123-01 | Dakota Electric Association | 15 | 25177 | Co-op | DMS1517 | 3.77 | Solar |  |  | Interconnected | Burnsville | 55337 | Burnsville North | 05FB07 | Residential | Installation | 19967 | 2023 | 2024
20263-229123-01 | Dakota Electric Association | 15 | 25177 | Co-op | DMS1518 | 11.66 | Solar |  |  | Interconnected | Rosemount | 55068 | Lebanon Hills | 16FB02 | Residential | Installation | 41500 | 2023 | 2023
20263-229123-01 | Dakota Electric Association | 15 | 25177 | Co-op | DMS1514 | 3.84 | Solar |  |  | Interconnected | Lakeville | 55044 | Dakota Heights | 17FB05 | Residential | Installation | 21412 | 2023 | 2023
20263-229123-01 | Dakota Electric Association | 15 | 25177 | Co-op | DMS1529 | 8.41 | Solar |  |  | Interconnected | Elko New Market | 55020 | Lake Marion | 15FB04 | Residential | Installation | 34118 | 2023 | 2023
20263-229123-01 | Dakota Electric Association | 15 | 25177 | Co-op | DMS1520 | 6.93 | Solar |  |  | Interconnected | Lakeville |  | Dakota Heights | 17FB04 | Residential | Installation | 37610 | 2023 | 2024
20263-229123-01 | Dakota Electric Association | 15 | 25177 | Co-op | DMS1519 | 5.36 | Solar |  |  | Interconnected | Eagan | 55123 | Lebanon Hills | 16FB04 | Residential | Installation | 26861 | 2023 | 2023
20263-229123-01 | Dakota Electric Association | 15 | 25177 | Co-op | DMS1552 | 6.93 | Solar |  |  | Interconnected | Lakeville | 55044 | Dodd Park North | 22FB07 | Residential | Installation | 37005 | 2023 | 2023
20263-229123-01 | Dakota Electric Association | 15 | 25177 | Co-op | DMS1537 | 3.15 | Solar |  |  | Interconnected | Lakeville | 55044 | Dodd Park South | 22FB05 | Residential | Installation | 23903 | 2023 | 2023
20263-229123-01 | Dakota Electric Association | 15 | 25177 | Co-op | DMS1525 | 6.4 | Solar |  |  | Interconnected | Lakeville | 55044 | Dodd Park North | 22FB07 | Residential | Installation | 40180 | 2023 | 2023
20263-229123-01 | Dakota Electric Association | 15 | 25177 | Co-op | DMS1553 | 5.8 | Solar |  |  | Interconnected | Lakeville | 55044 | Dodd Park South | 22FB03 | Residential | Installation | 50053 | 2023 | 2023
20263-229123-01 | Dakota Electric Association | 15 | 25177 | Co-op | DMS1521 | 9.14 | Solar |  |  | Interconnected | Eagan | 55123 | Lebanon Hills | 16FB02 | Residential | Installation | 40296 | 2023 | 2023
20263-229123-01 | Dakota Electric Association | 15 | 25177 | Co-op | DMS1546 | 6.93 | Solar |  |  | Interconnected | Saint Paul | 55124 | Lakeville | 25FB04 | Residential | Installation | 59403 | 2023 | 2023
20263-229123-01 | Dakota Electric Association | 15 | 25177 | Co-op | DMS1522 | 4.64 | Solar |  |  | Interconnected | Eagan | 55122 | Pilot Knob | 19FB05 | Residential | Installation | 38079 | 2023 | 2023
20263-229123-01 | Dakota Electric Association | 15 | 25177 | Co-op | DMS1524 | 6.3 | Solar |  |  | Interconnected | Eagan | 55123 | Pilot Knob | 19FB02 | Residential | Installation | 27384 | 2023 | 2023
20263-229123-01 | Dakota Electric Association | 15 | 25177 | Co-op | DMS1526 | 3.15 | Solar |  |  | Interconnected | Lakeville | 55044 | Dodd Park North | 22FB09 | Residential | Installation | 27410 | 2023 | 2023
20263-229123-01 | Dakota Electric Association | 15 | 25177 | Co-op | DMS1527 | 13.06 | Solar |  |  | Interconnected | Apple Valley | 55124 | Burnsville North | 05FB09 | Residential | Installation | 52020 | 2023 | 2023
20263-229123-01 | Dakota Electric Association | 15 | 25177 | Co-op | DMS1523 | 3.8 | Solar |  |  | Interconnected | Apple Valley | 55124 | Burnsville South | 05FB02 | Residential | Installation | 19992.52 | 2023 | 2023
20263-229123-01 | Dakota Electric Association | 15 | 25177 | Co-op | DMS1528 | 8.32 | Solar |  |  | Interconnected | Lakeville | 55044 | Lakeville | 25FB03 | Residential | Installation | 48549 | 2023 | 2023
20263-229123-01 | Dakota Electric Association | 15 | 25177 | Co-op | DMS1576 | 100 | Solar |  |  | Interconnected | Apple Valley | 55124 | Fischer West | 11FB07 | Residential | Installation | 775000 | 2023 | 2025
20263-229123-01 | Dakota Electric Association | 15 | 25177 | Co-op | DMS1530 | 6.14 | Solar |  |  | Interconnected | Eagan | 55123 | Eagan | 06FB02 | Residential |  | 16809 | 2023 | 2023
20263-229123-01 | Dakota Electric Association | 15 | 25177 | Co-op | DMS1536 | 4.48 | Solar |  |  | Interconnected | Lakeville | 55044 | Dodd Park North | 22FB07 | Residential | Installation | 24392 | 2023 | 2023
20263-229123-01 | Dakota Electric Association | 15 | 25177 | Co-op | DMS1531 | 8.82 | Solar |  |  | Interconnected | Cannon Falls | 55009 | Miesville | 07FB05 | Residential | Installation | 41622 | 2023 | 2023
20263-229123-01 | Dakota Electric Association | 15 | 25177 | Co-op | DMS1551 | 9.6 | Solar |  |  | Interconnected | Apple Valley | 55124 | Apple Valley | 21FB04 | Residential | Installation | 22192 | 2023 | 2023
20263-229123-01 | Dakota Electric Association | 15 | 25177 | Co-op | DMS1540 | 9.14 | Solar |  |  | Interconnected | Apple Valley | 55124 | Fischer West | 11FB09 | Residential | Installation | 75674 | 2023 | 2023
20263-229123-01 | Dakota Electric Association | 15 | 25177 | Co-op | DMS1538 | 15.36 | Solar |  |  | Interconnected | Lakeville | 55044 | Dakota Heights | 17FB03 | Residential | Installation | 33152 | 2023 | 2023
20263-229123-01 | Dakota Electric Association | 15 | 25177 | Co-op | DMS1539 | 7.56 | Solar |  |  | Interconnected | Rosemount | 55068 | Apple Valley | 21FB02 | Residential | Installation | 35173 | 2023 | 2023
20263-229123-01 | Dakota Electric Association | 15 | 25177 | Co-op | DMS1564 | 15.12 | Solar |  |  | Interconnected | Rosemount | 55068 | Lebanon Hills | 16FB06 | Residential | Installation | 69422 | 2023 | 2023
20263-229123-01 | Dakota Electric Association | 15 | 25177 | Co-op | DMS1547 | 4.64 | Solar |  |  | Interconnected | Burnsville | 55337 | Burnscott | 31FB01 | Residential | Installation | 40597 | 2023 | 2024
20263-229123-01 | Dakota Electric Association | 15 | 25177 | Co-op | DMS1542 | 12.56 | Solar |  |  | Interconnected | Hastings | 55033 | Marshan | 18FB01 | Residential | Installation | 43050 | 2023 | 2023
20263-229123-01 | Dakota Electric Association | 15 | 25177 | Co-op | DMS1541 | 0.64 | Solar |  |  | Interconnected | Lakeville | 55044 | Dakota Heights | 17FB02 | Residential | Installation | 4141 | 2023 | 2023
20263-229123-01 | Dakota Electric Association | 15 | 25177 | Co-op | DMS1543 | 9.45 | Solar |  |  | Interconnected | Rosemount | 55068 | Lebanon Hills | 16FB03 | Residential | Installation | 40066 | 2023 | 2023
20263-229123-01 | Dakota Electric Association | 15 | 25177 | Co-op | DMS1548 | 10.08 | Solar |  |  | Interconnected | Lakeville | 55044 | Lakeville | 25FB02 | Residential | Installation | 48909 | 2023 | 2023
20263-229123-01 | Dakota Electric Association | 15 | 25177 | Co-op | DMS1549 | 6.5 | Solar |  |  | Interconnected | Lakeville | 55044 | Lakeville | 25FB01 | Residential | Installation | 29640 | 2023 | 2023
20263-229123-01 | Dakota Electric Association | 15 | 25177 | Co-op | DMS1577 | 10.71 | Solar |  |  | Interconnected | Burnsville | 55337 | River Hills West | 09FB01 | Residential | Installation | 53535 | 2023 | 2024
20263-229123-01 | Dakota Electric Association | 15 | 25177 | Co-op | DMS1550 | 3.47 | Solar |  |  | Interconnected | Apple Valley | 55124 | Fischer East | 11FB08 | Residential | Installation | 16993 | 2023 | 2023
20263-229123-01 | Dakota Electric Association | 15 | 25177 | Co-op | DMS1566 | 2.9 | Solar |  |  | Interconnected | Lakeville | 55044 | Dodd Park North | 22FB07 | Residential | Installation | 16270 | 2023 | 2023
20263-229123-01 | Dakota Electric Association | 15 | 25177 | Co-op | DMS1561 | 8.13 | Solar |  |  | Interconnected | Eagan | 55122 | Pilot Knob | 19FB01 | Residential | Installation | 38985 | 2023 | 2023
20263-229123-01 | Dakota Electric Association | 15 | 25177 | Co-op | DMS1554 | 12.56 | Solar |  |  | Interconnected | Inver Grove Heights | 55077 | Lebanon Hills | 16FB03 | Residential | Installation | 49822 | 2023 | 2023
20263-229123-01 | Dakota Electric Association | 15 | 25177 | Co-op | DMS1555 | 5 | Storage |  |  | Interconnected | Inver Grove Heights | 55077 | Lebanon Hills | 16FB03 | Residential |  |  | 2023 | 2023
20263-229123-01 | Dakota Electric Association | 15 | 25177 | Co-op | DMS1562 | 8.51 | Solar |  |  | Interconnected | Eagan | 55122 | River Hills East | 09FB04 | Residential | Installation | 42213 | 2023 | 2024
20263-229123-01 | Dakota Electric Association | 15 | 25177 | Co-op | DMS1565 | 22.05 | Solar |  |  | Interconnected | Lakeville | 55044 | Dakota Heights | 17FB04 | Residential |  | 103849 | 2023 | 2023
20263-229123-01 | Dakota Electric Association | 15 | 25177 | Co-op | DMS1567 | 3.78 | Solar |  |  | Interconnected | Lakeville | 55024 | Dodd Park North | 22FB08 | Residential | Installation | 20396 | 2023 | 2023
20263-229123-01 | Dakota Electric Association | 15 | 25177 | Co-op | DMS1571 | 4.06 | Solar |  |  | Interconnected | Lakeville | 55044 | Dakota Heights | 17FB04 | Residential | Installation | 18200 | 2023 | 2023
20263-229123-01 | Dakota Electric Association | 15 | 25177 | Co-op | DMS1568 | 5.36 | Solar |  |  | Interconnected | Lakeville | 55044 | Dakota Heights | 17FB01 | Residential | Installation | 24812 | 2023 | 2023
20263-229123-01 | Dakota Electric Association | 15 | 25177 | Co-op | DMS1569 | 7.56 | Solar |  |  | Interconnected | Lakeville | 55044 | Dakota Heights | 17FB02 | Residential | Installation | 35423 | 2023 | 2023
20263-229123-01 | Dakota Electric Association | 15 | 25177 | Co-op | DMS1570 | 7.7 | Solar |  |  | Interconnected | Rosemount | 55068 | Lebanon Hills | 16FB06 | Residential | Installation | 30648 | 2023 | 2024
20263-229123-01 | Dakota Electric Association | 15 | 25177 | Co-op | DMS1578 | 5.38 | Solar |  |  | Interconnected | Lakeville | 55044 | Orchard Lake | 08FB04 | Residential | Installation | 17680 | 2023 | 2023
20263-229123-01 | Dakota Electric Association | 15 | 25177 | Co-op | DMS1574 | 5.67 | Solar |  |  | Interconnected | Eagan | 55123 | Wescott West | 20FB06 | Residential | Installation | 27715 | 2023 | 2023
20263-229123-01 | Dakota Electric Association | 15 | 25177 | Co-op | DMS1575 | 1.28 | Solar |  |  | Interconnected | Farmington | 55024 | Vermillion River | 24FB06 | Residential | Installation | 5858 | 2023 | 2023
20263-229123-01 | Dakota Electric Association | 15 | 25177 | Co-op | DMS1579 | 6.93 | Solar |  |  | Interconnected | Apple Valley | 55124 | Lakeville | 25FB05 | Residential | Installation | 61489 | 2023 | 2023
20263-229123-01 | Dakota Electric Association | 15 | 25177 | Co-op | DMS1586 | 10.71 | Solar |  |  | Interconnected | Eagan | 55123 | Pilot Knob | 19FB01 | Residential | Installation | 38556 | 2023 | 2024
20263-229123-01 | Dakota Electric Association | 15 | 25177 | Co-op | DMS1581 | 11.9 | Solar |  |  | Interconnected | Lakeville | 55044 | Dakota Heights | 17FB02 | Residential | Installation | 30959 | 2023 | 2023
20263-229123-01 | Dakota Electric Association | 15 | 25177 | Co-op | DMS1580 | 7.56 | Solar |  |  | Interconnected | Inver Grove Heights | 55077 | Lebanon Hills | 16FB03 | Residential | Installation | 35381 | 2023 | 2023
20263-229123-01 | Dakota Electric Association | 15 | 25177 | Co-op | DMS1582 | 6 | Solar |  |  | Interconnected | Lakeville | 55044 | Orchard Lake | 08FB06 | Residential | Installation | 23199.7 | 2023 | 2023
20263-229123-01 | Dakota Electric Association | 15 | 25177 | Co-op | DMS1583 | 7.6 | Solar |  |  | Active Application | Northfield | 55057 | Randolph | 32FB04 | Residential | Installation | 59174.78 | 2023
20263-229123-01 | Dakota Electric Association | 15 | 25177 | Co-op | DMS1585 | 8.51 | Solar |  |  | Interconnected | Lakeville | 55044 | Dodd Park North | 22FB07 | Residential | Installation | 33500 | 2023 | 2024
20263-229123-01 | Dakota Electric Association | 15 | 25177 | Co-op | DMS1587 | 12.92 | Solar |  |  | Interconnected | Hastings | 55033 | Nininger | 29FB03 | Residential | Installation | 54947 | 2023 | 2024
20263-229123-01 | Dakota Electric Association | 15 | 25177 | Co-op | DMS1595 | 50 | Solar |  |  | Interconnected | Eagan | 55122 | Deerwood | 12FB02 | Residential | Installation | 121197.96 | 2023 | 2024
20263-229123-01 | Dakota Electric Association | 15 | 25177 | Co-op | DMS1588 | 3.15 | Solar |  |  | Interconnected | Lakeville | 55044 | Dodd Park North | 22FB07 | Residential | Installation | 16674 | 2023 | 2023
20263-229123-01 | Dakota Electric Association | 15 | 25177 | Co-op | DMS1589 | 3.47 | Solar |  |  | Interconnected | Lakeville | 55044 | Dodd Park South | 22FB05 | Residential | Installation | 27340 | 2023 | 2023
20263-229123-01 | Dakota Electric Association | 15 | 25177 | Co-op | DMS1591 | 5 | Storage |  |  | Interconnected | Burnsville | 55337 | Burnsville North | 05FB05 | Residential |  | 17499 | 2023 | 2024
20263-229123-01 | Dakota Electric Association | 15 | 25177 | Co-op | DMS1612 | 9.22 | Solar |  |  | Interconnected | Lakeville | 55044 | Lakeville | 25FB01 | Residential | Installation | 20412 | 2023 | 2023
20263-229123-01 | Dakota Electric Association | 15 | 25177 | Co-op | DMS1592 | 12.16 | Solar |  |  | Interconnected | Apple Valley | 55124 | Burnsville South | 05FB02 | Residential | Installation | 69113 | 2023 | 2024
20263-229123-01 | Dakota Electric Association | 15 | 25177 | Co-op | DMS1593 | 5.99 | Solar |  |  | Interconnected | Apple Valley | 55124 | Fischer West | 11FB01 | Residential | Installation | 26254 | 2023 | 2024
20263-229123-01 | Dakota Electric Association | 15 | 25177 | Co-op | DMS1597 | 1.28 | Solar |  |  | Interconnected | Farmington | 55024 | Dodd Park North | 22FB08 | Residential | Installation | 9746.5 | 2023 | 2024
20263-229123-01 | Dakota Electric Association | 15 | 25177 | Co-op | DMS1594 | 3.78 | Solar |  |  | Interconnected | Lakeville | 55044 | Dakota Heights | 17FB04 | Residential | Installation | 30345 | 2023 | 2023
20263-229123-01 | Dakota Electric Association | 15 | 25177 | Co-op | DMS1596 | 5.99 | Solar |  |  | Interconnected | Apple Valley | 55124 | Lakeville | 25FB02 | Residential | Installation | 49497 | 2023 | 2024
20263-229123-01 | Dakota Electric Association | 15 | 25177 | Co-op | DMS1604 | 7.04 | Solar |  |  | Interconnected | Apple Valley | 55124 | Burnsville North | 05FB03 | Residential | Installation | 41503 | 2023 | 2023
20263-229123-01 | Dakota Electric Association | 15 | 25177 | Co-op | DMS1598 | 13 | Solar |  |  | Interconnected | Apple Valley | 55124 | Fischer East | 11FB05 | Residential | Installation | 22960 | 2024
20263-229123-01 | Dakota Electric Association | 15 | 25177 | Co-op | DMS1603 | 5.12 | Solar |  |  | Interconnected | Apple Valley | 55124 | Fischer West | 11FB12 | Residential | Installation | 32584 | 2023 | 2024
20263-229123-01 | Dakota Electric Association | 15 | 25177 | Co-op | DMS1599 | 4.48 | Solar |  |  | Interconnected | Apple Valley | 55124 | Fischer East | 11FB06 | Residential | Installation | 27220 | 2023 | 2024
20263-229123-01 | Dakota Electric Association | 15 | 25177 | Co-op | DMS1606 | 8.96 | Solar |  |  | Interconnected | Apple Valley | 55124 | Pilot Knob | 19FB04 | Residential | Installation | 50440 | 2023 | 2024
20263-229123-01 | Dakota Electric Association | 15 | 25177 | Co-op | DMS1605 | 6.4 | Solar |  |  | Interconnected | Apple Valley | 55124 | Lakeville | 25FB06 | Residential | Installation | 35868 | 2023 | 2024
20263-229123-01 | Dakota Electric Association | 15 | 25177 | Co-op | DMS1610 | 8.96 | Solar |  |  | Interconnected | Lakeville | 55044 | Dakota Heights | 17FB02 | Residential | Installation | 52283 | 2023 | 2024
20263-229123-01 | Dakota Electric Association | 15 | 25177 | Co-op | DMS1608 | 39.9 | Solar |  |  | Interconnected | Lakeville | 55044 | Dakota Heights | 17FB02 | Residential |  | 162500 | 2023 | 2024
20263-229123-01 | Dakota Electric Association | 15 | 25177 | Co-op | DMS1615 | 39.9 | Solar |  |  | Interconnected | Lakeville | 55044 | Dodd Park North | 22FB09 | Residential |  | 162500 | 2023 | 2024
20263-229123-01 | Dakota Electric Association | 15 | 25177 | Co-op | DMS1607 | 18.59 | Solar |  |  | Interconnected | Apple Valley | 55124 | Burnsville North | 05FB11 | Residential |  | 60200 | 2023 | 2024
20263-229123-01 | Dakota Electric Association | 15 | 25177 | Co-op | DMS1614 | 22.8 | Solar |  |  | Interconnected | Hastings | 55033 | Marshan | 18FB01 | Residential |  | 79000 | 2023 | 2024
20263-229123-01 | Dakota Electric Association | 15 | 25177 | Co-op | DMS1618 | 8.19 | Solar |  |  | Interconnected | Eagan | 55122 | Deerwood | 12FB04 | Residential | Installation | 32000 | 2023 | 2024
20263-229123-01 | Dakota Electric Association | 15 | 25177 | Co-op | DMS1620 | 15 | Solar |  | X | Interconnected | Inver Grove Heights | 55077 | Lebanon Hills | 16FB02 | Residential | Installation | 40000 | 2023 | 2024
20263-229123-01 | Dakota Electric Association | 15 | 25177 | Co-op | DMS1617 | 11.52 | Solar |  |  | Interconnected | Apple Valley | 55124 | Fischer East | 11FB04 | Residential | Installation | 65378 | 2023
20263-229123-01 | Dakota Electric Association | 15 | 25177 | Co-op | DMS1613 | 4.54 | Solar |  |  | Interconnected | Lakeville | 55044 | Ritter Park | 27FB04 | Residential | Installation | 18616 | 2023 | 2024
20263-229123-01 | Dakota Electric Association | 15 | 25177 | Co-op | DMS1619 | 6.93 | Solar |  |  | Interconnected | Lakeville | 55044 | Ritter Park | 27FB04 | Residential | Installation | 13860 | 2023 | 2024
20263-229123-01 | Dakota Electric Association | 15 | 25177 | Co-op | DMS1076 | 14 | Solar |  |  | Interconnected | Farmington | 55024 | Vermillion River | 24FB02 | Residential | Installation | 25000 | 2022 | 2023
20263-229123-01 | Dakota Electric Association | 15 | 25177 | Co-op | DMS1138 | 22.8 | Solar |  |  | Interconnected | Randolph | 55065 | Byllesby | 02FB04 | Residential |  | 94000 | 2022 | 2022
20263-229123-01 | Dakota Electric Association | 15 | 25177 | Co-op | DMS1001 | 11.31 | Solar |  |  | Interconnected | Apple Valley | 55124 | Lakeville | 25FB06 | Residential | Installation | 50115 | 2022 | 2022
20263-229123-01 | Dakota Electric Association | 15 | 25177 | Co-op | DMS1021 | 16.24 | Solar |  |  | Interconnected | Burnsville | 55306 | Orchard Lake | 08FB01 | Residential | Installation | 68370 | 2022 | 2022
20263-229123-01 | Dakota Electric Association | 15 | 25177 | Co-op | DMS999 | 34.8 | Solar |  |  | Interconnected | Hampton | 55031 | Miesville | 07FB05 | Residential |  | 92399 | 2022 | 2022
20263-229123-01 | Dakota Electric Association | 15 | 25177 | Co-op | DMS1013 | 11.89 | Solar |  |  | Interconnected | Lakeville | 55044 | Lake Marion | 15FB01 | Residential | Installation | 19000 | 2022 | 2022
20263-229123-01 | Dakota Electric Association | 15 | 25177 | Co-op | DMS1009 | 10 | Storage |  |  | Interconnected | Apple Valley | 55124 | Apple Valley | 21FB04 | Residential |  | 24700 | 2022 | 2022
20263-229123-01 | Dakota Electric Association | 15 | 25177 | Co-op | DMS937 | 6.58 | Solar |  |  | Interconnected | Lakeville | 55044 | Dodd Park South | 22FB06 | Residential |  | 39744 | 2022 | 2022
20263-229123-01 | Dakota Electric Association | 15 | 25177 | Co-op | DMS1008 | 6.96 | Storage |  |  | Interconnected | Lakeville | 55044 | Ritter Park | 27FB04 | Residential |  | 25867 | 2022 | 2022
20263-229123-01 | Dakota Electric Association | 15 | 25177 | Co-op | DMS996 | 33.64 | Solar |  |  | Interconnected | Hampton | 55031 | Miesville | 07FB04 | Residential |  | 1e+05 | 2022 | 2022
20263-229123-01 | Dakota Electric Association | 15 | 25177 | Co-op | DMS985 | 7.6 | Solar |  |  | Interconnected | Inver Grove Heights | 55077 | Barnes Grove | 28FB01 | Residential | Installation | 50846 | 2022 | 2023
20263-229123-01 | Dakota Electric Association | 15 | 25177 | Co-op | DMS984 | 10 | Solar |  |  | Interconnected | Hampton | 55031 | Empire | 23FB02 | Residential | Installation | 33716 | 2022 | 2022
20263-229123-01 | Dakota Electric Association | 15 | 25177 | Co-op | DMS983 | 7.6 | Solar |  |  | Interconnected | Inver Grove Heights | 55077 | Lebanon Hills | 16FB02 | Residential | Installation | 18450 | 2022 | 2022
20263-229123-01 | Dakota Electric Association | 15 | 25177 | Co-op | DMS1007 | 6 | Solar |  |  | Interconnected | Lakeville | 55044 | Dodd Park South | 22FB01 | Residential | Installation | 24000 | 2022 | 2022
20263-229123-01 | Dakota Electric Association | 15 | 25177 | Co-op | DMS1003 | 8.22 | Solar |  |  | Interconnected | Hastings | 55033 | Nininger | 29FB03 | Residential | Installation | 47502 | 2022 | 2022
20263-229123-01 | Dakota Electric Association | 15 | 25177 | Co-op | DMS1002 | 10.8 | Solar |  |  | Interconnected | Burnsville | 55306 | Colonial Hills North | 13FB04 | Residential | Installation | 15200 | 2022 | 2022
20263-229123-01 | Dakota Electric Association | 15 | 25177 | Co-op | DMS992 | 10.96 | Solar |  |  | Interconnected | Hastings | 55033 | Marshan | 18FB01 | Residential | Installation | 65520 | 2022 | 2022
20263-229123-01 | Dakota Electric Association | 15 | 25177 | Co-op | DMS993 | 7.12 | Solar |  |  | Interconnected | Hastings | 55033 | Marshan | 18FB01 | Residential | Installation | 37444 | 2022 | 2022
20263-229123-01 | Dakota Electric Association | 15 | 25177 | Co-op | DMS994 | 6.58 | Solar |  |  | Interconnected | Hastings | 55033 | Marshan | 18FB01 | Residential | Installation | 38088 | 2022 | 2022
20263-229123-01 | Dakota Electric Association | 15 | 25177 | Co-op | DMS995 | 9.32 | Solar |  |  | Interconnected | Hastings | 55033 | Nininger | 29FB03 | Residential | Installation | 55692 | 2022 | 2022
20263-229123-01 | Dakota Electric Association | 15 | 25177 | Co-op | DMS997 | 6.38 | Solar |  |  | Interconnected | Apple Valley | 55124 | Apple Valley | 21FB01 | Residential | Installation | 39200 | 2022 | 2022
20263-229123-01 | Dakota Electric Association | 15 | 25177 | Co-op | DMS998 | 7.54 | Solar |  |  | Interconnected | Burnsville | 55337 | Burnsville North | 05FB05 | Residential | Installation | 39210 | 2022 | 2022
20263-229123-01 | Dakota Electric Association | 15 | 25177 | Co-op | DMS1000 | 9.86 | Solar |  |  | Interconnected | Eagan | 55122 | Deerwood | 12FB05 | Residential | Installation | 56270.27 | 2022 | 2022
20263-229123-01 | Dakota Electric Association | 15 | 25177 | Co-op | DMS1010 | 8.77 | Solar |  |  | Interconnected | Hastings | 55033 | Hastings | 03FB01 | Residential | Installation | 52416 | 2022 | 2022
20263-229123-01 | Dakota Electric Association | 15 | 25177 | Co-op | DMS1028 | 8.41 | Solar |  |  | Interconnected | Lakeville | 55044 | Ritter Park | 27FB04 | Residential | Installation | 40368 | 2022 | 2022
20263-229123-01 | Dakota Electric Association | 15 | 25177 | Co-op | DMS1011 | 8.12 | Solar |  |  | Interconnected | Burnsville | 55306 | Orchard Lake | 08FB01 | Residential | Installation | 48689 | 2022 | 2022
20263-229123-01 | Dakota Electric Association | 15 | 25177 | Co-op | DMS1012 | 7.25 | Solar |  |  | Interconnected | Burnsville | 55306 | Burnsville South | 05FB04 | Residential | Installation | 27000 | 2022 | 2022
20263-229123-01 | Dakota Electric Association | 15 | 25177 | Co-op | DMS1015 | 6.67 | Solar |  |  | Interconnected | Apple Valley | 55124 | Lakeville | 25FB06 | Residential | Installation | 24360 | 2022 | 2022
20263-229123-01 | Dakota Electric Association | 15 | 25177 | Co-op | DMS1038 | 8.12 | Solar |  |  | Interconnected | Hastings | 55033 | Marshan | 18FB01 | Residential | Installation | 45032 | 2022 | 2022
20263-229123-01 | Dakota Electric Association | 15 | 25177 | Co-op | DMS1338 | 1.2 | Storage |  |  | Interconnected | Hastings | 55033 | Marshan | 18FB01 | Residential |  |  | 2022 | 2022
20263-229123-01 | Dakota Electric Association | 15 | 25177 | Co-op | DMS1014 | 5.6 | Solar |  |  | Interconnected | Hastings | 55033 | Nininger | 29FB03 | Residential | Installation | 28171 | 2022 | 2022
20263-229123-01 | Dakota Electric Association | 15 | 25177 | Co-op | DMS1044 | 5 | Solar |  |  | Interconnected | Apple Valley | 55124 | Fischer West | 11FB09 | Residential | Installation | 28000 | 2022 | 2022
20263-229123-01 | Dakota Electric Association | 15 | 25177 | Co-op | DMS1020 | 6.96 | Solar |  |  | Interconnected | Lakeville | 55044 | Lakeville | 25FB03 | Residential | Installation | 26038 | 2022 | 2022
20263-229123-01 | Dakota Electric Association | 15 | 25177 | Co-op | DMS1016 | 5.22 | Solar |  |  | Interconnected | Lakeville | 55044 | Dodd Park South | 22FB06 | Residential | Installation | 13000 | 2022 | 2022
20263-229123-01 | Dakota Electric Association | 15 | 25177 | Co-op | DMS1017 | 16.44 | Solar |  |  | Interconnected | Lakeville | 55044 | Dakota Heights | 17FB03 | Residential | Installation | 55000 | 2022 | 2022
20263-229123-01 | Dakota Electric Association | 15 | 25177 | Co-op | DMS1018 | 4.93 | Solar |  |  | Interconnected | Lakeville | 55044 | Fischer West | 11FB12 | Residential | Installation | 27882.5 | 2022 | 2022
20263-229123-01 | Dakota Electric Association | 15 | 25177 | Co-op | DMS1019 | 3.84 | Solar |  |  | Interconnected | Lakeville | 55044 | Fischer West | 11FB12 | Residential | Installation | 22942.5 | 2022 | 2022
20263-229123-01 | Dakota Electric Association | 15 | 25177 | Co-op | DMS1027 | 12.5 | Wind |  |  | Interconnected | Hastings | 55033 | Miesville | 07FB02 | Residential |  | 30000 | 2022 | 2022
20263-229123-01 | Dakota Electric Association | 15 | 25177 | Co-op | DMS1032 | 7.67 | Solar |  |  | Interconnected | Farmington | 55024 | Dodd Park South | 22FB03 | Residential | Installation | 42406 | 2022 | 2022
20263-229123-01 | Dakota Electric Association | 15 | 25177 | Co-op | DMS1029 | 10.41 | Solar |  |  | Interconnected | Lakeville | 55044 | Dodd Park South | 22FB03 | Residential | Installation | 54964 | 2022 | 2022
20263-229123-01 | Dakota Electric Association | 15 | 25177 | Co-op | DMS1030 | 3.29 | Solar |  |  | Interconnected | Lakeville | 55044 | Dodd Park South | 22FB04 | Residential | Installation | 18050 | 2022 | 2022
20263-229123-01 | Dakota Electric Association | 15 | 25177 | Co-op | DMS1031 | 6.03 | Solar |  |  | Interconnected | Lakeville | 55044 | Dodd Park South | 22FB04 | Residential | Installation | 33350 | 2022 | 2022
20263-229123-01 | Dakota Electric Association | 15 | 25177 | Co-op | DMS1143 | 36.8 | Solar |  |  | Interconnected | Burnsville | 55337 | Orchard Lake | 08FB01 | Residential |  | 144150 | 2022 | 2022
20263-229123-01 | Dakota Electric Association | 15 | 25177 | Co-op | DMS1022 | 8.99 | Solar |  |  | Interconnected | Eagan | 55123 | Eagan | 06FB02 | Residential | Installation | 15000 | 2022 | 2022
20263-229123-01 | Dakota Electric Association | 15 | 25177 | Co-op | DMS1033 | 5.48 | Solar |  |  | Interconnected | Lakeville | 55044 | Lakeville | 25FB01 | Residential | Installation | 31740 | 2022 | 2022
20263-229123-01 | Dakota Electric Association | 15 | 25177 | Co-op | DMS1063 | 11.02 | Solar |  |  | Interconnected | Apple Valley | 55124 | Burnsville North | 05FB11 | Residential | Installation | 41845.6 | 2022 | 2022
20263-229123-01 | Dakota Electric Association | 15 | 25177 | Co-op | DMS1071 | 11.31 | Solar |  |  | Interconnected | Burnsville | 55337 | Burnsville South | 05FB08 | Residential | Installation | 57473 | 2022 | 2022
20263-229123-01 | Dakota Electric Association | 15 | 25177 | Co-op | DMS652 | 9.86 | Solar |  |  | Interconnected | Lakeville | 55044 | Dodd Park South | 22FB06 | Residential | Installation | 13600 | 2022 | 2022
20263-229123-01 | Dakota Electric Association | 15 | 25177 | Co-op | DMS1023 | 6.03 | Solar |  |  | Interconnected | Lakeville | 55044 | Dodd Park South | 22FB04 | Residential | Installation | 34914 | 2022 | 2022
20263-229123-01 | Dakota Electric Association | 15 | 25177 | Co-op | DMS1043 | 6.58 | Solar |  |  | Interconnected | Lakeville | 55044 | Dodd Park South | 22FB03 | Residential | Installation | 36524 | 2022 | 2022
20263-229123-01 | Dakota Electric Association | 15 | 25177 | Co-op | DMS1024 | 13.05 | Solar |  |  | Interconnected | Eagan | 55123 | Yankee Doodle North | 10FB03 | Residential | Installation | 52800 | 2022 | 2022
20263-229123-01 | Dakota Electric Association | 15 | 25177 | Co-op | DMS1025 | 9.77 | Solar |  |  | Interconnected | Lakeville | 55044 | Dakota Heights | 17FB05 | Residential | Installation | 42883 | 2022 | 2024
20263-229123-01 | Dakota Electric Association | 15 | 25177 | Co-op | DMS1026 | 14.21 | Solar |  |  | Interconnected | Lakeville | 55044 | Dakota Heights | 17FB04 | Residential | Installation | 49980 | 2022 | 2022
20263-229123-01 | Dakota Electric Association | 15 | 25177 | Co-op | DMS1100 | 23.1 | Solar |  |  | Interconnected | Hastings | 55033 | Hastings | 03FB02 | Residential |  | 70000 | 2022 | 2023
20263-229123-01 | Dakota Electric Association | 15 | 25177 | Co-op | DMS1078 | 39.99 | Solar |  |  | Interconnected | Hastings | 55033 | Marshan | 18FB04 | Residential |  | 135150 | 2022 | 2022
20263-229123-01 | Dakota Electric Association | 15 | 25177 | Co-op | DMS1037 | 6.03 | Solar |  |  | Interconnected | Farmington | 55024 | Vermillion River | 24FB01 | Residential | Installation | 34914 | 2022 | 2022
20263-229123-01 | Dakota Electric Association | 15 | 25177 | Co-op | DMS1040 | 7.67 | Solar |  |  | Interconnected | Farmington | 55024 | Dodd Park South | 22FB06 | Residential | Installation | 43953 | 2022 | 2022
20263-229123-01 | Dakota Electric Association | 15 | 25177 | Co-op | DMS1034 | 7.12 | Solar |  |  | Interconnected | Lakeville | 55044 | Kenrick | 26FB02 | Residential | Installation | 39698 | 2022 | 2022
20263-229123-01 | Dakota Electric Association | 15 | 25177 | Co-op | DMS1036 | 4.38 | Solar |  |  | Interconnected | Lakeville | 55044 | Kenrick | 26FB02 | Residential | Installation | 26220 | 2022 | 2022
20263-229123-01 | Dakota Electric Association | 15 | 25177 | Co-op | DMS1054 | 3.29 | Solar |  |  | Interconnected | Lakeville | 55044 | Dodd Park South | 22FB04 | Residential | Installation | 19665 | 2022 | 2022
20263-229123-01 | Dakota Electric Association | 15 | 25177 | Co-op | DMS1035 | 6.03 | Solar |  |  | Interconnected | Lakeville | 55044 | Kenrick | 26FB02 | Residential | Installation | 33350 | 2022 | 2022
20263-229123-01 | Dakota Electric Association | 15 | 25177 | Co-op | DMS1042 | 12.06 | Solar |  |  | Interconnected | Lakeville | 55044 | Dodd Park South | 22FB03 | Residential | Installation | 67522 | 2022 | 2022
20263-229123-01 | Dakota Electric Association | 15 | 25177 | Co-op | DMS1039 | 39.9 | Solar |  |  | Interconnected | Burnsville | 55337 | Colonial Hills North | 13FB01 | Commercial |  | 107801 | 2022 | 2022
20263-229123-01 | Dakota Electric Association | 15 | 25177 | Co-op | DMS1041 | 13.05 | Solar |  |  | Interconnected | Apple Valley | 55124 | Apple Valley | 21FB04 | Residential | Installation | 69076 | 2022 | 2022
20263-229123-01 | Dakota Electric Association | 15 | 25177 | Co-op | DMS1048 | 3.29 | Solar |  |  | Interconnected | Lakeville | 55044 | Dodd Park South | 22FB04 | Residential | Installation | 18050 | 2022 | 2022
20263-229123-01 | Dakota Electric Association | 15 | 25177 | Co-op | DMS1062 | 3.84 | Solar |  |  | Interconnected | Burnsville | 55306 | Orchard Lake | 08FB02 | Residential | Installation | 19600 | 2022 | 2022
20263-229123-01 | Dakota Electric Association | 15 | 25177 | Co-op | DMS1057 | 8.99 | Solar |  |  | Interconnected | Burnsville | 55337 | Burnsville North | 05FB01 | Residential | Installation | 50270 | 2022 | 2022
20263-229123-01 | Dakota Electric Association | 15 | 25177 | Co-op | DMS1045 | 6.09 | Solar |  |  | Interconnected | Apple Valley | 55124 | Lakeville | 25FB04 | Residential | Installation | 28140 | 2022 | 2022
20263-229123-01 | Dakota Electric Association | 15 | 25177 | Co-op | DMS1053 | 8.12 | Solar |  |  | Interconnected | Lakeville | 55024 | Dodd Park South | 22FB06 | Residential | Installation | 46342 | 2022 | 2022
20263-229123-01 | Dakota Electric Association | 15 | 25177 | Co-op | DMS1077 | 39.9 | Solar |  |  | Interconnected | Hastings | 55033 | Marshan | 18FB04 | Residential |  | 135150 | 2022 | 2022
20263-229123-01 | Dakota Electric Association | 15 | 25177 | Co-op | DMS1046 | 7.67 | Solar |  |  | Interconnected | Eagan | 55122 | Deerwood | 12FB05 | Residential | Installation | 16489.2 | 2022 | 2022
20263-229123-01 | Dakota Electric Association | 15 | 25177 | Co-op | DMS1047 | 11.4 | Solar |  |  | Interconnected | Lakeville | 55044 | Dodd Park North | 22FB08 | Residential | Installation | 28400 | 2022 | 2022
20263-229123-01 | Dakota Electric Association | 15 | 25177 | Co-op | DMS1097 | 9.28 | Solar |  |  | Interconnected | Apple Valley | 55124 | Lakeville | 25FB02 | Residential | Installation | 51031.58 | 2022 | 2022
20263-229123-01 | Dakota Electric Association | 15 | 25177 | Co-op | DMS1052 | 38.28 | Solar |  |  | Interconnected | Lakeville | 55044 | Ritter Park | 27FB04 | Residential |  | 152842.11 | 2022 | 2022
20263-229123-01 | Dakota Electric Association | 15 | 25177 | Co-op | DMS1049 | 4.93 | Solar |  |  | Interconnected | Lakeville | 55044 | Dodd Park South | 22FB06 | Residential | Installation | 27882.5 | 2022 | 2022
20263-229123-01 | Dakota Electric Association | 15 | 25177 | Co-op | DMS1059 | 4.38 | Solar |  |  | Interconnected | Lakeville | 55044 | Dodd Park South | 22FB04 | Residential | Installation | 24605 | 2022 | 2022
20263-229123-01 | Dakota Electric Association | 15 | 25177 | Co-op | DMS1074 | 3.29 | Solar |  |  | Interconnected | Rosemount | 55068 | Dodd Park South | 22FB02 | Residential | Installation | 18430 | 2022 | 2022
20263-229123-01 | Dakota Electric Association | 15 | 25177 | Co-op | DMS1050 | 7.12 | Solar |  |  | Interconnected | Lakeville | 55044 | Dodd Park South | 22FB01 | Residential | Installation | 42159 | 2022 | 2022
20263-229123-01 | Dakota Electric Association | 15 | 25177 | Co-op | DMS1051 | 10.96 | Solar |  |  | Interconnected | Lakeville | 55044 | Fischer West | 11FB12 | Residential | Installation | 62589 | 2022 | 2022
20263-229123-01 | Dakota Electric Association | 15 | 25177 | Co-op | DMS1058 | 10.73 | Solar |  |  | Interconnected | Eagan | 55123 | LeMay Lake | 14FB03 | Residential | Installation | 28065 | 2022 | 2022
20263-229123-01 | Dakota Electric Association | 15 | 25177 | Co-op | DMS1056 | 5.48 | Solar |  |  | Interconnected | Lakeville | 55044 | Dodd Park South | 22FB06 | Residential | Installation | 30832 | 2022 | 2022
20263-229123-01 | Dakota Electric Association | 15 | 25177 | Co-op | DMS1061 | 13.05 | Solar |  |  | Interconnected | Apple Valley | 55124 | Burnsville North | 05FB01 | Residential | Installation | 66842 | 2022 | 2022
20263-229123-01 | Dakota Electric Association | 15 | 25177 | Co-op | DMS1055 | 10.41 | Solar |  |  | Interconnected | Lakeville | 55044 | Dakota Heights | 17FB03 | Residential | Installation | 59380.5 | 2022 | 2022
20263-229123-01 | Dakota Electric Association | 15 | 25177 | Co-op | DMS1131 | 3.49 | Solar |  |  | Interconnected | Eagan | 55123 | Pilot Knob | 19FB02 | Residential | Installation | 17040 | 2022 | 2022
20263-229123-01 | Dakota Electric Association | 15 | 25177 | Co-op | DMS1064 | 4.38 | Solar |  |  | Interconnected | Lakeville | 55044 | Dakota Heights | 17FB03 | Residential | Installation | 26772 | 2022 | 2022
20263-229123-01 | Dakota Electric Association | 15 | 25177 | Co-op | DMS1070 | 4.38 | Solar |  |  | Interconnected | Rosemount | 55068 | Lakeville | 25FB04 | Residential | Installation | 25123 | 2022 | 2022
20263-229123-01 | Dakota Electric Association | 15 | 25177 | Co-op | DMS1067 | 6.58 | Solar |  |  | Interconnected | Lakeville | 55044 | Dodd Park South | 22FB06 | Residential | Installation | 38088 | 2022 | 2022
20263-229123-01 | Dakota Electric Association | 15 | 25177 | Co-op | DMS1065 | 8.77 | Solar |  |  | Interconnected | Lakeville | 55044 | Dodd Park South | 22FB06 | Residential | Installation | 51336 | 2022 | 2022
20263-229123-01 | Dakota Electric Association | 15 | 25177 | Co-op | DMS1075 | 10.15 | Solar |  |  | Interconnected | Lakeville | 55044 | Ritter Park | 27FB04 | Residential | Installation | 66845 | 2022 | 2022
20263-229123-01 | Dakota Electric Association | 15 | 25177 | Co-op | DMS1072 | 7.12 | Solar |  |  | Interconnected | Lakeville | 55044 | Dodd Park South | 22FB01 | Residential | Installation | 42159 | 2022 | 2022
20263-229123-01 | Dakota Electric Association | 15 | 25177 | Co-op | DMS1066 | 4.93 | Solar |  |  | Interconnected | Rosemount | 55068 | Lakeville | 25FB03 | Residential | Installation | 28469.5 | 2022 | 2022
20263-229123-01 | Dakota Electric Association | 15 | 25177 | Co-op | DMS1068 | 11.51 | Solar |  |  | Interconnected | Lakeville | 55044 | Dodd Park South | 22FB05 | Residential | Installation | 65797.5 | 2022 | 2022
20263-229123-01 | Dakota Electric Association | 15 | 25177 | Co-op | DMS1069 | 6.03 | Solar |  |  | Interconnected | Lakeville | 55044 | Lakeville | 25FB04 | Residential | Installation | 35673 | 2022 | 2022
20263-229123-01 | Dakota Electric Association | 15 | 25177 | Co-op | DMS1181 | 13.92 | Solar |  |  | Interconnected | Randolph | 55065 | Byllesby | 02FB04 | Residential | Installation | 91842 | 2022 | 2023
20263-229123-01 | Dakota Electric Association | 15 | 25177 | Co-op | DMS1182 | 3.84 | Storage |  |  | Interconnected | Randolph | 55065 | Byllesby | 02FB04 | Residential | Installation |  | 2022 | 2023
20263-229123-01 | Dakota Electric Association | 15 | 25177 | Co-op | DMS1073 | 13.8 | Solar |  |  | Interconnected | Eagan | 55123 | Eagan | 06FB03 | Residential |  | 44400 | 2022 | 2022
20263-229123-01 | Dakota Electric Association | 15 | 25177 | Co-op | DMS1080 | 8.38 | Solar |  |  | Interconnected | Apple Valley | 55124 | Lakeville | 25FB02 | Residential | Installation | 44270 | 2022 | 2022
20263-229123-01 | Dakota Electric Association | 15 | 25177 | Co-op | DMS1086 | 17.11 | Solar |  |  | Interconnected | Lakeville | 55044 | Dodd Park South | 22FB01 | Residential | Installation | 79184.21 | 2022 | 2022
20263-229123-01 | Dakota Electric Association | 15 | 25177 | Co-op | DMS1083 | 8.7 | Solar |  |  | Interconnected | Apple Valley | 55124 | Lakeville | 25FB04 | Residential | Installation | 35400 | 2022 | 2022
20263-229123-01 | Dakota Electric Association | 15 | 25177 | Co-op | DMS1118 | 12.76 | Solar |  |  | Interconnected | Eagan | 55123 | Lebanon Hills | 16FB04 | Residential | Installation | 84770 | 2022 | 2022
20263-229123-01 | Dakota Electric Association | 15 | 25177 | Co-op | DMS1119 | 3.84 | Storage |  |  | Interconnected | Eagan | 55123 | Lebanon Hills | 16FB04 | Residential |  |  | 2022 | 2022
20263-229123-01 | Dakota Electric Association | 15 | 25177 | Co-op | DMS1081 | 37.6 | Solar |  |  | Interconnected | Northfield | 55057 | Castle Rock | 04FB02 | Residential |  | 123962 | 2022 | 2022
20263-229123-01 | Dakota Electric Association | 15 | 25177 | Co-op | DMS1085 | 4.38 | Solar |  |  | Interconnected | Rosemount | 55068 | Lakeville | 25FB03 | Residential | Installation | 25123 | 2022 | 2022
20263-229123-01 | Dakota Electric Association | 15 | 25177 | Co-op | DMS1084 | 7.67 | Solar |  |  | Interconnected | Lakeville | 55044 | Fischer West | 11FB12 | Residential | Installation | 48127.5 | 2022 | 2022
20263-229123-01 | Dakota Electric Association | 15 | 25177 | Co-op | DMS1082 | 13.15 | Solar |  |  | Interconnected | Eagan | 55123 | LeMay Lake | 14FB03 | Residential | Installation | 77004 | 2022 | 2022
20263-229123-01 | Dakota Electric Association | 15 | 25177 | Co-op | DMS1087 | 4.93 | Solar |  |  | Interconnected | Lakeville | 55044 | Dodd Park South | 22FB05 | Residential | Installation | 29187 | 2022 | 2022
20263-229123-01 | Dakota Electric Association | 15 | 25177 | Co-op | DMS1088 | 7.12 | Solar |  |  | Interconnected | Farmington | 55024 | Dodd Park South | 22FB03 | Residential | Installation | 40561 | 2022 | 2022
20263-229123-01 | Dakota Electric Association | 15 | 25177 | Co-op | DMS909 | 8.41 | Solar |  |  | Interconnected | Rosemount | 55068 | Lebanon Hills | 16FB03 | Residential | Installation | 33310 | 2022 | 2022
20263-229123-01 | Dakota Electric Association | 15 | 25177 | Co-op | DMS1089 | 17.6 | Solar |  |  | Interconnected | Lakeville | 55044 | Ritter Park | 27FB03 | Residential | Installation | 55400 | 2022 | 2022
20263-229123-01 | Dakota Electric Association | 15 | 25177 | Co-op | DMS1102 | 8.768 | Solar |  |  | Interconnected | Eagan | 55123 | Lebanon Hills | 16FB04 | Residential | Installation | 19530 | 2022 | 2022
20263-229123-01 | Dakota Electric Association | 15 | 25177 | Co-op | DMS1122 | 9.07 | Solar |  |  | Interconnected | Burnsville | 55337 | Colonial Hills South | 13FB06 | Residential | Installation | 37970 | 2022 | 2022
20263-229123-01 | Dakota Electric Association | 15 | 25177 | Co-op | DMS1091 | 4.93 | Solar |  |  | Interconnected | Lakeville | 55044 | Dodd Park South | 22FB06 | Residential | Installation | 29187 | 2022 | 2022
20263-229123-01 | Dakota Electric Association | 15 | 25177 | Co-op | DMS1093 | 5.48 | Solar |  |  | Interconnected | Lakeville | 55044 | Dodd Park South | 22FB06 | Residential | Installation | 32430 | 2022 | 2022
20263-229123-01 | Dakota Electric Association | 15 | 25177 | Co-op | DMS1090 | 4.38 | Solar |  |  | Interconnected | Lakeville | 55044 | Lakeville | 25FB01 | Residential | Installation | 26772 | 2022 | 2022
20263-229123-01 | Dakota Electric Association | 15 | 25177 | Co-op | DMS1092 | 3.84 | Solar |  |  | Interconnected | Lakeville | 55044 | Dodd Park South | 22FB06 | Residential | Installation | 21776.5 | 2022 | 2022
20263-229123-01 | Dakota Electric Association | 15 | 25177 | Co-op | DMS1094 | 7.22 | Solar |  |  | Interconnected | Eagan | 55122 | Deerwood | 12FB01 | Residential | Installation | 25340 | 2022 | 2022
20263-229123-01 | Dakota Electric Association | 15 | 25177 | Co-op | DMS1095 | 18.63 | Solar |  |  | Interconnected | Hastings | 55033 | Miesville | 07FB02 | Residential | Installation | 109089 | 2022 | 2022
20263-229123-01 | Dakota Electric Association | 15 | 25177 | Co-op | DMS1098 | 12.76 | Solar |  |  | Interconnected | Northfield | 55057 | Castle Rock | 04FB04 | Residential | Installation | 68400 | 2022 | 2022
20263-229123-01 | Dakota Electric Association | 15 | 25177 | Co-op | DMS1096 | 8.7 | Solar |  |  | Interconnected | Eagan | 55123 | Eagan | 06FB05 | Residential | Installation | 40000 | 2022 | 2022
20263-229123-01 | Dakota Electric Association | 15 | 25177 | Co-op | DMS1132 | 6.09 | Solar |  |  | Interconnected | Eagan | 55123 | Deerwood | 12FB02 | Residential | Installation | 26454 | 2022 | 2023
20263-229123-01 | Dakota Electric Association | 15 | 25177 | Co-op | DMS1158 | 8.7 | Solar |  |  | Interconnected | Lakeville | 55044 | Dodd Park South | 22FB03 | Residential | Installation | 37880 | 2022 | 2023
20263-229123-01 | Dakota Electric Association | 15 | 25177 | Co-op | DMS1104 | 5 | Solar |  |  | Interconnected | Eagan | 55122 | River Hills East | 09FB04 | Residential | Installation | 32850 | 2022 | 2023
20263-229123-01 | Dakota Electric Association | 15 | 25177 | Co-op | DMS1103 | 9.77 | Solar |  |  | Interconnected | Farmington | 55024 | Dodd Park South | 22FB03 | Residential | Installation | 35730 | 2022 | 2022
20263-229123-01 | Dakota Electric Association | 15 | 25177 | Co-op | DMS1101 | 7 | Solar |  |  | Interconnected | Lakeville | 55044 | Ritter Park | 27FB04 | Residential | Installation | 51159 | 2022 | 2022
20263-229123-01 | Dakota Electric Association | 15 | 25177 | Co-op | DMS1105 | 9.6 | Solar |  |  | Interconnected | Lakeville | 55044 | Lakeville | 25FB01 | Residential | Installation | 57000 | 2022 | 2022
20263-229123-01 | Dakota Electric Association | 15 | 25177 | Co-op | DMS1117 | 21.46 | Solar |  |  | Interconnected | Rosemount | 55068 | Apple Valley | 21FB02 | Residential |  | 99315.79 | 2022 | 2022
20263-229123-01 | Dakota Electric Association | 15 | 25177 | Co-op | DMS1115 | 12.18 | Solar |  |  | Interconnected | Lakeville | 55044 | Dodd Park South | 22FB06 | Residential | Installation | 64702 | 2022 | 2022
20263-229123-01 | Dakota Electric Association | 15 | 25177 | Co-op | DMS1147 | 10.44 | Solar |  |  | Interconnected | Prior Lake | 55372 | Ritter Park | 27FB05 | Residential | Installation | 47894 | 2022 | 2023
20263-229123-01 | Dakota Electric Association | 15 | 25177 | Co-op | DMS1120 | 13.92 | Solar |  |  | Interconnected | Prior Lake | 55372 | Orchard Lake | 08FB06 | Residential | Installation | 70400 | 2022 | 2023
20263-229123-01 | Dakota Electric Association | 15 | 25177 | Co-op | DMS1106 | 10.47 | Solar |  |  | Interconnected | Rosemount | 55068 | Lakeville | 25FB03 | Residential | Installation | 38996 | 2022 | 2022
20263-229123-01 | Dakota Electric Association | 15 | 25177 | Co-op | DMS1107 | 8.41 | Solar |  |  | Interconnected | Lakeville | 55044 | Lakeville | 25FB01 | Residential | Installation | 51843 | 2022 | 2022
20263-229123-01 | Dakota Electric Association | 15 | 25177 | Co-op | DMS1141 | 8.41 | Solar |  |  | Interconnected | Eagan | 55123 | Pilot Knob | 19FB03 | Residential | Installation | 13593.75 | 2022 | 2023
20263-229123-01 | Dakota Electric Association | 15 | 25177 | Co-op | DMS1112 | 7.6 | Solar |  |  | Interconnected | Eagan | 55123 | Lebanon Hills | 16FB04 | Residential | Installation | 25384 | 2022 | 2022
20263-229123-01 | Dakota Electric Association | 15 | 25177 | Co-op | DMS1109 | 10.88 | Solar |  |  | Interconnected | Eagan | 55122 | Deerwood | 12FB05 | Residential | Installation | 64020 | 2022 | 2022
20263-229123-01 | Dakota Electric Association | 15 | 25177 | Co-op | DMS1137 | 4.93 | Solar |  |  | Interconnected | Burnsville | 55337 | River Hills West | 09FB07 | Residential | Installation | 25146 | 2022 | 2023
20263-229123-01 | Dakota Electric Association | 15 | 25177 | Co-op | DMS1128 | 4.64 | Solar |  |  | Interconnected | Apple Valley | 55124 | Fischer East | 11FB08 | Residential | Installation | 10000 | 2022 | 2022
20263-229123-01 | Dakota Electric Association | 15 | 25177 | Co-op | DMS1144 | 8.32 | Solar |  |  | Interconnected | Lakeville | 55044 | Lakeville | 25FB01 | Residential | Installation | 44972 | 2022 | 2022
20263-229123-01 | Dakota Electric Association | 15 | 25177 | Co-op | DMS1220 | 8.41 | Solar |  |  | Interconnected | Lakeville | 55068 | Lakeville | 25FB03 | Residential | Installation | 36968 | 2022 | 2023
20263-229123-01 | Dakota Electric Association | 15 | 25177 | Co-op | DMS1110 | 7.6 | Solar |  |  | Interconnected | Burnsville | 55337 | River Hills West | 09FB01 | Residential | Installation | 28375 | 2022 | 2022
20263-229123-01 | Dakota Electric Association | 15 | 25177 | Co-op | DMS1111 | 5.76 | Solar |  |  | Interconnected | Farmington | 55024 | Dodd Park South | 22FB06 | Residential | Installation | 35280 | 2022 | 2022
20263-229123-01 | Dakota Electric Association | 15 | 25177 | Co-op | DMS1113 | 10.47 | Solar |  |  | Interconnected | Randolph | 55065 | Randolph | 32FB04 | Residential | Installation | 42310 | 2022 | 2023
20263-229123-01 | Dakota Electric Association | 15 | 25177 | Co-op | DMS1114 | 10.12 | Solar |  |  | Interconnected | Eagan | 55122 | Deerwood | 12FB01 | Residential | Installation | 42146 | 2022 | 2022
20263-229123-01 | Dakota Electric Association | 15 | 25177 | Co-op | DMS1124 | 8.99 | Solar |  |  | Interconnected | Eagan | 55122 | River Hills East | 09FB02 | Residential | Installation | 52868 | 2022 | 2022
20263-229123-01 | Dakota Electric Association | 15 | 25177 | Co-op | DMS1116 | 5.76 | Solar |  |  | Interconnected | Apple Valley | 55124 | Fischer East | 11FB08 | Residential | Installation | 33320 | 2022 | 2022
20263-229123-01 | Dakota Electric Association | 15 | 25177 | Co-op | DMS1212 | 6.96 | Solar |  |  | Interconnected | Apple Valley | 55124 | Fischer West | 11FB12 | Residential | Installation | 33628.05 | 2022 | 2023
20263-229123-01 | Dakota Electric Association | 15 | 25177 | Co-op | DMS1125 | 17.4 | Solar |  |  | Interconnected | Cannon Falls | 55009 | Miesville | 07FB04 | Residential | Installation | 94473 | 2022 | 2022
20263-229123-01 | Dakota Electric Association | 15 | 25177 | Co-op | DMS1126 | 7.68 | Solar |  |  | Interconnected | Burnsville | 55306 | Orchard Lake | 08FB01 | Residential | Installation | 28580 | 2022 | 2022
20263-229123-01 | Dakota Electric Association | 15 | 25177 | Co-op | DMS1121 | 3.49 | Solar |  |  | Interconnected | Burnsville | 55337 | River Hills West | 09FB05 | Residential | Installation | 14540 | 2022 | 2022
20263-229123-01 | Dakota Electric Association | 15 | 25177 | Co-op | DMS1145 | 15.2 | Solar |  | X | Interconnected | Prior Lake | 55372 | Kenrick | 26FB04 | Residential | Installation | 60000 | 2022 | 2023
20263-229123-01 | Dakota Electric Association | 15 | 25177 | Co-op | DMS1232 | 14.79 | Solar |  |  | Interconnected | Apple Valley | 55124 | Apple Valley | 21FB02 | Residential | Installation | 74432 | 2022 | 2023
20263-229123-01 | Dakota Electric Association | 15 | 25177 | Co-op | DMS1225 | 8.41 | Solar |  |  | Interconnected | Eagan | 55123 | Eagan | 06FB04 | Residential | Installation | 27000 | 2022 | 2023
20263-229123-01 | Dakota Electric Association | 15 | 25177 | Co-op | DMS1129 | 17.45 | Solar |  |  | Interconnected | Lakeville | 55044 | Dodd Park South | 22FB06 | Residential | Installation | 71801 | 2022 | 2022
20263-229123-01 | Dakota Electric Association | 15 | 25177 | Co-op | DMS1127 | 3.84 | Solar |  |  | Interconnected | Lakeville | 55044 | Lakeville | 25FB01 | Residential | Installation | 22220 | 2022 | 2022
20263-229123-01 | Dakota Electric Association | 15 | 25177 | Co-op | DMS1142 | 2.5 | Solar |  |  | Interconnected | Apple Valley | 55124 | Burnsville South | 05FB02 | Residential | Installation | 21512 | 2022 | 2023
20263-229123-01 | Dakota Electric Association | 15 | 25177 | Co-op | DMS1136 | 13.63 | Solar |  |  | Interconnected | Cannon Falls | 55009 | Miesville | 07FB04 | Residential | Installation | 69263 | 2022 | 2022
20263-229123-01 | Dakota Electric Association | 15 | 25177 | Co-op | DMS1130 | 9.28 | Solar |  |  | Interconnected | Lakeville | 55044 | Dakota Heights | 17FB05 | Residential | Installation | 64553 | 2022 | 2023
20263-229123-01 | Dakota Electric Association | 15 | 25177 | Co-op | DMS1133 | 6.38 | Solar |  |  | Active Application | Lakeville | 55044 | Dodd Park South | 22FB06 | Residential | Installation | 60720 | 2022
20263-229123-01 | Dakota Electric Association | 15 | 25177 | Co-op | DMS1135 | 10.47 | Solar |  |  | Interconnected | Eagan | 55123 | Lebanon Hills | 16FB01 | Residential | Installation | 39530 | 2022 | 2022
20263-229123-01 | Dakota Electric Association | 15 | 25177 | Co-op | DMS1134 | 8.41 | Solar |  |  | Interconnected | Eagan | 55123 | Wescott West | 20FB06 | Residential | Installation | 37292 | 2022 | 2022
20263-229123-01 | Dakota Electric Association | 15 | 25177 | Co-op | DMS1190 | 11.31 | Solar |  |  | Interconnected | Burnsville | 55306 | Burnscott | 31FB03 | Residential | Installation | 61135.14 | 2022 | 2022
20263-229123-01 | Dakota Electric Association | 15 | 25177 | Co-op | DMS1139 | 9.07 | Solar |  |  | Interconnected | Burnsville | 55306 | Orchard Lake | 08FB02 | Residential | Installation | 39858 | 2022 | 2022
20263-229123-01 | Dakota Electric Association | 15 | 25177 | Co-op | DMS1152 | 6.96 | Solar |  |  | Interconnected | Lakeville | 55044 | Dodd Park North | 22FB07 | Residential | Installation | 48305 | 2022 | 2022
20263-229123-01 | Dakota Electric Association | 15 | 25177 | Co-op | DMS1153 | 5 | Storage |  |  | Interconnected | Lakeville | 55044 | Dodd Park North | 22FB07 | Residential |  |  | 2022 | 2022
20263-229123-01 | Dakota Electric Association | 15 | 25177 | Co-op | DMS1146 | 8.38 | Solar |  |  | Interconnected | Eagan | 55123 | Eagan | 06FB02 | Residential | Installation | 32142 | 2022 | 2022
20263-229123-01 | Dakota Electric Association | 15 | 25177 | Co-op | DMS1155 | 9.57 | Solar |  |  | Interconnected | Lakeville | 55044 | Ritter Park | 27FB04 | Residential | Installation | 41425 | 2022 | 2022
20263-229123-01 | Dakota Electric Association | 15 | 25177 | Co-op | DMS1189 | 40 | Solar |  |  | Interconnected | Lakeville | 55044 | Dakota Heights | 17FB03 | Commercial |  | 174640 | 2022 | 2023
20263-229123-01 | Dakota Electric Association | 15 | 25177 | Co-op | DMS1219 | 12.76 | Solar |  |  | Interconnected | Cannon Falls | 55009 | Miesville | 07FB04 | Residential | Installation | 30000 | 2022 | 2023
20263-229123-01 | Dakota Electric Association | 15 | 25177 | Co-op | DMS1151 | 7.25 | Solar |  |  | Interconnected | Lakeville | 55044 | Lake Marion | 15FB01 | Residential | Installation | 47972 | 2022 | 2023
20263-229123-01 | Dakota Electric Association | 15 | 25177 | Co-op | DMS1176 | 11.6 | Solar |  |  | Interconnected | Apple Valley | 55124 | Fischer West | 11FB09 | Residential | Installation | 44400 | 2022 | 2023
20263-229123-01 | Dakota Electric Association | 15 | 25177 | Co-op | DMS1173 | 27 | Solar |  |  | Interconnected | Farmington | 55024 | Castle Rock | 04FB04 | Residential |  | 64000 | 2022 | 2024
20263-229123-01 | Dakota Electric Association | 15 | 25177 | Co-op | DMS1154 | 16 | Solar |  |  | Interconnected | Lakeville | 55044 | Lakeville | 25FB05 | Residential | Installation | 70189 | 2022 | 2022
20263-229123-01 | Dakota Electric Association | 15 | 25177 | Co-op | DMS1148 | 6 | Solar |  |  | Interconnected | Lakeville | 55044 | Dakota Heights | 17FB03 | Residential | Installation | 22720 | 2022 | 2022
20263-229123-01 | Dakota Electric Association | 15 | 25177 | Co-op | DMS1234 | 7.6 | Solar |  |  | Interconnected | Farmington | 55024 | Dodd Park South | 22FB03 | Residential | Installation | 23691 | 2022 | 2023
20263-229123-01 | Dakota Electric Association | 15 | 25177 | Co-op | DMS1149 | 8.03 | Solar |  |  | Interconnected | Burnsville | 55306 | Colonial Hills North | 13FB04 | Residential | Installation | 33200 | 2022 | 2023
20263-229123-01 | Dakota Electric Association | 15 | 25177 | Co-op | DMS1157 | 5.8 | Solar |  |  | Interconnected | Lakeville | 55044 | Fischer | 11FB12 | Residential |  |  | 2022 | 2023
20263-229123-01 | Dakota Electric Association | 15 | 25177 | Co-op | DMS1168 | 5.85 | Solar |  |  | Interconnected | Apple Valley | 55124 | Fischer East | 11FB06 | Residential | Installation | 40858 | 2022 | 2022
20263-229123-01 | Dakota Electric Association | 15 | 25177 | Co-op | DMS1159 | 6 | Solar |  |  | Interconnected | Rosemount | 55068 | Lakeville | 25FB02 | Residential | Installation | 23616 | 2022 | 2022
20263-229123-01 | Dakota Electric Association | 15 | 25177 | Co-op | DMS1160 | 12.8 | Solar |  |  | Interconnected | Lakeville | 55044 | Dakota Heights | 17FB02 | Residential | Installation | 75660 | 2022 | 2022
20263-229123-01 | Dakota Electric Association | 15 | 25177 | Co-op | DMS1169 | 8.7 | Solar |  |  | Interconnected | Lakeville | 55044 | Ritter Park | 27FB04 | Residential | Installation | 50270 | 2022 | 2022
20263-229123-01 | Dakota Electric Association | 15 | 25177 | Co-op | DMS1218 | 6.5 | Solar |  |  | Interconnected | Lakeville | 55044 | Dakota Heights | 17FB02 | Residential | Installation | 37995 | 2022 | 2023
20263-229123-01 | Dakota Electric Association | 15 | 25177 | Co-op | DMS1161 | 11.4 | Solar |  |  | Interconnected | Lakeville | 55044 | Ritter Park | 27FB05 | Residential | Installation | 45500 | 2022 | 2022
20263-229123-01 | Dakota Electric Association | 15 | 25177 | Co-op | DMS1163 | 4.48 | Solar |  |  | Interconnected | Lakeville | 55044 | Ritter Park | 27FB04 | Residential | Installation | 28280 | 2022 | 2022
20263-229123-01 | Dakota Electric Association | 15 | 25177 | Co-op | DMS1164 | 3.84 | Solar |  |  | Interconnected | Lakeville | 55044 | Lakeville | 25FB01 | Residential | Installation | 22220 | 2022 | 2022
20263-229123-01 | Dakota Electric Association | 15 | 25177 | Co-op | DMS1162 | 5.12 | Solar |  |  | Interconnected | Eagan | 55122 | River Hills East | 09FB02 | Residential | Installation | 31360 | 2022 | 2022
20263-229123-01 | Dakota Electric Association | 15 | 25177 | Co-op | DMS1167 | 6.4 | Solar |  |  | Interconnected | Eagan | 55122 | River Hills East | 09FB02 | Residential | Installation | 37240 | 2022 | 2022
20263-229123-01 | Dakota Electric Association | 15 | 25177 | Co-op | DMS1255 | 26.1 | Solar |  |  | Interconnected | Lakeville | 55044 | Lake Marion | 15FB01 | Residential |  | 125000 | 2022 | 2023
20263-229123-01 | Dakota Electric Association | 15 | 25177 | Co-op | DMS1175 | 9.28 | Solar |  |  | Interconnected | Eagan | 55122 | River Hills East | 09FB10 | Residential | Installation | 42548 | 2022 | 2023
20263-229123-01 | Dakota Electric Association | 15 | 25177 | Co-op | DMS1179 | 5.12 | Solar |  |  | Interconnected | Eagan | 55123 | LeMay Lake | 14FB03 | Residential | Installation | 29400 | 2022 | 2022
20263-229123-01 | Dakota Electric Association | 15 | 25177 | Co-op | DMS1166 | 10.24 | Solar |  |  | Interconnected | Eagan | 55123 | LeMay Lake | 14FB03 | Residential | Installation | 60140 | 2022 | 2022
20263-229123-01 | Dakota Electric Association | 15 | 25177 | Co-op | DMS1165 | 6.4 | Solar |  |  | Interconnected | Eagan | 55123 | Pilot Knob | 19FB04 | Residential | Installation | 37240 | 2022 | 2022
20263-229123-01 | Dakota Electric Association | 15 | 25177 | Co-op | DMS1222 | 5.8 | Solar |  |  | Interconnected | Burnsville | 55337 | Burnsville North | 05FB01 | Residential | Installation | 29200 | 2022 | 2023
20263-229123-01 | Dakota Electric Association | 15 | 25177 | Co-op | DMS1174 | 8.96 | Solar |  |  | Interconnected | Eagan | 55123 | Yankee Doodle North | 10FB03 | Residential | Installation | 52380 | 2022 | 2022
20263-229123-01 | Dakota Electric Association | 15 | 25177 | Co-op | DMS1180 | 10.24 | Solar |  |  | Interconnected | Eagan | 55122 | Pilot Knob | 19FB05 | Residential | Installation | 60140 | 2022 | 2022
20263-229123-01 | Dakota Electric Association | 15 | 25177 | Co-op | DMS1170 | 6.38 | Solar |  |  | Interconnected | Eagan | 55123 | Eagan | 06FB01 | Residential | Installation | 35945 | 2022 | 2022
20263-229123-01 | Dakota Electric Association | 15 | 25177 | Co-op | DMS1236 | 8.12 | Solar |  |  | Interconnected | Lakeville | 55044 | Lakeville | 25FB01 | Residential | Installation | 46421.05 | 2022 | 2023
20263-229123-01 | Dakota Electric Association | 15 | 25177 | Co-op | DMS1228 | 9.86 | Solar |  |  | Interconnected | Apple Valley | 55124 | Lakeville | 25FB04 | Residential | Installation | 54246.22 | 2022 | 2022
20263-229123-01 | Dakota Electric Association | 15 | 25177 | Co-op | DMS1191 | 7.04 | Solar |  |  | Interconnected | Lakeville | 55044 | Lakeville | 25FB03 | Residential | Installation | 46560 | 2022 | 2022
20263-229123-01 | Dakota Electric Association | 15 | 25177 | Co-op | DMS1192 | 5 | Storage |  |  | Interconnected | Lakeville | 55044 | Lakeville | 25FB03 | Residential |  |  | 2022 | 2022
20263-229123-01 | Dakota Electric Association | 15 | 25177 | Co-op | DMS1177 | 9.77 | Solar |  |  | Interconnected | Lakeville | 55044 | Dodd Park North | 22FB07 | Residential | Installation | 37184 | 2022 | 2022
20263-229123-01 | Dakota Electric Association | 15 | 25177 | Co-op | DMS1194 | 5.8 | Solar |  |  | Interconnected | Farmington | 55044 | Lakeville | 25FB04 | Residential | Installation | 12000 | 2022 | 2022
20263-229123-01 | Dakota Electric Association | 15 | 25177 | Co-op | DMS1186 | 4.35 | Solar |  |  | Interconnected | Eagan | 55123 | Lebanon Hills | 16FB01 | Residential | Installation | 20818 | 2022 | 2022
20263-229123-01 | Dakota Electric Association | 15 | 25177 | Co-op | DMS1183 | 11.71 | Solar |  |  | Interconnected | Eagan | 55123 | Lebanon Hills | 16FB04 | Residential | Installation | 6400 | 2022 | 2022
20263-229123-01 | Dakota Electric Association | 15 | 25177 | Co-op | DMS1184 | 4.48 | Solar |  |  | Interconnected | Lakeville | 55044 | Dodd Park North | 22FB07 | Residential | Installation | 28280 | 2022 | 2022
20263-229123-01 | Dakota Electric Association | 15 | 25177 | Co-op | DMS1185 | 7.68 | Solar |  |  | Interconnected | Eagan | 55122 | Pilot Knob | 19FB05 | Residential | Installation | 46560 | 2022 | 2022
20263-229123-01 | Dakota Electric Association | 15 | 25177 | Co-op | DMS1187 | 7.68 | Solar |  |  | Interconnected | Eagan | 55123 | LeMay Lake | 14FB03 | Residential | Installation | 44620 | 2022 | 2022
20263-229123-01 | Dakota Electric Association | 15 | 25177 | Co-op | DMS1188 | 5.76 | Solar |  |  | Interconnected | Eagan | 55123 | Lebanon Hills | 16FB03 | Residential | Installation | 22367 | 2022 | 2022
20263-229123-01 | Dakota Electric Association | 15 | 25177 | Co-op | DMS99999 | 4500 | Solar |  |  | Interconnected | Welch | 55089 | Ravenna | 30FB01 | Commercial |  |  | 2022 | 2024
20263-229123-01 | Dakota Electric Association | 15 | 25177 | Co-op | DMS1221 | 20.88 | Solar |  |  | Interconnected | Apple Valley | 55124 | Burnsville South | 05FB10 | Residential |  | 75000 | 2022 | 2023
20263-229123-01 | Dakota Electric Association | 15 | 25177 | Co-op | DMS1233 | 10 | Solar |  |  | Interconnected | Inver Grove Heights | 55077 | Yankee Doodle South | 10FB06 | Residential | Installation | 33600 | 2022 | 2023
20263-229123-01 | Dakota Electric Association | 15 | 25177 | Co-op | DMS1243 | 24.07 | Solar |  |  | Interconnected | Lakeville | 55044 | Lake Marion | 15FB01 | Residential |  | 119447 | 2022 | 2023
20263-229123-01 | Dakota Electric Association | 15 | 25177 | Co-op | DMS1193 | 13.262 | Solar |  |  | Interconnected | Lakeville | 55044 | Dakota Heights | 17FB04 | Residential | Installation | 46320 | 2022 | 2023
20263-229123-01 | Dakota Electric Association | 15 | 25177 | Co-op | DMS1213 | 5.51 | Solar |  |  | Interconnected | Apple Valley | 55124 | Fischer West | 11FB12 | Residential | Installation | 34265 | 2022 | 2023
20263-229123-01 | Dakota Electric Association | 15 | 25177 | Co-op | DMS1197 | 6.96 | Solar |  |  | Interconnected | Apple Valley | 55124 | Pilot Knob | 19FB04 | Residential | Installation | 24488 | 2022 | 2022
20263-229123-01 | Dakota Electric Association | 15 | 25177 | Co-op | DMS1196 | 8.96 | Solar |  |  | Interconnected | Lakeville | 55044 | Ritter Park | 27FB04 | Residential | Installation | 27000 | 2022 | 2023
20263-229123-01 | Dakota Electric Association | 15 | 25177 | Co-op | DMS1195 | 14.309 | Solar |  |  | Interconnected | Eagan | 55123 | Deerwood | 12FB05 | Residential | Installation | 62844 | 2022 | 2023
20263-229123-01 | Dakota Electric Association | 15 | 25177 | Co-op | DMS1216 | 20.01 | Solar |  |  | Interconnected | Inver Grove Heights | 55077 | Barnes Grove | 28FB03 | Residential |  | 75900 | 2022 | 2023
20263-229123-01 | Dakota Electric Association | 15 | 25177 | Co-op | DMS1200 | 3.84 | Solar |  |  | Interconnected | Eagan | 55123 | LeMay Lake | 14FB03 | Residential | Installation | 22220 | 2022 | 2023
20263-229123-01 | Dakota Electric Association | 15 | 25177 | Co-op | DMS1209 | 2.32 | Solar |  |  | Interconnected | Burnsville | 55337 | Burnsville South | 05FB02 | Residential | Installation | 11741 | 2022 | 2022
20263-229123-01 | Dakota Electric Association | 15 | 25177 | Co-op | DMS1204 | 14.21 | Solar |  |  | Interconnected | Rosemount | 55068 | Lebanon Hills | 16FB06 | Residential | Installation | 65360 | 2022 | 2023
20263-229123-01 | Dakota Electric Association | 15 | 25177 | Co-op | DMS1211 | 3.84 | Solar |  |  | Interconnected | Saint Paul | 55123 | LeMay Lake | 14FB03 | Residential | Installation | 22220 | 2022 | 2023
20263-229123-01 | Dakota Electric Association | 15 | 25177 | Co-op | DMS1198 | 4.48 | Solar |  |  | Interconnected | Lakeville | 55044 | Dodd Park North | 22FB07 | Residential | Installation | 26260 | 2022 | 2022
20263-229123-01 | Dakota Electric Association | 15 | 25177 | Co-op | DMS1199 | 7.68 | Solar |  |  | Interconnected | Lakeville | 55044 | Lakeville | 25FB03 | Residential | Installation | 46560 | 2022 | 2022
20263-229123-01 | Dakota Electric Association | 15 | 25177 | Co-op | DMS1201 | 5.04 | Solar |  |  | Interconnected | Lakeville | 55044 | Dodd Park North | 22FB07 | Residential | Installation | 24732 | 2022 | 2023
20263-229123-01 | Dakota Electric Association | 15 | 25177 | Co-op | DMS1203 | 3.9 | Solar |  |  | Interconnected | Lakeville | 55024 | Dodd Park South | 22FB01 | Residential | Installation | 19462 | 2022 | 2022
20263-229123-01 | Dakota Electric Association | 15 | 25177 | Co-op | DMS1217 | 10 | Solar |  |  | Interconnected | Apple Valley | 55124 | Fischer West | 11FB12 | Residential | Installation | 31262.4 | 2022 | 2022
20263-229123-01 | Dakota Electric Association | 15 | 25177 | Co-op | DMS1207 | 7.83 | Solar |  |  | Interconnected | Farmington | 55024 | Vermillion River | 24FB06 | Residential | Installation | 33260 | 2022 | 2023
20263-229123-01 | Dakota Electric Association | 15 | 25177 | Co-op | DMS1210 | 13.92 | Solar |  |  | Interconnected | Apple Valley | 55124 | River Hills East | 09FB04 | Residential | Installation | 28800 | 2022 | 2023
20263-229123-01 | Dakota Electric Association | 15 | 25177 | Co-op | DMS1208 | 12.56 | Solar |  |  | Interconnected | Burnsville | 55337 | Burnsville North | 05FB03 | Residential | Installation | 55288 | 2022 | 2023
20263-229123-01 | Dakota Electric Association | 15 | 25177 | Co-op | DMS1224 | 8.96 | Solar |  |  | Interconnected | Lakeville | 55044 | Dodd Park South | 22FB05 | Residential | Installation | 54320 | 2022 | 2023
20263-229123-01 | Dakota Electric Association | 15 | 25177 | Co-op | DMS1215 | 6.28 | Solar |  |  | Interconnected | Eagan | 55123 | Eagan | 06FB02 | Residential | Installation | 25582 | 2022 | 2023
20263-229123-01 | Dakota Electric Association | 15 | 25177 | Co-op | DMS1214 | 7.68 | Solar |  |  | Interconnected | Inver Grove Heights | 55077 | Lebanon Hills | 16FB02 | Residential | Installation | 46560 | 2022 | 2022
20263-229123-01 | Dakota Electric Association | 15 | 25177 | Co-op | DMS1227 | 5.22 | Solar |  |  | Interconnected | Burnsville | 55337 | Burnsville North | 05FB03 | Residential | Installation | 24886 | 2022 | 2023
20263-229123-01 | Dakota Electric Association | 15 | 25177 | Co-op | DMS1235 | 6.96 | Solar |  |  | Interconnected | Eagan | 55123 | Wescott West | 20FB06 | Residential | Installation | 27196 | 2022 | 2023
20263-229123-01 | Dakota Electric Association | 15 | 25177 | Co-op | DMS1231 | 9.57 | Solar |  |  | Interconnected | Eagan | 55122 | Yankee Doodle North | 10FB07 | Residential | Installation | 39717 | 2022 | 2023
20263-229123-01 | Dakota Electric Association | 15 | 25177 | Co-op | DMS1237 | 6.96 | Solar |  |  | Interconnected | Eagan | 55122 | River Hills East | 09FB03 | Residential | Installation | 29226 | 2022 | 2023
20263-229123-01 | Dakota Electric Association | 15 | 25177 | Co-op | DMS1240 | 7.25 | Solar |  |  | Interconnected | Farmington | 55024 | Dodd Park North | 22FB08 | Residential | Installation | 30000 | 2022 | 2023
20263-229123-01 | Dakota Electric Association | 15 | 25177 | Co-op | DMS1226 | 3.48 | Solar |  |  | Interconnected | Lakeville | 55044 | Dakota Heights | 17FB03 | Residential | Installation | 15148 | 2022 | 2023
20263-229123-01 | Dakota Electric Association | 15 | 25177 | Co-op | DMS1229 | 16 | Solar |  |  | Interconnected | Apple Valley | 55124 | Burnsville South | 05FB02 | Residential | Installation | 68973 | 2022 | 2023
20263-229123-01 | Dakota Electric Association | 15 | 25177 | Co-op | DMS1248 | 4.93 | Solar |  |  | Interconnected | Burnsville | 55337 | Burnsville South | 05FB08 | Residential | Installation | 15000 | 2022 | 2023
20263-229123-01 | Dakota Electric Association | 15 | 25177 | Co-op | DMS1230 | 6.67 | Solar |  |  | Interconnected | Lakeville | 55044 | Ritter Park | 27FB04 | Residential | Installation | 35000 | 2022 | 2023
20263-229123-01 | Dakota Electric Association | 15 | 25177 | Co-op | DMS1251 | 8.32 | Solar |  |  | Interconnected | Lakeville | 55044 | Lakeville | 25FB01 | Residential | Installation | 29264 | 2022 | 2023
20263-229123-01 | Dakota Electric Association | 15 | 25177 | Co-op | DMS1242 | 7.04 | Solar |  |  | Interconnected | Eagan | 55123 | Yankee Doodle North | 10FB03 | Residential | Installation | 14737 | 2022 | 2023
20263-229123-01 | Dakota Electric Association | 15 | 25177 | Co-op | DMS1249 | 5.61 | Solar |  |  | Interconnected | Eagan | 55123 | Wescott West | 20FB06 | Residential | Installation | 27500 | 2022 | 2023
20263-229123-01 | Dakota Electric Association | 15 | 25177 | Co-op | DMS1258 | 11.4 | Solar |  |  | Interconnected | Apple Valley | 55124 | Lakeville | 25FB04 | Residential | Installation | 53895 | 2022 | 2023
20263-229123-01 | Dakota Electric Association | 15 | 25177 | Co-op | DMS1239 | 13.8 | Solar |  |  | Interconnected | Apple Valley | 55124 | Lakeville | 25FB04 | Residential | Installation | 61000 | 2022 | 2023
20263-229123-01 | Dakota Electric Association | 15 | 25177 | Co-op | DMS1241 | 8.12 | Solar |  |  | Interconnected | Apple Valley | 55124 | Fischer East | 11FB04 | Residential | Installation | 34490 | 2022 | 2023
20263-229123-01 | Dakota Electric Association | 15 | 25177 | Co-op | DMS1245 | 10.15 | Solar |  |  | Interconnected | Burnsville | 55337 | Burnsville North | 05FB01 | Residential | Installation | 45513 | 2022 | 2023
20263-229123-01 | Dakota Electric Association | 15 | 25177 | Co-op | DMS1246 | 7.04 | Solar |  |  | Interconnected | Lakeville | 55044 | Dodd Park North | 22FB07 | Residential | Installation | 43120 | 2022 | 2023
20263-229123-01 | Dakota Electric Association | 15 | 25177 | Co-op | DMS1247 | 6.4 | Solar |  |  | Interconnected | Apple Valley | 55124 | Lakeville | 25FB04 | Residential | Installation | 39200 | 2022 | 2023
20263-229123-01 | Dakota Electric Association | 15 | 25177 | Co-op | DMS1311 | 23.03 | Solar |  |  | Interconnected | Eagan | 55122 | River Hills East | 09FB08 | Residential |  | 93500 | 2022 | 2023
20263-229123-01 | Dakota Electric Association | 15 | 25177 | Co-op | DMS1257 | 6.67 | Solar |  |  | Interconnected | Farmington | 55024 | Dodd Park South | 22FB03 | Residential | Installation | 49196 | 2022 | 2023
20263-229123-01 | Dakota Electric Association | 15 | 25177 | Co-op | DMS1263 | 7.25 | Solar |  |  | Interconnected | Eagan | 55123 | Eagan | 06FB04 | Residential | Installation | 32650.05 | 2022 | 2023
20263-229123-01 | Dakota Electric Association | 15 | 25177 | Co-op | DMS1250 | 6.38 | Solar |  |  | Interconnected | Apple Valley | 55124 | Fischer East | 11FB08 | Residential | Installation | 37889 | 2022 | 2023
20263-229123-01 | Dakota Electric Association | 15 | 25177 | Co-op | DMS1261 | 10.24 | Solar |  |  | Interconnected | Hastings | 55033 | Marshan | 18FB01 | Residential | Installation | 62080 | 2022 | 2023
20263-229123-01 | Dakota Electric Association | 15 | 25177 | Co-op | DMS1272 | 13.92 | Solar |  |  | Interconnected | Eagan | 55122 | Pilot Knob | 19FB05 | Residential | Installation | 79419 | 2022 | 2023
20263-229123-01 | Dakota Electric Association | 15 | 25177 | Co-op | DMS1253 | 3.77 | Solar |  |  | Interconnected | Apple Valley | 55124 | Pilot Knob | 19FB04 | Residential | Installation | 17044 | 2022 | 2023
20263-229123-01 | Dakota Electric Association | 15 | 25177 | Co-op | DMS1252 | 4.64 | Solar |  |  | Interconnected | Lakeville | 55044 | Dodd Park South | 22FB05 | Residential | Installation | 35181 | 2022 | 2023
20263-229123-01 | Dakota Electric Association | 15 | 25177 | Co-op | DMS1319 | 3.19 | Solar |  |  | Interconnected | Eagan | 55122 | River Hills East | 09FB10 | Residential | Installation | 25193 | 2022 | 2023
20263-229123-01 | Dakota Electric Association | 15 | 25177 | Co-op | DMS1302 | 6.38 | Solar |  |  | Interconnected | Lakeville | 55044 | Orchard Lake | 08FB04 | Residential | Installation | 55044 | 2022 | 2023
20263-229123-01 | Dakota Electric Association | 15 | 25177 | Co-op | DMS1256 | 4.64 | Solar |  |  | Interconnected | Lakeville | 55044 | Dakota Heights | 17FB05 | Residential | Installation | 24976 | 2022 | 2023
20263-229123-01 | Dakota Electric Association | 15 | 25177 | Co-op | DMS1254 | 7.25 | Solar |  |  | Interconnected | Farmington | 55024 | Dodd Park South | 22FB06 | Residential | Installation | 58960 | 2022 | 2023
20263-229123-01 | Dakota Electric Association | 15 | 25177 | Co-op | DMS1259 | 6.38 | Solar |  |  | Interconnected | Northfield | 55024 | Randolph | 32FB04 | Residential | Installation | 39236 | 2022 | 2023
20263-229123-01 | Dakota Electric Association | 15 | 25177 | Co-op | DMS1260 | 5 | Storage |  |  | Interconnected | Northfield | 55024 | Randolph | 32FB04 | Residential |  |  | 2022 | 2023
20263-229123-01 | Dakota Electric Association | 15 | 25177 | Co-op | DMS1271 | 11.6 | Solar |  |  | Interconnected | Lakeville | 55044 | Ritter Park | 27FB04 | Residential | Installation | 57802 | 2022 | 2023
20263-229123-01 | Dakota Electric Association | 15 | 25177 | Co-op | DMS1270 | 7.68 | Solar |  |  | Interconnected | Hastings | 55033 | Hastings | 03FB01 | Residential | Installation | 44620 | 2022 | 2023
20263-229123-01 | Dakota Electric Association | 15 | 25177 | Co-op | DMS1262 | 5.12 | Solar |  |  | Interconnected | Hastings | 55033 | Marshan | 18FB01 | Residential | Installation | 29400 | 2022 | 2023
20263-229123-01 | Dakota Electric Association | 15 | 25177 | Co-op | DMS1268 | 16.82 | Solar |  |  | Interconnected | Lakeville | 55044 | Lake Marion | 15FB01 | Residential | Installation | 43904 | 2022 | 2023
20263-229123-01 | Dakota Electric Association | 15 | 25177 | Co-op | DMS1264 | 3.48 | Solar |  |  | Interconnected | Eagan | 55122 | River Hills East | 09FB02 | Residential | Installation | 19370 | 2022 | 2023
20263-229123-01 | Dakota Electric Association | 15 | 25177 | Co-op | DMS1265 | 9.6 | Solar |  |  | Interconnected | Apple Valley | 55124 | Burnsville North | 05FB11 | Residential | Installation | 59655 | 2022 | 2023
20263-229123-01 | Dakota Electric Association | 15 | 25177 | Co-op | DMS1277 | 15 | Solar |  |  | Interconnected | Farmington | 55024 | Randolph | 32FB04 | Residential | Installation | 88000 | 2022 | 2024
20263-229123-01 | Dakota Electric Association | 15 | 25177 | Co-op | DMS1269 | 34.2 | Solar |  |  | Interconnected | Welch | 55089 | Miesville | 07FB03 | Residential | Installation | 99540 | 2022 | 2023
20263-229123-01 | Dakota Electric Association | 15 | 25177 | Co-op | DMS1273 | 6.4 | Solar |  |  | Interconnected | Hastings | 55033 | Marshan | 18FB01 | Residential | Installation | 39200 | 2022 | 2023
20263-229123-01 | Dakota Electric Association | 15 | 25177 | Co-op | DMS1279 | 11.6 | Solar |  |  | Interconnected | Rosemount | 55068 | Apple Valley | 21FB02 | Residential | Installation | 75000 | 2022 | 2023
20263-229123-01 | Dakota Electric Association | 15 | 25177 | Co-op | DMS1275 | 4.48 | Solar |  |  | Interconnected | Hastings | 55033 | Hastings | 03FB01 | Residential | Installation | 26260 | 2022 | 2023
20263-229123-01 | Dakota Electric Association | 15 | 25177 | Co-op | DMS1274 | 6 | Solar |  |  | Interconnected | Apple Valley | 55124 | Lakeville | 25FB06 | Residential | Installation | 26296 | 2022 | 2023
20263-229123-01 | Dakota Electric Association | 15 | 25177 | Co-op | DMS1276 | 18.85 | Solar |  |  | Interconnected | Burnsville | 55337 | Colonial Hills North | 13FB01 | Residential | Installation | 95333.33 | 2022 | 2023
20263-229123-01 | Dakota Electric Association | 15 | 25177 | Co-op | DMS1278 | 7.54 | Solar |  |  | Interconnected | Apple Valley | 55124 | Apple Valley | 21FB01 | Residential | Installation | 32240 | 2022 | 2023
20263-229123-01 | Dakota Electric Association | 15 | 25177 | Co-op | DMS1316 | 38.28 | Solar |  |  | Interconnected | Nininger | 55033 | Nininger | 29FB01 | Residential |  | 165913 | 2022 | 2023
20263-229123-01 | Dakota Electric Association | 15 | 25177 | Co-op | DMS1284 | 6.38 | Solar |  |  | Interconnected | Eagan | 55123 | Lebanon Hills | 16FB04 | Residential | Installation | 45805 | 2022 | 2023
20263-229123-01 | Dakota Electric Association | 15 | 25177 | Co-op | DMS1283 | 6.96 | Solar |  |  | Interconnected | Farmington | 55024 | Vermillion River | 24FB06 | Residential | Installation | 48459 | 2022 | 2023
20263-229123-01 | Dakota Electric Association | 15 | 25177 | Co-op | DMS1280 | 6.96 | Solar |  |  | Interconnected | Eagan | 55123 | Lebanon Hills | 16FB04 | Residential | Installation | 50284 | 2022 | 2023
20263-229123-01 | Dakota Electric Association | 15 | 25177 | Co-op | DMS1305 | 8.7 | Solar |  |  | Interconnected | Burnsville | 55306 | Orchard Lake | 08FB04 | Residential | Installation | 59747 | 2022 | 2023
20263-229123-01 | Dakota Electric Association | 15 | 25177 | Co-op | DMS1281 | 4.64 | Solar |  |  | Interconnected | Lakeville | 55044 | Dodd Park South | 22FB04 | Residential | Installation | 35713 | 2022 | 2023
20263-229123-01 | Dakota Electric Association | 15 | 25177 | Co-op | DMS1282 | 7.68 | Solar |  |  | Interconnected | Eagan | 55123 | Pilot Knob | 19FB04 | Residential | Installation | 47822 | 2022 | 2023
20263-229123-01 | Dakota Electric Association | 15 | 25177 | Co-op | DMS1300 | 21.75 | Solar |  |  | Interconnected | Hastings | 55033 | Hastings | 03FB02 | Residential |  | 82500 | 2022 | 2023
20263-229123-01 | Dakota Electric Association | 15 | 25177 | Co-op | DMS1299 | 4.06 | Solar |  |  | Interconnected | Apple Valley | 55124 | Burnsville North | 05FB11 | Residential | Installation | 32910 | 2022 | 2023
20263-229123-01 | Dakota Electric Association | 15 | 25177 | Co-op | DMS1286 | 4.93 | Solar |  |  | Interconnected | Burnsville | 55337 | Burnsville North | 05FB01 | Residential | Installation | 37803 | 2022 | 2023
20263-229123-01 | Dakota Electric Association | 15 | 25177 | Co-op | DMS1285 | 5.22 | Solar |  |  | Interconnected | Apple Valley | 55124 | Fischer West | 11FB09 | Residential | Installation | 48333 | 2022 | 2023
20263-229123-01 | Dakota Electric Association | 15 | 25177 | Co-op | DMS1288 | 5.8 | Solar |  |  | Interconnected | Lakeville | 55044 | Dodd Park South | 22FB04 | Residential | Installation | 44461 | 2022 | 2023
20263-229123-01 | Dakota Electric Association | 15 | 25177 | Co-op | DMS1297 | 4.06 | Solar |  |  | Interconnected | Lakeville | 55044 | Kenrick | 26FB02 | Residential | Installation | 32553 | 2022 | 2023
20263-229123-01 | Dakota Electric Association | 15 | 25177 | Co-op | DMS1289 | 4.64 | Solar |  |  | Interconnected | Farmington | 55024 | Vermillion River | 24FB06 | Residential | Installation | 39035 | 2022 | 2023
20263-229123-01 | Dakota Electric Association | 15 | 25177 | Co-op | DMS1291 | 5.51 | Solar |  |  | Interconnected | Burnsville | 55337 | Burnsville South | 05FB08 | Residential | Installation | 40174 | 2022 | 2023
20263-229123-01 | Dakota Electric Association | 15 | 25177 | Co-op | DMS1301 | 6.09 | Solar |  |  | Interconnected | Eagan | 55122 | River Hills East | 09FB04 | Residential | Installation | 44046 | 2022 | 2023
20263-229123-01 | Dakota Electric Association | 15 | 25177 | Co-op | DMS1310 | 5.8 | Solar |  |  | Interconnected | Lakeville | 55044 | Kenrick | 26FB02 | Residential | Installation | 42652 | 2022 | 2023
20263-229123-01 | Dakota Electric Association | 15 | 25177 | Co-op | DMS1294 | 7.25 | Solar |  |  | Interconnected | Lakeville | 55044 | Lakeville | 25FB01 | Residential | Installation | 52646 | 2022 | 2023
20263-229123-01 | Dakota Electric Association | 15 | 25177 | Co-op | DMS1298 | 6.38 | Solar |  |  | Interconnected | Lakeville | 55044 | Orchard Lake | 08FB05 | Residential | Installation | 46186 | 2022 | 2023
20263-229123-01 | Dakota Electric Association | 15 | 25177 | Co-op | DMS1317 | 4.64 | Solar |  |  | Interconnected | Apple Valley | 55124 | Apple Valley | 21FB03 | Residential | Installation | 32613 | 2022 | 2023
20263-229123-01 | Dakota Electric Association | 15 | 25177 | Co-op | DMS1290 | 7.54 | Solar |  |  | Interconnected | Rosemount | 55068 | Apple Valley | 21FB02 | Residential | Installation | 54508 | 2022 | 2023
20263-229123-01 | Dakota Electric Association | 15 | 25177 | Co-op | DMS1296 | 4.64 | Solar |  |  | Interconnected | Lakeville | 55044 | Dodd Park South | 22FB04 | Residential | Installation | 33948 | 2022 | 2023
20263-229123-01 | Dakota Electric Association | 15 | 25177 | Co-op | DMS1293 | 9.57 | Solar |  |  | Interconnected | Rosemount | 55068 | Apple Valley | 21FB02 | Residential | Installation | 51318 | 2022 | 2023
20263-229123-01 | Dakota Electric Association | 15 | 25177 | Co-op | DMS1292 | 4.06 | Solar |  |  | Interconnected | Lakeville | 55044 | Ritter Park | 27FB04 | Residential | Installation | 29793 | 2022 | 2023
20263-229123-01 | Dakota Electric Association | 15 | 25177 | Co-op | DMS1304 | 4.93 | Solar |  |  | Interconnected | Lakeville | 55044 | Dodd Park North | 22FB07 | Residential | Installation | 36664 | 2022 | 2023
20263-229123-01 | Dakota Electric Association | 15 | 25177 | Co-op | DMS1295 | 12.18 | Solar |  |  | Interconnected | Burnsville | 55337 | Colonial Hills North | 13FB08 | Residential | Installation | 81524 | 2022 | 2023
20263-229123-01 | Dakota Electric Association | 15 | 25177 | Co-op | DMS1307 | 8.12 | Solar |  |  | Interconnected | Lakeville | 55044 | Dakota Heights | 17FB03 | Residential | Installation | 20000 | 2022 | 2023
20263-229123-01 | Dakota Electric Association | 15 | 25177 | Co-op | DMS1303 | 12.16 | Solar |  |  | Interconnected | Cannon Falls | 55009 | Miesville | 07FB04 | Residential | Installation | 71780 | 2022 | 2023
20263-229123-01 | Dakota Electric Association | 15 | 25177 | Co-op | DMS1306 | 6.38 | Solar |  |  | Interconnected | Rosemount | 55068 | Lebanon Hills | 16FB03 | Residential | Installation | 43997 | 2022 | 2023
20263-229123-01 | Dakota Electric Association | 15 | 25177 | Co-op | DMS1312 | 4.8 | Solar |  |  | Interconnected | Lakeville | 55044 | Dodd Park North | 22FB07 | Residential | Installation | 27465 | 2022 | 2023
20263-229123-01 | Dakota Electric Association | 15 | 25177 | Co-op | DMS1315 | 10.44 | Solar |  |  | Interconnected | Apple Valley | 55124 | Lakeville | 25FB04 | Residential | Installation | 43500 | 2022 | 2023
20263-229123-01 | Dakota Electric Association | 15 | 25177 | Co-op | DMS1313 | 4.35 | Solar |  |  | Interconnected | Rosemount | 55068 | Lakeville | 25FB05 | Residential | Installation | 34409 | 2022 | 2023
20263-229123-01 | Dakota Electric Association | 15 | 25177 | Co-op | DMS1314 | 4.64 | Solar |  |  | Interconnected | Lakeville | 55044 | Dodd Park North | 22FB07 | Residential | Installation | 31792 | 2022 | 2023
20263-229123-01 | Dakota Electric Association | 15 | 25177 | Co-op | DMS1318 | 5.8 | Solar |  |  | Interconnected | Lakeville | 55044 | Dodd Park North | 22FB07 | Residential | Installation | 42258 | 2022 | 2023
20263-229123-01 | Dakota Electric Association | 15 | 25177 | Co-op | DMS1320 | 7.83 | Solar |  |  | Interconnected | Lakeville | 55044 | Lakeville | 25FB01 | Residential | Installation | 61929 | 2022 | 2023
20263-229123-01 | Dakota Electric Association | 15 | 25177 | Co-op | DMS532 | 6.96 | Solar |  |  | Interconnected | Inver Grove Heights | 55077 | Lebanon Hills | 16FB02 | Residential | Production | 27000 | 2021 | 2021
20263-229123-01 | Dakota Electric Association | 15 | 25177 | Co-op | DMS525 | 7.25 | Solar |  |  | Interconnected | Eagan | 55123 | Lebanon Hills | 16FB03 | Residential | Production | 31516 | 2021 | 2021
20263-229123-01 | Dakota Electric Association | 15 | 25177 | Co-op | DMS523 | 7.67 | Solar |  |  | Interconnected | Rosemount | 55068 | Lakeville | 25FB02 | Residential | Production | 38759 | 2021 | 2021
20263-229123-01 | Dakota Electric Association | 15 | 25177 | Co-op | DMS529 | 7.12 | Solar |  |  | Interconnected | Farmington | 55024 | Vermillion River | 24FB01 | Residential | Production | 36192 | 2021 | 2021
20263-229123-01 | Dakota Electric Association | 15 | 25177 | Co-op | DMS526 | 9.32 | Solar |  |  | Interconnected | Farmington | 55024 | Vermillion River | 24FB01 | Residential | Production | 47372 | 2021 | 2021
20263-229123-01 | Dakota Electric Association | 15 | 25177 | Co-op | DMS524 | 10 | Solar |  |  | Interconnected | Inver Grove Heights | 55077 | Lebanon Hills | 16FB02 | Residential | Production | 30000 | 2021 | 2022
20263-229123-01 | Dakota Electric Association | 15 | 25177 | Co-op | DMS527 | 6.38 | Solar |  |  | Interconnected | Hastings | 55033 | Hastings | 03FB02 | Residential | Production | 31045 | 2021 | 2021
20263-229123-01 | Dakota Electric Association | 15 | 25177 | Co-op | DMS564 | 7.6 | Solar |  |  | Interconnected | Eagan | 55123 | Eagan | 06FB04 | Residential | Production | 10208 | 2021 | 2021
20263-229123-01 | Dakota Electric Association | 15 | 25177 | Co-op | DMS528 | 6.38 | Solar |  |  | Interconnected | Eagan | 55123 | Lebanon Hills | 16FB04 | Residential | Production | 24881 | 2021 | 2021
20263-229123-01 | Dakota Electric Association | 15 | 25177 | Co-op | DMS536 | 10 | Solar |  |  | Interconnected | Farmington | 55024 | Vermillion River | 24FB06 | Residential | Production | 15776 | 2021 | 2021
20263-229123-01 | Dakota Electric Association | 15 | 25177 | Co-op | DMS542 | 11.4 | Solar |  |  | Interconnected | Lakeville | 55044 | Lake Marion | 15FB04 | Residential | Production | 43777 | 2021 | 2021
20263-229123-01 | Dakota Electric Association | 15 | 25177 | Co-op | DMS530 | 9.86 | Solar |  |  | Interconnected | Farmington | 55024 | Vermillion River | 24FB01 | Residential | Production | 51678 | 2021 | 2021
20263-229123-01 | Dakota Electric Association | 15 | 25177 | Co-op | DMS549 | 7.6 | Solar |  |  | Interconnected | Eagan | 55122 | Burnsville North | 05FB01 | Residential | Production | 32690.62 | 2021 | 2021
20263-229123-01 | Dakota Electric Association | 15 | 25177 | Co-op | DMS570 | 10 | Storage |  |  | Interconnected | Eagan | 55122 | Burnsville North | 05FB01 | Residential |  |  | 2021 | 2021
20263-229123-01 | Dakota Electric Association | 15 | 25177 | Co-op | DMS533 | 38 | Solar |  |  | Interconnected | Hastings | 55033 | Hastings | 03FB03 | Commercial |  | 109000 | 2021 | 2021
20263-229123-01 | Dakota Electric Association | 15 | 25177 | Co-op | DMS531 | 7.44 | Solar |  |  | Interconnected | Apple Valley | 55124 | Lakeville | 25FB06 | Residential | Production | 29721.25 | 2021 | 2021
20263-229123-01 | Dakota Electric Association | 15 | 25177 | Co-op | DMS534 | 5 | Solar |  |  | Interconnected | Eagan | 55122 | River Hills East | 09FB02 | Residential | Production | 34690 | 2021 | 2021
20263-229123-01 | Dakota Electric Association | 15 | 25177 | Co-op | DMS535 | 7.67 | Solar |  |  | Interconnected | Farmington | 55024 | Vermillion River | 24FB06 | Residential | Production | 41118 | 2021 | 2021
20263-229123-01 | Dakota Electric Association | 15 | 25177 | Co-op | DMS538 | 7.6 | Solar |  |  | Interconnected | Eagan | 55122 | Deerwood | 12FB01 | Residential | Production | 11136 | 2021 | 2021
20263-229123-01 | Dakota Electric Association | 15 | 25177 | Co-op | DMS572 | 12.91 | Solar |  |  | Interconnected | Lakeville | 55044 | Orchard Lake | 08FB03 | Residential | Production | 55000 | 2021 | 2021
20263-229123-01 | Dakota Electric Association | 15 | 25177 | Co-op | DMS650 | 11.6 | Solar |  |  | Interconnected | Eagan | 55123 | Lebanon Hills | 16FB04 | Residential | Production | 49000 | 2021 | 2021
20263-229123-01 | Dakota Electric Association | 15 | 25177 | Co-op | DMS537 | 10 | Solar |  |  | Interconnected | Apple Valley | 55124 | Lebanon Hills | 16FB06 | Residential | Production | 32208 | 2021 | 2021
20263-229123-01 | Dakota Electric Association | 15 | 25177 | Co-op | DMS539 | 5 | Solar |  |  | Interconnected | Lakeville | 55044 | Fischer West | 11FB12 | Residential | Production | 14967 | 2021 | 2021
20263-229123-01 | Dakota Electric Association | 15 | 25177 | Co-op | DMS579 | 9.15 | Solar |  |  | Interconnected | Lakeville | 55044 | Dodd Park | 22FB01 | Residential | Production | 30483.85 | 2021 | 2021
20263-229123-01 | Dakota Electric Association | 15 | 25177 | Co-op | DMS548 | 5.48 | Solar |  |  | Interconnected | Farmington | 55024 | Vermillion River | 24FB06 | Residential | Production | 27902 | 2021 | 2021
20263-229123-01 | Dakota Electric Association | 15 | 25177 | Co-op | DMS547 | 8.22 | Solar |  |  | Interconnected | Farmington | 55024 | Vermillion River | 24FB06 | Residential | Production | 42587 | 2021 | 2021
20263-229123-01 | Dakota Electric Association | 15 | 25177 | Co-op | DMS544 | 4.38 | Solar |  |  | Interconnected | Farmington | 55024 | Dodd Park | 22FB06 | Residential | Production | 22770 | 2021 | 2021
20263-229123-01 | Dakota Electric Association | 15 | 25177 | Co-op | DMS540 | 7.12 | Solar |  |  | Interconnected | Farmington | 55024 | Dodd Park | 22FB06 | Residential | Production | 36713 | 2021 | 2021
20263-229123-01 | Dakota Electric Association | 15 | 25177 | Co-op | DMS556 | 11.51 | Solar |  |  | Interconnected | Farmington | 55024 | Vermillion River | 24FB01 | Residential | Production | 61677 | 2021 | 2021
20263-229123-01 | Dakota Electric Association | 15 | 25177 | Co-op | DMS541 | 7.67 | Solar |  |  | Interconnected | Lakeville | 55044 | Dodd Park | 22FB06 | Residential | Production | 41118 | 2021 | 2021
20263-229123-01 | Dakota Electric Association | 15 | 25177 | Co-op | DMS543 | 7.12 | Solar |  |  | Interconnected | Lakeville | 55044 | Dodd Park | 22FB06 | Residential | Production | 36713 | 2021 | 2021
20263-229123-01 | Dakota Electric Association | 15 | 25177 | Co-op | DMS546 | 5.48 | Solar |  |  | Interconnected | Lakeville | 55024 | Dodd Park | 22FB06 | Residential | Production | 29370 | 2021 | 2021
20263-229123-01 | Dakota Electric Association | 15 | 25177 | Co-op | DMS545 | 10.96 | Solar |  |  | Interconnected | Lakeville | 55024 | Dodd Park | 22FB03 | Residential | Production | 58740 | 2021 | 2021
20263-229123-01 | Dakota Electric Association | 15 | 25177 | Co-op | DMS557 | 5.48 | Solar |  |  | Interconnected | Apple Valley | 55124 | Lakeville | 25FB04 | Residential | Production | 27902 | 2021 | 2021
20263-229123-01 | Dakota Electric Association | 15 | 25177 | Co-op | DMS573 | 9.07 | Solar |  |  | Interconnected | Eagan | 55123 | Eagan | 06FB05 | Residential | Production | 33066.2 | 2021 | 2021
20263-229123-01 | Dakota Electric Association | 15 | 25177 | Co-op | DMS551 | 11.4 | Solar |  |  | Interconnected | Apple Valley | 55124 | Apple Valley | 21FB02 | Residential | Production | 33130.32 | 2021 | 2021
20263-229123-01 | Dakota Electric Association | 15 | 25177 | Co-op | DMS560 | 9.32 | Solar |  |  | Interconnected | Lakeville | 55044 | Lakeville | 25FB03 | Residential | Production | 49929 | 2021 | 2021
20263-229123-01 | Dakota Electric Association | 15 | 25177 | Co-op | DMS561 | 7.67 | Solar |  |  | Interconnected | Farmington | 55024 | Dodd Park | 22FB06 | Residential | Production | 41118 | 2021 | 2021
20263-229123-01 | Dakota Electric Association | 15 | 25177 | Co-op | DMS571 | 7.12 | Solar |  |  | Interconnected | Farmington | 55024 | Dodd Park | 22FB06 | Residential | Production | 38181 | 2021 | 2021
20263-229123-01 | Dakota Electric Association | 15 | 25177 | Co-op | DMS558 | 6.58 | Solar |  |  | Interconnected | Farmington | 55024 | Vermillion River | 24FB06 | Residential | Production | 35244 | 2021 | 2021
20263-229123-01 | Dakota Electric Association | 15 | 25177 | Co-op | DMS559 | 8.22 | Solar |  |  | Interconnected | Lakeville | 55044 | Dodd Park | 22FB06 | Residential | Production | 44055 | 2021 | 2021
20263-229123-01 | Dakota Electric Association | 15 | 25177 | Co-op | DMS598 | 6.58 | Solar |  |  | Interconnected | Farmington | 55024 | Dodd Park | 22FB06 | Residential | Production | 35244 | 2021 | 2021
20263-229123-01 | Dakota Electric Association | 15 | 25177 | Co-op | DMS562 | 3.49 | Solar |  |  | Interconnected | Lakeville | 55044 | Dakota Heights | 17FB06 | Residential | Production | 18046 | 2021 | 2021
20263-229123-01 | Dakota Electric Association | 15 | 25177 | Co-op | DMS563 | 6.03 | Solar |  |  | Interconnected | Farmington | 55024 | Lakeville | 25FB01 | Residential | Production | 31581 | 2021 | 2021
20263-229123-01 | Dakota Electric Association | 15 | 25177 | Co-op | DMS580 | 8.22 | Solar |  |  | Interconnected | Farmington | 55024 | Lakeville | 25FB01 | Residential | Production | 42587 | 2021 | 2021
20263-229123-01 | Dakota Electric Association | 15 | 25177 | Co-op | DMS566 | 6.58 | Solar |  |  | Interconnected | Apple Valley | 55124 | Lakeville | 25FB04 | Residential | Production | 34452 | 2021 | 2021
20263-229123-01 | Dakota Electric Association | 15 | 25177 | Co-op | DMS565 | 6.58 | Solar |  |  | Interconnected | Lakeville | 55024 | Dodd Park | 22FB03 | Residential | Production | 34452 | 2021 | 2021
20263-229123-01 | Dakota Electric Association | 15 | 25177 | Co-op | DMS593 | 13.15 | Solar |  |  | Interconnected | Farmington | 55024 | Lakeville | 25FB01 | Residential | Production | 69020 | 2021 | 2021
20263-229123-01 | Dakota Electric Association | 15 | 25177 | Co-op | DMS576 | 6.03 | Solar |  |  | Interconnected | Farmington | 55024 | Dodd Park | 22FB06 | Residential | Production | 32307 | 2021 | 2021
20263-229123-01 | Dakota Electric Association | 15 | 25177 | Co-op | DMS578 | 7.67 | Solar |  |  | Interconnected | Farmington | 55024 | Vermillion River | 24FB06 | Residential | Production | 39650 | 2021 | 2021
20263-229123-01 | Dakota Electric Association | 15 | 25177 | Co-op | DMS582 | 4.93 | Solar |  |  | Interconnected | Farmington | 55024 | Lakeville | 25FB01 | Residential | Production | 25806 | 2021 | 2021
20263-229123-01 | Dakota Electric Association | 15 | 25177 | Co-op | DMS577 | 5.48 | Solar |  |  | Interconnected | Lakeville | 55024 | Lakeville | 25FB05 | Residential | Production | 28710 | 2021 | 2021
20263-229123-01 | Dakota Electric Association | 15 | 25177 | Co-op | DMS574 | 7.12 | Solar |  |  | Interconnected | Lakeville | 55044 | Lakeville | 25FB03 | Residential | Production | 36713 | 2021 | 2021
20263-229123-01 | Dakota Electric Association | 15 | 25177 | Co-op | DMS575 | 5.48 | Solar |  |  | Interconnected | Lakeville | 55068 | Lakeville | 25FB04 | Residential | Production | 27275 | 2021 | 2021
20263-229123-01 | Dakota Electric Association | 15 | 25177 | Co-op | DMS581 | 3.29 | Solar |  |  | Interconnected | Farmington | 55024 | Dodd Park | 22FB06 | Residential | Production | 16698 | 2021 | 2021
20263-229123-01 | Dakota Electric Association | 15 | 25177 | Co-op | DMS594 | 3 | Solar |  |  | Interconnected | Eagan | 55122 | Deerwood | 12FB04 | Residential | Production | 6960 | 2021 | 2021
20263-229123-01 | Dakota Electric Association | 15 | 25177 | Co-op | DMS601 | 15.2 | Solar |  |  | Interconnected | Burnsville | 55337 | Burnsville North | 05FB05 | Residential | Production | 78380 | 2021 | 2021
20263-229123-01 | Dakota Electric Association | 15 | 25177 | Co-op | DMS585 | 3.84 | Solar |  |  | Interconnected | Rosemount | 55068 | Lakeville | 25FB04 | Residential | Production | 21252 | 2021 | 2021
20263-229123-01 | Dakota Electric Association | 15 | 25177 | Co-op | DMS599 | 4.38 | Solar |  |  | Interconnected | Lakeville | 55024 | Dodd Park | 22FB03 | Residential | Production | 24288 | 2021 | 2021
20263-229123-01 | Dakota Electric Association | 15 | 25177 | Co-op | DMS586 | 5.48 | Solar |  |  | Interconnected | Apple Valley | 55124 | Lakeville | 25FB04 | Residential | Production | 29370 | 2021 | 2021
20263-229123-01 | Dakota Electric Association | 15 | 25177 | Co-op | DMS584 | 12.06 | Solar |  |  | Interconnected | Lakeville | 55044 | Dodd Park | 22FB03 | Residential | Production | 63146 | 2021 | 2021
20263-229123-01 | Dakota Electric Association | 15 | 25177 | Co-op | DMS587 | 6.96 | Solar |  |  | Interconnected | Lakeville | 55044 | Ritter Park | 27FB04 | Residential | Production | 28387 | 2021 | 2021
20263-229123-01 | Dakota Electric Association | 15 | 25177 | Co-op | DMS589 | 6 | Solar |  |  | Interconnected | Saint Paul | 55124 | Apple Valley | 21FB04 | Residential | Production | 34041 | 2021 | 2021
20263-229123-01 | Dakota Electric Association | 15 | 25177 | Co-op | DMS591 | 7.67 | Solar |  |  | Interconnected | Lakeville | 55044 | Kenrick | 26FB02 | Residential | Production | 39650 | 2021 | 2021
20263-229123-01 | Dakota Electric Association | 15 | 25177 | Co-op | DMS588 | 8.77 | Solar |  |  | Interconnected | Lakeville | 55044 | Ritter Park | 27FB04 | Residential | Production | 46992 | 2021 | 2021
20263-229123-01 | Dakota Electric Association | 15 | 25177 | Co-op | DMS592 | 7.12 | Solar |  |  | Interconnected | Lakeville | 55044 | Dodd Park | 22FB04 | Residential | Production | 38181 | 2021 | 2021
20263-229123-01 | Dakota Electric Association | 15 | 25177 | Co-op | DMS590 | 4.93 | Solar |  |  | Interconnected | Lakeville | 55044 | Dodd Park | 22FB04 | Residential | Production | 27324 | 2021 | 2021
20263-229123-01 | Dakota Electric Association | 15 | 25177 | Co-op | DMS628 | 34.2 | Solar |  |  | Interconnected | Lakeville | 55044 | Castle Rock | 04FB04 | Residential |  | 99450 | 2021 | 2021
20263-229123-01 | Dakota Electric Association | 15 | 25177 | Co-op | DMS602 | 5.8 | Solar |  |  | Interconnected | Eagan | 55123 | Lebanon Hills | 16FB04 | Residential | Production | 21701 | 2021 | 2021
20263-229123-01 | Dakota Electric Association | 15 | 25177 | Co-op | DMS596 | 7.12 | Solar |  |  | Interconnected | Lakeville | 55044 | Dodd Park | 22FB04 | Residential | Production | 36713 | 2021 | 2021
20263-229123-01 | Dakota Electric Association | 15 | 25177 | Co-op | DMS597 | 12.6 | Solar |  |  | Interconnected | Lakeville | 55044 | Dakota Heights | 17FB03 | Residential | Production | 67551 | 2021 | 2021
20263-229123-01 | Dakota Electric Association | 15 | 25177 | Co-op | DMS595 | 11.51 | Solar |  |  | Interconnected | Farmington | 55044 | Dodd Park | 22FB04 | Residential | Production | 61677 | 2021 | 2021
20263-229123-01 | Dakota Electric Association | 15 | 25177 | Co-op | DMS600 | 11.51 | Solar |  |  | Interconnected | Lakeville | 55044 | Ritter Park | 27FB04 | Residential | Production | 60209 | 2021 | 2021
20263-229123-01 | Dakota Electric Association | 15 | 25177 | Co-op | DMS612 | 5.22 | Solar |  |  | Interconnected | Eagan | 55122 | Deerwood | 12FB04 | Residential | Production | 35962 | 2021 | 2021
20263-229123-01 | Dakota Electric Association | 15 | 25177 | Co-op | DMS610 | 7.67 | Solar |  |  | Interconnected | Lakeville | 55044 | Dakota Heights | 17FB02 | Residential | Production | 39650 | 2021 | 2021
20263-229123-01 | Dakota Electric Association | 15 | 25177 | Co-op | DMS606 | 8.03 | Solar |  |  | Interconnected | Apple Valley | 55124 | Burnsville South | 05FB02 | Residential | Production | 38787.35 | 2021 | 2021
20263-229123-01 | Dakota Electric Association | 15 | 25177 | Co-op | DMS604 | 7.67 | Solar |  |  | Interconnected | Lakeville | 55044 | Dodd Park | 22FB05 | Residential | Production | 39650 | 2021 | 2021
20263-229123-01 | Dakota Electric Association | 15 | 25177 | Co-op | DMS613 | 14.25 | Solar |  |  | Interconnected | Lakeville | 55044 | Dakota Heights | 17FB04 | Residential | Production | 76362 | 2021 | 2021
20263-229123-01 | Dakota Electric Association | 15 | 25177 | Co-op | DMS608 | 7.67 | Solar |  |  | Interconnected | Eagan | 55122 | Deerwood | 12FB02 | Residential | Production | 41118 | 2021 | 2021
20263-229123-01 | Dakota Electric Association | 15 | 25177 | Co-op | DMS605 | 6.03 | Solar |  |  | Interconnected | Farmington | 55024 | Vermillion River | 24FB06 | Residential | Production | 30839 | 2021 | 2021
20263-229123-01 | Dakota Electric Association | 15 | 25177 | Co-op | DMS607 | 4.38 | Solar |  |  | Interconnected | Farmington | 55024 | Vermillion River | 24FB06 | Residential | Production | 24288 | 2021 | 2021
20263-229123-01 | Dakota Electric Association | 15 | 25177 | Co-op | DMS611 | 10.41 | Solar |  |  | Interconnected | Lakeville | 55044 | Dakota Heights | 17FB02 | Residential | Production | 54335 | 2021 | 2021
20263-229123-01 | Dakota Electric Association | 15 | 25177 | Co-op | DMS614 | 8.22 | Solar |  |  | Interconnected | Lakeville | 55044 | Dodd Park | 22FB05 | Residential | Production | 42587 | 2021 | 2021
20263-229123-01 | Dakota Electric Association | 15 | 25177 | Co-op | DMS621 | 3.48 | Solar |  |  | Interconnected | Eagan | 55122 | Deerwood | 12FB04 | Residential | Production | 14372 | 2021 | 2021
20263-229123-01 | Dakota Electric Association | 15 | 25177 | Co-op | DMS615 | 7.6 | Solar |  |  | Interconnected | Apple Valley | 55124 | Burnsville South | 05FB02 | Residential | Production | 23698.5 | 2021 | 2021
20263-229123-01 | Dakota Electric Association | 15 | 25177 | Co-op | DMS695 | 7.2 | Solar |  |  | Interconnected | Eagan | 55122 | Deerwood | 12FB02 | Residential | Production | 32000 | 2021 | 2021
20263-229123-01 | Dakota Electric Association | 15 | 25177 | Co-op | DMS1004 | 4.64 | Solar |  |  | Interconnected | Burnsville | 55306 | Orchard Lake | 08FB05 | Residential | Production | 26000 | 2021 | 2021
20263-229123-01 | Dakota Electric Association | 15 | 25177 | Co-op | DMS626 | 4.64 | Solar |  |  | Interconnected | Apple Valley | 55124 | Apple Valley | 21FB04 | Residential | Production | 30000 | 2021 | 2021
20263-229123-01 | Dakota Electric Association | 15 | 25177 | Co-op | DMS617 | 5.48 | Solar |  |  | Interconnected | Lakeville | 55044 | Ritter Park | 27FB04 | Residential | Production | 27902 | 2021 | 2021
20263-229123-01 | Dakota Electric Association | 15 | 25177 | Co-op | DMS619 | 10.96 | Solar |  |  | Interconnected | Apple Valley | 55124 | Burnsville South | 05FB02 | Residential | Production | 57272 | 2021 | 2021
20263-229123-01 | Dakota Electric Association | 15 | 25177 | Co-op | DMS620 | 7.67 | Solar |  |  | Interconnected | Eagan | 55122 | Deerwood | 12FB02 | Residential | Production | 43118 | 2021 | 2021
20263-229123-01 | Dakota Electric Association | 15 | 25177 | Co-op | DMS618 | 7.12 | Solar |  |  | Interconnected | Farmington | 55024 | Dodd Park | 22FB06 | Residential | Production | 38181 | 2021 | 2021
20263-229123-01 | Dakota Electric Association | 15 | 25177 | Co-op | DMS616 | 4.93 | Solar |  |  | Interconnected | Farmington | 55024 | Dodd Park | 22FB06 | Residential | Production | 27324 | 2021 | 2021
20263-229123-01 | Dakota Electric Association | 15 | 25177 | Co-op | DMS623 | 6.96 | Solar |  |  | Interconnected | Apple Valley | 55124 | Fischer East | 11FB08 | Residential | Production | 35150 | 2021 | 2021
20263-229123-01 | Dakota Electric Association | 15 | 25177 | Co-op | DMS624 | 5.51 | Solar |  |  | Interconnected | Burnsville | 55337 | Burnsville North | 05FB01 | Residential | Production | 21612 | 2021 | 2021
20263-229123-01 | Dakota Electric Association | 15 | 25177 | Co-op | DMS625 | 6.03 | Solar |  |  | Interconnected | Lakeville | 55044 | Lakeville | 25FB01 | Residential | Production | 32307 | 2021 | 2021
20263-229123-01 | Dakota Electric Association | 15 | 25177 | Co-op | DMS629 | 8.41 | Solar |  |  | Interconnected | Lakeville | 55044 | Dodd Park | 22FB04 | Residential | Production | 30032 | 2021 | 2021
20263-229123-01 | Dakota Electric Association | 15 | 25177 | Co-op | DMS634 | 3.77 | Solar |  |  | Interconnected | Apple Valley | 55124 | Lakeville | 25FB02 | Residential | Production | 19927 | 2021 | 2021
20263-229123-01 | Dakota Electric Association | 15 | 25177 | Co-op | DMS622 | 7.67 | Solar |  |  | Interconnected | Farmington | 55024 | Vermillion River | 24FB01 | Residential | Production | 40194 | 2021 | 2021
20263-229123-01 | Dakota Electric Association | 15 | 25177 | Co-op | DMS627 | 7.25 | Solar |  |  | Interconnected | Eagan | 55123 | Eagan | 06FB01 | Residential | Production | 35871 | 2021 | 2021
20263-229123-01 | Dakota Electric Association | 15 | 25177 | Co-op | DMS635 | 7.6 | Solar |  |  | Interconnected | Apple Valley | 55124 | Lakeville | 25FB06 | Residential | Production | 38500 | 2021 | 2021
20263-229123-01 | Dakota Electric Association | 15 | 25177 | Co-op | DMS636 | 6.58 | Solar |  |  | Interconnected | Hastings | 55033 | Marshan | 18FB01 | Residential | Production | 33776 | 2021 | 2021
20263-229123-01 | Dakota Electric Association | 15 | 25177 | Co-op | DMS640 | 33.6 | Solar |  |  | Interconnected | Welch | 55089 | Ravenna | 30FB03 | Residential |  | 118000 | 2021 | 2021
20263-229123-01 | Dakota Electric Association | 15 | 25177 | Co-op | DMS645 | 4.93 | Solar |  |  | Interconnected | Hastings | 55033 | Marshan | 18FB01 | Residential | Production | 27324 | 2021 | 2021
20263-229123-01 | Dakota Electric Association | 15 | 25177 | Co-op | DMS638 | 6.58 | Solar |  |  | Interconnected | Hastings | 55033 | Marshan | 18FB01 | Residential | Production | 35244 | 2021 | 2021
20263-229123-01 | Dakota Electric Association | 15 | 25177 | Co-op | DMS639 | 5.48 | Solar |  |  | Interconnected | Hastings | 55033 | Marshan | 18FB01 | Residential | Production | 29370 | 2021 | 2021
20263-229123-01 | Dakota Electric Association | 15 | 25177 | Co-op | DMS642 | 13.7 | Solar |  |  | Interconnected | Hastings | 55033 | Marshan | 18FB01 | Residential | Production | 71957 | 2021 | 2021
20263-229123-01 | Dakota Electric Association | 15 | 25177 | Co-op | DMS637 | 6.58 | Solar |  |  | Interconnected | Hastings | 55033 | Hastings | 03FB01 | Residential | Production | 34914 | 2021 | 2021
20263-229123-01 | Dakota Electric Association | 15 | 25177 | Co-op | DMS641 | 4.93 | Solar |  |  | Interconnected | Inver Grove Heights | 55077 | Lebanon Hills | 16FB02 | Residential | Production | 19980 | 2021 | 2021
20263-229123-01 | Dakota Electric Association | 15 | 25177 | Co-op | DMS680 | 5.48 | Solar |  |  | Interconnected | Eagan | 55122 | Deerwood | 12FB05 | Residential | Production | 29370 | 2021 | 2021
20263-229123-01 | Dakota Electric Association | 15 | 25177 | Co-op | DMS644 | 5 | Solar |  |  | Interconnected | Farmington | 55024 | Lakeville | 25FB01 | Residential | Production | 32142 | 2021 | 2021
20263-229123-01 | Dakota Electric Association | 15 | 25177 | Co-op | DMS669 | 5 | Solar |  |  | Interconnected | Eagan | 55123 | Yankee Doodle North | 10FB03 | Residential | Production | 32232 | 2021 | 2021
20263-229123-01 | Dakota Electric Association | 15 | 25177 | Co-op | DMS646 | 8.77 | Solar |  |  | Interconnected | Hastings | 55033 | Hastings | 03FB01 | Residential | Production | 45524 | 2021 | 2021
20263-229123-01 | Dakota Electric Association | 15 | 25177 | Co-op | DMS663 | 5 | Solar |  |  | Interconnected | Lakeville | 55044 | Fischer West | 11FB12 | Residential | Production | 21780 | 2021 | 2021
20263-229123-01 | Dakota Electric Association | 15 | 25177 | Co-op | DMS647 | 7.6 | Solar |  |  | Interconnected | Lakeville | 55044 | Ritter Park | 27FB04 | Residential | Production | 16400 | 2021 | 2021
20263-229123-01 | Dakota Electric Association | 15 | 25177 | Co-op | DMS648 | 5.22 | Solar |  |  | Interconnected | Rosemount | 55068 | Lebanon Hills | 16FB02 | Residential | Production | 19750 | 2021 | 2021
20263-229123-01 | Dakota Electric Association | 15 | 25177 | Co-op | DMS653 | 9.77 | Solar |  |  | Interconnected | Hastings | 55033 | Hastings | 03FB02 | Residential | Production | 36207.74 | 2021 | 2021
20263-229123-01 | Dakota Electric Association | 15 | 25177 | Co-op | DMS657 | 10 | Solar |  |  | Interconnected | Farmington | 55024 | Dodd Park | 22FB03 | Residential | Production | 48897 | 2021 | 2021
20263-229123-01 | Dakota Electric Association | 15 | 25177 | Co-op | DMS649 | 4.06 | Solar |  |  | Interconnected | Apple Valley | 55124 | Apple Valley | 21FB04 | Residential | Production | 23528 | 2021 | 2021
20263-229123-01 | Dakota Electric Association | 15 | 25177 | Co-op | DMS651 | 6.38 | Solar |  |  | Interconnected | Hastings | 55033 | Nininger | 29FB03 | Residential | Production | 23916.72 | 2021 | 2021
20263-229123-01 | Dakota Electric Association | 15 | 25177 | Co-op | DMS661 | 9.6 | Solar |  |  | Interconnected | Rosemount | 55068 | Lebanon Hills | 16FB03 | Residential | Production | 22550 | 2021 | 2021
20263-229123-01 | Dakota Electric Association | 15 | 25177 | Co-op | DMS658 | 7.6 | Solar |  | X | Interconnected | Farmington | 55024 | Vermillion River | 24FB01 | Residential | Production | 46069.45 | 2021 | 2021
20263-229123-01 | Dakota Electric Association | 15 | 25177 | Co-op | DMS659 | 6 | Solar |  |  | Interconnected | Rosemount | 55068 | Lakeville | 25FB02 | Residential | Production | 14048 | 2021 | 2021
20263-229123-01 | Dakota Electric Association | 15 | 25177 | Co-op | DMS662 | 13.15 | Solar |  |  | Interconnected | Lakeville | 55044 | Ritter Park | 27FB04 | Residential | Production | 78624 | 2021 | 2021
20263-229123-01 | Dakota Electric Association | 15 | 25177 | Co-op | DMS666 | 7.6 | Solar |  |  | Interconnected | Eagan | 55122 | Eagan | 06FB03 | Residential | Production | 16400 | 2021 | 2022
20263-229123-01 | Dakota Electric Association | 15 | 25177 | Co-op | DMS664 | 3.8 | Solar |  |  | Interconnected | Eagan | 55123 | Eagan | 06FB01 | Residential | Production | 13860 | 2021 | 2022
20263-229123-01 | Dakota Electric Association | 15 | 25177 | Co-op | DMS671 | 16.75 | Solar |  |  | Interconnected | Welch | 55089 | Miesville | 07FB04 | Residential |  | 57531 | 2021 | 2021
20263-229123-01 | Dakota Electric Association | 15 | 25177 | Co-op | DMS656 | 4.93 | Solar |  |  | Interconnected | Burnsville | 55306 | Orchard Lake | 08FB03 | Residential | Production | 29808 | 2021 | 2021
20263-229123-01 | Dakota Electric Association | 15 | 25177 | Co-op | DMS674 | 5.22 | Solar |  |  | Interconnected | Burnsville | 55337 | Burnsville North | 05FB01 | Residential | Production | 20490 | 2021 | 2021
20263-229123-01 | Dakota Electric Association | 15 | 25177 | Co-op | DMS670 | 7 | Solar |  |  | Interconnected | Hastings | 55033 | Marshan | 18FB01 | Residential |  | 9000 | 2021 | 2021
20263-229123-01 | Dakota Electric Association | 15 | 25177 | Co-op | DMS683 | 5.8 | Solar |  |  | Interconnected | Hastings | 55033 | Empire | 23FB01 | Residential | Production | 15000 | 2021 | 2022
20263-229123-01 | Dakota Electric Association | 15 | 25177 | Co-op | DMS679 | 10.15 | Solar |  |  | Interconnected | Eagan | 55123 | Lebanon Hills | 16FB05 | Residential | Production | 10000 | 2021 | 2021
20263-229123-01 | Dakota Electric Association | 15 | 25177 | Co-op | DMS668 | 5 | Solar |  |  | Interconnected | Eagan | 55122 | River Hills East | 09FB03 | Residential | Production | 18037.5 | 2021 | 2021
20263-229123-01 | Dakota Electric Association | 15 | 25177 | Co-op | DMS660 | 11.4 | Solar |  |  | Interconnected | Lakeville | 55044 | Ritter Park | 27FB04 | Residential | Production | 25283.33 | 2021 | 2021
20263-229123-01 | Dakota Electric Association | 15 | 25177 | Co-op | DMS673 | 7.6 | Solar |  |  | Interconnected | Apple Valley | 55124 | Lakeville | 25FB06 | Residential | Production | 30900 | 2021 | 2021
20263-229123-01 | Dakota Electric Association | 15 | 25177 | Co-op | DMS748 | 10 | Storage |  |  | Interconnected | Apple Valley | 55124 | Lakeville | 25FB06 | Residential |  |  | 2021 | 2021
20263-229123-01 | Dakota Electric Association | 15 | 25177 | Co-op | DMS667 | 6.96 | Solar |  |  | Interconnected | Eagan | 55122 | Deerwood | 12FB05 | Residential | Production | 25766 | 2021 | 2021
20263-229123-01 | Dakota Electric Association | 15 | 25177 | Co-op | DMS665 | 8.02 | Solar |  |  | Interconnected | Lakeville | 55044 | Dodd Park | 22FB04 | Residential | Production | 33185 | 2021 | 2021
20263-229123-01 | Dakota Electric Association | 15 | 25177 | Co-op | DMS369 | 3.48 | Solar |  |  | Interconnected | Eagan | 55122 | Deerwood | 12FB02 | Residential | Production | 11928 | 2021 | 2021
20263-229123-01 | Dakota Electric Association | 15 | 25177 | Co-op | DMS685 | 6.09 | Solar |  |  | Interconnected | Apple Valley | 55124 | Lakeville | 25FB04 | Residential | Production | 10000 | 2021 | 2021
20263-229123-01 | Dakota Electric Association | 15 | 25177 | Co-op | DMS686 | 7.6 | Solar |  |  | Interconnected | Farmington | 55024 | Dodd Park | 22FB06 | Residential | Production | 32201 | 2021 | 2021
20263-229123-01 | Dakota Electric Association | 15 | 25177 | Co-op | DMS675 | 6 | Solar |  |  | Interconnected | Lakeville | 55044 | Lakeville | 25FB03 | Residential | Production | 24080 | 2021 | 2021
20263-229123-01 | Dakota Electric Association | 15 | 25177 | Co-op | DMS684 | 4.8 | Solar |  |  | Interconnected | Apple Valley | 55124 | Fischer East | 11FB04 | Residential | Production | 21050 | 2021 | 2021
20263-229123-01 | Dakota Electric Association | 15 | 25177 | Co-op | DMS676 | 7.6 | Solar |  |  | Interconnected | Eagan | 55123 | Eagan | 06FB04 | Residential | Production | 29359 | 2021 | 2021
20263-229123-01 | Dakota Electric Association | 15 | 25177 | Co-op | DMS688 | 6.96 | Solar |  |  | Interconnected | Burnsville | 55337 | Burnsville North | 05FB05 | Residential | Production | 31081 | 2021 | 2021
20263-229123-01 | Dakota Electric Association | 15 | 25177 | Co-op | DMS677 | 4.38 | Solar |  |  | Interconnected | Lakeville | 55044 | Lakeville | 25FB01 | Residential | Production | 25650 | 2021 | 2021
20263-229123-01 | Dakota Electric Association | 15 | 25177 | Co-op | DMS681 | 8.9 | Solar |  |  | Interconnected | Rosemount | 55068 | Lebanon Hills | 16FB02 | Residential | Production | 30900 | 2021 | 2021
20263-229123-01 | Dakota Electric Association | 15 | 25177 | Co-op | DMS682 | 4.08 | Solar |  |  | Interconnected | Lakeville | 55044 | Fischer West | 11FB12 | Residential | Production | 11938.39 | 2021 | 2021
20263-229123-01 | Dakota Electric Association | 15 | 25177 | Co-op | DMS691 | 7.6 | Solar |  |  | Interconnected | Farmington | 55024 | Dodd Park | 22FB06 | Residential | Production | 34923 | 2021 | 2022
20263-229123-01 | Dakota Electric Association | 15 | 25177 | Co-op | DMS703 | 8.22 | Solar |  |  | Interconnected | Farmington | 55024 | Vermillion River | 24FB01 | Residential | Production | 47502 | 2021 | 2021
20263-229123-01 | Dakota Electric Association | 15 | 25177 | Co-op | DMS687 | 6.03 | Solar |  |  | Interconnected | Lakeville | 55044 | Lakeville | 25FB01 | Residential | Production | 34776 | 2021 | 2021
20263-229123-01 | Dakota Electric Association | 15 | 25177 | Co-op | DMS704 | 10.41 | Solar |  |  | Interconnected | Lakeville | 55044 | Lakeville | 25FB03 | Residential | Production | 55803 | 2021 | 2021
20263-229123-01 | Dakota Electric Association | 15 | 25177 | Co-op | DMS690 | 5.48 | Solar |  |  | Interconnected | Rosemount | 55068 | Lakeville | 25FB02 | Residential | Production | 33120 | 2021 | 2021
20263-229123-01 | Dakota Electric Association | 15 | 25177 | Co-op | DMS689 | 4.38 | Solar |  |  | Interconnected | Lakeville | 55044 | Lakeville | 25FB01 | Residential | Production | 27360 | 2021 | 2021
20263-229123-01 | Dakota Electric Association | 15 | 25177 | Co-op | DMS697 | 5.48 | Solar |  |  | Interconnected | Farmington | 55024 | Vermillion River | 24FB06 | Residential | Production | 31464 | 2021 | 2021
20263-229123-01 | Dakota Electric Association | 15 | 25177 | Co-op | DMS693 | 8.37 | Solar |  |  | Interconnected | Eagan | 55123 | Wescott West | 20FB04 | Residential | Production | 28272 | 2021 | 2021
20263-229123-01 | Dakota Electric Association | 15 | 25177 | Co-op | DMS692 | 7.54 | Solar |  |  | Interconnected | Burnsville | 55337 | Colonial Hills South | 13FB06 | Residential | Production | 20000 | 2021 | 2021
20263-229123-01 | Dakota Electric Association | 15 | 25177 | Co-op | DMS694 | 6 | Solar |  |  | Interconnected | Eagan | 55122 | Burnsville North | 05FB01 | Residential | Production | 8700 | 2021 | 2021
20263-229123-01 | Dakota Electric Association | 15 | 25177 | Co-op | DMS699 | 11.02 | Solar |  |  | Interconnected | Eagan | 55122 | Pilot Knob | 19FB05 | Residential | Production | 35264 | 2021 | 2021
20263-229123-01 | Dakota Electric Association | 15 | 25177 | Co-op | DMS889 | 15 | Solar |  |  | Interconnected | Farmington | 55024 | Vermillion River | 24FB02 | Residential | Production | 20000 | 2021 | 2022
20263-229123-01 | Dakota Electric Association | 15 | 25177 | Co-op | DMS696 | 9.32 | Solar |  |  | Interconnected | Lakeville | 55044 | Lakeville | 25FB03 | Residential | Production | 54054 | 2021 | 2021
20263-229123-01 | Dakota Electric Association | 15 | 25177 | Co-op | DMS701 | 13.92 | Solar |  |  | Interconnected | Lakeville | 55044 | Orchard Lake | 08FB06 | Residential | Production | 56299 | 2021 | 2021
20263-229123-01 | Dakota Electric Association | 15 | 25177 | Co-op | DMS698 | 4.93 | Solar |  |  | Interconnected | Lakeville | 55044 | Dodd Park | 22FB04 | Residential | Production | 28152 | 2021 | 2021
20263-229123-01 | Dakota Electric Association | 15 | 25177 | Co-op | DMS710 | 9.42 | Solar |  |  | Interconnected | Burnsville | 55337 | Colonial Hills South | 13FB06 | Residential | Production | 45000 | 2021 | 2021
20263-229123-01 | Dakota Electric Association | 15 | 25177 | Co-op | DMS711 | 7.83 | Solar |  |  | Interconnected | Apple Valley | 55124 | Fischer East | 11FB08 | Residential | Production | 31497.51 | 2021 | 2022
20263-229123-01 | Dakota Electric Association | 15 | 25177 | Co-op | DMS724 | 4.88 | Solar |  |  | Interconnected | Apple Valley | 55124 | Burnsville South | 05FB02 | Residential | Production | 26000 | 2021 | 2021
20263-229123-01 | Dakota Electric Association | 15 | 25177 | Co-op | DMS713 | 6 | Solar |  |  | Interconnected | Eagan | 55123 | Pilot Knob | 19FB01 | Residential | Production | 21000 | 2021 | 2021
20263-229123-01 | Dakota Electric Association | 15 | 25177 | Co-op | DMS707 | 5.93 | Solar |  |  | Interconnected | Eagan | 55123 | Eagan | 06FB05 | Residential | Production | 10000 | 2021 | 2021
20263-229123-01 | Dakota Electric Association | 15 | 25177 | Co-op | DMS705 | 8.02 | Solar |  |  | Interconnected | Burnsville | 55306 | Orchard Lake | 08FB01 | Residential | Production | 33000 | 2021 | 2022
20263-229123-01 | Dakota Electric Association | 15 | 25177 | Co-op | DMS706 | 7.6 | Solar |  |  | Interconnected | Apple Valley | 55124 | Apple Valley | 21FB06 | Residential | Production | 47622 | 2021 | 2021
20263-229123-01 | Dakota Electric Association | 15 | 25177 | Co-op | DMS709 | 4.64 | Solar |  |  | Interconnected | Eagan | 55123 | Lebanon Hills | 16FB01 | Residential | Production | 18793 | 2021 | 2021
20263-229123-01 | Dakota Electric Association | 15 | 25177 | Co-op | DMS715 | 8.12 | Solar |  |  | Interconnected | Apple Valley | 55124 | Apple Valley | 21FB06 | Residential | Production | 54327 | 2021 | 2021
20263-229123-01 | Dakota Electric Association | 15 | 25177 | Co-op | DMS736 | 10 | Storage |  |  | Interconnected | Apple Valley | 55124 | Apple Valley | 21FB06 | Residential |  |  | 2021 | 2021
20263-229123-01 | Dakota Electric Association | 15 | 25177 | Co-op | DMS708 | 3.48 | Solar |  |  | Interconnected | Eagan | 55122 | Pilot Knob | 19FB01 | Residential | Production | 18326 | 2021 | 2021
20263-229123-01 | Dakota Electric Association | 15 | 25177 | Co-op | DMS718 | 7.25 | Solar |  |  | Interconnected | Lakeville | 55044 | Orchard Lake | 08FB03 | Residential | Production | 32550 | 2021 | 2021
20263-229123-01 | Dakota Electric Association | 15 | 25177 | Co-op | DMS712 | 11.89 | Solar |  |  | Interconnected | Lakeville | 55044 | Dakota Heights | 17FB04 | Residential | Production | 58514 | 2021 | 2021
20263-229123-01 | Dakota Electric Association | 15 | 25177 | Co-op | DMS742 | 12 | Solar |  |  | Interconnected | Farmington | 55024 | Castle Rock | 04FB04 | Residential | Production | 10000 | 2021 | 2021
20263-229123-01 | Dakota Electric Association | 15 | 25177 | Co-op | DMS799 | 11.4 | Solar |  |  | Interconnected | Lakeville | 55044 | Lake Marion | 15FB01 | Residential | Production | 55000 | 2021 | 2022
20263-229123-01 | Dakota Electric Association | 15 | 25177 | Co-op | DMS745 | 3.8 | Solar |  |  | Interconnected | Apple Valley | 55124 | Lakeville | 25FB05 | Residential | Production | 24121 | 2021 | 2021
20263-229123-01 | Dakota Electric Association | 15 | 25177 | Co-op | DMS719 | 7.25 | Solar |  |  | Interconnected | Eagan | 55122 | Deerwood | 12FB05 | Residential | Production | 29250 | 2021 | 2021
20263-229123-01 | Dakota Electric Association | 15 | 25177 | Co-op | DMS856 | 11.02 | Solar |  |  | Interconnected | Eagan | 55123 | Eagan | 06FB02 | Residential | Production | 15000 | 2021 | 2021
20263-229123-01 | Dakota Electric Association | 15 | 25177 | Co-op | DMS741 | 4.64 | Solar |  |  | Interconnected | Eagan | 55122 | River Hills East | 09FB03 | Residential | Production | 19477 | 2021 | 2021
20263-229123-01 | Dakota Electric Association | 15 | 25177 | Co-op | DMS717 | 8.7 | Solar |  |  | Interconnected | Apple Valley | 55124 | Burnsville North | 05FB11 | Residential | Production | 31270 | 2021 | 2021
20263-229123-01 | Dakota Electric Association | 15 | 25177 | Co-op | DMS716 | 9.07 | Solar |  |  | Interconnected | Eagan | 55123 | Eagan | 06FB01 | Residential | Production | 30841 | 2021 | 2021
20263-229123-01 | Dakota Electric Association | 15 | 25177 | Co-op | DMS723 | 7.6 | Solar |  |  | Interconnected | Eagan | 55123 | Lebanon Hills | 16FB01 | Residential | Production | 25000 | 2021 | 2021
20263-229123-01 | Dakota Electric Association | 15 | 25177 | Co-op | DMS720 | 17.01 | Solar |  |  | Interconnected | Hampton | 55031 | Randolph | 32FB04 | Residential | Production | 82321 | 2021 | 2021
20263-229123-01 | Dakota Electric Association | 15 | 25177 | Co-op | DMS873 | 4.93 | Solar |  |  | Interconnected | Apple Valley | 55124 | Burnsville North | 05FB11 | Residential | Production | 16712 | 2021 | 2022
20263-229123-01 | Dakota Electric Association | 15 | 25177 | Co-op | DMS722 | 6.09 | Solar |  |  | Interconnected | Apple Valley | 55124 | Fischer East | 11FB08 | Residential | Production | 33214.47 | 2021 | 2021
20263-229123-01 | Dakota Electric Association | 15 | 25177 | Co-op | DMS744 | 5.24 | Solar |  |  | Interconnected | Apple Valley | 55124 | Burnsville North | 05FB03 | Residential | Production | 18706.11 | 2021 | 2021
20263-229123-01 | Dakota Electric Association | 15 | 25177 | Co-op | DMS794 | 7.6 | Solar |  |  | Active Application | Eagan | 55123 | Pilot Knob | 19FB04 | Residential | Production | 30000 | 2021
20263-229123-01 | Dakota Electric Association | 15 | 25177 | Co-op | DMS725 | 5 | Solar |  |  | Interconnected | Saint Paul | 55123 | Eagan | 06FB04 | Residential | Production | 39210 | 2021 | 2022
20263-229123-01 | Dakota Electric Association | 15 | 25177 | Co-op | DMS731 | 39 | Solar |  |  | Interconnected | Northfield | 55057 | Castle Rock | 04FB01 | Commercial |  | 99500 | 2021 | 2021
20263-229123-01 | Dakota Electric Association | 15 | 25177 | Co-op | DMS732 | 5.22 | Solar |  |  | Interconnected | Apple Valley | 55124 | Fischer East | 11FB08 | Residential | Production | 22797 | 2021 | 2021
20263-229123-01 | Dakota Electric Association | 15 | 25177 | Co-op | DMS726 | 10.12 | Solar |  |  | Interconnected | Farmington | 55024 | Empire | 23FB02 | Residential | Production | 49268 | 2021 | 2021
20263-229123-01 | Dakota Electric Association | 15 | 25177 | Co-op | DMS727 | 7.67 | Solar |  |  | Interconnected | Eagan | 55122 | Deerwood | 12FB01 | Residential | Production | 30000 | 2021 | 2021
20263-229123-01 | Dakota Electric Association | 15 | 25177 | Co-op | DMS737 | 9.28 | Solar |  |  | Interconnected | Saint Paul | 55124 | Fischer West | 11FB09 | Residential | Production | 45000 | 2021 | 2021
20263-229123-01 | Dakota Electric Association | 15 | 25177 | Co-op | DMS735 | 1.77 | Solar |  |  | Interconnected | Lakeville | 55044 | Ritter Park | 27FB04 | Residential |  | 2250 | 2021 | 2021
20263-229123-01 | Dakota Electric Association | 15 | 25177 | Co-op | DMS729 | 5.22 | Solar |  |  | Interconnected | Inver Grove Heights | 55077 | Lebanon Hills | 16FB03 | Residential | Production | 17558 | 2021 | 2021
20263-229123-01 | Dakota Electric Association | 15 | 25177 | Co-op | DMS740 | 18.27 | Solar |  |  | Interconnected | Marshan | 55033 | Hastings | 03FB02 | Commercial |  | 46620 | 2021 | 2021
20263-229123-01 | Dakota Electric Association | 15 | 25177 | Co-op | DMS739 | 5 | Solar |  |  | Interconnected | Eagan | 55123 | Eagan | 06FB01 | Residential | Production | 14000 | 2021 | 2021
20263-229123-01 | Dakota Electric Association | 15 | 25177 | Co-op | DMS738 | 5.23 | Solar |  |  | Interconnected | Farmington | 55024 | Lakeville | 25FB01 | Residential | Production | 26785 | 2021 | 2021
20263-229123-01 | Dakota Electric Association | 15 | 25177 | Co-op | DMS734 | 9.07 | Solar |  |  | Interconnected | Lakeville | 55044 | Dodd Park | 22FB04 | Residential | Production | 27324 | 2021 | 2022
20263-229123-01 | Dakota Electric Association | 15 | 25177 | Co-op | DMS733 | 7.67 | Solar |  |  | Interconnected | Burnsville | 55306 | Dakota Heights | 17FB01 | Residential | Production | 26781 | 2021 | 2021
20263-229123-01 | Dakota Electric Association | 15 | 25177 | Co-op | DMS751 | 15.2 | Solar |  |  | Interconnected | Lakeville | 55044 | Orchard Lake | 08FB03 | Residential | Production | 56272 | 2021 | 2022
20263-229123-01 | Dakota Electric Association | 15 | 25177 | Co-op | DMS755 | 4.93 | Solar |  |  | Interconnected | Eagan | 55123 | LeMay Lake | 14FB03 | Residential | Production | 21257 | 2021 | 2021
20263-229123-01 | Dakota Electric Association | 15 | 25177 | Co-op | DMS747 | 6.09 | Solar |  |  | Interconnected | Lakeville | 55044 | Lake Marion | 15FB03 | Residential | Production | 22688 | 2021 | 2021
20263-229123-01 | Dakota Electric Association | 15 | 25177 | Co-op | DMS743 | 7.6 | Solar |  |  | Interconnected | Apple Valley | 55124 | Fischer West | 11FB12 | Residential | Production | 49860 | 2021 | 2022
20263-229123-01 | Dakota Electric Association | 15 | 25177 | Co-op | DMS754 | 6.09 | Solar |  |  | Interconnected | Eagan | 55123 | Lebanon Hills | 16FB01 | Residential | Production | 21520.15 | 2021 | 2022
20263-229123-01 | Dakota Electric Association | 15 | 25177 | Co-op | DMS746 | 6 | Solar |  |  | Interconnected | Lakeville | 55044 | Orchard Lake | 08FB03 | Residential | Production | 37764 | 2021 | 2022
20263-229123-01 | Dakota Electric Association | 15 | 25177 | Co-op | DMS750 | 10 | Solar |  |  | Interconnected | Lakeville | 55044 | Dodd Park | 22FB03 | Residential | Production | 35340 | 2021 | 2021
20263-229123-01 | Dakota Electric Association | 15 | 25177 | Co-op | DMS753 | 11.02 | Solar |  |  | Interconnected | Lakeville | 55044 | Orchard Lake | 08FB04 | Residential | Production | 44100 | 2021 | 2022
20263-229123-01 | Dakota Electric Association | 15 | 25177 | Co-op | DMS758 | 7.6 | Solar |  |  | Withdrawn | Rosemount | 55068 | Lebanon Hills | 16FB03 | Residential | Production | 54800 | 2021
20263-229123-01 | Dakota Electric Association | 15 | 25177 | Co-op | DMS757 | 5.8 | Solar |  |  | Interconnected | Burnsville | 55337 | River Hills West | 09FB01 | Residential | Production | 25376 | 2021 | 2021
20263-229123-01 | Dakota Electric Association | 15 | 25177 | Co-op | DMS792 | 8.72 | Solar |  |  | Interconnected | Apple Valley | 55124 | Burnsville North | 05FB11 | Residential | Production | 35900 | 2021 | 2021
20263-229123-01 | Dakota Electric Association | 15 | 25177 | Co-op | DMS877 | 3.8 | Solar |  |  | Withdrawn | Eagan | 55122 | Deerwood | 12FB01 | Residential | Production | 24750 | 2021
20263-229123-01 | Dakota Electric Association | 15 | 25177 | Co-op | DMS759 | 6 | Solar |  |  | Withdrawn | Burnsville | 55337 | River Hills West | 09FB05 | Residential | Production | 40530 | 2021
20263-229123-01 | Dakota Electric Association | 15 | 25177 | Co-op | DMS778 | 10 | Solar |  |  | Interconnected | Eagan | 55122 | Deerwood | 12FB04 | Residential | Production | 45919 | 2021 | 2022
20263-229123-01 | Dakota Electric Association | 15 | 25177 | Co-op | DMS772 | 10.41 | Solar |  |  | Interconnected | Lakeville | 55044 | Ritter Park | 27FB04 | Residential | Production | 60606 | 2021 | 2021
20263-229123-01 | Dakota Electric Association | 15 | 25177 | Co-op | DMS771 | 6.03 | Solar |  |  | Interconnected | Lakeville | 55044 | Ritter Park | 27FB04 | Residential | Production | 34776 | 2021 | 2021
20263-229123-01 | Dakota Electric Association | 15 | 25177 | Co-op | DMS773 | 6.03 | Solar |  |  | Interconnected | Lakeville | 55044 | Ritter Park | 27FB04 | Residential | Production | 36432 | 2021 | 2021
20263-229123-01 | Dakota Electric Association | 15 | 25177 | Co-op | DMS777 | 4.35 | Solar |  |  | Interconnected | Eagan | 55123 | Lebanon Hills | 16FB04 | Residential | Production | 18777 | 2021 | 2021
20263-229123-01 | Dakota Electric Association | 15 | 25177 | Co-op | DMS871 | 40 | Solar |  |  | Withdrawn | Hastings | 55033 | Marshan | 18FB01 | Residential |  | 125559 | 2021
20263-229123-01 | Dakota Electric Association | 15 | 25177 | Co-op | DMS774 | 10.41 | Solar |  |  | Interconnected | Lakeville | 55044 | Ritter Park | 27FB04 | Residential | Production | 62244 | 2021 | 2021
20263-229123-01 | Dakota Electric Association | 15 | 25177 | Co-op | DMS776 | 8.37 | Solar |  |  | Interconnected | Lakeville | 55044 | Dodd Park | 22FB04 | Residential | Production | 45826 | 2021 | 2021
20263-229123-01 | Dakota Electric Association | 15 | 25177 | Co-op | DMS810 | 20 | Solar |  |  | Interconnected | Burnsville | 55337 | River Hills West | 09FB05 | Residential | Production | 87813 | 2021 | 2022
20263-229123-01 | Dakota Electric Association | 15 | 25177 | Co-op | DMS762 | 7.6 | Solar |  |  | Interconnected | Lakeville | 55044 | Dodd Park | 22FB03 | Residential | Production | 44529 | 2021 | 2022
20263-229123-01 | Dakota Electric Association | 15 | 25177 | Co-op | DMS775 | 9.86 | Solar |  |  | Interconnected | Eagan | 55123 | Lebanon Hills | 16FB04 | Residential | Production | 38240 | 2021 | 2021
20263-229123-01 | Dakota Electric Association | 15 | 25177 | Co-op | DMS816 | 6.02 | Solar |  |  | Interconnected | Lakeville | 55044 | Lakeville | 25FB01 | Residential | Production | 35132 | 2021 | 2022
20263-229123-01 | Dakota Electric Association | 15 | 25177 | Co-op | DMS760 | 5.22 | Solar |  |  | Interconnected | Eagan | 55123 | Yankee Doodle North | 10FB03 | Residential | Production | 18600 | 2021 | 2021
20263-229123-01 | Dakota Electric Association | 15 | 25177 | Co-op | DMS791 | 7.6 | Solar |  |  | Withdrawn | Apple Valley | 55124 | Burnsville North | 05FB11 | Residential | Production | 38311 | 2021
20263-229123-01 | Dakota Electric Association | 15 | 25177 | Co-op | DMS767 | 9.86 | Solar |  |  | Interconnected | Lakeville | 55044 | Kenrick | 26FB02 | Residential | Production | 57330 | 2021 | 2021
20263-229123-01 | Dakota Electric Association | 15 | 25177 | Co-op | DMS764 | 3.29 | Solar |  |  | Interconnected | Farmington | 55024 | Dodd Park | 22FB03 | Residential | Production | 18810 | 2021 | 2021
20263-229123-01 | Dakota Electric Association | 15 | 25177 | Co-op | DMS770 | 6.03 | Solar |  |  | Interconnected | Lakeville | 55044 | Ritter Park | 27FB04 | Residential | Production | 34776 | 2021 | 2021
20263-229123-01 | Dakota Electric Association | 15 | 25177 | Co-op | DMS766 | 7.12 | Solar |  |  | Interconnected | Lakeville | 55044 | Kenrick | 26FB02 | Residential | Production | 42588 | 2021 | 2021
20263-229123-01 | Dakota Electric Association | 15 | 25177 | Co-op | DMS768 | 3.84 | Solar |  |  | Interconnected | Lakeville | 55044 | Dodd Park | 22FB06 | Residential | Production | 23940 | 2021 | 2021
20263-229123-01 | Dakota Electric Association | 15 | 25177 | Co-op | DMS765 | 6.58 | Solar |  |  | Interconnected | Farmington | 55024 | Dodd Park | 22FB06 | Residential | Production | 38088 | 2021 | 2021
20263-229123-01 | Dakota Electric Association | 15 | 25177 | Co-op | DMS763 | 6.03 | Solar |  |  | Interconnected | Farmington | 55024 | Dodd Park | 22FB06 | Residential | Production | 34776 | 2021 | 2021
20263-229123-01 | Dakota Electric Association | 15 | 25177 | Co-op | DMS796 | 12.6 | Solar |  |  | Interconnected | Lakeville | 55044 | Dodd Park | 22FB06 | Residential | Production | 75348 | 2021 | 2021
20263-229123-01 | Dakota Electric Association | 15 | 25177 | Co-op | DMS781 | 6.58 | Solar |  |  | Interconnected | Lakeville | 55044 | Dakota Heights | 17FB02 | Residential | Production | 38088 | 2021 | 2021
20263-229123-01 | Dakota Electric Association | 15 | 25177 | Co-op | DMS761 | 7.12 | Solar |  |  | Interconnected | Farmington | 55024 | Dodd Park | 22FB03 | Residential | Production | 42588 | 2021 | 2021
20263-229123-01 | Dakota Electric Association | 15 | 25177 | Co-op | DMS769 | 6.38 | Solar |  |  | Interconnected | Apple Valley | 55124 | Fischer East | 11FB08 | Residential | Production | 26455 | 2021 | 2021
20263-229123-01 | Dakota Electric Association | 15 | 25177 | Co-op | DMS784 | 7.6 | Solar |  |  | Withdrawn | Lakeville | 55068 | Lakeville | 25FB03 | Residential | Production | 26020 | 2021
20263-229123-01 | Dakota Electric Association | 15 | 25177 | Co-op | DMS833 | 21.4 | Solar |  |  | Interconnected | Welch | 55089 | Miesville | 07FB03 | Residential | Production | 62890 | 2021 | 2021
20263-229123-01 | Dakota Electric Association | 15 | 25177 | Co-op | DMS801 | 6 | Solar |  |  | Withdrawn | Rosemount | 55068 | Dodd Park | 22FB02 | Residential | Production | 30555 | 2021
20263-229123-01 | Dakota Electric Association | 15 | 25177 | Co-op | DMS780 | 10 | Solar |  |  | Interconnected | Eagan | 55123 | Yankee Doodle North | 10FB03 | Residential | Production | 34410 | 2021 | 2021
20263-229123-01 | Dakota Electric Association | 15 | 25177 | Co-op | DMS779 | 3.14 | Solar |  |  | Interconnected | Apple Valley | 55124 | Fischer East | 11FB04 | Residential | Production | 13230.77 | 2021 | 2022
20263-229123-01 | Dakota Electric Association | 15 | 25177 | Co-op | DMS782 | 7.67 | Solar |  |  | Interconnected | Apple Valley | 55124 | Lakeville | 25FB04 | Residential | Production | 45864 | 2021 | 2021
20263-229123-01 | Dakota Electric Association | 15 | 25177 | Co-op | DMS793 | 4.93 | Solar |  |  | Interconnected | Lakeville | 55044 | Kenrick | 26FB02 | Residential | Production | 29808 | 2021 | 2021
20263-229123-01 | Dakota Electric Association | 15 | 25177 | Co-op | DMS783 | 8.22 | Solar |  |  | Interconnected | Lakeville | 55044 | Lakeville | 25FB03 | Residential | Production | 49140 | 2021 | 2021
20263-229123-01 | Dakota Electric Association | 15 | 25177 | Co-op | DMS798 | 8.77 | Solar |  |  | Interconnected | Lakeville | 55044 | Fischer West | 11FB12 | Residential | Production | 52416 | 2021 | 2021
20263-229123-01 | Dakota Electric Association | 15 | 25177 | Co-op | DMS795 | 7.12 | Solar |  |  | Interconnected | Lakeville | 55044 | Lakeville | 25FB04 | Residential | Production | 42588 | 2021 | 2021
20263-229123-01 | Dakota Electric Association | 15 | 25177 | Co-op | DMS790 | 8.77 | Solar |  |  | Interconnected | Lakeville | 55044 | Kenrick | 26FB02 | Residential | Production | 52416 | 2021 | 2021
20263-229123-01 | Dakota Electric Association | 15 | 25177 | Co-op | DMS797 | 3.84 | Solar |  |  | Interconnected | Lakeville | 55044 | Kenrick | 26FB02 | Residential | Production | 22230 | 2021 | 2021
20263-229123-01 | Dakota Electric Association | 15 | 25177 | Co-op | DMS787 | 13.7 | Solar |  |  | Interconnected | Farmington | 55024 | Vermillion River | 24FB01 | Residential | Production | 80262 | 2021 | 2021
20263-229123-01 | Dakota Electric Association | 15 | 25177 | Co-op | DMS785 | 5.58 | Solar |  |  | Interconnected | Apple Valley | 55124 | Burnsville North | 05FB11 | Residential | Production | 33072 | 2021 | 2022
20263-229123-01 | Dakota Electric Association | 15 | 25177 | Co-op | DMS848 | 7.6 | Solar |  |  | Interconnected | Hastings | 55033 | Hastings | 03FB03 | Residential | Production | 47311 | 2021 | 2022
20263-229123-01 | Dakota Electric Association | 15 | 25177 | Co-op | DMS815 | 7.12 | Solar |  |  | Interconnected | Lakeville | 55044 | Fischer West | 11FB12 | Residential | Production | 42588 | 2021 | 2021
20263-229123-01 | Dakota Electric Association | 15 | 25177 | Co-op | DMS789 | 9.32 | Solar |  |  | Interconnected | Lakeville | 55044 | Dodd Park | 22FB05 | Residential |  | 54054 | 2021 | 2021
20263-229123-01 | Dakota Electric Association | 15 | 25177 | Co-op | DMS786 | 13.15 | Solar |  |  | Interconnected | Lakeville | 55044 | Dodd Park | 22FB03 | Residential | Production | 76986 | 2021 | 2021
20263-229123-01 | Dakota Electric Association | 15 | 25177 | Co-op | DMS800 | 7.67 | Solar |  |  | Interconnected | Lakeville | 55044 | Dodd Park | 22FB01 | Residential |  | 44226 | 2021 | 2021
20263-229123-01 | Dakota Electric Association | 15 | 25177 | Co-op | DMS817 | 9.31 | Solar |  |  | Interconnected | Burnsville | 55306 | Orchard Lake | 08FB01 | Residential | Production | 10000 | 2021 | 2022
20263-229123-01 | Dakota Electric Association | 15 | 25177 | Co-op | DMS819 | 10 | Solar |  |  | Interconnected | Apple Valley | 55124 | Fischer West | 11FB09 | Residential | Production | 27900 | 2021 | 2021
20263-229123-01 | Dakota Electric Association | 15 | 25177 | Co-op | DMS818 | 11.51 | Solar |  |  | Interconnected | Lakeville | 55044 | Dodd Park | 22FB06 | Residential | Production | 68796 | 2021 | 2021
20263-229123-01 | Dakota Electric Association | 15 | 25177 | Co-op | DMS788 | 13.05 | Solar |  |  | Interconnected | Lakeville | 55044 | Dakota Heights | 17FB03 | Residential | Production | 42484 | 2021 | 2022
20263-229123-01 | Dakota Electric Association | 15 | 25177 | Co-op | DMS837 | 10 | Solar |  |  | Interconnected | Farmington | 55024 | Vermillion River | 24FB02 | Residential | Production | 29146 | 2021 | 2022
20263-229123-01 | Dakota Electric Association | 15 | 25177 | Co-op | DMS806 | 6.03 | Solar |  |  | Interconnected | Farmington | 55024 | Lakeville | 25FB01 | Residential | Production | 34776 | 2021 | 2021
20263-229123-01 | Dakota Electric Association | 15 | 25177 | Co-op | DMS807 | 4.93 | Solar |  |  | Interconnected | Farmington | 55024 | Lakeville | 25FB05 | Residential | Production | 29808 | 2021 | 2021
20263-229123-01 | Dakota Electric Association | 15 | 25177 | Co-op | DMS812 | 9.86 | Solar |  |  | Interconnected | Farmington | 55024 | Dodd Park | 22FB06 | Residential | Production | 58968 | 2021 | 2021
20263-229123-01 | Dakota Electric Association | 15 | 25177 | Co-op | DMS804 | 6.58 | Solar |  |  | Interconnected | Lakeville | 55044 | Fischer West | 11FB12 | Residential | Production | 39744 | 2021 | 2021
20263-229123-01 | Dakota Electric Association | 15 | 25177 | Co-op | DMS814 | 3.84 | Solar |  |  | Interconnected | Lakeville | 55044 | Dodd Park | 22FB04 | Residential | Production | 23940 | 2021 | 2021
20263-229123-01 | Dakota Electric Association | 15 | 25177 | Co-op | DMS811 | 9.86 | Solar |  |  | Interconnected | Lakeville | 55044 | Kenrick | 26FB02 | Residential | Production | 57330 | 2021 | 2021
20263-229123-01 | Dakota Electric Association | 15 | 25177 | Co-op | DMS813 | 3.29 | Solar |  |  | Interconnected | Lakeville | 55044 | Dodd Park | 22FB04 | Residential | Production | 18810 | 2021 | 2021
20263-229123-01 | Dakota Electric Association | 15 | 25177 | Co-op | DMS809 | 3.29 | Solar |  |  | Interconnected | Lakeville | 55044 | Dodd Park | 22FB04 | Residential | Production | 20520 | 2021 | 2021
20263-229123-01 | Dakota Electric Association | 15 | 25177 | Co-op | DMS808 | 6.58 | Solar |  |  | Interconnected | Farmington | 55024 | Vermillion River | 24FB06 | Residential | Production | 38088 | 2021 | 2021
20263-229123-01 | Dakota Electric Association | 15 | 25177 | Co-op | DMS802 | 6.38 | Solar |  |  | Interconnected | Lakeville | 55044 | Dodd Park | 22FB03 | Residential | Production | 27491 | 2021 | 2021
20263-229123-01 | Dakota Electric Association | 15 | 25177 | Co-op | DMS803 | 7.67 | Solar |  |  | Interconnected | Lakeville | 55044 | Lakeville | 25FB01 | Residential | Production | 44226 | 2021 | 2021
20263-229123-01 | Dakota Electric Association | 15 | 25177 | Co-op | DMS805 | 4.38 | Solar |  |  | Interconnected | Farmington | 55024 | Lakeville | 25FB01 | Residential | Production | 27360 | 2021 | 2022
20263-229123-01 | Dakota Electric Association | 15 | 25177 | Co-op | DMS827 | 9.07 | Solar |  |  | Interconnected | Lakeville | 55044 | Ritter Park | 27FB04 | Residential | Production | 49939 | 2021 | 2021
20263-229123-01 | Dakota Electric Association | 15 | 25177 | Co-op | DMS825 | 10.12 | Solar |  |  | Interconnected | Eagan | 55122 | Deerwood | 12FB01 | Residential | Production | 30688 | 2021 | 2021
20263-229123-01 | Dakota Electric Association | 15 | 25177 | Co-op | DMS821 | 6.67 | Solar |  |  | Interconnected | Apple Valley | 55124 | Fischer West | 11FB09 | Residential | Production | 41717 | 2021 | 2021
20263-229123-01 | Dakota Electric Association | 15 | 25177 | Co-op | DMS823 | 7.12 | Solar |  |  | Interconnected | Apple Valley | 55124 | Lakeville | 25FB05 | Residential | Production | 41652 | 2021 | 2021
20263-229123-01 | Dakota Electric Association | 15 | 25177 | Co-op | DMS820 | 4.93 | Solar |  |  | Interconnected | Farmington | 55024 | Vermillion River | 24FB06 | Residential | Production | 28152 | 2021 | 2021
20263-229123-01 | Dakota Electric Association | 15 | 25177 | Co-op | DMS822 | 8.22 | Solar |  |  | Interconnected | Farmington | 55024 | Dodd Park | 22FB03 | Residential | Production | 49140 | 2021 | 2021
20263-229123-01 | Dakota Electric Association | 15 | 25177 | Co-op | DMS824 | 10 | Solar |  |  | Interconnected | Farmington | 55024 | Vermillion River | 24FB01 | Residential | Production | 29470.5 | 2021 | 2021
20263-229123-01 | Dakota Electric Association | 15 | 25177 | Co-op | DMS861 | 7.97 | Solar |  |  | Interconnected | Eagan | 55122 | River Hills East | 09FB02 | Residential | Production | 30000 | 2021 | 2022
20263-229123-01 | Dakota Electric Association | 15 | 25177 | Co-op | DMS838 | 20 | Solar |  |  | Interconnected | Burnsville | 55306 | Orchard Lake | 08FB03 | Residential | Production | 69324 | 2021 | 2022
20263-229123-01 | Dakota Electric Association | 15 | 25177 | Co-op | DMS835 | 15 | Solar |  |  | Interconnected | Lakeville | 55044 | Ritter Park | 27FB04 | Residential | Production | 45066 | 2021 | 2021
20263-229123-01 | Dakota Electric Association | 15 | 25177 | Co-op | DMS843 | 8.22 | Solar |  |  | Interconnected | Lakeville | 55044 | Lakeville | 25FB03 | Residential | Production | 47502 | 2021 | 2021
20263-229123-01 | Dakota Electric Association | 15 | 25177 | Co-op | DMS836 | 7.12 | Solar |  |  | Interconnected | Lakeville | 55044 | Dodd Park | 22FB06 | Residential | Production | 42588 | 2021 | 2021
20263-229123-01 | Dakota Electric Association | 15 | 25177 | Co-op | DMS842 | 3.29 | Solar |  |  | Interconnected | Farmington | 55024 | Vermillion River | 24FB06 | Residential | Production | 18810 | 2021 | 2022
20263-229123-01 | Dakota Electric Association | 15 | 25177 | Co-op | DMS832 | 14.21 | Solar |  |  | Interconnected | Rosemount | 55068 | Lebanon Hills | 16FB06 | Residential | Production | 42875 | 2021 | 2021
20263-229123-01 | Dakota Electric Association | 15 | 25177 | Co-op | DMS840 | 8.22 | Solar |  |  | Interconnected | Lakeville | 55044 | Dodd Park | 22FB01 | Residential | Production | 49140 | 2021 | 2021
20263-229123-01 | Dakota Electric Association | 15 | 25177 | Co-op | DMS841 | 7.12 | Solar |  |  | Interconnected | Rosemount | 55068 | Dodd Park | 22FB02 | Residential | Production | 41400 | 2021 | 2021
20263-229123-01 | Dakota Electric Association | 15 | 25177 | Co-op | DMS834 | 10.73 | Solar |  |  | Interconnected | Lakeville | 55044 | Ritter Park | 27FB04 | Residential | Production | 42172 | 2021 | 2021
20263-229123-01 | Dakota Electric Association | 15 | 25177 | Co-op | DMS839 | 5.8 | Solar |  |  | Interconnected | Eagan | 55122 | River Hills East | 09FB02 | Residential | Production | 30355 | 2021 | 2022
20263-229123-01 | Dakota Electric Association | 15 | 25177 | Co-op | DMS855 | 11.47 | Solar |  |  | Interconnected | Apple Valley | 55124 | Lakeville | 25FB06 | Residential | Production | 35000 | 2021 | 2021
20263-229123-01 | Dakota Electric Association | 15 | 25177 | Co-op | DMS829 | 6.96 | Solar |  |  | Interconnected | Eagan | 55122 | Deerwood | 12FB01 | Residential | Production | 30000 | 2021 | 2022
20263-229123-01 | Dakota Electric Association | 15 | 25177 | Co-op | DMS991 | 30 | Solar |  |  | Interconnected | Webster | 55088 | Lake Marion | 15FB04 | Residential | Production | 98000 | 2021 | 2022
20263-229123-01 | Dakota Electric Association | 15 | 25177 | Co-op | DMS831 | 6.38 | Solar |  |  | Interconnected | Eagan | 55123 | Lebanon Hills | 16FB03 | Residential | Production | 32868 | 2021 | 2021
20263-229123-01 | Dakota Electric Association | 15 | 25177 | Co-op | DMS828 | 4.93 | Solar |  |  | Interconnected | Farmington | 55024 | Dodd Park | 22FB06 | Residential | Production | 28152 | 2021 | 2021
20263-229123-01 | Dakota Electric Association | 15 | 25177 | Co-op | DMS830 | 7.67 | Solar |  |  | Interconnected | Lakeville | 55044 | Lakeville | 25FB04 | Residential | Production | 44226 | 2021 | 2021
20263-229123-01 | Dakota Electric Association | 15 | 25177 | Co-op | DMS849 | 38.4 | Solar |  |  | Interconnected | Northfield | 55057 | Castle Rock | 04FB04 | Residential | Production | 129000 | 2021 | 2022
20263-229123-01 | Dakota Electric Association | 15 | 25177 | Co-op | DMS844 | 11.6 | Solar |  |  | Interconnected | Eagan | 55123 | Deerwood | 12FB02 | Residential | Production | 49400 | 2021 | 2022
20263-229123-01 | Dakota Electric Association | 15 | 25177 | Co-op | DMS846 | 5.22 | Solar |  |  | Interconnected | Burnsville | 55337 | Colonial Hills North | 13FB09 | Residential | Production | 20380 | 2021 | 2022
20263-229123-01 | Dakota Electric Association | 15 | 25177 | Co-op | DMS847 | 5.48 | Solar |  |  | Interconnected | Eagan | 55123 | Eagan | 06FB05 | Residential | Production | 31464 | 2021 | 2021
20263-229123-01 | Dakota Electric Association | 15 | 25177 | Co-op | DMS864 | 15.66 | Solar |  |  | Interconnected | Apple Valley | 55124 | Fischer East | 11FB04 | Residential | Production | 65550 | 2021 | 2021
20263-229123-01 | Dakota Electric Association | 15 | 25177 | Co-op | DMS845 | 9.42 | Solar |  |  | Interconnected | Inver Grove Heights | 55077 | Eagan | 06FB05 | Residential | Production | 50886 | 2021 | 2021
20263-229123-01 | Dakota Electric Association | 15 | 25177 | Co-op | DMS880 | 10 | Solar |  |  | Interconnected | Burnsville | 55306 | Burnscott | 31FB03 | Residential | Production | 51025 | 2021 | 2022
20263-229123-01 | Dakota Electric Association | 15 | 25177 | Co-op | DMS851 | 7.67 | Solar |  |  | Interconnected | Apple Valley | 55124 | Fischer West | 11FB10 | Residential | Production | 45864 | 2021 | 2021
20263-229123-01 | Dakota Electric Association | 15 | 25177 | Co-op | DMS852 | 3.29 | Solar |  |  | Interconnected | Apple Valley | 55124 | Burnsville South | 05FB02 | Residential | Production | 18810 | 2021 | 2021
20263-229123-01 | Dakota Electric Association | 15 | 25177 | Co-op | DMS853 | 7.67 | Solar |  |  | Interconnected | Burnsville | 55306 | Burnsville North | 05FB03 | Residential | Production | 45864 | 2021 | 2022
20263-229123-01 | Dakota Electric Association | 15 | 25177 | Co-op | DMS854 | 8.77 | Solar |  |  | Interconnected | Eagan | 55123 | Lebanon Hills | 16FB02 | Residential |  | 52416 | 2021 | 2021
20263-229123-01 | Dakota Electric Association | 15 | 25177 | Co-op | DMS850 | 10 | Solar |  |  | Interconnected | Eagan | 55122 | Deerwood | 12FB02 | Residential | Production | 28500 | 2021 | 2021
20263-229123-01 | Dakota Electric Association | 15 | 25177 | Co-op | DMS874 | 6.58 | Solar |  |  | Interconnected | Apple Valley | 55124 | Fischer East | 11FB08 | Residential | Production | 39744 | 2021 | 2022
20263-229123-01 | Dakota Electric Association | 15 | 25177 | Co-op | DMS875 | 10.41 | Solar |  |  | Interconnected | Apple Valley | 55124 | Fischer East | 11FB08 | Residential | Production | 62244 | 2021 | 2022
20263-229123-01 | Dakota Electric Association | 15 | 25177 | Co-op | DMS872 | 6.03 | Solar |  |  | Interconnected | Lakeville | 55044 | Dodd Park | 22FB04 | Residential | Production | 36432 | 2021 | 2022
20263-229123-01 | Dakota Electric Association | 15 | 25177 | Co-op | DMS883 | 3.8 | Solar |  |  | Interconnected | Eagan | 55123 | Eagan | 06FB05 | Residential | Production | 39997 | 2021 | 2022
20263-229123-01 | Dakota Electric Association | 15 | 25177 | Co-op | DMS870 | 6.38 | Solar |  |  | Interconnected | Apple Valley | 55124 | Fischer West | 11FB01 | Residential | Production | 39880 | 2021 | 2022
20263-229123-01 | Dakota Electric Association | 15 | 25177 | Co-op | DMS869 | 5.8 | Solar |  |  | Interconnected | Eagan | 55123 | Lebanon Hills | 16FB04 | Residential | Production | 44167 | 2021 | 2021
20263-229123-01 | Dakota Electric Association | 15 | 25177 | Co-op | DMS865 | 4.93 | Solar |  |  | Interconnected | Rosemount | 55068 | Lebanon Hills | 16FB03 | Residential | Production | 29808 | 2021 | 2021
20263-229123-01 | Dakota Electric Association | 15 | 25177 | Co-op | DMS868 | 6.03 | Solar |  |  | Interconnected | Apple Valley | 55124 | Burnsville South | 05FB02 | Residential | Production | 34776 | 2021 | 2022
20263-229123-01 | Dakota Electric Association | 15 | 25177 | Co-op | DMS867 | 12.56 | Solar |  |  | Interconnected | Farmington | 55024 | Dodd Park | 22FB06 | Residential | Production | 43156 | 2021 | 2022
20263-229123-01 | Dakota Electric Association | 15 | 25177 | Co-op | DMS866 | 8.99 | Solar |  |  | Interconnected | Apple Valley | 55124 | Burnsville North | 05FB03 | Residential | Production | 51983 | 2021 | 2022
20263-229123-01 | Dakota Electric Association | 15 | 25177 | Co-op | DMS888 | 11.4 | Solar |  |  | Interconnected | Eagan | 55122 | Pilot Knob | 19FB04 | Residential | Production | 70000 | 2021 | 2022
20263-229123-01 | Dakota Electric Association | 15 | 25177 | Co-op | DMS986 | 10 | Storage |  |  | Interconnected | Eagan | 55122 | Pilot Knob | 19FB04 | Residential |  |  | 2021 | 2022
20263-229123-01 | Dakota Electric Association | 15 | 25177 | Co-op | DMS863 | 8.77 | Solar |  |  | Interconnected | Lakeville | 55044 | Lakeville | 25FB05 | Residential | Production | 52416 | 2021 | 2022
20263-229123-01 | Dakota Electric Association | 15 | 25177 | Co-op | DMS859 | 4.64 | Solar |  |  | Interconnected | Lakeville | 55044 | Dodd Park | 22FB04 | Residential | Production | 17160 | 2021 | 2022
20263-229123-01 | Dakota Electric Association | 15 | 25177 | Co-op | DMS862 | 12.55 | Solar |  |  | Interconnected | Lakeville | 55044 | Dodd Park | 22FB01 | Residential | Production | 35000 | 2021 | 2022
20263-229123-01 | Dakota Electric Association | 15 | 25177 | Co-op | DMS857 | 8.37 | Solar |  |  | Interconnected | Eagan | 55122 | Deerwood | 12FB04 | Residential | Production | 29128 | 2021 | 2022
20263-229123-01 | Dakota Electric Association | 15 | 25177 | Co-op | DMS860 | 6.38 | Solar |  |  | Interconnected | Farmington | 55024 | Vermillion River | 24FB06 | Residential | Production | 22000 | 2021 | 2022
20263-229123-01 | Dakota Electric Association | 15 | 25177 | Co-op | DMS884 | 7.83 | Solar |  |  | Interconnected | Lakeville | 55044 | Dodd Park | 22FB04 | Residential | Production | 32719 | 2021 | 2022
20263-229123-01 | Dakota Electric Association | 15 | 25177 | Co-op | DMS882 | 4.64 | Solar |  |  | Interconnected | Apple Valley | 55124 | Fischer West | 11FB10 | Residential | Production | 12800 | 2021 | 2022
20263-229123-01 | Dakota Electric Association | 15 | 25177 | Co-op | DMS881 | 7.68 | Solar |  |  | Interconnected | Lakeville | 55044 | Dodd Park | 22FB04 | Residential | Production | 34000 | 2021 | 2022
20263-229123-01 | Dakota Electric Association | 15 | 25177 | Co-op | DMS890 | 5.22 | Solar |  |  | Interconnected | Lakeville | 55044 | Dakota Heights | 17FB02 | Residential | Production | 24000 | 2021 | 2022
20263-229123-01 | Dakota Electric Association | 15 | 25177 | Co-op | DMS1006 | 5.12 | Storage |  |  | Interconnected | Lakeville | 55044 | Dakota Heights | 17FB02 | Residential |  |  | 2021 | 2022
20263-229123-01 | Dakota Electric Association | 15 | 25177 | Co-op | DMS878 | 3.8 | Solar |  |  | Interconnected | Apple Valley | 55124 | Fischer West | 11FB09 | Residential | Production | 41008 | 2021 | 2022
20263-229123-01 | Dakota Electric Association | 15 | 25177 | Co-op | DMS879 | 11.89 | Solar |  |  | Interconnected | Eagan | 55123 | Lebanon Hills | 16FB04 | Residential | Production | 45000 | 2021 | 2022
20263-229123-01 | Dakota Electric Association | 15 | 25177 | Co-op | DMS876 | 14.65 | Solar |  |  | Interconnected | Eagan | 55122 | Deerwood | 12FB02 | Residential | Production | 44688 | 2021 | 2022
20263-229123-01 | Dakota Electric Association | 15 | 25177 | Co-op | DMS887 | 4.35 | Solar |  |  | Interconnected | Eagan | 55122 | Pilot Knob | 19FB05 | Residential | Production | 17806 | 2021 | 2022
20263-229123-01 | Dakota Electric Association | 15 | 25177 | Co-op | DMS886 | 10 | Solar |  |  | Interconnected | Lakeville | 55044 | Dodd Park | 22FB03 | Residential | Production | 37080 | 2021 | 2022
20263-229123-01 | Dakota Electric Association | 15 | 25177 | Co-op | DMS945 | 10.44 | Solar |  |  | Interconnected | Eagan | 55123 | Lebanon Hills | 16FB01 | Residential | Production | 57255 | 2021 | 2022
20263-229123-01 | Dakota Electric Association | 15 | 25177 | Co-op | DMS893 | 13.92 | Solar |  |  | Interconnected | Farmington | 55024 | Castle Rock | 04FB04 | Residential | Production | 51433 | 2021 | 2022
20263-229123-01 | Dakota Electric Association | 15 | 25177 | Co-op | DMS934 | 6.96 | Solar |  |  | Interconnected | Eagan | 55122 | Pilot Knob | 19FB05 | Residential | Production | 32304 | 2021 | 2022
20263-229123-01 | Dakota Electric Association | 15 | 25177 | Co-op | DMS905 | 6 | Solar |  |  | Interconnected | Lakeville | 55044 | Ritter Park | 27FB04 | Residential | Production | 33172.97 | 2021 | 2022
20263-229123-01 | Dakota Electric Association | 15 | 25177 | Co-op | DMS885 | 8.41 | Solar |  |  | Interconnected | Burnsville | 55337 | Burnsville North | 05FB01 | Residential | Production | 18145 | 2021 | 2022
20263-229123-01 | Dakota Electric Association | 15 | 25177 | Co-op | DMS894 | 6.38 | Solar |  |  | Interconnected | Hastings | 55033 | Hastings | 03FB01 | Residential | Production | 26641 | 2021 | 2022
20263-229123-01 | Dakota Electric Association | 15 | 25177 | Co-op | DMS901 | 4.38 | Solar |  |  | Interconnected | Eagan | 55123 | Wescott West | 20FB04 | Residential | Production | 27360 | 2021 | 2022
20263-229123-01 | Dakota Electric Association | 15 | 25177 | Co-op | DMS895 | 4.38 | Solar |  |  | Interconnected | Lakeville | 55044 | Lakeville | 25FB03 | Residential | Production | 25650 | 2021 | 2022
20263-229123-01 | Dakota Electric Association | 15 | 25177 | Co-op | DMS926 | 6.58 | Solar |  |  | Interconnected | Burnsville | 55306 | Dakota Heights | 17FB01 | Residential | Production | 38088 | 2021 | 2022
20263-229123-01 | Dakota Electric Association | 15 | 25177 | Co-op | DMS900 | 4.93 | Solar |  |  | Interconnected | Apple Valley | 55124 | Fischer East | 11FB04 | Residential | Production | 19000 | 2021 | 2022
20263-229123-01 | Dakota Electric Association | 15 | 25177 | Co-op | DMS896 | 6.67 | Solar |  |  | Interconnected | Eagan | 55122 | Eagan | 06FB02 | Residential | Production | 26350 | 2021 | 2022
20263-229123-01 | Dakota Electric Association | 15 | 25177 | Co-op | DMS897 | 10.73 | Solar |  |  | Interconnected | Farmington | 55024 | Dodd Park | 22FB06 | Residential | Production | 41135 | 2021 | 2022
20263-229123-01 | Dakota Electric Association | 15 | 25177 | Co-op | DMS898 | 8.12 | Solar |  |  | Interconnected | Lakeville | 55044 | Lakeville | 25FB03 | Residential | Production | 33680 | 2021 | 2022
20263-229123-01 | Dakota Electric Association | 15 | 25177 | Co-op | DMS899 | 11.02 | Solar |  |  | Interconnected | Inver Grove Heights | 55077 | Barnes Grove | 28FB01 | Residential | Production | 44390 | 2021 | 2021
20263-229123-01 | Dakota Electric Association | 15 | 25177 | Co-op | DMS902 | 5.22 | Solar |  |  | Interconnected | Eagan | 55123 | Eagan | 06FB05 | Residential | Production | 14400 | 2021 | 2022
20263-229123-01 | Dakota Electric Association | 15 | 25177 | Co-op | DMS916 | 9.86 | Solar |  |  | Interconnected | Lakeville | 55044 | Ritter Park | 27FB04 | Residential | Production | 56938 | 2021 | 2022
20263-229123-01 | Dakota Electric Association | 15 | 25177 | Co-op | DMS906 | 3.19 | Solar |  |  | Interconnected | Inver Grove Heights | 55077 | Barnes Grove | 28FB03 | Residential | Production | 9000 | 2021 | 2022
20263-229123-01 | Dakota Electric Association | 15 | 25177 | Co-op | DMS911 | 10.41 | Solar |  |  | Interconnected | Rosemount | 55068 | Dodd Park | 22FB02 | Residential | Production | 62244 | 2021 | 2022
20263-229123-01 | Dakota Electric Association | 15 | 25177 | Co-op | DMS915 | 5 | Solar |  |  | Interconnected | Eagan | 55122 | River Hills East | 09FB03 | Residential | Production | 16492 | 2021 | 2022
20263-229123-01 | Dakota Electric Association | 15 | 25177 | Co-op | DMS908 | 5 | Solar |  |  | Interconnected | Eagan | 55123 | Lebanon Hills | 16FB03 | Residential | Production | 16588 | 2021 | 2022
20263-229123-01 | Dakota Electric Association | 15 | 25177 | Co-op | DMS914 | 11.4 | Solar |  |  | Interconnected | Farmington | 55024 | Dodd Park | 22FB03 | Residential | Production | 38316 | 2021 | 2022
20263-229123-01 | Dakota Electric Association | 15 | 25177 | Co-op | DMS912 | 9.1 | Solar |  |  | Interconnected | Eagan | 55122 | Deerwood | 12FB05 | Residential | Production | 36600 | 2021 | 2022
20263-229123-01 | Dakota Electric Association | 15 | 25177 | Co-op | DMS913 | 11.31 | Solar |  |  | Interconnected | Eagan | 55123 | Wescott West | 20FB04 | Residential | Production | 45393 | 2021 | 2022
20263-229123-01 | Dakota Electric Association | 15 | 25177 | Co-op | DMS910 | 8.12 | Solar |  |  | Interconnected | Lakeville | 55044 | Ritter Park | 27FB04 | Residential | Production | 30440 | 2021 | 2022
20263-229123-01 | Dakota Electric Association | 15 | 25177 | Co-op | DMS907 | 8.12 | Solar |  |  | Interconnected | Apple Valley | 55124 | Fischer West | 11FB12 | Residential | Production | 30740 | 2021 | 2022
20263-229123-01 | Dakota Electric Association | 15 | 25177 | Co-op | DMS953 | 13.61 | Solar |  |  | Interconnected | Lakeville | 55044 | Ritter Park | 27FB04 | Residential | Production | 39971 | 2021 | 2022
20263-229123-01 | Dakota Electric Association | 15 | 25177 | Co-op | DMS927 | 12.18 | Solar |  |  | Interconnected | Burnsville | 55306 | Orchard Lake | 08FB01 | Residential | Production | 60837 | 2021 | 2022
20263-229123-01 | Dakota Electric Association | 15 | 25177 | Co-op | DMS923 | 6.67 | Solar |  |  | Interconnected | Eagan | 55122 | Deerwood | 12FB01 | Residential | Production | 15000 | 2021 | 2022
20263-229123-01 | Dakota Electric Association | 15 | 25177 | Co-op | DMS924 | 5.51 | Solar |  |  | Interconnected | Burnsville | 55337 | Colonial Hills South | 13FB06 | Residential | Production | 20643 | 2021 | 2022
20263-229123-01 | Dakota Electric Association | 15 | 25177 | Co-op | DMS939 | 7.6 | Solar |  |  | Interconnected | Lakeville | 55044 | Kenrick | 26FB02 | Residential | Production | 43591.22 | 2021 | 2022
20263-229123-01 | Dakota Electric Association | 15 | 25177 | Co-op | DMS918 | 4.64 | Solar |  |  | Interconnected | Burnsville | 55337 | Burnsville North | 05FB01 | Residential | Production | 20773 | 2021 | 2022
20263-229123-01 | Dakota Electric Association | 15 | 25177 | Co-op | DMS925 | 34.9 | Solar |  |  | Interconnected | Northfield | 55057 | Castle Rock | 04FB02 | Commercial |  | 129800 | 2021 | 2022
20263-229123-01 | Dakota Electric Association | 15 | 25177 | Co-op | DMS921 | 6.09 | Solar |  |  | Interconnected | Lakeville | 55044 | Dodd Park | 22FB04 | Residential | Production | 23438 | 2021 | 2022
20263-229123-01 | Dakota Electric Association | 15 | 25177 | Co-op | DMS919 | 5.22 | Solar |  |  | Interconnected | Eagan | 55122 | Deerwood | 12FB02 | Residential | Production | 24688 | 2021 | 2022
20263-229123-01 | Dakota Electric Association | 15 | 25177 | Co-op | DMS922 | 7.54 | Solar |  |  | Interconnected | Lakeville | 55044 | Dodd Park | 22FB06 | Residential | Production | 41558 | 2021 | 2022
20263-229123-01 | Dakota Electric Association | 15 | 25177 | Co-op | DMS935 | 12.56 | Solar |  |  | Interconnected | Eagan | 55123 | Yankee Doodle North | 10FB07 | Residential | Production | 45273 | 2021 | 2022
20263-229123-01 | Dakota Electric Association | 15 | 25177 | Co-op | DMS920 | 6.09 | Solar |  |  | Interconnected | Lakeville | 55044 | Dodd Park | 22FB05 | Residential | Production | 26908 | 2021 | 2022
20263-229123-01 | Dakota Electric Association | 15 | 25177 | Co-op | DMS917 | 6.67 | Solar |  |  | Interconnected | Eagan | 55123 | Lebanon Hills | 16FB05 | Residential | Production | 33997 | 2021 | 2022
20263-229123-01 | Dakota Electric Association | 15 | 25177 | Co-op | DMS936 | 4.93 | Solar |  |  | Interconnected | Lakeville | 55044 | Lakeville | 25FB03 | Residential | Production | 28152 | 2021 | 2022
20263-229123-01 | Dakota Electric Association | 15 | 25177 | Co-op | DMS966 | 6.96 | Solar |  |  | Interconnected | Lakeville | 55044 | Dakota Heights | 17FB04 | Residential | Production | 28578 | 2021 | 2022
20263-229123-01 | Dakota Electric Association | 15 | 25177 | Co-op | DMS932 | 4.35 | Solar |  |  | Interconnected | Burnsville | 55337 | Burnsville North | 05FB01 | Residential | Production | 17877 | 2021 | 2022
20263-229123-01 | Dakota Electric Association | 15 | 25177 | Co-op | DMS970 | 15.2 | Solar |  |  | Interconnected | Eagan | 55122 | Deerwood | 12FB05 | Residential | Production | 32800 | 2021 | 2022
20263-229123-01 | Dakota Electric Association | 15 | 25177 | Co-op | DMS933 | 10 | Solar |  |  | Interconnected | Hastings | 55033 | Marshan | 18FB04 | Residential | Production | 25000 | 2021 | 2022
20263-229123-01 | Dakota Electric Association | 15 | 25177 | Co-op | DMS931 | 14.65 | Solar |  |  | Interconnected | Inver Grove Heights | 55077 | Barnes Grove | 28FB03 | Residential | Production | 51500 | 2021 | 2022
20263-229123-01 | Dakota Electric Association | 15 | 25177 | Co-op | DMS961 | 13.63 | Solar |  |  | Interconnected | Inver Grove Heights | 55077 | Lebanon Hills | 16FB03 | Residential | Production | 57650 | 2021 | 2022
20263-229123-01 | Dakota Electric Association | 15 | 25177 | Co-op | DMS928 | 8.41 | Solar |  |  | Interconnected | Apple Valley | 55124 | Fischer East | 11FB08 | Residential | Production | 42079 | 2021 | 2022
20263-229123-01 | Dakota Electric Association | 15 | 25177 | Co-op | DMS971 | 10 | Solar |  |  | Interconnected | Burnsville | 55337 | Burnsville North | 05FB05 | Residential | Production | 30680 | 2021 | 2022
20263-229123-01 | Dakota Electric Association | 15 | 25177 | Co-op | DMS943 | 6.96 | Solar |  |  | Interconnected | Lakeville | 55044 | Dakota Heights | 17FB04 | Residential | Production | 27725 | 2021 | 2022
20263-229123-01 | Dakota Electric Association | 15 | 25177 | Co-op | DMS949 | 8.37 | Solar |  |  | Interconnected | Inver Grove Heights | 55077 | Yankee Doodle South | 10FB06 | Residential | Production | 39606 | 2021 | 2022
20263-229123-01 | Dakota Electric Association | 15 | 25177 | Co-op | DMS982 | 8.7 | Solar |  |  | Interconnected | Burnsville | 55337 | Burnsville North | 05FB05 | Residential | Production | 32496 | 2021 | 2022
20263-229123-01 | Dakota Electric Association | 15 | 25177 | Co-op | DMS972 | 8.7 | Solar |  |  | Interconnected | Hastings | 55033 | Marshan | 18FB02 | Residential | Production | 40909 | 2021 | 2023
20263-229123-01 | Dakota Electric Association | 15 | 25177 | Co-op | DMS960 | 6.96 | Solar |  |  | Interconnected | Apple Valley | 55124 | Burnsville South | 05FB02 | Residential | Production | 34811 | 2021 | 2022
20263-229123-01 | Dakota Electric Association | 15 | 25177 | Co-op | DMS981 | 7.32 | Solar |  |  | Interconnected | Apple Valley | 55124 | Pilot Knob | 19FB04 | Residential | Production | 28620 | 2021 | 2022
20263-229123-01 | Dakota Electric Association | 15 | 25177 | Co-op | DMS980 | 6.38 | Solar |  |  | Interconnected | Lakeville | 55044 | Lakeville | 25FB01 | Residential | Production | 25791 | 2021 | 2022
20263-229123-01 | Dakota Electric Association | 15 | 25177 | Co-op | DMS973 | 8.41 | Solar |  |  | Interconnected | Eagan | 55122 | Deerwood | 12FB02 | Residential | Production | 36516 | 2021 | 2022
20263-229123-01 | Dakota Electric Association | 15 | 25177 | Co-op | DMS968 | 6.38 | Solar |  |  | Interconnected | Lakeville | 55044 | Fischer West | 11FB12 | Residential | Production | 33109 | 2021 | 2022
20263-229123-01 | Dakota Electric Association | 15 | 25177 | Co-op | DMS969 | 6.09 | Solar |  |  | Interconnected | Apple Valley | 55124 | Apple Valley | 21FB03 | Residential | Production | 34241 | 2021 | 2022
20263-229123-01 | Dakota Electric Association | 15 | 25177 | Co-op | DMS952 | 6.09 | Solar |  |  | Interconnected | Apple Valley | 55124 | River Hills West | 09FB05 | Residential | Production | 23189 | 2021 | 2022
20263-229123-01 | Dakota Electric Association | 15 | 25177 | Co-op | DMS978 | 7.25 | Solar |  |  | Interconnected | Eagan | 55123 | Lebanon Hills | 16FB03 | Residential | Production | 32096 | 2021 | 2022
20263-229123-01 | Dakota Electric Association | 15 | 25177 | Co-op | DMS974 | 3.48 | Solar |  |  | Active Application | Apple Valley | 55124 | Lakeville | 25FB06 | Residential | Production | 15524 | 2021
20263-229123-01 | Dakota Electric Association | 15 | 25177 | Co-op | DMS977 | 7.83 | Solar |  |  | Interconnected | Lakeville | 55044 | Dodd Park | 22FB06 | Residential | Production | 30821 | 2021 | 2022
20263-229123-01 | Dakota Electric Association | 15 | 25177 | Co-op | DMS975 | 8.12 | Solar |  |  | Interconnected | Eagan | 55123 | Yankee Doodle North | 10FB03 | Residential | Production | 33326 | 2021 | 2022
20263-229123-01 | Dakota Electric Association | 15 | 25177 | Co-op | DMS955 | 12.18 | Solar |  |  | Interconnected | Burnsville | 55337 | Burnsville South | 05FB06 | Residential | Production | 77548 | 2021 | 2022
20263-229123-01 | Dakota Electric Association | 15 | 25177 | Co-op | DMS979 | 5.8 | Solar |  |  | Interconnected | Lakeville | 55044 | Dodd Park | 22FB04 | Residential | Production | 24330 | 2021 | 2022
20263-229123-01 | Dakota Electric Association | 15 | 25177 | Co-op | DMS976 | 10.15 | Solar |  |  | Interconnected | Rosemount | 55068 | Lebanon Hills | 16FB06 | Residential | Production | 77871 | 2021 | 2022
20263-229123-01 | Dakota Electric Association | 15 | 25177 | Co-op | DMS989 | 3.84 | Storage |  |  | Interconnected | Rosemount | 55068 | Lebanon Hills | 16FB06 | Residential |  |  | 2021 | 2022
20263-229123-01 | Dakota Electric Association | 15 | 25177 | Co-op | DMS947 | 9.28 | Solar |  |  | Interconnected | Lakeville | 55044 | Lakeville | 25FB03 | Residential | Production | 34007 | 2021 | 2022
20263-229123-01 | Dakota Electric Association | 15 | 25177 | Co-op | DMS967 | 14.79 | Solar |  |  | Interconnected | Burnsville | 55337 | Burnsville South | 05FB08 | Residential | Production | 70554 | 2021 | 2022
20263-229123-01 | Dakota Electric Association | 15 | 25177 | Co-op | DMS965 | 6.38 | Solar |  |  | Interconnected | Eagan | 55123 | Lebanon Hills | 16FB01 | Residential | Production | 23856 | 2021 | 2022
20263-229123-01 | Dakota Electric Association | 15 | 25177 | Co-op | DMS964 | 7.83 | Solar |  |  | Interconnected | Lakeville | 55044 | Dodd Park | 22FB04 | Residential | Production | 30821 | 2021 | 2022
20263-229123-01 | Dakota Electric Association | 15 | 25177 | Co-op | DMS950 | 8.41 | Solar |  |  | Interconnected | Apple Valley | 55124 | Apple Valley | 21FB01 | Residential | Production | 33295 | 2021 | 2022
20263-229123-01 | Dakota Electric Association | 15 | 25177 | Co-op | DMS944 | 3.48 | Solar |  |  | Interconnected | Apple Valley | 55124 | Pilot Knob | 19FB04 | Residential | Production | 15574 | 2021 | 2022
20263-229123-01 | Dakota Electric Association | 15 | 25177 | Co-op | DMS963 | 4.93 | Solar |  |  | Interconnected | Farmington | 55024 | Vermillion River | 24FB01 | Residential | Production | 26079 | 2021 | 2022
20263-229123-01 | Dakota Electric Association | 15 | 25177 | Co-op | DMS962 | 5.51 | Solar |  |  | Interconnected | Lakeville | 55024 | Lakeville | 25FB03 | Residential | Production | 23449 | 2021 | 2022
20263-229123-01 | Dakota Electric Association | 15 | 25177 | Co-op | DMS946 | 4.35 | Solar |  |  | Interconnected | Lakeville | 55044 | Dodd Park | 22FB04 | Residential | Production | 28975 | 2021 | 2022
20263-229123-01 | Dakota Electric Association | 15 | 25177 | Co-op | DMS958 | 7.83 | Solar |  |  | Interconnected | Farmington | 55024 | Empire | 23FB01 | Residential | Production | 52453 | 2021 | 2022
20263-229123-01 | Dakota Electric Association | 15 | 25177 | Co-op | DMS957 | 7.25 | Solar |  |  | Interconnected | Eagan | 55122 | Deerwood | 12FB01 | Residential | Production | 27620 | 2021 | 2022
20263-229123-01 | Dakota Electric Association | 15 | 25177 | Co-op | DMS959 | 8.7 | Solar |  |  | Interconnected | Burnsville | 55337 | Colonial Hills South | 13FB06 | Residential | Production | 35000 | 2021 | 2022
20263-229123-01 | Dakota Electric Association | 15 | 25177 | Co-op | DMS956 | 4.35 | Solar |  |  | Interconnected | Lakeville | 55044 | Dodd Park | 22FB04 | Residential | Production | 22263 | 2021 | 2022
20263-229123-01 | Dakota Electric Association | 15 | 25177 | Co-op | DMS954 | 10.44 | Solar |  |  | Interconnected | Eagan | 55123 | Wescott West | 20FB06 | Residential | Production | 40120 | 2021 | 2022
20263-229123-01 | Dakota Electric Association | 15 | 25177 | Co-op | DMS948 | 6.96 | Solar |  |  | Interconnected | Eagan | 55123 | Eagan | 06FB04 | Residential | Production | 37122 | 2021 | 2022
20263-229123-01 | Dakota Electric Association | 15 | 25177 | Co-op | DMS951 | 5.8 | Solar |  |  | Interconnected | Elko New Market | 55020 | Lake Marion | 15FB04 | Residential | Production | 30860 | 2021 | 2022
20263-229123-01 | Dakota Electric Association | 15 | 25177 | Co-op | DMS941 | 11.4 | Solar |  |  | Interconnected | Lakeville | 55044 | Ritter Park | 27FB04 | Residential | Production | 39072 | 2021 | 2022
20263-229123-01 | Dakota Electric Association | 15 | 25177 | Co-op | DMS940 | 19.72 | Solar |  |  | Interconnected | Cannon Falls | 55009 | Byllesby | 02FB01 | Residential | Production | 100871 | 2021 | 2023
20263-229123-01 | Dakota Electric Association | 15 | 25177 | Co-op | DMS401 | 3.8 | Solar |  |  | Interconnected | Rosemount | 55068 | Dodd Park | 22FB02 | Residential | Production | 6320 | 2020 | 2021
20263-229123-01 | Dakota Electric Association | 15 | 25177 | Co-op | DMS509 | 6.03 | Solar |  |  | Interconnected | Lakeville | 55044 | Dakota Heights | 17FB02 | Residential | Production | 30146 | 2020 | 2021
20263-229123-01 | Dakota Electric Association | 15 | 25177 | Co-op | DMS436 | 4.93 | Solar |  |  | Interconnected | Farmington | 55024 | Vermillion River | 24FB06 | Residential | Production | 25024 | 2020 | 2021
20263-229123-01 | Dakota Electric Association | 15 | 25177 | Co-op | DMS375 | 10 | Solar |  |  | Interconnected | Farmington | 55024 | Dodd Park | 22FB03 | Residential | Production | 24656 | 2020 | 2020
20263-229123-01 | Dakota Electric Association | 15 | 25177 | Co-op | DMS504 | 4.38 | Solar |  |  | Interconnected | Lakeville | 55024 | Dodd Park | 22FB06 | Residential | Production | 24288 | 2020 | 2021
20263-229123-01 | Dakota Electric Association | 15 | 25177 | Co-op | DMS333 | 6 | Solar |  |  | Interconnected | Apple Valley | 55124 | Burnsville South | 05FB02 | Residential | Production | 17312.8 | 2020 | 2020
20263-229123-01 | Dakota Electric Association | 15 | 25177 | Co-op | DMS447 | 7.6 | Solar |  |  | Interconnected | Eagan | 55123 | Eagan | 06FB01 | Residential | Production | 10672 | 2020 | 2021
20263-229123-01 | Dakota Electric Association | 15 | 25177 | Co-op | DMS446 | 5.48 | Solar |  |  | Interconnected | Eagan | 55123 | Lebanon Hills | 16FB04 | Residential | Production | 27275 | 2020 | 2021
20263-229123-01 | Dakota Electric Association | 15 | 25177 | Co-op | DMS340 | 5 | Solar |  |  | Interconnected | Apple Valley | 55124 | Burnsville South | 05FB02 | Residential | Production | 36404 | 2020 | 2020
20263-229123-01 | Dakota Electric Association | 15 | 25177 | Co-op | DMS402 | 6.38 | Solar |  |  | Interconnected | Burnsville | 55306 | Colonial Hills North | 13FB04 | Residential | Production | 25322 | 2020 | 2020
20263-229123-01 | Dakota Electric Association | 15 | 25177 | Co-op | DMS428 | 5.48 | Solar |  |  | Interconnected | Farmington | 55024 | Vermillion River | 24FB06 | Residential | Production | 26448 | 2020 | 2021
20263-229123-01 | Dakota Electric Association | 15 | 25177 | Co-op | DMS341 | 0.88 | Solar |  |  | Interconnected | Lakeville | 55044 | Ritter Park | 26FB04 | Residential |  | 1400 | 2020 | 2020
20263-229123-01 | Dakota Electric Association | 15 | 25177 | Co-op | DMS354 | 5 | Solar |  |  | Interconnected | Apple Valley | 55124 | Apple Valley | 21FB03 | Residential | Production | 34853 | 2020 | 2020
20263-229123-01 | Dakota Electric Association | 15 | 25177 | Co-op | DMS294 | 8.58 | Solar |  |  | Interconnected | Eagan | 55123 | Eagan | 06FB06 | Residential | Production | 26769.6 | 2020 | 2020
20263-229123-01 | Dakota Electric Association | 15 | 25177 | Co-op | DMS468 | 6.58 | Solar |  |  | Interconnected | Eagan | 55123 | Lebanon Hills | 16FB01 | Residential | Production | 33017 | 2020 | 2021
20263-229123-01 | Dakota Electric Association | 15 | 25177 | Co-op | DMS342 | 11.52 | Solar |  |  | Interconnected | Lakeville | 55044 | Ritter Park | 27FB04 | Residential | Production | 15932 | 2020 | 2021
20263-229123-01 | Dakota Electric Association | 15 | 25177 | Co-op | DMS502 | 5.48 | Solar |  |  | Interconnected | Lakeville | 55044 | Fischer West | 11FB12 | Residential | Production | 28710 | 2020 | 2021
20263-229123-01 | Dakota Electric Association | 15 | 25177 | Co-op | DMS440 | 5.48 | Solar |  |  | Interconnected | Lakeville | 55044 | Lakeville | 25FB01 | Residential | Production | 23776 | 2020 | 2020
20263-229123-01 | Dakota Electric Association | 15 | 25177 | Co-op | DMS319 | 10 | Solar |  |  | Interconnected | Eagan | 55123 | Pilot Knob | 19FB04 | Residential | Production | 33683 | 2020 | 2020
20263-229123-01 | Dakota Electric Association | 15 | 25177 | Co-op | DMS405 | 4.35 | Solar |  |  | Interconnected | Eagan | 55123 | Eagan | 06FB05 | Residential | Production | 18254 | 2020 | 2020
20263-229123-01 | Dakota Electric Association | 15 | 25177 | Co-op | DMS343 | 3.8 | Solar |  |  | Interconnected | Apple Valley | 55124 | Fischer West | 11FB12 | Residential | Production | 18129 | 2020 | 2020
20263-229123-01 | Dakota Electric Association | 15 | 25177 | Co-op | DMS459 | 8.22 | Solar |  |  | Interconnected | Eagan | 55123 | Eagan | 06FB01 | Residential | Production | 41630 | 2020 | 2021
20263-229123-01 | Dakota Electric Association | 15 | 25177 | Co-op | DMS507 | 8.77 | Solar |  |  | Interconnected | Lakeville | 55044 | Dodd Park | 22FB03 | Residential | Production | 44501 | 2020 | 2021
20263-229123-01 | Dakota Electric Association | 15 | 25177 | Co-op | DMS435 | 8.22 | Solar |  |  | Interconnected | Lakeville | 55044 | Dodd Park | 22FB05 | Residential | Production | 43065 | 2020 | 2020
20263-229123-01 | Dakota Electric Association | 15 | 25177 | Co-op | DMS460 | 5.31 | Solar |  |  | Interconnected | Eagan | 55123 | Eagan | 06FB05 | Residential | Production | 14000 | 2020 | 2021
20263-229123-01 | Dakota Electric Association | 15 | 25177 | Co-op | DMS412 | 4.38 | Solar |  |  | Interconnected | Lakeville | 55044 | Dakota Heights | 17FB04 | Residential | Production | 22080 | 2020 | 2020
20263-229123-01 | Dakota Electric Association | 15 | 25177 | Co-op | DMS420 | 7.12 | Solar |  |  | Interconnected | Lakeville | 55044 | Lakeville | 25FB03 | Residential | Production | 36192 | 2020 | 2020
20263-229123-01 | Dakota Electric Association | 15 | 25177 | Co-op | DMS441 | 7.67 | Solar |  |  | Interconnected | Lakeville | 55044 | Lakeville | 25FB03 | Residential | Production | 37584 | 2020 | 2020
20263-229123-01 | Dakota Electric Association | 15 | 25177 | Co-op | DMS505 | 3.29 | Solar |  |  | Interconnected | Apple Valley | 55124 | Apple Valley | 21FB01 | Residential | Production | 18216 | 2020 | 2021
20263-229123-01 | Dakota Electric Association | 15 | 25177 | Co-op | DMS472 | 5.52 | Solar |  |  | Interconnected | Farmington | 55024 | Dodd Park | 22FB06 | Residential | Production | 21344 | 2020 | 2020
20263-229123-01 | Dakota Electric Association | 15 | 25177 | Co-op | DMS470 | 8.7 | Solar |  |  | Interconnected | Lakeville | 55044 | Ritter Park | 27FB04 | Residential | Production | 35759 | 2020 | 2020
20263-229123-01 | Dakota Electric Association | 15 | 25177 | Co-op | DMS456 | 7.6 | Solar |  |  | Interconnected | Burnsville | 55337 | Colonial Hills South | 13FB06 | Residential | Production | 27500 | 2020 | 2021
20263-229123-01 | Dakota Electric Association | 15 | 25177 | Co-op | DMS469 | 6.09 | Solar |  |  | Interconnected | Eagan | 55123 | Lebanon Hills | 16FB04 | Residential | Production | 22522 | 2020 | 2021
20263-229123-01 | Dakota Electric Association | 15 | 25177 | Co-op | DMS368 | 4.93 | Solar |  |  | Interconnected | Burnsville | 55306 | Orchard Lake | 08FB02 | Residential | Production | 24729 | 2020 | 2020
20263-229123-01 | Dakota Electric Association | 15 | 25177 | Co-op | DMS467 | 10 | Solar |  |  | Interconnected | Eagan | 55123 | Eagan | 06FB02 | Residential | Production | 30065 | 2020 | 2021
20263-229123-01 | Dakota Electric Association | 15 | 25177 | Co-op | DMS497 | 10.44 | Solar |  |  | Interconnected | Eagan | 55121 | Yankee Doodle North | 10FB07 | Residential | Production | 39843 | 2020 | 2021
20263-229123-01 | Dakota Electric Association | 15 | 25177 | Co-op | DMS448 | 3.8 | Solar |  |  | Interconnected | Eagan | 55123 | Eagan | 06FB05 | Residential | Production | 13068 | 2020 | 2021
20263-229123-01 | Dakota Electric Association | 15 | 25177 | Co-op | DMS288 | 3.8 | Solar |  |  | Interconnected | Lakeville | 55044 | Dakota Heights | 17FB03 | Residential | Production | 16376 | 2020 | 2021
20263-229123-01 | Dakota Electric Association | 15 | 25177 | Co-op | DMS365 | 7.92 | Solar |  |  | Interconnected | Lakeville | 55044 | Orchard Lake | 08FB06 | Residential | Production | 34168 | 2020 | 2020
20263-229123-01 | Dakota Electric Association | 15 | 25177 | Co-op | DMS327 | 7.6 | Solar |  |  | Interconnected | Hampton | 55031 | Empire | 23FB02 | Residential | Production | 28702.8 | 2020 | 2020
20263-229123-01 | Dakota Electric Association | 15 | 25177 | Co-op | DMS352 | 6 | Solar |  |  | Interconnected | Eagan | 55122 | Deerwood | 12FB05 | Residential | Production | 23350 | 2020 | 2020
20263-229123-01 | Dakota Electric Association | 15 | 25177 | Co-op | DMS455 | 8.77 | Solar |  |  | Interconnected | Apple Valley | 55124 | Lakeville | 25FB03 | Residential | Production | 44501 | 2020 | 2021
20263-229123-01 | Dakota Electric Association | 15 | 25177 | Co-op | DMS491 | 4.38 | Solar |  |  | Interconnected | Lakeville | 55044 | Lakeville | 25FB03 | Residential | Production | 24288 | 2020 | 2021
20263-229123-01 | Dakota Electric Association | 15 | 25177 | Co-op | DMS349 | 22.8 | Solar |  |  | Interconnected | Farmington | 55024 | Vermillion River | 24FB02 | Residential | Production | 85218 | 2020 | 2020
20263-229123-01 | Dakota Electric Association | 15 | 25177 | Co-op | DMS452 | 11.6 | Solar |  |  | Interconnected | Lakeville | 55044 | Dodd Park | 22FB05 | Residential | Production | 36800 | 2020 | 2020
20263-229123-01 | Dakota Electric Association | 15 | 25177 | Co-op | DMS431 | 10 | Solar |  |  | Interconnected | Apple Valley | 55124 | Fischer West | 11FB05 | Residential | Production | 36812 | 2020 | 2021
20263-229123-01 | Dakota Electric Association | 15 | 25177 | Co-op | DMS315 | 20 | Solar |  |  | Interconnected | Inver Grove Heights | 55077 | Eagan | 06FB02 | Residential | Production | 59350 | 2020 | 2020
20263-229123-01 | Dakota Electric Association | 15 | 25177 | Co-op | DMS417 | 6 | Solar |  |  | Interconnected | Apple Valley | 55124 | Fischer West | 11FB09 | Residential | Production | 31702 | 2020 | 2021
20263-229123-01 | Dakota Electric Association | 15 | 25177 | Co-op | DMS488 | 7.6 | Solar |  |  | Interconnected | Burnsville | 55306 | Dakota Heights | 17FB01 | Residential | Production | 58450 | 2020 | 2021
20263-229123-01 | Dakota Electric Association | 15 | 25177 | Co-op | DMS418 | 12.91 | Solar |  |  | Interconnected | Lakeville | 55044 | Dodd Park | 22FB04 | Residential | Production | 40000 | 2020 | 2020
20263-229123-01 | Dakota Electric Association | 15 | 25177 | Co-op | DMS376 | 12.06 | Solar |  |  | Interconnected | Lakeville | 55044 | Ritter Park | 27FB04 | Residential | Production | 59856 | 2020 | 2020
20263-229123-01 | Dakota Electric Association | 15 | 25177 | Co-op | DMS475 | 3.84 | Solar |  |  | Interconnected | Lakeville | 55044 | Dakota Heights | 17FB03 | Residential | Production | 19734 | 2020 | 2021
20263-229123-01 | Dakota Electric Association | 15 | 25177 | Co-op | DMS433 | 5.48 | Solar |  |  | Interconnected | Eagan | 55123 | Lebanon Hills | 16FB03 | Residential | Production | 26448 | 2020 | 2021
20263-229123-01 | Dakota Electric Association | 15 | 25177 | Co-op | DMS479 | 3.8 | Solar |  |  | Interconnected | Apple Valley | 55124 | Lakeville | 25FB06 | Residential | Production | 6032 | 2020 | 2021
20263-229123-01 | Dakota Electric Association | 15 | 25177 | Co-op | DMS393 | 5.22 | Solar |  |  | Interconnected | Apple Valley | 55124 | Burnsville North | 05FB11 | Residential | Production | 21643 | 2020 | 2020
20263-229123-01 | Dakota Electric Association | 15 | 25177 | Co-op | DMS392 | 7.67 | Solar |  |  | Interconnected | Lakeville | 55044 | Ritter Park | 27FB04 | Residential | Production | 38976 | 2020 | 2020
20263-229123-01 | Dakota Electric Association | 15 | 25177 | Co-op | DMS463 | 12.06 | Solar |  |  | Interconnected | Saint Paul | 55123 | Lebanon Hills | 16FB04 | Residential | Production | 63162 | 2020 | 2021
20263-229123-01 | Dakota Electric Association | 15 | 25177 | Co-op | DMS471 | 10.96 | Solar |  |  | Interconnected | Lakeville | 55044 | Dodd Park | 22FB05 | Residential | Production | 57420 | 2020 | 2021
20263-229123-01 | Dakota Electric Association | 15 | 25177 | Co-op | DMS416 | 5.22 | Solar |  |  | Interconnected | Eagan | 55122 | River Hills East | 09FB03 | Residential | Production | 21500 | 2020 | 2020
20263-229123-01 | Dakota Electric Association | 15 | 25177 | Co-op | DMS429 | 8.22 | Solar |  |  | Interconnected | Lakeville | 55024 | Dodd Park | 22FB03 | Residential | Production | 41760 | 2020 | 2020
20263-229123-01 | Dakota Electric Association | 15 | 25177 | Co-op | DMS474 | 7.6 | Solar |  |  | Interconnected | Eagan | 55123 | Pilot Knob | 19FB02 | Residential | Production | 31806 | 2020 | 2021
20263-229123-01 | Dakota Electric Association | 15 | 25177 | Co-op | DMS495 | 4.64 | Solar |  |  | Interconnected | Apple Valley | 55124 | Fischer West | 11FB10 | Residential | Production | 21865 | 2020 | 2021
20263-229123-01 | Dakota Electric Association | 15 | 25177 | Co-op | DMS336 | 8.02 | Solar |  |  | Interconnected | Lakeville | 55044 | Dodd Park | 22FB04 | Residential | Production | 31073 | 2020 | 2020
20263-229123-01 | Dakota Electric Association | 15 | 25177 | Co-op | DMS363 | 9.77 | Solar |  |  | Interconnected | Hastings | 55033 | Marshan | 18FB01 | Residential | Production | 40382 | 2020 | 2020
20263-229123-01 | Dakota Electric Association | 15 | 25177 | Co-op | DMS364 | 5 | Solar |  |  | Interconnected | Apple Valley | 55124 | Fischer West | 11FB09 | Residential | Production | 31244 | 2020 | 2020
20263-229123-01 | Dakota Electric Association | 15 | 25177 | Co-op | DMS324 | 8.7 | Solar |  |  | Interconnected | Eagan | 55122 | Deerwood | 12FB03 | Residential | Production | 33025 | 2020 | 2020
20263-229123-01 | Dakota Electric Association | 15 | 25177 | Co-op | DMS462 | 6.57 | Solar |  |  | Interconnected | Rosemount | 55068 | Lebanon Hills | 16FB03 | Residential | Production | 20000 | 2020 | 2020
20263-229123-01 | Dakota Electric Association | 15 | 25177 | Co-op | DMS506 | 6.58 | Solar |  |  | Interconnected | Lakeville | 55044 | Fischer West | 11FB12 | Residential | Production | 34452 | 2020 | 2021
20263-229123-01 | Dakota Electric Association | 15 | 25177 | Co-op | DMS503 | 4.93 | Solar |  |  | Interconnected | Lakeville | 55044 | Fischer West | 11FB12 | Residential | Production | 27324 | 2020 | 2021
20263-229123-01 | Dakota Electric Association | 15 | 25177 | Co-op | DMS438 | 7.67 | Solar |  |  | Interconnected | Lakeville | 55044 | Dodd Park | 22FB04 | Residential | Production | 38976 | 2020 | 2020
20263-229123-01 | Dakota Electric Association | 15 | 25177 | Co-op | DMS408 | 5.48 | Solar |  |  | Interconnected | Lakeville | 55044 | Dakota Heights | 17FB03 | Residential | Production | 28448 | 2020 | 2020
20263-229123-01 | Dakota Electric Association | 15 | 25177 | Co-op | DMS390 | 6.58 | Solar |  |  | Interconnected | Lakeville | 55044 | Dodd Park | 22FB06 | Residential | Production | 33408 | 2020 | 2020
20263-229123-01 | Dakota Electric Association | 15 | 25177 | Co-op | DMS345 | 7.32 | Solar |  |  | Interconnected | Apple Valley | 55124 | Fischer East | 11FB03 | Residential | Production | 27899 | 2020 | 2020
20263-229123-01 | Dakota Electric Association | 15 | 25177 | Co-op | DMS377 | 7.6 | Solar |  |  | Interconnected | Apple Valley | 55124 | Burnsville North | 05FB09 | Residential | Production | 46661 | 2020 | 2021
20263-229123-01 | Dakota Electric Association | 15 | 25177 | Co-op | DMS426 | 8.77 | Solar |  |  | Interconnected | Lakeville | 55044 | Dodd Park | 22FB04 | Residential | Production | 44544 | 2020 | 2020
20263-229123-01 | Dakota Electric Association | 15 | 25177 | Co-op | DMS395 | 6.96 | Solar |  |  | Interconnected | Burnsville | 55337 | Burnsville South | 05FB08 | Residential | Production | 25637 | 2020 | 2020
20263-229123-01 | Dakota Electric Association | 15 | 25177 | Co-op | DMS404 | 7.6 | Solar |  |  | Interconnected | Hastings | 55033 | Hastings | 03FB01 | Residential | Production | 46761 | 2020 | 2021
20263-229123-01 | Dakota Electric Association | 15 | 25177 | Co-op | DMS317 | 3.77 | Solar |  |  | Interconnected | Apple Valley | 55124 | Apple Valley | 21FB06 | Residential | Production | 18996 | 2020 | 2020
20263-229123-01 | Dakota Electric Association | 15 | 25177 | Co-op | DMS355 | 7.2 | Solar |  |  | Interconnected | Lakeville | 55044 | Dakota Heights | 17FB01 | Residential | Production | 31569 | 2020 | 2020
20263-229123-01 | Dakota Electric Association | 15 | 25177 | Co-op | DMS362 | 6.98 | Solar |  |  | Interconnected | Lakeville | 55044 | Dakota Heights | 17FB06 | Residential | Production | 26230 | 2020 | 2020
20263-229123-01 | Dakota Electric Association | 15 | 25177 | Co-op | DMS427 | 8.22 | Solar |  |  | Interconnected | Apple Valley | 55124 | Fischer East | 11FB10 | Residential | Production | 40368 | 2020 | 2020
20263-229123-01 | Dakota Electric Association | 15 | 25177 | Co-op | DMS521 | 5.22 | Solar |  |  | Interconnected | Apple Valley | 55124 | Fischer East | 11FB04 | Residential | Production | 24922 | 2020 | 2021
20263-229123-01 | Dakota Electric Association | 15 | 25177 | Co-op | DMS478 | 5.48 | Solar |  |  | Interconnected | Rosemount | 55068 | Lakeville | 25FB02 | Residential | Production | 27275 | 2020 | 2021
20263-229123-01 | Dakota Electric Association | 15 | 25177 | Co-op | DMS493 | 7.67 | Solar |  |  | Interconnected | Lakeville | 55044 | Dakota Heights | 17FB02 | Residential | Production | 38759 | 2020 | 2021
20263-229123-01 | Dakota Electric Association | 15 | 25177 | Co-op | DMS465 | 14.25 | Solar |  |  | Interconnected | Lakeville | 55044 | Ritter Park | 27FB04 | Residential | Production | 73211 | 2020 | 2021
20263-229123-01 | Dakota Electric Association | 15 | 25177 | Co-op | DMS477 | 8.77 | Solar |  |  | Interconnected | Lakeville | 55044 | Ritter Park | 27FB04 | Residential | Production | 44501 | 2020 | 2021
20263-229123-01 | Dakota Electric Association | 15 | 25177 | Co-op | DMS552 | 4.72 | Solar |  |  | Interconnected | Eagan | 55122 | Deerwood | 12FB04 | Residential | Production | 15000 | 2020 | 2021
20263-229123-01 | Dakota Electric Association | 15 | 25177 | Co-op | DMS328 | 10.25 | Solar |  |  | Interconnected | Apple Valley | 55124 | Burnsville North | 05FB09 | Residential | Production | 36736 | 2020 | 2020
20263-229123-01 | Dakota Electric Association | 15 | 25177 | Co-op | DMS445 | 5.48 | Solar |  |  | Interconnected | Farmington | 55024 | Vermillion River | 24FB01 | Residential | Production | 26448 | 2020 | 2021
20263-229123-01 | Dakota Electric Association | 15 | 25177 | Co-op | DMS515 | 8.22 | Solar |  |  | Interconnected | Lakeville | 55044 | Lakeville | 25FB03 | Residential | Production | 43065 | 2020 | 2021
20263-229123-01 | Dakota Electric Association | 15 | 25177 | Co-op | DMS492 | 3.29 | Solar |  |  | Interconnected | Lakeville | 55044 | Lakeville | 25FB01 | Residential | Production | 16698 | 2020 | 2021
20263-229123-01 | Dakota Electric Association | 15 | 25177 | Co-op | DMS398 | 10.96 | Solar |  |  | Interconnected | Apple Valley | 55124 | Fischer West | 11FB08 | Residential | Production | 55680 | 2020 | 2021
20263-229123-01 | Dakota Electric Association | 15 | 25177 | Co-op | DMS511 | 6.03 | Solar |  |  | Interconnected | Farmington | 55024 | Vermillion River | 24FB06 | Residential | Production | 29232 | 2020 | 2021
20263-229123-01 | Dakota Electric Association | 15 | 25177 | Co-op | DMS421 | 9.32 | Solar |  |  | Interconnected | Lakeville | 55044 | Ritter Park | 27FB04 | Residential | Production | 45936 | 2020 | 2020
20263-229123-01 | Dakota Electric Association | 15 | 25177 | Co-op | DMS510 | 3.84 | Solar |  |  | Interconnected | Lakeville | 55044 | Fischer West | 11FB12 | Residential | Production | 19734 | 2020 | 2021
20263-229123-01 | Dakota Electric Association | 15 | 25177 | Co-op | DMS458 | 7.12 | Solar |  |  | Interconnected | Eagan | 55123 | Pilot Knob | 19FB04 | Residential | Production | 35888 | 2020 | 2021
20263-229123-01 | Dakota Electric Association | 15 | 25177 | Co-op | DMS384 | 9.32 | Solar |  |  | Interconnected | Lakeville | 55044 | Dodd Park | 22FB04 | Residential | Production | 45936 | 2020 | 2020
20263-229123-01 | Dakota Electric Association | 15 | 25177 | Co-op | DMS313 | 16.24 | Solar |  |  | Interconnected | Prior Lake | 55372 | Kenrick | 26FB04 | Residential | Production | 56392 | 2020 | 2020
20263-229123-01 | Dakota Electric Association | 15 | 25177 | Co-op | DMS520 | 3.8 | Solar |  |  | Interconnected | Apple Valley | 55124 | Fischer East | 11FB04 | Residential | Production | 15410 | 2020 | 2021
20263-229123-01 | Dakota Electric Association | 15 | 25177 | Co-op | DMS321 | 8.12 | Solar |  |  | Interconnected | Lakeville | 55044 | Ritter Park | 27FB03 | Residential | Production | 38190 | 2020 | 2020
20263-229123-01 | Dakota Electric Association | 15 | 25177 | Co-op | DMS322 | 7.6 | Solar |  |  | Interconnected | Eagan | 55123 | Lebanon Hills | 16FB04 | Residential | Production | 27400 | 2020 | 2020
20263-229123-01 | Dakota Electric Association | 15 | 25177 | Co-op | DMS437 | 3.29 | Solar |  |  | Interconnected | Lakeville | 55044 | Dodd Park | 22FB06 | Residential | Production | 17664 | 2020 | 2020
20263-229123-01 | Dakota Electric Association | 15 | 25177 | Co-op | DMS331 | 11.4 | Solar |  | X | Interconnected | Eagan | 55122 | River Hills East | 09FB03 | Residential | Production | 36500 | 2020 | 2020
20263-229123-01 | Dakota Electric Association | 15 | 25177 | Co-op | DMS323 | 10 | Solar |  |  | Interconnected | Farmington | 55024 | Vermillion River | 24FB06 | Residential | Production | 24750 | 2020 | 2020
20263-229123-01 | Dakota Electric Association | 15 | 25177 | Co-op | DMS498 | 5.48 | Solar |  |  | Interconnected | Lakeville | 55044 | Fischer West | 11FB12 | Residential | Production | 28710 | 2020 | 2021
20263-229123-01 | Dakota Electric Association | 15 | 25177 | Co-op | DMS410 | 4.93 | Solar |  |  | Interconnected | Eagan | 55123 | Lebanon Hills | 16FB03 | Residential | Production | 26496 | 2020 | 2021
20263-229123-01 | Dakota Electric Association | 15 | 25177 | Co-op | DMS451 | 3.8 | Solar |  |  | Interconnected | Rosemount | 55068 | Lebanon Hills | 16FB03 | Residential | Production | 27779 | 2020 | 2021
20263-229123-01 | Dakota Electric Association | 15 | 25177 | Co-op | DMS353 | 6.09 | Solar |  |  | Interconnected | Burnsville | 55306 | Orchard Lake | 08FB01 | Residential | Production | 22000 | 2020 | 2020
20263-229123-01 | Dakota Electric Association | 15 | 25177 | Co-op | DMS444 | 7.12 | Solar |  |  | Interconnected | Eagan | 55123 | Lebanon Hills | 16FB02 | Residential | Production | 36192 | 2020 | 2021
20263-229123-01 | Dakota Electric Association | 15 | 25177 | Co-op | DMS457 | 6.92 | Solar |  |  | Interconnected | Eagan | 55123 | Eagan | 06FB01 | Residential |  | 25015 | 2020 | 2021
20263-229123-01 | Dakota Electric Association | 15 | 25177 | Co-op | DMS449 | 4.93 | Solar |  |  | Interconnected | Lakeville | 55044 | Dakota Heights | 17FB04 | Residential | Production | 25024 | 2020 | 2020
20263-229123-01 | Dakota Electric Association | 15 | 25177 | Co-op | DMS309 | 5 | Solar |  |  | Interconnected | Eagan | 55123 | LeMay Lake | 14FB03 | Residential | Production | 16484 | 2020 | 2020
20263-229123-01 | Dakota Electric Association | 15 | 25177 | Co-op | DMS372 | 6 | Solar |  |  | Interconnected | Inver Grove Heights | 55077 | Lebanon Hills | 16FB02 | Residential | Production | 18054 | 2020 | 2020
20263-229123-01 | Dakota Electric Association | 15 | 25177 | Co-op | DMS346 | 6.09 | Solar |  |  | Interconnected | Eagan | 55122 | River Hills East | 09FB02 | Residential | Production | 24182 | 2020 | 2020
20263-229123-01 | Dakota Electric Association | 15 | 25177 | Co-op | DMS411 | 4.38 | Solar |  |  | Interconnected | Lakeville | 55044 | Lakeville | 25FB01 | Residential | Production | 22080 | 2020 | 2020
20263-229123-01 | Dakota Electric Association | 15 | 25177 | Co-op | DMS512 | 9.32 | Solar |  |  | Interconnected | Lakeville | 55044 | Ritter Park | 27FB04 | Residential | Production | 47372 | 2020 | 2021
20263-229123-01 | Dakota Electric Association | 15 | 25177 | Co-op | DMS318 | 7.32 | Solar |  |  | Interconnected | Farmington | 55024 | Dodd Park | 22FB03 | Residential | Production | 29376 | 2020 | 2020
20263-229123-01 | Dakota Electric Association | 15 | 25177 | Co-op | DMS320 | 10 | Solar |  |  | Interconnected | Northfield | 55057 | Castle Rock | 04FB02 | Residential | Production | 34420 | 2020 | 2020
20263-229123-01 | Dakota Electric Association | 15 | 25177 | Co-op | DMS403 | 5 | Solar |  |  | Interconnected | Lakeville | 55044 | Lakeville | 25FB01 | Residential | Production | 24276 | 2020 | 2021
20263-229123-01 | Dakota Electric Association | 15 | 25177 | Co-op | DMS567 | 1.68 | Solar |  |  | Interconnected | Hastings | 55033 | Nininger | 29FB01 | Residential | Production |  | 2020 | 2020
20263-229123-01 | Dakota Electric Association | 15 | 25177 | Co-op | DMS374 | 7.6 | Solar |  |  | Interconnected | Eagan | 55123 | Eagan | 06FB03 | Residential | Production | 21063 | 2020 | 2020
20263-229123-01 | Dakota Electric Association | 15 | 25177 | Co-op | DMS423 | 10.41 | Solar |  |  | Interconnected | Lakeville | 55044 | Dodd Park | 22FB06 | Residential | Production | 51504 | 2020 | 2020
20263-229123-01 | Dakota Electric Association | 15 | 25177 | Co-op | DMS442 | 9.32 | Solar |  |  | Interconnected | Eagan | 55123 | Eagan | 06FB05 | Residential | Production | 47372 | 2020 | 2021
20263-229123-01 | Dakota Electric Association | 15 | 25177 | Co-op | DMS432 | 6.03 | Solar |  |  | Interconnected | Apple Valley | 55124 | Apple Valley | 21FB04 | Residential | Production | 29232 | 2020 | 2020
20263-229123-01 | Dakota Electric Association | 15 | 25177 | Co-op | DMS519 | 3.8 | Solar |  |  | Interconnected | Apple Valley | 55124 | Fischer East | 11FB04 | Residential | Production | 16762.25 | 2020 | 2021
20263-229123-01 | Dakota Electric Association | 15 | 25177 | Co-op | DMS357 | 7.83 | Solar |  |  | Interconnected | Lakeville | 55044 | Dakota Heights | 17FB04 | Residential | Production | 34568 | 2020 | 2020
20263-229123-01 | Dakota Electric Association | 15 | 25177 | Co-op | DMS400 | 7.25 | Solar |  |  | Interconnected | Lakeville | 55044 | Dakota Heights | 17FB05 | Residential | Production | 27000 | 2020 | 2021
20263-229123-01 | Dakota Electric Association | 15 | 25177 | Co-op | DMS466 | 6.03 | Solar |  |  | Interconnected | Lakeville | 55044 | Kenrick | 26FB02 | Residential | Production | 30146 | 2020 | 2021
20263-229123-01 | Dakota Electric Association | 15 | 25177 | Co-op | DMS518 | 10.41 | Solar |  |  | Interconnected | Lakeville | 55044 | Dakota Heights | 17FB02 | Residential | Production | 56549 | 2020 | 2021
20263-229123-01 | Dakota Electric Association | 15 | 25177 | Co-op | DMS330 | 11.4 | Solar |  |  | Interconnected | Apple Valley | 55124 | Apple Valley | 21FB03 | Residential | Production | 71697 | 2020 | 2020
20263-229123-01 | Dakota Electric Association | 15 | 25177 | Co-op | DMS476 | 3.84 | Solar |  |  | Interconnected | Lakeville | 55024 | Lakeville | 25FB01 | Residential | Production | 19734 | 2020 | 2021
20263-229123-01 | Dakota Electric Association | 15 | 25177 | Co-op | DMS500 | 6.58 | Solar |  |  | Interconnected | Apple Valley | 55124 | Lebanon Hills | 16FB03 | Residential | Production | 34452 | 2020 | 2021
20263-229123-01 | Dakota Electric Association | 15 | 25177 | Co-op | DMS434 | 6.58 | Solar |  |  | Interconnected | Lakeville | 55044 | Lakeville | 25FB03 | Residential | Production | 32016 | 2020 | 2021
20263-229123-01 | Dakota Electric Association | 15 | 25177 | Co-op | DMS367 | 10.44 | Solar |  |  | Interconnected | Hastings | 55033 | Hastings | 03FB02 | Residential | Production | 38628 | 2020 | 2020
20263-229123-01 | Dakota Electric Association | 15 | 25177 | Co-op | DMS496 | 8.85 | Solar |  |  | Interconnected | Apple Valley | 55124 | Burnsville South | 05FB02 | Residential | Production | 27000 | 2020 | 2021
20263-229123-01 | Dakota Electric Association | 15 | 25177 | Co-op | DMS419 | 7.12 | Solar |  |  | Interconnected | Farmington | 55024 | Vermillion River | 24FB01 | Residential | Production | 36192 | 2020 | 2021
20263-229123-01 | Dakota Electric Association | 15 | 25177 | Co-op | DMS413 | 10.73 | Solar |  |  | Interconnected | Eagan | 55122 | Deerwood | 12FB05 | Residential | Production | 44839 | 2020 | 2020
20263-229123-01 | Dakota Electric Association | 15 | 25177 | Co-op | DMS487 | 10.47 | Solar |  |  | Interconnected | Eagan | 55123 | Lebanon Hills | 16FB04 | Residential | Production | 39000 | 2020 | 2021
20263-229123-01 | Dakota Electric Association | 15 | 25177 | Co-op | DMS314 | 7.6 | Solar |  |  | Interconnected | Apple Valley | 55124 | Lakeville | 25FB06 | Residential | Production | 15000 | 2020 | 2020
20263-229123-01 | Dakota Electric Association | 15 | 25177 | Co-op | DMS382 | 8.77 | Solar |  |  | Interconnected | Lakeville | 55044 | Dodd Park | 22FB05 | Residential | Production | 43152 | 2020 | 2020
20263-229123-01 | Dakota Electric Association | 15 | 25177 | Co-op | DMS366 | 6 | Solar |  |  | Interconnected | Apple Valley | 55124 | Burnsville North | 05FB11 | Residential | Production | 18054 | 2020 | 2020
20263-229123-01 | Dakota Electric Association | 15 | 25177 | Co-op | DMS422 | 11.51 | Solar |  |  | Interconnected | Lakeville | 55044 | Dodd Park | 22FB06 | Residential | Production | 58464 | 2020 | 2020
20263-229123-01 | Dakota Electric Association | 15 | 25177 | Co-op | DMS443 | 4.93 | Solar |  |  | Interconnected | Lakeville | 55044 | Dodd Park | 22FB03 | Residential | Production | 26496 | 2020 | 2020
20263-229123-01 | Dakota Electric Association | 15 | 25177 | Co-op | DMS501 | 21.46 | Solar |  |  | Interconnected | Apple Valley | 55124 | Burnsville South | 05FB02 | Commercial |  | 80516 | 2020 | 2021
20263-229123-01 | Dakota Electric Association | 15 | 25177 | Co-op | DMS348 | 5 | Solar |  |  | Interconnected | Apple Valley | 55124 | Fischer West | 11FB05 | Residential | Production | 18500 | 2020 | 2020
20263-229123-01 | Dakota Electric Association | 15 | 25177 | Co-op | DMS464 | 5.48 | Solar |  |  | Interconnected | Apple Valley | 55124 | Fischer West | 11FB03 | Residential | Production | 27840 | 2020 | 2021
20263-229123-01 | Dakota Electric Association | 15 | 25177 | Co-op | DMS371 | 5.22 | Solar |  |  | Interconnected | Eagan | 55123 | Wescott West | 20FB06 | Residential | Production | 20380 | 2020 | 2020
20263-229123-01 | Dakota Electric Association | 15 | 25177 | Co-op | DMS361 | 5 | Solar |  |  | Interconnected | Farmington | 55024 | Vermillion River | 24FB01 | Residential | Production | 34485 | 2020 | 2021
20263-229123-01 | Dakota Electric Association | 15 | 25177 | Co-op | DMS383 | 10.41 | Solar |  |  | Interconnected | Farmington | 55024 | Vermillion River | 24FB01 | Residential | Production | 51504 | 2020 | 2021
20263-229123-01 | Dakota Electric Association | 15 | 25177 | Co-op | DMS351 | 3.84 | Solar |  |  | Interconnected | Eagan | 55122 | Deerwood | 12FB05 | Residential | Production | 21120 | 2020 | 2020
20263-229123-01 | Dakota Electric Association | 15 | 25177 | Co-op | DMS482 | 6.03 | Solar |  |  | Interconnected | Rosemount | 55068 | Lakeville | 25FB02 | Residential | Production | 31581 | 2020 | 2021
20263-229123-01 | Dakota Electric Association | 15 | 25177 | Co-op | DMS430 | 6 | Solar |  |  | Interconnected | Apple Valley | 55124 | Burnsville North | 05FB09 | Residential | Production | 39930 | 2020 | 2021
20263-229123-01 | Dakota Electric Association | 15 | 25177 | Co-op | DMS359 | 5.51 | Solar |  |  | Interconnected | Apple Valley | 55124 | Fischer West | 11FB12 | Residential | Production | 27015 | 2020 | 2020
20263-229123-01 | Dakota Electric Association | 15 | 25177 | Co-op | DMS385 | 4.93 | Solar |  |  | Interconnected | Farmington | 55024 | Vermillion River | 24FB01 | Residential | Production | 26496 | 2020 | 2021
20263-229123-01 | Dakota Electric Association | 15 | 25177 | Co-op | DMS360 | 2.9 | Solar |  |  | Interconnected | Farmington | 55024 | Vermillion River | 24FB01 | Residential | Production | 15516 | 2020 | 2020
20263-229123-01 | Dakota Electric Association | 15 | 25177 | Co-op | DMS568 | 9.77 | Solar |  |  | Interconnected | Burnsville | 55337 | Burnsville South | 05FB04 | Residential | Production | 61154 | 2020 | 2020
20263-229123-01 | Dakota Electric Association | 15 | 25177 | Co-op | DMS569 | 10 | Storage |  |  | Interconnected | Burnsville | 55337 | Burnsville South | 05FB04 | Residential | Production |  | 2020 | 2021
20263-229123-01 | Dakota Electric Association | 15 | 25177 | Co-op | DMS516 | 4.38 | Solar |  |  | Interconnected | Lakeville | 55044 | Fischer West | 11FB12 | Residential | Production | 22770 | 2020 | 2021
20263-229123-01 | Dakota Electric Association | 15 | 25177 | Co-op | DMS289 | 4.64 | Solar |  |  | Interconnected | Apple Valley | 55124 | Burnsville North | 05FB03 | Residential | Production | 10560 | 2020 | 2020
20263-229123-01 | Dakota Electric Association | 15 | 25177 | Co-op | DMS378 | 7.54 | Solar |  |  | Interconnected | Eagan | 55123 | Yankee Doodle North | 10FB03 | Residential | Production | 22356 | 2020 | 2020
20263-229123-01 | Dakota Electric Association | 15 | 25177 | Co-op | DMS415 | 5 | Solar |  |  | Interconnected | Lakeville | 55044 | Ritter Park | 27FB04 | Residential | Production | 41144 | 2020 | 2021
20263-229123-01 | Dakota Electric Association | 15 | 25177 | Co-op | DMS484 | 8.77 | Solar |  |  | Interconnected | Lakeville | 55044 | Kenrick | 26FB02 | Residential | Production | 44501 | 2020 | 2021
20263-229123-01 | Dakota Electric Association | 15 | 25177 | Co-op | DMS335 | 9.45 | Solar |  |  | Interconnected | Apple Valley | 55337 | Apple Valley | 21FB06 | Residential | Production | 31658 | 2020 | 2020
20263-229123-01 | Dakota Electric Association | 15 | 25177 | Co-op | DMS514 | 3.29 | Solar |  |  | Interconnected | Eagan | 55123 | Lebanon Hills | 16FB02 | Residential | Production | 16698 | 2020 | 2021
20263-229123-01 | Dakota Electric Association | 15 | 25177 | Co-op | DMS381 | 20 | Solar |  |  | Interconnected | Northfield | 55057 | Lake Marion | 15FB04 | Residential | Production | 67569.2 | 2020 | 2021
20263-229123-01 | Dakota Electric Association | 15 | 25177 | Co-op | DMS439 | 9.86 | Solar |  |  | Interconnected | Farmington | 55024 | Lakeville | 25FB01 | Residential | Production | 50112 | 2020 | 2021
20263-229123-01 | Dakota Electric Association | 15 | 25177 | Co-op | DMS325 | 4.88 | Solar |  |  | Interconnected | Apple Valley | 55124 | Fischer East | 11FB06 | Residential | Production | 16644 | 2020 | 2020
20263-229123-01 | Dakota Electric Association | 15 | 25177 | Co-op | DMS329 | 3.8 | Solar |  |  | Interconnected | Rosemount | 55068 | Fischer East | 11FB08 | Residential | Production | 22397 | 2020 | 2020
20263-229123-01 | Dakota Electric Association | 15 | 25177 | Co-op | DMS490 | 7.67 | Solar |  |  | Interconnected | Lakeville | 55044 | Lakeville | 25FB03 | Residential | Production | 38976 | 2020 | 2021
20263-229123-01 | Dakota Electric Association | 15 | 25177 | Co-op | DMS425 | 6.03 | Solar |  |  | Interconnected | Farmington | 55024 | Dodd Park | 22FB06 | Residential | Production | 30624 | 2020 | 2021
20263-229123-01 | Dakota Electric Association | 15 | 25177 | Co-op | DMS350 | 17.6 | Solar |  |  | Interconnected | Farmington | 55024 | Vermillion River | 24FB02 | Residential | Production | 68783 | 2020 | 2020
20263-229123-01 | Dakota Electric Association | 15 | 25177 | Co-op | DMS499 | 4.93 | Solar |  |  | Interconnected | Rosemount | 55068 | Fischer East | 11FB03 | Residential | Production | 25806 | 2020 | 2021
20263-229123-01 | Dakota Electric Association | 15 | 25177 | Co-op | DMS338 | 8.7 | Solar |  |  | Interconnected | Farmington | 55024 | Dodd Park | 22FB06 | Residential | Production | 38340 | 2020 | 2020
20263-229123-01 | Dakota Electric Association | 15 | 25177 | Co-op | DMS396 | 5.9 | Solar |  |  | Interconnected | Lakeville | 55044 | Kenrick | 26FB02 | Residential | Production | 23550 | 2020 | 2021
20263-229123-01 | Dakota Electric Association | 15 | 25177 | Co-op | DMS424 | 7.12 | Solar |  |  | Interconnected | Lakeville | 55044 | Dodd Park | 22FB06 | Residential | Production | 34800 | 2020 | 2020
20263-229123-01 | Dakota Electric Association | 15 | 25177 | Co-op | DMS379 | 4.93 | Solar |  |  | Interconnected | Lakeville | 55024 | Lakeville | 25FB05 | Residential | Production | 26496 | 2020 | 2020
20263-229123-01 | Dakota Electric Association | 15 | 25177 | Co-op | DMS508 | 13.8 | Solar |  |  | Interconnected | Burnsville | 55337 | Colonial Hills North | 13FB01 | Residential | Production | 40755 | 2020 | 2021
20263-229123-01 | Dakota Electric Association | 15 | 25177 | Co-op | DMS334 | 3.8 | Solar |  |  | Interconnected | Eagan | 55123 | Lebanon Hills | 16FB03 | Residential | Production | 17750 | 2020 | 2020
20263-229123-01 | Dakota Electric Association | 15 | 25177 | Co-op | DMS409 | 7.83 | Solar |  |  | Interconnected | Lakeville | 55068 | Lakeville | 25FB03 | Residential | Production | 31400 | 2020 | 2020
20263-229123-01 | Dakota Electric Association | 15 | 25177 | Co-op | DMS486 | 11.31 | Solar |  |  | Interconnected | Eagan | 55123 | Eagan | 06FB05 | Residential | Production | 39650 | 2020 | 2021
20263-229123-01 | Dakota Electric Association | 15 | 25177 | Co-op | DMS380 | 7.12 | Solar |  |  | Interconnected | Lakeville | 55044 | Dodd Park | 22FB04 | Residential | Production | 34800 | 2020 | 2020
20263-229123-01 | Dakota Electric Association | 15 | 25177 | Co-op | DMS480 | 7.6 | Solar |  |  | Interconnected | Burnsville | 55337 | Burnsville North | 05FB01 | Residential | Production | 36356 | 2020 | 2021
20263-229123-01 | Dakota Electric Association | 15 | 25177 | Co-op | DMS555 | 6 | Solar |  |  | Interconnected | Eagan | 55122 | River Hills East | 09FB03 | Residential | Production | 18400 | 2020 | 2021
20263-229123-01 | Dakota Electric Association | 15 | 25177 | Co-op | DMS387 | 5.8 | Solar |  |  | Interconnected | Eagan | 55123 | Eagan | 06FB01 | Residential | Production | 21451 | 2020 | 2020
20263-229123-01 | Dakota Electric Association | 15 | 25177 | Co-op | DMS494 | 7.12 | Solar |  |  | Interconnected | Lakeville | 55024 | Lakeville | 25FB01 | Residential | Production | 37323 | 2020 | 2021
20263-229123-01 | Dakota Electric Association | 15 | 25177 | Co-op | DMS481 | 6.03 | Solar |  |  | Interconnected | Lakeville | 55044 | Kenrick | 26FB02 | Residential | Production | 30146 | 2020 | 2021
20263-229123-01 | Dakota Electric Association | 15 | 25177 | Co-op | DMS358 | 6.38 | Solar |  |  | Interconnected | Apple Valley | 55124 | Lakeville | 25FB02 | Residential | Production | 25563 | 2020 | 2020
20263-229123-01 | Dakota Electric Association | 15 | 25177 | Co-op | DMS386 | 10.41 | Solar |  |  | Interconnected | Farmington | 55024 | Dodd Park | 22FB03 | Residential | Production | 51504 | 2020 | 2020
20263-229123-01 | Dakota Electric Association | 15 | 25177 | Co-op | DMS517 | 9.86 | Solar |  |  | Interconnected | Apple Valley | 55124 | Fischer East | 11FB08 | Residential | Production | 48720 | 2020 | 2021
20263-229123-01 | Dakota Electric Association | 15 | 25177 | Co-op | DMS399 | 8.7 | Solar |  |  | Interconnected | Lakeville | 55044 | Kenrick | 26FB02 | Residential | Production | 40657 | 2020 | 2020
20263-229123-01 | Dakota Electric Association | 15 | 25177 | Co-op | DMS454 | 6.03 | Solar |  |  | Interconnected | Lakeville | 55024 | Dodd Park | 22FB06 | Residential | Production | 30146 | 2020 | 2021
20263-229123-01 | Dakota Electric Association | 15 | 25177 | Co-op | DMS406 | 7.67 | Solar |  |  | Interconnected | Eagan | 55123 | Eagan | 06FB01 | Residential | Production | 37584 | 2020 | 2021
20263-229123-01 | Dakota Electric Association | 15 | 25177 | Co-op | DMS388 | 9.32 | Solar |  |  | Interconnected | Farmington | 55024 | Dodd Park | 22FB06 | Residential | Production | 45936 | 2020 | 2020
20263-229123-01 | Dakota Electric Association | 15 | 25177 | Co-op | DMS407 | 4.93 | Solar |  |  | Interconnected | Lakeville | 55044 | Dodd Park | 22FB06 | Residential | Production | 26496 | 2020 | 2020
20263-229123-01 | Dakota Electric Association | 15 | 25177 | Co-op | DMS489 | 3.8 | Solar |  |  | Interconnected | Lakeville | 55044 | Fischer West | 11FB12 | Residential | Production | 10857 | 2020 | 2021
20263-229123-01 | Dakota Electric Association | 15 | 25177 | Co-op | DMS391 | 3.29 | Solar |  |  | Interconnected | Lakeville | 55044 | Dakota Heights | 17FB03 | Residential | Production | 17664 | 2020 | 2020
20263-229123-01 | Dakota Electric Association | 15 | 25177 | Co-op | DMS307 | 6 | Solar |  |  | Interconnected | Eagan | 55122 | River Hills West | 09FB04 | Residential | Production | 23000 | 2020 | 2020
20263-229123-01 | Dakota Electric Association | 15 | 25177 | Co-op | DMS397 | 5.48 | Solar |  |  | Interconnected | Farmington | 55024 | Lakeville | 25FB01 | Residential | Production | 27840 | 2020 | 2021
20263-229123-01 | Dakota Electric Association | 15 | 25177 | Co-op | DMS394 | 6.09 | Solar |  |  | Interconnected | Farmington | 55024 | Vermillion River | 24FB01 | Residential | Production | 23286 | 2020 | 2020
20263-229123-01 | Dakota Electric Association | 15 | 25177 | Co-op | DMS414 | 10 | Solar |  |  | Interconnected | Farmington | 55024 | Vermillion River | 24FB01 | Residential | Production | 50636 | 2020 | 2021
20263-229123-01 | Dakota Electric Association | 15 | 25177 | Co-op | DMS473 | 6.49 | Solar |  |  | Interconnected | Burnsville | 55337 | Burnsville North | 05FB01 | Residential | Production | 29865 | 2020 | 2021
20263-229123-01 | Dakota Electric Association | 15 | 25177 | Co-op | DMS389 | 7.54 | Solar |  |  | Interconnected | Lakeville | 55044 | Lake Marion | 15FB04 | Residential | Production | 27847 | 2020 | 2020
20263-229123-01 | Dakota Electric Association | 15 | 25177 | Co-op | DMS308 | 3.12 | Solar |  |  | Interconnected | Apple Valley | 55124 | Fischer West | 11FB10 | Residential | Production | 15660 | 2020 | 2020
20263-229123-01 | Dakota Electric Association | 15 | 25177 | Co-op | DMS450 | 7.95 | Solar |  |  | Interconnected | Eagan | 55123 | Yankee Doodle North | 10FB03 | Residential | Production | 32000 | 2020 | 2020
20263-229123-01 | Dakota Electric Association | 15 | 25177 | Co-op | DMS326 | 7.25 | Solar |  |  | Interconnected | Northfield | 55057 | Castle Rock | 04FB01 | Residential | Production | 21503 | 2020 | 2020
20263-229123-01 | Dakota Electric Association | 15 | 25177 | Co-op | DMS356 | 9.28 | Solar |  |  | Interconnected | Eagan | 55123 | Lebanon Hills | 16FB03 | Residential | Production | 35795 | 2020 | 2020
20263-229123-01 | Dakota Electric Association | 15 | 25177 | Co-op | DMS373 | 13.8 | Solar |  |  | Interconnected | Apple Valley | 55124 | Pilot Knob | 19FB04 | Residential | Production | 41840 | 2020 | 2020
20263-229123-01 | Dakota Electric Association | 15 | 25177 | Co-op | DMS339 | 10.12 | Solar |  |  | Interconnected | Rosemount | 55068 | Lebanon Hills | 16FB03 | Residential | Production | 34500 | 2020 | 2020
20263-229123-01 | Dakota Electric Association | 15 | 25177 | Co-op | DMS453 | 7.67 | Solar |  |  | Interconnected | Inver Grove Heights | 55077 | Wescott West | 20FB04 | Residential | Production | 40194 | 2020 | 2021
20263-229123-01 | Dakota Electric Association | 15 | 25177 | Co-op | DMS337 | 0.001 | Solar |  |  | Interconnected | Lakeville | 55044 | Orchard Lake | 08FB03 | Residential |  | 6000 | 2020 | 2020
20263-229123-01 | Dakota Electric Association | 15 | 25177 | Co-op | DMS225 | 4.8 | Solar |  |  | Interconnected | Apple Valley | 55124 | Apple Valley | 21FB01 | Residential | Production |  | 2019 | 2021
20263-229123-01 | Dakota Electric Association | 15 | 25177 | Co-op | DMS283 | 15.4 | Solar |  |  | Interconnected | Lakeville | 55044 | Vermillion River | 24FB04 | Residential | Production | 31865 | 2019 | 2020
20263-229123-01 | Dakota Electric Association | 15 | 25177 | Co-op | DMS279 | 6.96 | Solar |  |  | Interconnected | Lakeville | 55044 | Lake Marion | 15FB01 | Residential | Production | 30091 | 2019 | 2020
20263-229123-01 | Dakota Electric Association | 15 | 25177 | Co-op | DMS281 | 6.96 | Solar |  |  | Interconnected | Burnsville | 55337 | Burnsville | 05FB01 | Residential | Production | 28567 | 2019 | 2020
20263-229123-01 | Dakota Electric Association | 15 | 25177 | Co-op | DMS199 | 4.8 | Solar |  |  | Interconnected | Lakeville | 55044 | Fischer | 11FB12 | Residential | Production | 29925 | 2019 | 2020
20263-229123-01 | Dakota Electric Association | 15 | 25177 | Co-op | DMS278 | 5.31 | Solar |  |  | Interconnected | Lakeville | 55024 | Dodd Park | 22FB06 | Residential | Production | 10000 | 2019 | 2020
20263-229123-01 | Dakota Electric Association | 15 | 25177 | Co-op | DMS258 | 17.6 | Solar |  |  | Interconnected | Hastings | 55033 | Miesville | 07FB01 | Residential | Production | 73120 | 2019 | 2020
20263-229123-01 | Dakota Electric Association | 15 | 25177 | Co-op | DMS259 | 16 | Solar |  |  | Interconnected | Hastings | 55033 | Hastings | 03FB02 | Residential | Production | 30000 | 2019 | 2020
20263-229123-01 | Dakota Electric Association | 15 | 25177 | Co-op | DMS273 | 7.6 | Solar |  |  | Interconnected | Eagan | 55123 | Yankee Doodle | 10FB07 | Residential | Production | 10000 | 2019 | 2020
20263-229123-01 | Dakota Electric Association | 15 | 25177 | Co-op | DMS274 | 5.52 | Solar |  |  | Interconnected | Eagan | 55122 | Eagan | 06FB05 | Residential | Production | 10000 | 2019 | 2020
20263-229123-01 | Dakota Electric Association | 15 | 25177 | Co-op | DMS277 | 17.6 | Solar |  |  | Interconnected | Hastings | 55033 | Empire | 23FB02 | Residential | Production | 73605 | 2019 | 2020
20263-229123-01 | Dakota Electric Association | 15 | 25177 | Co-op | DMS284 | 4.72 | Solar |  |  | Interconnected | Lakeville | 55044 | Ritter Park | 27FB04 | Residential | Production | 7000 | 2019 | 2020
20263-229123-01 | Dakota Electric Association | 15 | 25177 | Co-op | DMS285 | 5 | Solar |  |  | Interconnected | Lakeville | 55044 | Ritter Park | 27FB04 | Residential | Production | 20486 | 2019 | 2020
20263-229123-01 | Dakota Electric Association | 15 | 25177 | Co-op | DMS245 | 7.6 | Solar |  |  | Interconnected | Apple Valley | 55124 | Burnsville | 05FB09 | Residential | Production | 4000 | 2019 | 2020
20263-229123-01 | Dakota Electric Association | 15 | 25177 | Co-op | DMS230 | 7.92 | Solar |  |  | Interconnected | Lakeville | 55044 | Dodd Park | 22FB05 | Residential | Production | 23341.5 | 2019 | 2020
20263-229123-01 | Dakota Electric Association | 15 | 25177 | Co-op | DMS287 | 3.8 | Solar |  |  | Interconnected | Burnsville | 55337 | Burnsville | 05FB02 | Residential | Production | 15834 | 2019 | 2020
20263-229123-01 | Dakota Electric Association | 15 | 25177 | Co-op | DMS269 | 3.8 | Solar |  |  | Interconnected | Eagan | 55123 | Eagan | 06FB06 | Residential | Production | 17150 | 2019 | 2020
20263-229123-01 | Dakota Electric Association | 15 | 25177 | Co-op | DMS202 | 5 | Solar |  |  | Interconnected | Northfield | 55057 | Lake Marion | 15FB04 | Residential | Production | 25000 | 2019 | 2020
20263-229123-01 | Dakota Electric Association | 15 | 25177 | Co-op | DMS286 | 5 | Solar |  |  | Interconnected | Burnsville | 55337 | Burnsville | 05FB01 | Residential | Production | 19305 | 2019 | 2020
20263-229123-01 | Dakota Electric Association | 15 | 25177 | Co-op | DMS198 | 5.06 | Solar |  |  | Interconnected | Apple Valley | 55124 | Pilot Knob | 19FB04 | Residential | Production | 23760 | 2019 | 2020
20263-229123-01 | Dakota Electric Association | 15 | 25177 | Co-op | DMS271 | 14.16 | Solar |  |  | Interconnected | Apple Valley | 55124 | Lakeville | 25FB06 | Residential | Production | 49862 | 2019 | 2020
20263-229123-01 | Dakota Electric Association | 15 | 25177 | Co-op | DMS261 | 6 | Solar |  |  | Interconnected | Eagan | 55122 | Deerwood | 12FB02 | Residential | Production | 21437 | 2019 | 2020
20263-229123-01 | Dakota Electric Association | 15 | 25177 | Co-op | DMS242 | 6 | Solar |  |  | Interconnected | Apple Valley | 55124 | Lakeville | 25FB06 | Residential | Production | 26850 | 2019 | 2020
20263-229123-01 | Dakota Electric Association | 15 | 25177 | Co-op | DMS276 | 6.09 | Solar |  |  | Interconnected | Burnsville | 55306 | Orchard Lake | 08FB01 | Residential | Production | 25902 | 2019 | 2020
20263-229123-01 | Dakota Electric Association | 15 | 25177 | Co-op | DMS231 | 7.6 | Solar |  |  | Interconnected | Apple Valley | 55124 | Fischer | 11FB10 | Residential | Production | 23341 | 2019 | 2020
20263-229123-01 | Dakota Electric Association | 15 | 25177 | Co-op | DMS266 | 12.76 | Solar |  |  | Interconnected | Lakeville | 55044 | Lake Marion | 15FB01 | Residential | Production | 64599 | 2019 | 2020
20263-229123-01 | Dakota Electric Association | 15 | 25177 | Co-op | DMS260 | 4.06 | Solar |  |  | Interconnected | Burnsville | 55306 | Orchard Lake | 08FB01 | Residential | Production | 11100 | 2019 | 2020
20263-229123-01 | Dakota Electric Association | 15 | 25177 | Co-op | DMS272 | 5.605 | Solar |  |  | Interconnected | Apple Valley | 55124 | River Hills | 09FB04 | Residential | Production | 21652 | 2019 | 2020
20263-229123-01 | Dakota Electric Association | 15 | 25177 | Co-op | DMS263 | 3.8 | Solar |  |  | Interconnected | Burnsville | 55306 | Orchard Lake | 08FB04 | Residential | Production | 16995 | 2019 | 2020
20263-229123-01 | Dakota Electric Association | 15 | 25177 | Co-op | DMS220 | 6 | Solar |  |  | Interconnected | Eagan | 55122 | Deerwood | 12FB02 | Residential | Production | 19002 | 2019 | 2019
20263-229123-01 | Dakota Electric Association | 15 | 25177 | Co-op | DMS297 | 3000 | Solar |  |  | Interconnected | Farmington | 55024 | Vermillion River | 24FB01 | Utility |  |  | 2019 | 2019
20263-229123-01 | Dakota Electric Association | 15 | 25177 | Co-op | DMS256 | 10 | Solar |  |  | Interconnected | Apple Valley | 55124 | Lakeville | 25FB02 | Residential | Production | 29707 | 2019 | 2019
20263-229123-01 | Dakota Electric Association | 15 | 25177 | Co-op | DMS268 | 6 | Solar |  |  | Interconnected | Burnsville | 55306 | Colonial Hills | 13FB04 | Residential | Production | 24908 | 2019 | 2019
20263-229123-01 | Dakota Electric Association | 15 | 25177 | Co-op | DMS237 | 6.24 | Solar |  |  | Interconnected | Eagan | 55122 | River Hills | 09FB01 | Residential | Production | 33280 | 2019 | 2019
20263-229123-01 | Dakota Electric Association | 15 | 25177 | Co-op | DMS275 | 9.57 | Solar |  |  | Interconnected | Eagan | 55123 | Eagan | 06FB05 | Residential | Production | 35780 | 2019 | 2019
20263-229123-01 | Dakota Electric Association | 15 | 25177 | Co-op | DMS267 | 7.6 | Solar |  |  | Interconnected | Lakeville | 55044 | Ritter Park | 27FB04 | Residential | Production | 24276 | 2019 | 2019
20263-229123-01 | Dakota Electric Association | 15 | 25177 | Co-op | DMS264 | 15.2 | Solar |  |  | Interconnected | Hampton | 55031 | Miesville | 07FB05 | Residential | Production | 45749 | 2019 | 2019
20263-229123-01 | Dakota Electric Association | 15 | 25177 | Co-op | DMS280 | 5.48 | Solar |  |  | Interconnected | Burnsville | 55337 | Burnsville | 05FB08 | Residential | Production | 22040 | 2019 | 2019
20263-229123-01 | Dakota Electric Association | 15 | 25177 | Co-op | DMS270 | 5.9 | Solar |  |  | Interconnected | Eagan | 55123 | Yankee Doodle | 10FB07 | Residential | Production | 27232 | 2019 | 2019
20263-229123-01 | Dakota Electric Association | 15 | 25177 | Co-op | DMS265 | 9.44 | Solar |  |  | Interconnected | Eagan | 55123 | Wescott Park | 20FB06 | Residential | Production | 32216 | 2019 | 2019
20263-229123-01 | Dakota Electric Association | 15 | 25177 | Co-op | DMS262 | 10 | Solar |  |  | Interconnected | Farmington | 55024 | Vermillion River | 24FB01 | Residential | Production | 39118 | 2019 | 2019
20263-229123-01 | Dakota Electric Association | 15 | 25177 | Co-op | DMS254 | 18 | Solar |  |  | Interconnected | Lakeville | 55044 | Lake Marion | 15FB03 | Residential | Production | 62025 | 2019 | 2019
20263-229123-01 | Dakota Electric Association | 15 | 25177 | Co-op | DMS252 | 6 | Solar |  |  | Interconnected | Eagan | 55121 | Deerwood | 12FB05 | Residential | Production | 26849 | 2019 | 2019
20263-229123-01 | Dakota Electric Association | 15 | 25177 | Co-op | DMS244 | 7.6 | Solar |  |  | Interconnected | Inver Grove Heights | 55075 | Yankee Doodle | 10FB06 | Residential | Production | 28607 | 2019 | 2019
20263-229123-01 | Dakota Electric Association | 15 | 25177 | Co-op | DMS243 | 15.2 | Solar |  |  | Interconnected | Rosemount | 55068 | Pilot Knob | 19FB04 | Residential | Production | 60000 | 2019 | 2019
20263-229123-01 | Dakota Electric Association | 15 | 25177 | Co-op | DMS241 | 7.6 | Solar |  |  | Interconnected | Eagan | 55123 | Lebannon Hills | 16FB01 | Residential | Production | 28780 | 2019 | 2019
20263-229123-01 | Dakota Electric Association | 15 | 25177 | Co-op | DMS238 | 5 | Solar |  |  | Interconnected | Farmington | 55024 | Vermillion River | 24FB02 | Residential | Production | 19984 | 2019 | 2019
20263-229123-01 | Dakota Electric Association | 15 | 25177 | Co-op | DMS311 | 5 | Storage |  |  | Interconnected | Lakeville | 55044 | Dodd Park | 22FB04 | Residential |  | 10000 | 2019 | 2019
20263-229123-01 | Dakota Electric Association | 15 | 25177 | Co-op | DMS310 | 3.8 | Solar |  |  | Interconnected | Lakeville | 55044 | Dodd Park | 22FB04 | Residential | Production | 18725 | 2019 | 2019
20263-229123-01 | Dakota Electric Association | 15 | 25177 | Co-op | DMS282 | 22.8 | Solar |  |  | Interconnected | Farmington | 55024 | Castle Rock | 04FB04 | Residential | Production | 33181 | 2019 | 2019
20263-229123-01 | Dakota Electric Association | 15 | 25177 | Co-op | DMS240 | 7.6 | Solar |  |  | Interconnected | Eagan | 55123 | Eagan | 06FB02 | Residential | Production | 15000 | 2019 | 2019
20263-229123-01 | Dakota Electric Association | 15 | 25177 | Co-op | DMS251 | 22.8 | Solar |  |  | Interconnected | Hastings | 55033 | Hastings | 03FB02 | Residential | Production | 40000 | 2019 | 2019
20263-229123-01 | Dakota Electric Association | 15 | 25177 | Co-op | DMS255 | 5.9 | Solar |  |  | Interconnected | Apple Valley | 55124 | Lakeville | 25FB06 | Residential | Production | 28853 | 2019 | 2019
20263-229123-01 | Dakota Electric Association | 15 | 25177 | Co-op | DMS257 | 7.6 | Solar |  |  | Interconnected | Lakeville | 55044 | Ritter Park | 27FB03 | Residential | Production | 31821 | 2019 | 2019
20263-229123-01 | Dakota Electric Association | 15 | 25177 | Co-op | DMS239 | 12 | Solar |  |  | Interconnected | Lakeville | 55044 | Dodd Park | 22FB01 | Residential | Production | 45267 | 2019 | 2019
20263-229123-01 | Dakota Electric Association | 15 | 25177 | Co-op | DMS253 | 6 | Solar |  |  | Interconnected | Farmington | 55024 | Dodd Park | 22FB06 | Residential | Production | 25032 | 2019 | 2019
20263-229123-01 | Dakota Electric Association | 15 | 25177 | Co-op | DMS249 | 17.4 | Solar |  |  | Interconnected | Burnsville | 55337 | Burnsville | 05FB01 | Residential | Production | 82974 | 2019 | 2019
20263-229123-01 | Dakota Electric Association | 15 | 25177 | Co-op | DMS232 | 6 | Solar |  |  | Interconnected | Rosemount | 55068 | Lebannon Hills | 16FB03 | Residential | Production | 25140 | 2019 | 2019
20263-229123-01 | Dakota Electric Association | 15 | 25177 | Co-op | DMS246 | 11.4 | Solar |  |  | Interconnected | Hastings | 55033 | Marshan | 18FB01 | Residential | Production | 19200 | 2019 | 2019
20263-229123-01 | Dakota Electric Association | 15 | 25177 | Co-op | DMS248 | 22.8 | Solar |  |  | Interconnected | Lakeville | 55044 | Lake Marion | 15FB01 | Residential | Production | 34200 | 2019 | 2019
20263-229123-01 | Dakota Electric Association | 15 | 25177 | Co-op | DMS217 | 14 | Solar |  |  | Interconnected | Eagan | 55123 | Eagan | 06FB05 | Residential | Production | 40000 | 2019 | 2019
20263-229123-01 | Dakota Electric Association | 15 | 25177 | Co-op | DMS250 | 15.2 | Solar |  |  | Interconnected | Apple Valley | 55124 | Apple Valley | 21FB01 | Residential | Production | 65099 | 2019 | 2019
20263-229123-01 | Dakota Electric Association | 15 | 25177 | Co-op | DMS236 | 3.8 | Solar |  |  | Interconnected | Inver Grove Heights | 55077 | Yankee Doodle | 10FB06 | Residential | Production | 11454 | 2019 | 2019
20263-229123-01 | Dakota Electric Association | 15 | 25177 | Co-op | DMS234 | 7.6 | Solar |  |  | Interconnected | Lakeville | 55044 | Dodd Park | 22FB60 | Residential | Production | 29547 | 2019 | 2019
20263-229123-01 | Dakota Electric Association | 15 | 25177 | Co-op | DMS227 | 7.6 | Solar |  |  | Interconnected | Eagan | 55122 | Pilot Knob | 19FB05 | Residential | Production | 36137 | 2019 | 2019
20263-229123-01 | Dakota Electric Association | 15 | 25177 | Co-op | DMS197 | 8.8 | Solar |  |  | Interconnected | Burnsville | 55306 | Dakota Heights | 17FB01 | Residential | Production | 40428 | 2019 | 2019
20263-229123-01 | Dakota Electric Association | 15 | 25177 | Co-op | DMS226 | 7.6 | Solar |  |  | Interconnected | Burnsville | 55337 | Orchard Lake | 08FB01 | Residential | Production | 34390 | 2019 | 2019
20263-229123-01 | Dakota Electric Association | 15 | 25177 | Co-op | DMS224 | 10 | Solar |  |  | Interconnected | Inver Grove Heights | 55077 | Eagan | 06FB05 | Residential | Production | 31740 | 2019 | 2019
20263-229123-01 | Dakota Electric Association | 15 | 25177 | Co-op | DMS206 | 6.38 | Solar |  |  | Interconnected | Apple Valley | 55124 | Apple Valley | 21FB06 | Residential | Production | 27216 | 2019 | 2019
20263-229123-01 | Dakota Electric Association | 15 | 25177 | Co-op | DMS209 | 11.4 | Solar |  |  | Interconnected | Lakeville | 55044 | Lake Marion | 15FB03 | Residential | Production | 46800 | 2019 | 2019
20263-229123-01 | Dakota Electric Association | 15 | 25177 | Co-op | DMS207 | 7.68 | Solar |  |  | Interconnected | Apple Valley | 55124 | Apple Valley | 21FB06 | Residential | Production | 28537 | 2019 | 2019
20263-229123-01 | Dakota Electric Association | 15 | 25177 | Co-op | DMS223 | 6 | Solar |  |  | Interconnected | Northfield | 55057 | Castle Rock | 04FB02 | Residential | Production | 20491 | 2019 | 2019
20263-229123-01 | Dakota Electric Association | 15 | 25177 | Co-op | DMS228 | 3.8 | Solar |  |  | Interconnected | Eagan | 55123 | Lemay Lake | 14FB03 | Residential | Production | 19750 | 2019 | 2019
20263-229123-01 | Dakota Electric Association | 15 | 25177 | Co-op | DMS247 | 11.6 | Solar |  |  | Interconnected | Burnsville | 55306 | Orchard Lake | 08FB01 | Residential | Production | 31504 | 2019 | 2019
20263-229123-01 | Dakota Electric Association | 15 | 25177 | Co-op | DMS222 | 8.64 | Solar |  |  | Interconnected | Lakeville | 55044 | Ritter Park | 27FB04 | Residential | Production | 36337 | 2019 | 2019
20263-229123-01 | Dakota Electric Association | 15 | 25177 | Co-op | DMS233 | 5 | Solar |  |  | Interconnected | Apple Valley | 55124 | Burnsville | 05FB11 | Residential | Production | 35839 | 2019 | 2019
20263-229123-01 | Dakota Electric Association | 15 | 25177 | Co-op | DMS166 | 4.5 | Solar |  |  | Interconnected | Apple Valley | 55124 | Burnsville | 05FB02 | Residential | Production | 20025 | 2019 | 2019
20263-229123-01 | Dakota Electric Association | 15 | 25177 | Co-op | DMS215 | 6.96 | Solar |  |  | Interconnected | Eagan | 55122 | Deerwood | 12FB05 | Residential | Production | 29047 | 2019 | 2019
20263-229123-01 | Dakota Electric Association | 15 | 25177 | Co-op | DMS190 | 6.1 | Solar |  |  | Interconnected | Eagan | 55122 | Deerwood | 12FB04 | Residential | Production | 13000 | 2019 | 2019
20263-229123-01 | Dakota Electric Association | 15 | 25177 | Co-op | DMS218 | 7.6 | Solar |  |  | Interconnected | Eagan | 55123 | Lebannon Hills | 16FB05 | Residential | Production | 25740 | 2019 | 2019
20263-229123-01 | Dakota Electric Association | 15 | 25177 | Co-op | DMS210 | 7.6 | Solar |  |  | Interconnected | Farmington | 55024 | Lakeville | 25FB01 | Residential | Production | 35000 | 2019 | 2019
20263-229123-01 | Dakota Electric Association | 15 | 25177 | Co-op | DMS204 | 5.8 | Solar |  |  | Interconnected | Eagan | 55121 | Lebannon Hills | 16FB01 | Residential | Production | 23240 | 2019 | 2019
20263-229123-01 | Dakota Electric Association | 15 | 25177 | Co-op | DMS194 | 7.6 | Solar |  |  | Interconnected | Lakeville | 55044 | Orchard Lake | 08FB03 | Residential | Production | 31000 | 2019 | 2019
20263-229123-01 | Dakota Electric Association | 15 | 25177 | Co-op | DMS219 | 10 | Solar |  |  | Interconnected | Eagan | 55123 | Deerwood | 12FB05 | Residential | Production | 37290 | 2019 | 2019
20263-229123-01 | Dakota Electric Association | 15 | 25177 | Co-op | DMS205 | 7.25 | Solar |  |  | Interconnected | Apple Valley | 55124 | Burnsville | 05FB11 | Residential | Production | 31000 | 2019 | 2019
20263-229123-01 | Dakota Electric Association | 15 | 25177 | Co-op | DMS185 | 36 | Solar |  |  | Interconnected | Miesville | 55033 | Miesville | 07FB01 | Residential | Production | 234000 | 2019 | 2019
20263-229123-01 | Dakota Electric Association | 15 | 25177 | Co-op | DMS192 | 6 | Solar |  |  | Interconnected | Apple Valley | 55124 | Apple Valley | 21FB04 | Residential | Production | 21000 | 2019 | 2019
20263-229123-01 | Dakota Electric Association | 15 | 25177 | Co-op | DMS165 | 8.6 | Solar |  |  | Interconnected | Eagan | 55122 | Lemay Lake | 14FB03 | Residential | Production | 32485 | 2019 | 2019
20263-229123-01 | Dakota Electric Association | 15 | 25177 | Co-op | DMS221 | 7.6 | Solar |  |  | Interconnected | Rosemount | 55068 | Lebannon Hills | 16FB06 | Residential | Production | 33000 | 2019 | 2019
20263-229123-01 | Dakota Electric Association | 15 | 25177 | Co-op | DMS187 | 10 | Solar |  |  | Interconnected | Eagan | 55121 | Lebannon Hills | 16FB05 | Residential | Production | 15000 | 2019 | 2019
20263-229123-01 | Dakota Electric Association | 15 | 25177 | Co-op | DMS208 | 9.57 | Solar |  |  | Interconnected | Farmington | 55024 | Vermillion River | 24FB02 | Residential | Production | 36000 | 2019 | 2019
20263-229123-01 | Dakota Electric Association | 15 | 25177 | Co-op | DMS170 | 10 | Solar |  |  | Interconnected | Eagan | 55123 | Deerwood | 12FB02 | Residential | Production | 39873 | 2019 | 2019
20263-229123-01 | Dakota Electric Association | 15 | 25177 | Co-op | DMS216 | 7.6 | Solar |  |  | Interconnected | Farmington | 55024 | Vermillion River | 24FB06 | Residential | Production | 24270 | 2019 | 2019
20263-229123-01 | Dakota Electric Association | 15 | 25177 | Co-op | DMS182 | 5.8 | Solar |  |  | Interconnected | Apple Valley | 55124 | Fischer | 11FB04 | Residential | Production | 24876 | 2019 | 2019
20263-229123-01 | Dakota Electric Association | 15 | 25177 | Co-op | DMS180 | 6.1 | Solar |  |  | Interconnected | Apple Valley | 55124 | Burnsville | 05FB09 | Residential | Production | 22732 | 2019 | 2019
20263-229123-01 | Dakota Electric Association | 15 | 25177 | Co-op | DMS211 | 5.3 | Solar |  |  | Interconnected | Apple Valley | 55124 | Fischer | 11FB12 | Residential | Production | 18525 | 2019 | 2019
20263-229123-01 | Dakota Electric Association | 15 | 25177 | Co-op | DMS229 | 4.64 | Solar |  |  | Interconnected | Apple Valley | 55124 | Fischer | 11FB04 | Residential | Production | 25409 | 2019 | 2019
20263-229123-01 | Dakota Electric Association | 15 | 25177 | Co-op | DMS213 | 6 | Solar |  |  | Interconnected | Apple Valley | 55124 | Burnsville | 05FB09 | Residential | Production | 21000 | 2019 | 2019
20263-229123-01 | Dakota Electric Association | 15 | 25177 | Co-op | DMS212 | 5.3 | Solar |  |  | Interconnected | Lakeville | 55044 | Fischer | 11FB12 | Residential | Production | 16545 | 2019 | 2019
20263-229123-01 | Dakota Electric Association | 15 | 25177 | Co-op | DMS171 | 8.7 | Solar |  |  | Interconnected | Eagan | 55121 | Deerwood | 12FB02 | Residential | Production | 40428 | 2019 | 2019
20263-229123-01 | Dakota Electric Association | 15 | 25177 | Co-op | DMS163 | 4.8 | Solar |  |  | Interconnected | Apple Valley | 55124 | Lakeville | 25FB06 | Residential | Production | 21654 | 2019 | 2019
20263-229123-01 | Dakota Electric Association | 15 | 25177 | Co-op | DMS193 | 7.6 | Solar |  |  | Interconnected | Apple Valley | 55124 | Lakeville | 25FB06 | Residential | Production | 30000 | 2019 | 2019
20263-229123-01 | Dakota Electric Association | 15 | 25177 | Co-op | DMS191 | 2.7 | Solar |  |  | Interconnected | Eagan | 55123 | Eagan | 06FB01 | Commercial |  | 10000 | 2019 | 2019
20263-229123-01 | Dakota Electric Association | 15 | 25177 | Co-op | DMS186 | 6 | Solar |  |  | Interconnected | Farmington | 55024 | Vermillion River | 24FB01 | Residential | Production | 25000 | 2019 | 2019
20263-229123-01 | Dakota Electric Association | 15 | 25177 | Co-op | DMS200 | 5 | Solar |  |  | Interconnected | Burnsville | 55306 | Colonial Hills | 13FB04 | Residential | Production | 30000 | 2019 | 2019
20263-229123-01 | Dakota Electric Association | 15 | 25177 | Co-op | DMS214 | 11.73 | Solar |  |  | Interconnected | Lakeville | 55044 | Ritter Park | 27FB03 | Residential | Production | 45546 | 2018 | 2019
20263-229123-01 | Dakota Electric Association | 15 | 25177 | Co-op | DMS312 | 8.99 | Solar |  |  | Interconnected | Apple Valley | 55124 | Lakeville | 25FB06 | Residential | Production | 44266 | 2019 | 2019
20263-229123-01 | Dakota Electric Association | 15 | 25177 | Co-op | DMS203 | 10.08 | Solar |  |  | Interconnected | Rosemount | 55068 | Lebannon Hills | 16FB01 | Residential | Production | 36471 | 2018 | 2019
20263-229123-01 | Dakota Electric Association | 15 | 25177 | Co-op | DMS183 | 19 | Solar |  |  | Interconnected | Hastings | 55033 | Hastings | 03FB04 | Residential | Production | 67710 | 2019 | 2019
20263-229123-01 | Dakota Electric Association | 15 | 25177 | Co-op | DMS169 | 6 | Solar |  |  | Interconnected | Lakeville | 55044 | Dodd Park | 22FB03 | Residential | Production | 22000 | 2019 | 2019
20263-229123-01 | Dakota Electric Association | 15 | 25177 | Co-op | DMS164 | 6.38 | Solar |  |  | Interconnected | Lakeville | 55044 | Ritter Park | 27FB04 | Residential | Production | 18666 | 2018 | 2019
20263-229123-01 | Dakota Electric Association | 15 | 25177 | Co-op | DMS189 | 7.6 | Solar |  |  | Interconnected | Lakeville | 55044 | Dodd Park | 22FB01 | Residential | Production | 25959 | 2019 | 2019
20263-229123-01 | Dakota Electric Association | 15 | 25177 | Co-op | DMS195 | 5 | Solar |  |  | Interconnected | Lakeville | 55044 | Orchard Lake | 08FB04 | Residential | Production | 19000 | 2019 | 2019
20263-229123-01 | Dakota Electric Association | 15 | 25177 | Co-op | DMS188 | 11.4 | Solar |  |  | Interconnected | Apple Valley | 55124 | Apple Valley | 21FB01 | Residential | Production | 32980 | 2019 | 2019
20263-229123-01 | Dakota Electric Association | 15 | 25177 | Co-op | DMS178 | 10 | Solar |  |  | Interconnected | Eagan | 55123 | Eagan | 06FB01 | Residential | Production | 33000 | 2018 | 2019
20263-229123-01 | Dakota Electric Association | 15 | 25177 | Co-op | DMS184 | 9.9 | Solar |  |  | Interconnected | Apple Valley | 55124 | Fischer | 11FB09 | Residential | Production | 35462 | 2018 | 2019
20263-229123-01 | Dakota Electric Association | 15 | 25177 | Co-op | DMS167 | 36 | Solar |  |  | Interconnected | Lakeville | 55044 | Fischer | 11FB12 | Commercial |  | 80000 | 2018 | 2019
20263-229123-01 | Dakota Electric Association | 15 | 25177 | Co-op | DMS173 | 36 | Solar |  |  | Interconnected | Lakeville | 55044 | Fischer | 11FB12 | Commercial |  | 80000 | 2019 | 2019
20263-229123-01 | Dakota Electric Association | 15 | 25177 | Co-op | DMS172 | 4.97 | Solar |  |  | Interconnected | Rosemount | 55068 | Lakeville | 25FB02 | Residential | Production | 15000 | 2018 | 2019
20263-229123-01 | Dakota Electric Association | 15 | 25177 | Co-op | DMS153 | 18.3 | Solar |  |  | Interconnected | Hastings | 55033 | Marshan | 18FB02 | Residential | Production | 60300 | 2018 | 2019
20263-229123-01 | Dakota Electric Association | 15 | 25177 | Co-op | DMS176 | 7.15 | Solar |  |  | Interconnected | Lakeville | 55044 | Dakota Heights | 17FB04 | Residential | Production | 24560 | 2018 | 2019
20263-229123-01 | Dakota Electric Association | 15 | 25177 | Co-op | DMS174 | 6.48 | Solar |  |  | Interconnected | Eagan | 55122 | Yankee Doodle | 10FB03 | Residential | Production | 24324 | 2018 | 2019
20263-229123-01 | Dakota Electric Association | 15 | 25177 | Co-op | DMS293 | 9.43 | Solar |  |  | Interconnected | Farmington | 55024 | Vermillion River | 24FB06 | Residential | Production | 33047 | 2018 | 2019
20263-229123-01 | Dakota Electric Association | 15 | 25177 | Co-op | DMS292 | 11.16 | Solar |  |  | Interconnected | Elko New Market | 55020 | Lake Marion | 15FB04 | Residential | Production | 36187 | 2018 | 2019
20263-229123-01 | Dakota Electric Association | 15 | 25177 | Co-op | DMS291 | 3.25 | Solar |  |  | Interconnected | Eagan | 55123 | Lebannon Hills | 16FB04 | Residential | Production | 13259 | 2018 | 2019
20263-229123-01 | Dakota Electric Association | 15 | 25177 | Co-op | DMS201 | 2.88 | Solar |  |  | Interconnected | Hastings | 55033 | Marshan | 18FB02 | Residential | Production | 11165 | 2018 | 2019
20263-229123-01 | Dakota Electric Association | 15 | 25177 | Co-op | DMS175 | 13.8 | Solar |  |  | Interconnected | Lakeville | 55044 | Orchard Lake | 08FB03 | Residential | Production | 53766 | 2018 | 2019
20263-229123-01 | Dakota Electric Association | 15 | 25177 | Co-op | DMS154 | 2000 | Solar |  |  | Interconnected | Hampton | 55065 | Randolph | 32FB05 | Utility |  |  | 2017 | 2018
20263-229123-01 | Dakota Electric Association | 15 | 25177 | Co-op | DMS123 | 6.09 | Solar |  |  | Interconnected | Eagan | 55123 | Lebannon Hills | 16FB02 | Residential | Production | 22651 | 2018 | 2018
20263-229123-01 | Dakota Electric Association | 15 | 25177 | Co-op | DMS160 | 15.2 | Solar |  |  | Interconnected | Hastings | 55124 | Marshan | 18FB02 | Residential | Production | 49989 | 2018 | 2018
20263-229123-01 | Dakota Electric Association | 15 | 25177 | Co-op | DMS157 | 10 | Solar |  |  | Interconnected | Inver Grove Heights | 55024 | Wescott Park | 20FB04 | Residential | Production | 30200 | 2018 | 2018
20263-229123-01 | Dakota Electric Association | 15 | 25177 | Co-op | DMS161 | 6.615 | Solar |  |  | Interconnected | Burnsville | 55123 | Orchard Lake | 08FB03 | Residential | Production | 22676 | 2018 | 2018
20263-229123-01 | Dakota Electric Association | 15 | 25177 | Co-op | DMS150 | 4.4 | Solar |  |  | Interconnected | Lakeville | 55024 | Lake Marion | 15FB04 | Residential | Production | 19975 | 2018 | 2018
20263-229123-01 | Dakota Electric Association | 15 | 25177 | Co-op | DMS158 | 5 | Solar |  |  | Interconnected | Burnsville | 55337 | River Hills | 09FB01 | Residential | Production | 10000 | 2018 | 2018
20263-229123-01 | Dakota Electric Association | 15 | 25177 | Co-op | DMS162 | 20 | Solar |  |  | Interconnected | Rosemount | 55123 | Lebannon Hills | 16FB06 | Residential | Production | 61440 | 2018 | 2018
20263-229123-01 | Dakota Electric Association | 15 | 25177 | Co-op | DMS179 | 36 | Solar |  |  | Interconnected | Burnsville | 55077 | Burnscott | 31FB01 | Commercial |  | 1e+05 | 2018 | 2018
20263-229123-01 | Dakota Electric Association | 15 | 25177 | Co-op | DMS155 | 8.41 | Solar |  |  | Interconnected | Hastings | 55123 | Nininger | 29FB01 | Residential | Production | 35362 | 2018 | 2018
20263-229123-01 | Dakota Electric Association | 15 | 25177 | Co-op | DMS152 | 11.4 | Solar |  |  | Interconnected | Eagan | 55123 | Lebannon Hills | 16FB03 | Residential | Production | 35658 | 2018 | 2018
20263-229123-01 | Dakota Electric Association | 15 | 25177 | Co-op | DMS151 | 11.4 | Solar |  |  | Interconnected | Eagan | 55124 | River Hills | 09FB04 | Residential | Production | 34697 | 2018 | 2018
20263-229123-01 | Dakota Electric Association | 15 | 25177 | Co-op | DMS149 | 7.6 | Solar |  |  | Interconnected | Inver Grove Heights | 55123 | Lebannon Hills | 16FB02 | Residential | Production | 27030 | 2018 | 2018
20263-229123-01 | Dakota Electric Association | 15 | 25177 | Co-op | DMS145 | 7.6 | Solar |  |  | Interconnected | Apple Valley | 55123 | Apple Valley | 21FB06 | Residential | Production | 26832 | 2018 | 2018
20263-229123-01 | Dakota Electric Association | 15 | 25177 | Co-op | DMS144 | 10 | Solar |  |  | Interconnected | Burnsville | 55337 | Burnsville | 05FB05 | Residential | Production | 35248 | 2018 | 2018
20263-229123-01 | Dakota Electric Association | 15 | 25177 | Co-op | DMS147 | 10 | Solar |  |  | Interconnected | Burnsville | 55306 | Burnsville | 05FB01 | Residential | Production | 36649 | 2018 | 2018
20263-229123-01 | Dakota Electric Association | 15 | 25177 | Co-op | DMS146 | 5 | Solar |  |  | Interconnected | Lakeville | 55123 | Kenrick | 26FB02 | Residential | Production | 23600 | 2018 | 2018
20263-229123-01 | Dakota Electric Association | 15 | 25177 | Co-op | DMS142 | 7.6 | Solar |  |  | Interconnected | Burnsville | 55306 | Dakota Heights | 17FB01 | Residential | Production | 21000 | 2018 | 2018
20263-229123-01 | Dakota Electric Association | 15 | 25177 | Co-op | DMS148 | 7.6 | Solar |  |  | Interconnected | Farmington | 55123 | Dodd Park | 22FB03 | Residential | Production | 26585 | 2018 | 2018
20263-229123-01 | Dakota Electric Association | 15 | 25177 | Co-op | DMS143 | 7.6 | Solar |  |  | Interconnected | Farmington | 55123 | Empire | 23FB02 | Residential | Production | 30845 | 2018 | 2018
20263-229123-01 | Dakota Electric Association | 15 | 25177 | Co-op | DMS139 | 10 | Solar |  |  | Interconnected | Hastings | 55123 | Nininger | 29FB03 | Residential | Production | 30463 | 2018 | 2018
20263-229123-01 | Dakota Electric Association | 15 | 25177 | Co-op | DMS140 | 5 | Solar |  |  | Interconnected | Lakeville | 55123 | Dodd Park | 22FB05 | Residential | Production | 18597 | 2018 | 2018
20263-229123-01 | Dakota Electric Association | 15 | 25177 | Co-op | DMS141 | 3.8 | Solar |  |  | Interconnected | Eagan | 55123 | Lebannon Hills | 16FB04 | Residential | Production | 20965 | 2018 | 2018
20263-229123-01 | Dakota Electric Association | 15 | 25177 | Co-op | DMS177 | 11.4 | Solar |  |  | Interconnected | Elko New Market | 55020 | Lake Marion | 15FB04 | Residential | Production | 42697 | 2018 | 2018
20263-229123-01 | Dakota Electric Association | 15 | 25177 | Co-op | DMS138 | 20 | Solar |  |  | Interconnected | Inver Grove Heights | 55077 | Wescott Park | 20FB04 | Residential | Production | 53400 | 2018 | 2018
20263-229123-01 | Dakota Electric Association | 15 | 25177 | Co-op | DMS135 | 7.6 | Solar |  |  | Interconnected | Apple Valley | 55124 | Apple Valley | 21FB03 | Residential | Production | 31700 | 2018 | 2018
20263-229123-01 | Dakota Electric Association | 15 | 25177 | Co-op | DMS132 | 7.82 | Solar |  |  | Interconnected | Lakeville | 55024 | Ritter Park | 27FB04 | Residential | Production | 18500 | 2018 | 2018
20263-229123-01 | Dakota Electric Association | 15 | 25177 | Co-op | DMS131 | 7.6 | Solar |  |  | Interconnected | Apple Valley | 55077 | Pilot Knob | 19FB04 | Residential | Production | 35050 | 2018 | 2018
20263-229123-01 | Dakota Electric Association | 15 | 25177 | Co-op | DMS130 | 12 | Solar |  |  | Interconnected | Northfield | 55057 | Castle Rock | 04FB02 | Residential | Production | 35000 | 2018 | 2018
20263-229123-01 | Dakota Electric Association | 15 | 25177 | Co-op | DMS134 | 7.6 | Solar |  |  | Interconnected | Farmington | 55123 | Vermillion River | 24FB01 | Residential | Production | 22500 | 2018 | 2018
20263-229123-01 | Dakota Electric Association | 15 | 25177 | Co-op | DMS126 | 7.6 | Solar |  |  | Interconnected | Lakeville | 55124 | Dakota Heights | 17FB02 | Residential | Production | 33000 | 2018 | 2018
20263-229123-01 | Dakota Electric Association | 15 | 25177 | Co-op | DMS124 | 15.2 | Solar |  |  | Interconnected | Eagan | 55123 | Deerwood | 12FB02 | Residential | Production | 35869 | 2018 | 2018
20263-229123-01 | Dakota Electric Association | 15 | 25177 | Co-op | DMS125 | 10 | Solar |  |  | Interconnected | Apple Valley | 55077 | Burnsville | 05FB09 | Residential | Production | 30837 | 2018 | 2018
20263-229123-01 | Dakota Electric Association | 15 | 25177 | Co-op | DMS122 | 7.6 | Solar |  |  | Interconnected | Eagan | 55123 | Lebannon Hills | 16FB02 | Residential | Production | 25805 | 2018 | 2018
20263-229123-01 | Dakota Electric Association | 15 | 25177 | Co-op | DMS129 | 5.88 | Solar |  |  | Interconnected | Eagan | 55077 | Lemay Lake | 14FB04 | Residential | Production | 20884 | 2018 | 2018
20263-229123-01 | Dakota Electric Association | 15 | 25177 | Co-op | DMS128 | 7.6 | Solar |  |  | Interconnected | Apple Valley | 55124 | Apple Valley | 21FB02 | Residential | Production | 21300 | 2017 | 2018
20263-229123-01 | Dakota Electric Association | 15 | 25177 | Co-op | DMS127 | 10 | Solar |  |  | Interconnected | Burnsville | 55337 | Burnsville | 05FB05 | Residential | Production | 34878 | 2018 | 2018
20263-229123-01 | Dakota Electric Association | 15 | 25177 | Co-op | DMS119 | 7.6 | Solar |  |  | Interconnected | Apple Valley | 55124 | Fischer | 11FB04 | Residential | Production | 12975 | 2017 | 2018
20263-229123-01 | Dakota Electric Association | 15 | 25177 | Co-op | DMS118 | 10 | Solar |  |  | Interconnected | Inver Grove Heights | 55124 | Lebannon Hills | 17FB03 | Residential | Production | 15333 | 2017 | 2018
20263-229123-01 | Dakota Electric Association | 15 | 25177 | Co-op | DMS117 | 34.2 | Solar |  |  | Interconnected | Eagan | 55124 | Lebannon Hills | 16FB03 | Commercial |  | 98088 | 2017 | 2018
20263-229123-01 | Dakota Electric Association | 15 | 25177 | Co-op | DMS78 | 1000 | Solar |  |  | Interconnected | Hastings | 55033 | Marshan | 18FB01 | Utility |  |  | 2016 | 2017
20263-229123-01 | Dakota Electric Association | 15 | 25177 | Co-op | DMS81 | 15.2 | Solar |  |  | Interconnected | Hampton | 55031 | Empire | 23FB04 | Residential | Production | 48000 | 2017 | 2017
20263-229123-01 | Dakota Electric Association | 15 | 25177 | Co-op | DMS302 | 8 | Solar |  | X | Interconnected | Hampton | 55031 | Empire | 23FB04 | Residential | Production | 38000 | 2017 | 2017
20263-229123-01 | Dakota Electric Association | 15 | 25177 | Co-op | DMS114 | 7.6 | Solar |  |  | Interconnected | Hampton | 55031 | Randolph | 32FB02 | Residential | Production | 30000 | 2017 | 2017
20263-229123-01 | Dakota Electric Association | 15 | 25177 | Co-op | DMS133 | 10 | Solar |  |  | Interconnected | New Market | 55044 | Lake Marion | 15FB01 | Residential | Production | 33562 | 2017 | 2017
20263-229123-01 | Dakota Electric Association | 15 | 25177 | Co-op | DMS113 | 10 | Solar |  |  | Interconnected | Eagan | 55123 | Lebannon Hills | 16FB05 | Residential | Production | 28940 | 2017 | 2017
20263-229123-01 | Dakota Electric Association | 15 | 25177 | Co-op | DMS110 | 37.8 | Solar |  |  | Interconnected | Lakeville | 55044 | Ritter Park | 27FB02 | Commercial |  | 140185 | 2017 | 2017
20263-229123-01 | Dakota Electric Association | 15 | 25177 | Co-op | DMS109 | 6 | Solar |  |  | Interconnected | Lakeville | 55044 | Dakota Heights | 17FB02 | Residential | Production | 18000 | 2017 | 2017
20263-229123-01 | Dakota Electric Association | 15 | 25177 | Co-op | DMS108 | 5 | Solar |  |  | Interconnected | Apple Valley | 55124 | Burnsville | 05FB09 | Residential | Production | 17280 | 2017 | 2017
20263-229123-01 | Dakota Electric Association | 15 | 25177 | Co-op | DMS107 | 3.8 | Solar |  |  | Interconnected | Eagan | 55122 | Pilot Knob | 19FB05 | Residential | Production | 16995 | 2017 | 2017
20263-229123-01 | Dakota Electric Association | 15 | 25177 | Co-op | DMS105 | 11.4 | Solar |  |  | Interconnected | Northfield | 55057 | Castle Rock | 04FB02 | Residential | Production | 13500 | 2017 | 2017
20263-229123-01 | Dakota Electric Association | 15 | 25177 | Co-op | DMS104 | 7.6 | Solar |  |  | Interconnected | Burnsville | 55337 | Burnsville | 05FB05 | Residential | Production | 28788 | 2017 | 2017
20263-229123-01 | Dakota Electric Association | 15 | 25177 | Co-op | DMS103 | 15.2 | Solar |  |  | Interconnected | Apple Valley | 55124 | Apple Valley | 21FB03 | Residential | Production | 52670 | 2017 | 2017
20263-229123-01 | Dakota Electric Association | 15 | 25177 | Co-op | DMS102 | 7.6 | Solar |  |  | Interconnected | Eagan | 55123 | Eagan | 06FB04 | Residential | Production | 23326 | 2017 | 2017
20263-229123-01 | Dakota Electric Association | 15 | 25177 | Co-op | DMS101 | 7.6 | Solar |  |  | Interconnected | Apple Valley | 55124 | Fischer | 11FB12 | Residential | Production | 28767 | 2017 | 2017
20263-229123-01 | Dakota Electric Association | 15 | 25177 | Co-op | DMS99 | 7.6 | Solar |  |  | Interconnected | Apple Valley | 55124 | Fischer | 11FB12 | Residential | Production | 21707 | 2017 | 2017
20263-229123-01 | Dakota Electric Association | 15 | 25177 | Co-op | DMS290 | 10 | Solar |  |  | Interconnected | Lakeville | 55044 | Lakeville | 25FB04 | Residential | Production | 36264 | 2017 | 2017
20263-229123-01 | Dakota Electric Association | 15 | 25177 | Co-op | DMS98 | 7.6 | Solar |  |  | Interconnected | Eagan | 55122 | River Hills | 09FB03 | Residential | Production | 24180 | 2017 | 2017
20263-229123-01 | Dakota Electric Association | 15 | 25177 | Co-op | DMS97 | 6 | Solar |  |  | Interconnected | Burnsville | 55337 | Colonial Hills | 13FB01 | Residential | Production | 21603 | 2017 | 2017
20263-229123-01 | Dakota Electric Association | 15 | 25177 | Co-op | DMS96 | 3 | Solar |  |  | Interconnected | Eagan | 55123 | Lebannon Hills | 16FB01 | Residential | Production | 9300 | 2017 | 2017
20263-229123-01 | Dakota Electric Association | 15 | 25177 | Co-op | DMS94 | 15.2 | Solar |  |  | Interconnected | Farmington | 55024 | Kenrick | 24FB06 | Residential | Production | 44000 | 2017 | 2017
20263-229123-01 | Dakota Electric Association | 15 | 25177 | Co-op | DMS93 | 11.4 | Solar |  |  | Interconnected | Inver Grove Heights | 55075 | Yankee Doodle | 10FB06 | Residential | Production | 42304 | 2017 | 2017
20263-229123-01 | Dakota Electric Association | 15 | 25177 | Co-op | DMS95 | 11.4 | Solar |  |  | Interconnected | New Market | 55044 | Lake Marion | 15FB01 | Residential | Production | 34650 | 2017 | 2017
20263-229123-01 | Dakota Electric Association | 15 | 25177 | Co-op | DMS92 | 7.6 | Solar |  |  | Interconnected | Inver Grove Heights | 55077 | Yankee Doodle | 10FB06 | Residential | Production | 18349 | 2017 | 2017
20263-229123-01 | Dakota Electric Association | 15 | 25177 | Co-op | DMS91 | 7.6 | Solar |  |  | Interconnected | Sciota | 55057 | Castle Rock | 04FB02 | Residential | Production | 27500 | 2017 | 2017
20263-229123-01 | Dakota Electric Association | 15 | 25177 | Co-op | DMS90 | 5 | Solar |  |  | Interconnected | Apple Valley | 55124 | Fischer | 11FB08 | Residential | Production | 13400 | 2017 | 2017
20263-229123-01 | Dakota Electric Association | 15 | 25177 | Co-op | DMS89 | 7.6 | Solar |  |  | Interconnected | Apple Valley | 55124 | Apple Valley | 21FB04 | Residential | Production | 25625 | 2017 | 2017
20263-229123-01 | Dakota Electric Association | 15 | 25177 | Co-op | DMS88 | 15.2 | Solar |  |  | Interconnected | Inver Grove Heights | 55077 | Lebannon Hills | 16FB01 | Residential | Production | 60480 | 2017 | 2017
20263-229123-01 | Dakota Electric Association | 15 | 25177 | Co-op | DMS87 | 6 | Solar |  |  | Interconnected | Inver Grove Heights | 55077 | Wescott Park | 20FB04 | Residential | Production | 22475 | 2017 | 2017
20263-229123-01 | Dakota Electric Association | 15 | 25177 | Co-op | DMS86 | 10 | Solar |  |  | Interconnected | Apple Valley | 55124 | Burnsville | 05FB03 | Residential | Production | 31910 | 2017 | 2017
20263-229123-01 | Dakota Electric Association | 15 | 25177 | Co-op | DMS83 | 6 | Solar |  |  | Interconnected | Apple Valley | 55124 | Burnsville | 05FB03 | Residential | Production | 24900 | 2017 | 2017
20263-229123-01 | Dakota Electric Association | 15 | 25177 | Co-op | DMS85 | 10 | Solar |  |  | Interconnected | Lakeville | 55044 | Dodd Park | 22FB01 | Residential | Production | 35249 | 2016 | 2017
20263-229123-01 | Dakota Electric Association | 15 | 25177 | Co-op | DMS84 | 2.97 | Solar |  |  | Interconnected | Apple Valley | 55124 | Fischer | 11FB04 | Residential | Production | 15057 | 2017 | 2017
20263-229123-01 | Dakota Electric Association | 15 | 25177 | Co-op | DMS79 | 10 | Solar |  |  | Interconnected | Marshan | 55033 | Marshan | 18FB04 | Residential | Production | 25300 | 2017 | 2017
20263-229123-01 | Dakota Electric Association | 15 | 25177 | Co-op | DMS77 | 7.6 | Solar |  |  | Interconnected | Northfield | 55057 | Castle Rock | 04FB04 | Residential | Production | 39000 | 2017 | 2017
20263-229123-01 | Dakota Electric Association | 15 | 25177 | Co-op | DMS75 | 10 | Solar |  |  | Interconnected | Eagan | 55123 | Lebannon Hills | 16FB04 | Residential | Production | 25000 | 2017 | 2017
20263-229123-01 | Dakota Electric Association | 15 | 25177 | Co-op | DMS82 | 32.8 | Solar |  |  | Interconnected | Ravenna | 55033 | Marshan | 18FB01 | Residential |  | 70000 | 2015 | 2017
20263-229123-01 | Dakota Electric Association | 15 | 25177 | Co-op | DMS81000 | 15.2 | Solar |  |  | Interconnected | Hampton | 55031 | Empire | 23FB04 | Residential | Production | 48000 | 2017 | 2017
20263-229123-01 | Dakota Electric Association | 15 | 25177 | Co-op | DMS73 | 20 | Solar |  |  | Interconnected | Eagan | 55123 | Deerwood | 12FB01 | Residential | Production | 42500 | 2016 | 2017
20263-229123-01 | Dakota Electric Association | 15 | 25177 | Co-op | DMS72 | 11.4 | Solar |  |  | Interconnected | Hampton | 55031 | Empire | 23FB03 | Residential | Production | 42500 | 2016 | 2017
20263-229123-01 | Dakota Electric Association | 15 | 25177 | Co-op | DMS71 | 23.94 | Solar |  |  | Interconnected | Empire | 55024 | Vermillion | 24FB02 | Residential | Production | 60000 | 2016 | 2017
20263-229123-01 | Dakota Electric Association | 15 | 25177 | Co-op | DMS34 | 9.98 | Solar |  |  | Interconnected | Randolph | 55065 | Castle Rock | 04FB02 | Residential | Production | 31355 | 2015 | 2016
20263-229123-01 | Dakota Electric Association | 15 | 25177 | Co-op | DMS44 | 10 | Solar |  |  | Interconnected | Burnsville | 55337 | Burnsville | 05FB03 | Residential | Production | 33750 | 2015 | 2016
20263-229123-01 | Dakota Electric Association | 15 | 25177 | Co-op | DMS38 | 7.6 | Solar |  |  | Interconnected | Eureka | 55024 | Castle Rock | 04FB04 | Residential | Production | 29700 | 2016 | 2016
20263-229123-01 | Dakota Electric Association | 15 | 25177 | Co-op | DMS53 | 5 | Solar |  |  | Interconnected | Vermillion | 55085 | Hastings | 03FB03 | Residential | Production | 15800 | 2016 | 2016
20263-229123-01 | Dakota Electric Association | 15 | 25177 | Co-op | DMS42 | 20 | Solar |  |  | Interconnected | Castle Rock | 55031 | Empire | 23FB03 | Residential | Production | 77800 | 2015 | 2016
20263-229123-01 | Dakota Electric Association | 15 | 25177 | Co-op | DMS49 | 6 | Solar |  |  | Interconnected | Lakeville | 55044 | Dodd Park | 22FB06 | Residential | Production | 24400 | 2016 | 2016
20263-229123-01 | Dakota Electric Association | 15 | 25177 | Co-op | DMS22000 | 1.12 | Solar |  |  | Interconnected | Rosemount | 55068 | Lebannon Hills | 16FB06 | Residential |  |  | 2016 | 2016
20263-229123-01 | Dakota Electric Association | 15 | 25177 | Co-op | DMS54 | 6 | Solar |  |  | Interconnected | Eagan | 55123 | Lebannon Hills | 16FB04 | Residential | Production | 22608 | 2015 | 2016
20263-229123-01 | Dakota Electric Association | 15 | 25177 | Co-op | DMS62 | 6 | Solar |  |  | Interconnected | Eagan | 55122 | Deerwood | 12FB05 | Residential | Production | 26000 | 2016 | 2016
20263-229123-01 | Dakota Electric Association | 15 | 25177 | Co-op | DMS55 | 10 | Solar |  |  | Interconnected | Welch | 55089 | Ravenna | 30FB03 | Residential | Production | 37500 | 2016 | 2016
20263-229123-01 | Dakota Electric Association | 15 | 25177 | Co-op | DMS57 | 5 | Solar |  |  | Interconnected | Burnsville | 55306 | Orchard Lake | 08FB01 | Residential | Production | 22850 | 2016 | 2016
20263-229123-01 | Dakota Electric Association | 15 | 25177 | Co-op | DMS52 | 5 | Solar |  |  | Interconnected | Burnsville | 55337 | Burnsville | 05FB06 | Residential | Production | 18800 | 2016 | 2016
20263-229123-01 | Dakota Electric Association | 15 | 25177 | Co-op | DMS58 | 7.6 | Solar |  |  | Interconnected | Farmington | 55024 | Vermillion River | 24FB06 | Residential | Production | 18525 | 2016 | 2016
20263-229123-01 | Dakota Electric Association | 15 | 25177 | Co-op | DMS56 | 133.2 | Solar |  |  | Interconnected | Eagan | 55122 | Lemay Lake | 14FB05 | Commercial |  | 150000 | 2016 | 2016
20263-229123-01 | Dakota Electric Association | 15 | 25177 | Co-op | DMS61 | 6 | Solar |  |  | Interconnected | Eagan | 55122 | Deerwood | 12FB05 | Residential | Production | 21801 | 2016 | 2016
20263-229123-01 | Dakota Electric Association | 15 | 25177 | Co-op | DMS60 | 10 | Solar |  |  | Interconnected | Welch | 55089 | Miesville | 07FB03 | Residential | Production |  | 2016 | 2016
20263-229123-01 | Dakota Electric Association | 15 | 25177 | Co-op | DMS63 | 8.1 | Solar |  |  | Interconnected | Lakeville | 55044 | Dodd Park | 22FB05 | Residential | Production | 37000 | 2016 | 2016
20263-229123-01 | Dakota Electric Association | 15 | 25177 | Co-op | DMS67 | 6 | Solar |  |  | Interconnected | Apple Valley | 55124 | Yankee Doodle | 11FB08 | Residential | Production | 23000 | 2016 | 2016
20263-229123-01 | Dakota Electric Association | 15 | 25177 | Co-op | DMS68 | 7.68 | Solar |  |  | Interconnected | Apple Valley | 55124 | Apple Valley | 21FB01 | Residential | Production | 30799 | 2016 | 2016
20263-229123-01 | Dakota Electric Association | 15 | 25177 | Co-op | DMS66 | 1.92 | Solar |  |  | Interconnected | Lakeville | 55044 | Orchard Lake | 08FB06 | Residential | Production | 8899 | 2016 | 2016
20263-229123-01 | Dakota Electric Association | 15 | 25177 | Co-op | DMS69 | 6.02 | Solar |  |  | Interconnected | Burnsville | 55306 | Orchard Lake | 08FB01 | Residential | Production | 25752 | 2016 | 2016
20263-229123-01 | Dakota Electric Association | 15 | 25177 | Co-op | DMS70 | 7.29 | Solar |  |  | Interconnected | Rosemount | 55068 | Apple Valley | 21FB02 | Residential | Production | 42000 | 2016 | 2016
20263-229123-01 | Dakota Electric Association | 15 | 25177 | Co-op | DMS4 | 3.84 | Solar |  |  | Interconnected | Eagan | 55122 | River Hills East | 9FB03 | Residential | Production | 17034 | 2015 | 2015
20263-229123-01 | Dakota Electric Association | 15 | 25177 | Co-op | DMS17 | 11.4 | Solar |  |  | Interconnected | Welch | 55089 | Miesville | 7FB04 | Residential | Production | 53395 | 2015 | 2015
20263-229123-01 | Dakota Electric Association | 15 | 25177 | Co-op | DMS19 | 7.955 | Solar |  |  | Interconnected | Inver Grove Heights | 55077 | Yankee Doodle | 10FB06 | Residential | Production | 33000 | 2014 | 2015
20263-229123-01 | Dakota Electric Association | 15 | 25177 | Co-op | DMS21 | 4.8 | Solar |  |  | Interconnected | Burnsville | 55306 | Dakota Heights | 17FB01 | Residential | Production | 25000 | 2014 | 2015
20263-229123-01 | Dakota Electric Association | 15 | 25177 | Co-op | DMS22 | 12 | Solar |  |  | Interconnected | Rosemount | 55068 | Lebanon Hills | 16FB06 | Residential | Production | 40425 | 2015 | 2015
20263-229123-01 | Dakota Electric Association | 15 | 25177 | Co-op | DMS23 | 6 | Solar |  |  | Interconnected | Burnsville | 55337 | River Hills | 9FB05 | Residential | Production | 21300 | 2014 | 2015
20263-229123-01 | Dakota Electric Association | 15 | 25177 | Co-op | DMS24 | 10 | Solar |  |  | Interconnected | Northfield | 55057 | Castle Rock | 4FB04 | Residential | Production | 34300 | 2015 | 2015
20263-229123-01 | Dakota Electric Association | 15 | 25177 | Co-op | DMS25 | 7.2 | Solar |  |  | Interconnected | Lakeville | 55044 | Ritter Park | 27FB03 | Residential | Production | 35000 | 2015 | 2015
20263-229123-01 | Dakota Electric Association | 15 | 25177 | Co-op | DMS26 | 10.8 | Solar |  |  | Interconnected | Welch | 55089 | Miesville | 7FB02 | Residential | Production | 53000 | 2015 | 2015
20263-229123-01 | Dakota Electric Association | 15 | 25177 | Co-op | DMS27 | 10 | Solar |  |  | Interconnected | Apple Valley | 55124 | Pilot Knob | 19FB04 | Residential | Production | 25891 | 2015 | 2015
20263-229123-01 | Dakota Electric Association | 15 | 25177 | Co-op | DMS45 | 7.6 | Solar |  |  | Interconnected | Welch | 55089 | Ravenna | 30FB04 | Residential | Production | 37195 | 2015 | 2015
20263-229123-01 | Dakota Electric Association | 15 | 25177 | Co-op | DMS48 | 7.6 | Solar |  |  | Interconnected | Rosemount | 55068 | Lebanon Hills | 16FB06 | Residential | Production | 26064 | 2015 | 2015
20263-229123-01 | Dakota Electric Association | 15 | 25177 | Co-op | DMS46 | 10 | Solar |  |  | Interconnected | Hastings | 55033 | Marshan | 18FB01 | Residential | Production | 15000 | 2015 | 2015
20263-229123-01 | Dakota Electric Association | 15 | 25177 | Co-op | DMS47 | 10 | Solar |  |  | Interconnected | Northfield | 55057 | Castle Rock | 4FB02 | Residential | Production | 40121 | 2015 | 2015
20263-229123-01 | Dakota Electric Association | 15 | 25177 | Co-op | DMS41 | 5.16 | Solar |  |  | Interconnected | Randolph | 55065 | Byllesby | 2FB04 | Residential | Production | 19135 | 2015 | 2015
20263-229123-01 | Dakota Electric Association | 15 | 25177 | Co-op | DMS33 | 15.2 | Solar |  |  | Interconnected | Welch | 55089 | Miesville | 7FB03 | Residential | Production | 54310 | 2015 | 2015
20263-229123-01 | Dakota Electric Association | 15 | 25177 | Co-op | DMS40 | 36 | Solar |  |  | Interconnected | Cannon Falls | 55009 | Miesville | 7FB05 | Residential | Production | 174778 | 2015 | 2015
20263-229123-01 | Dakota Electric Association | 15 | 25177 | Co-op | DMS36 | 9.98 | Solar |  |  | Interconnected | Northfield | 55057 | Castle Rock | 4FB02 | Residential | Production | 30020 | 2015 | 2015
20263-229123-01 | Dakota Electric Association | 15 | 25177 | Co-op | DMS43 | 11.4 | Solar |  |  | Interconnected | Northfield | 55057 | Lake Marion | 15FB04 | Residential | Production | 41000 | 2015 | 2015
20263-229123-01 | Dakota Electric Association | 15 | 25177 | Co-op | DMS35 | 7.68 | Solar |  |  | Interconnected | Rosemount | 55068 | Lebanon Hills | 16FB06 | Residential | Production | 40376 | 2015 | 2015
20263-229123-01 | Dakota Electric Association | 15 | 25177 | Co-op | DMS115 | 18 | Solar |  |  | Interconnected | Farmington | 55024 | Vermillion River | 24FB02 | Utility |  |  | 2014 | 2014
20263-229123-01 | Dakota Electric Association | 15 | 25177 | Co-op | DMS14 | 40 | Solar |  |  | Interconnected | Greenvale | 55057 | Castle Rock | 4FB04 | Commercial |  |  | 2013 | 2014
20263-229123-01 | Dakota Electric Association | 15 | 25177 | Co-op | DMS9222 | 1.72 | Solar |  |  | Interconnected | Eagan | 55122 | Eagan | 6FB06 | Commercial |  |  | 2014 | 2014
20263-229123-01 | Dakota Electric Association | 15 | 25177 | Co-op | DMS7 | 7.31 | Solar |  |  | Interconnected | Hampton | 55031 | Miesville | 7FB04 | Residential |  |  | 2013 | 2013
20263-229123-01 | Dakota Electric Association | 15 | 25177 | Co-op | DMS10 | 45.36 | Solar |  |  | Interconnected | Eagan | 55122 | Yankee Doodle | 10FB04 | Commercial |  |  | 2013 | 2013
20263-229123-01 | Dakota Electric Association | 15 | 25177 | Co-op | DMS11 | 5.59 | Solar |  |  | Interconnected | Lakeville | 55044 | Lake Marion | 15FB01 | Residential |  |  | 2013 | 2013
20263-229123-01 | Dakota Electric Association | 15 | 25177 | Co-op | DMS12 | 3 | Solar |  |  | Interconnected | Burnsville | 55337 | Burnsville | 5FB03 | Residential |  |  | 2013 | 2013
20263-229123-01 | Dakota Electric Association | 15 | 25177 | Co-op | DMS13 | 30 | Solar |  |  | Interconnected | Eagan | 55122 | Yankee Doodle | 10FB05 | Commercial |  |  | 2013 | 2013
20263-229123-01 | Dakota Electric Association | 15 | 25177 | Co-op | DMS20016 | 7.5 | Solar |  |  | Interconnected | Marshan | 55033 | Miesville | 7FB01 | Residential |  |  | 2011 | 2012
20263-229123-01 | Dakota Electric Association | 15 | 25177 | Co-op | DMS3 | 10 | Wind |  |  | Interconnected | Webster | 55088 | Lake Marion | 15FB04 | Residential |  |  | 2011 | 2012
20263-229123-01 | Dakota Electric Association | 15 | 25177 | Co-op | DMS1 | 10.32 | Solar |  |  | Interconnected | Farmington | 55024 | Vermillion River | 24FB01 | Residential |  |  | 2012 | 2012
20263-229123-01 | Dakota Electric Association | 15 | 25177 | Co-op | DMS6 | 12.9 | Solar |  |  | Interconnected | Douglas | 55033 | Marshan | 18FB03 | Residential |  |  | 2012 | 2012
20263-229123-01 | Dakota Electric Association | 15 | 25177 | Co-op | DMS5 | 5 | Solar |  |  | Interconnected | Burnsville | 55337 | Burnsville South | 5FB08 | Commercial |  |  | 2012 | 2012
20263-229123-01 | Dakota Electric Association | 15 | 25177 | Co-op | DMS303 | 6 | Solar |  |  | Interconnected | Eagan | 55122 | Deerwood | 12FB01 | Residential | Production | 21524 | 2016 | 2016
20263-229123-01 | Dakota Electric Association | 15 | 25177 | Co-op | DMS24016 | 6 | Solar |  |  | Interconnected | Eagan | 55122 | Deerwood | 12FB01 | Residential |  |  | 2011 | 2011
20263-229123-01 | Dakota Electric Association | 15 | 25177 | Co-op | DMS24017 | 5.16 | Solar |  |  | Decommissioned | Lakeville | 55044 | Fischer West | 11FB02 | Residential |  |  | 2011 | 2011 | 2023
20263-229123-01 | Dakota Electric Association | 15 | 25177 | Co-op | DMS10012 | 4.8 | Solar |  |  | Interconnected | Marshan | 55033 | Marshan | 18FB01 | Residential |  |  | 2009 | 2010
20263-229123-01 | Dakota Electric Association | 15 | 25177 | Co-op | DMS23218 | 7 | Solar |  |  | Interconnected | Welch | 55089 | Miesville | 7FB04 | Residential |  |  | 2009 | 2010
20263-229123-01 | Dakota Electric Association | 15 | 25177 | Co-op | DMS23219 | 15 | Wind |  |  | Interconnected | Webster | 55088 | Lake Marion | 15FB04 | Commercial |  |  | 2010 | 2010
20263-229123-01 | Dakota Electric Association | 15 | 25177 | Co-op | DMS22416 | 3.8 | Solar |  |  | Interconnected | Lakeville | 55044 | Dakota Heights | 17FB05 | Commercial |  |  | 2009 | 2010
20263-229123-01 | Dakota Electric Association | 15 | 25177 | Co-op | DMS298 | 3 | Solar |  |  | Interconnected | Lakeville | 55044 | Dakota Heights | 17FB05 | Commercial |  |  | 2009 | 2010
20263-229123-01 | Dakota Electric Association | 15 | 25177 | Co-op | DMS23221 | 3 | Solar |  |  | Interconnected | Ravenna | 55033 | Miesville | 7FB02 | Residential |  |  | 2010 | 2010
20263-229123-01 | Dakota Electric Association | 15 | 25177 | Co-op | DMS304 | 4 | Solar |  |  | Interconnected | Vermillion | 55033 | Hastings | 3FB04 | Commercial |  |  | 2008 | 2010
20263-229123-01 | Dakota Electric Association | 15 | 25177 | Co-op | DMS9225 | 5 | Solar |  |  | Interconnected | Lakeville | 55044 | Dodd Park | 22FB05 | Residential |  |  | 2008 | 2009
20263-229123-01 | Dakota Electric Association | 15 | 25177 | Co-op | DMS9229 | 10 | Wind |  |  | Interconnected | Randolph | 55065 | Byllesby | 2FB04 | Residential |  |  | 2009 | 2009
20263-229123-01 | Dakota Electric Association | 15 | 25177 | Co-op | DMS9226 | 4.5 | Solar |  |  | Interconnected | Eagan | 55123 | Lebanon Hills | 16FB01 | Residential |  |  | 2009 | 2009
20263-229123-01 | Dakota Electric Association | 15 | 25177 | Co-op | DMS9224 | 20 | Wind |  |  | Interconnected | Vermillion | 55033 | Hastings | 3FB04 | Commercial |  |  | 2008 | 2009
20263-229123-01 | Dakota Electric Association | 15 | 25177 | Co-op | DMS5212 | 6 | Solar |  |  | Interconnected | Eagan | 55123 | Yankee Doodle | 10FB03 | Residential |  |  | 2009 | 2009
20263-229123-01 | Dakota Electric Association | 15 | 25177 | Co-op | DMS23216 | 1.71 | Solar |  |  | Interconnected | Rosemount | 55068 | Lebanon Hills | 16FB03 | Residential |  |  | 2009 | 2009
20263-229123-01 | Dakota Electric Association | 15 | 25177 | Co-op | DMS23217 | 2.7 | Solar |  |  | Interconnected | Burnsville | 55337 | Burnsville North | 5FB05 | Residential |  |  | 2009 | 2009
20263-229123-01 | Dakota Electric Association | 15 | 25177 | Co-op | DMS23220 | 4.18 | Solar |  |  | Interconnected | Eagan | 55123 | Dodd Park | 22FB02 | Residential |  |  | 2009 | 2009
20263-229123-01 | Dakota Electric Association | 15 | 25177 | Co-op | DMS9223 | 3 | Solar |  |  | Interconnected | Vermillion | 55033 | Hastings | 3FB04 | Commercial |  |  | 2008 | 2008
20263-229123-01 | Dakota Electric Association | 15 | 25177 | Co-op | DMS10013 | 39.5 | Wind |  |  | Decommissioned | Nininger | 55033 | Hastings | 3FB04 | Commercial |  |  | 2007 | 2008 | 2022
20263-229123-01 | Dakota Electric Association | 15 | 25177 | Co-op | DMS19218 | 5 | Solar |  |  | Interconnected | Farmington | 55024 | Lake Marion | 15FB03 | Residential |  |  | 2008 | 2008
20263-229123-01 | Dakota Electric Association | 15 | 25177 | Co-op | DMS9219 | 1.8 | Solar |  |  | Interconnected | Eagan | 55123 | Eagan | 6FB01 | Residential |  |  | 2006 | 2007
20263-229123-01 | Dakota Electric Association | 15 | 25177 | Co-op | DMS28 | 2.1 | Solar |  |  | Interconnected | Apple Valley | 55124 | Apple Valley | 21FB02 | Residential |  |  | 2006 | 2007
20263-229123-01 | Dakota Electric Association | 15 | 25177 | Co-op | DMS9221 | 2.7 | Solar |  |  | Interconnected | Burnsville | 55337 | Burnsville North | 5FB01 | Residential |  |  | 2007 | 2007
20263-229123-01 | Dakota Electric Association | 15 | 25177 | Co-op | DMS19216 | 2.2 | Solar |  |  | Interconnected | Apple Valley | 55124 | Apple Valley | 21FB01 | Commercial |  |  |  | 2007
20263-229123-01 | Dakota Electric Association | 15 | 25177 | Co-op | DMS19217 | 20 | Wind |  |  | Interconnected | Apple Valley | 55124 | Apple Valley | 21FB01 | Commercial |  |  |  | 2007
20263-229123-01 | Dakota Electric Association | 15 | 25177 | Co-op | DMS9227 | 2.8 | Solar |  |  | Interconnected | Apple Valley | 55124 | Pilot Knob | 19FB04 | Residential |  |  | 2006 | 2006
20263-229123-01 | Dakota Electric Association | 15 | 25177 | Co-op | DMS9231 | 20 | Wind |  |  | Decommissioned | Welch | 55089 | Miesville | 7FB03 | Residential |  |  | 2005 | 2006 | 2022
20263-229123-01 | Dakota Electric Association | 15 | 25177 | Co-op | DMS9228 | 38 | Wind |  |  | Interconnected | Rosemount | 55068 | Lebanon Hills Sub | 16FB02 | Residential |  |  | 2002 | 2002
20263-229123-01 | Dakota Electric Association | 15 | 25177 | Co-op | DMS10011 | 12 | Wind |  |  | Interconnected | Marshan | 55033 | Marshan | 18FB01 | Residential |  |  |  | 2001
20263-229123-01 | Dakota Electric Association | 15 | 25177 | Co-op | DMS9232 | 20 | Wind |  |  | Interconnected | Eureka | 55024 | Castle Rock | 4FB04 | Residential
20263-229123-01 | Dakota Electric Association | 15 | 25177 | Co-op | DMS9220 | 8.4 | Solar |  |  | Interconnected | Burnsville | 55337 | Burnsville North | 5FB06 | Commercial
20261-227292-01 | Delano Municipal Utility | 146 | 5015 | Muni | 6022 | 39.9 | Solar |  |  | Interconnected | Delano | 55328 | A | South East | Commercial |  | 111278 | 2017 | 2017
20261-227292-01 | Delano Municipal Utility | 146 | 5015 | Muni | NOVA2700 | 5 | Solar |  |  | Interconnected | Delano | 55328 | A | East | Residential |  | 9152 | 2019 | 2020
20261-227292-01 | Delano Municipal Utility | 146 | 5015 | Muni | NOVA2743 | 13.92 | Solar |  |  | Withdrawn | Delano | 55328 | A | Southwest | Residential |  | 45326 | 2020
20261-227292-01 | Delano Municipal Utility | 146 | 5015 | Muni | NOVA2856 | 4.35 | Solar |  |  | Interconnected | Delano | 55328 | A | North | Residential |  | 17246 | 2020 | 2020
20261-227292-01 | Delano Municipal Utility | 146 | 5015 | Muni | NOVA3805 | 3.8 | Solar |  |  | Withdrawn | Delano | 55328 | A | North | Residential |  | 21979 | 2020
20261-227292-01 | Delano Municipal Utility | 146 | 5015 | Muni | NOVA5118 | 6.61 | Solar |  |  | Interconnected | Delano | 55328 | A | Southeast | Residential |  | 34760 | 2021 | 2021
20261-227292-01 | Delano Municipal Utility | 146 | 5015 | Muni | NOVA5213 | 4.64 | Solar |  |  | Interconnected | Delano | 55328 | A | Southwest | Residential |  | 20185 | 2021 | 2021
20261-227292-01 | Delano Municipal Utility | 146 | 5015 | Muni | NOVA5282 | 6.38 | Solar |  |  | Interconnected | Delano | 55328 | A | Southwest | Residential |  | 26141 | 2021 | 2022
20261-227292-01 | Delano Municipal Utility | 146 | 5015 | Muni | NOVA5857 | 6.96 | Solar |  |  | Interconnected | Delano | 55328 | A | East | Residential |  | 25538 | 2022 | 2022
20261-227292-01 | Delano Municipal Utility | 146 | 5015 | Muni | NOVA6060 | 6.59 | Solar |  |  | Active Application | Delano | 55328 | A | East | Residential |  | 24912 | 2022
20261-227292-01 | Delano Municipal Utility | 146 | 5015 | Muni | NOVA6626 | 40 | Solar |  |  | Interconnected | Delano | 55328 | A | Southeast | Industrial |  | 174640 | 2022 | 2023
20261-227292-01 | Delano Municipal Utility | 146 | 5015 | Muni | NOVA6660 | 40 | Solar |  |  | Interconnected | Delano | 55328 | A | Northeast | Commercial |  | 174640 | 2022 | 2023
20261-227292-01 | Delano Municipal Utility | 146 | 5015 | Muni | NOVA6806 | 16.82 | Solar |  |  | Interconnected | Delano | 55328 | A | Northeast | Residential |  | 50000 | 2023 | 2023
20261-227292-01 | Delano Municipal Utility | 146 | 5015 | Muni | NOVA7092 | 9.86 | Solar |  |  | Interconnected | Delano | 55328 | A | Southwest | Residential |  | 43588.05 | 2022 | 2023
20261-227292-01 | Delano Municipal Utility | 146 | 5015 | Muni | NOVA8046 | 19.5 | Solar |  |  | Interconnected | Delano | 55328 | A | South | Commercial |  | 79200 | 2023 | 2024
20261-227292-01 | Delano Municipal Utility | 146 | 5015 | Muni | NOVA8337 | 3.84 | Solar |  |  | Interconnected | Delano | 55328 | B | Southwest | Residential |  | 17136 | 2023 | 2023
20261-227292-01 | Delano Municipal Utility | 146 | 5015 | Muni | NOVA8761 | 38 | Solar |  |  | Interconnected | Delano | 55328 | B | Southwest | Residential |  | 94750 | 2023 | 2024
20261-227292-01 | Delano Municipal Utility | 146 | 5015 | Muni | NOVA10531 | 4.48 | Solar |  |  | Interconnected | Delano | 55328 | B | Southwest | Residential |  | 23331 | 2024 | 2024
20261-227292-01 | Delano Municipal Utility | 146 | 5015 | Muni | NOVA10540 | 9.6 | Solar |  |  | Interconnected | Delano | 55328 | B | Southwest | Residential |  | 51652.5 | 2024 | 2024
20261-227292-01 | Delano Municipal Utility | 146 | 5015 | Muni | NOVA10543 | 8.96 | Solar |  |  | Interconnected | Delano | 55328 | B | Southwest | Residential |  | 46511.5 | 2024 | 2024
20261-227292-01 | Delano Municipal Utility | 146 | 5015 | Muni | NOVA10545 | 8.32 | Solar |  |  | Interconnected | Delano | 55328 | A | Southwest | Residential |  | 43512 | 2024 | 2024
20261-227292-01 | Delano Municipal Utility | 146 | 5015 | Muni | NOVA10554 | 8.32 | Solar |  |  | Interconnected | Delano | 55328 | B | Southwest | Residential |  | 44765.5 | 2024 | 2024
20261-227292-01 | Delano Municipal Utility | 146 | 5015 | Muni | NOVA10560 | 8.96 | Solar |  |  | Interconnected | Delano | 55328 | B | Southwest | Residential |  | 46511.5 | 2024 | 2024
20261-227292-01 | Delano Municipal Utility | 146 | 5015 | Muni | NOVA10561 | 5.12 | Solar |  |  | Interconnected | Delano | 55328 | B | Northwest | Residential |  | 26916.5 | 2024 | 2024
20261-227292-01 | Delano Municipal Utility | 146 | 5015 | Muni | NOVA12299 | 7.26 | Solar |  |  | Interconnected | Delano | 55328 | A | East | Residential |  | 27684 | 2024 | 2025
20261-227292-01 | Delano Municipal Utility | 146 | 5015 | Muni | NOVA12738 | 13.54 | Solar |  |  | Interconnected | Delano | 55328 | A | East | Residential |  | 44475 | 2025 | 2025
20261-227292-01 | Delano Municipal Utility | 146 | 5015 | Muni | NOVA13228 | 8.45 | Solar |  |  | Interconnected | Delano | 55328 | B | Southwest | Residential |  | 30888 | 2025 | 2025
20262-227990-01 | Detroit Lakes Public Utilities | 36 | 5111 | Muni | Solar 1 | 4.32 | Solar |  |  | Interconnected | Detroit Lakes | 56501 | Industrial | 9 | Residential |  |  | 2009 | 2009
20262-227990-01 | Detroit Lakes Public Utilities | 36 | 5111 | Muni | Wind 1 | 3.7 | Wind |  |  | Interconnected | Detroit Lakes | 56501 | West | 20 | Commercial |  |  | 2011 | 2012
20262-227990-01 | Detroit Lakes Public Utilities | 36 | 5111 | Muni | Select Solar | 34.2 | Solar |  |  | Interconnected | Detroit Lakes | 56501 | Industrial | 9 | Community Solar Garden |  | 75915 | 2017 | 2017
20262-227990-01 | Detroit Lakes Public Utilities | 36 | 5111 | Muni | Solar 2 | 7.5 | Solar |  |  | Interconnected | Detroit Lakes | 56501 | West | 22 | Residential |  | 32000 | 2022 | 2023
20262-227990-01 | Detroit Lakes Public Utilities | 36 | 5111 | Muni | Solar 3 | 4.38 | Solar |  |  | Interconnected | Detroit Lakes | 56501 | West | 20 | Residential |  | 17951 | 2023 | 2023
20262-227990-01 | Detroit Lakes Public Utilities | 36 | 5111 | Muni | Solar 4 | 38.4 | Solar |  |  | Interconnected | Detroit Lakes | 56501 | West | 24 | Commercial |  | 3e+05 | 2024 | 2024
20262-227990-01 | Detroit Lakes Public Utilities | 36 | 5111 | Muni | Solar 5 | 7.98 | Solar |  |  | Interconnected | Detroit Lakes | 56501 | West | 20 | Residential |  | 13388 | 2024 | 2024
20262-228447-01 | East Central Energy | 16 | 5574 | Co-op | 6772100 | 2.56 | Solar |  |  | Interconnected |  |  | Long Siding | Long Siding 3 | Residential |  |  |  | 2007
20262-228447-01 | East Central Energy | 16 | 5574 | Co-op | 201496202 | 0.3 | Solar |  |  | Decommissioned |  |  | Bardon | Bardon 2 | Residential |  |  |  | 2007 | 2022
20262-228447-01 | East Central Energy | 16 | 5574 | Co-op | 734902 | 2.04 | Solar |  |  | Interconnected |  |  | Long Siding | Long Siding 3 | Residential |  |  |  | 2007
20262-228447-01 | East Central Energy | 16 | 5574 | Co-op | 11021300 | 2.73 | Solar |  |  | Interconnected |  |  | Sandstone | Sandstone 1 | Residential |  |  |  | 2008
20262-228447-01 | East Central Energy | 16 | 5574 | Co-op | 10259100 | 2.88 | Solar |  |  | Interconnected |  |  | Maser | Maser 1 | Residential |  |  |  | 2008
20262-228447-01 | East Central Energy | 16 | 5574 | Co-op | 8910100 | 4 | Solar |  |  | Interconnected |  |  | Rush City | Rush City 2 | Residential |  |  |  | 2008
20262-228447-01 | East Central Energy | 16 | 5574 | Co-op | 982078803 | 4.08 | Solar |  |  | Interconnected |  |  | Shafer | Shafer 2 | Residential |  |  |  | 2008
20262-228447-01 | East Central Energy | 16 | 5574 | Co-op | 206876600 | 6.9 | Solar |  |  | Interconnected |  |  | Milaca Tr1 | Milaca 10 | Residential |  |  |  | 2009
20262-228447-01 | East Central Energy | 16 | 5574 | Co-op | 200075300 | 3.15 | Solar |  |  | Decommissioned |  |  | Langola | Langola 2 | Residential |  |  |  | 2009 | 2022
20262-228447-01 | East Central Energy | 16 | 5574 | Co-op | 201878601 | 5.18 | Solar |  |  | Interconnected |  |  | Mora | Mora 1 | Residential |  |  |  | 2009
20262-228447-01 | East Central Energy | 16 | 5574 | Co-op | 11326900 | 7.68 | Solar |  |  | Interconnected |  |  | Mora | Mora 1 | Residential |  |  |  | 2010
20262-228447-01 | East Central Energy | 16 | 5574 | Co-op | 1197801 | 10.08 | Solar |  |  | Interconnected |  |  | North Branch Transformer 1 | North Branch 3 | Residential |  |  |  | 2010
20262-228447-01 | East Central Energy | 16 | 5574 | Co-op | 201512500 | 0.49 | Solar |  |  | Interconnected |  |  | Ogilvie | Ogilvie 3 | Commercial |  |  |  | 2011
20262-228447-01 | East Central Energy | 16 | 5574 | Co-op | 5747801 | 11.5 | Solar |  |  | Interconnected |  |  | Cambridge | Cambridge 5 | Residential |  |  |  | 2011
20262-228447-01 | East Central Energy | 16 | 5574 | Co-op | 970905800 | 31.5 | Solar |  |  | Interconnected |  |  | Dairyland | Dairyland 1 | Commercial |  |  |  | 2011
20262-228447-01 | East Central Energy | 16 | 5574 | Co-op | 11190100 | 6.16 | Solar |  |  | Interconnected |  |  | Shafer | Shafer 4 | Commercial |  |  |  | 2011
20262-228447-01 | East Central Energy | 16 | 5574 | Co-op | 982294201 | 4 | Solar |  |  | Interconnected |  |  | Ogilvie | Ogilvie 3 | Residential |  |  |  | 2011
20262-228447-01 | East Central Energy | 16 | 5574 | Co-op | 4418800 | 7.16 | Solar |  |  | Interconnected |  |  | Cambeidge | Cambridge 5 | Residential |  |  |  | 2011
20262-228447-01 | East Central Energy | 16 | 5574 | Co-op | 7759100 | 5.76 | Solar |  |  | Interconnected |  |  | Long Siding | long Siding 2 | Residential |  |  |  | 2011
20262-228447-01 | East Central Energy | 16 | 5574 | Co-op | 203118200 | 0.75 | Solar |  |  | Interconnected |  |  | Braham 2 | Braham 2 | Commercial |  |  |  | 2011
20262-228447-01 | East Central Energy | 16 | 5574 | Co-op | 10791201 | 2.4 | Solar |  |  | Interconnected |  |  | Mora | Mora 1 | Residential |  |  |  | 2011
20262-228447-01 | East Central Energy | 16 | 5574 | Co-op | 206831200 | 1.92 | Solar |  |  | Interconnected |  |  | Pine City Tr2 | Pine City 4 | Residential |  |  |  | 2011
20262-228447-01 | East Central Energy | 16 | 5574 | Co-op | 200880405 | 21.42 | Solar |  |  | Interconnected |  |  | Pine City Tr2 | Pine City 1 | Residential |  |  |  | 2013
20262-228447-01 | East Central Energy | 16 | 5574 | Co-op | 11129902 | 5 | Solar |  |  | Interconnected |  |  | Sandstone | Sandstone 2 | Commercial |  |  |  | 2013
20262-228447-01 | East Central Energy | 16 | 5574 | Co-op | 2841502 | 6 | Solar |  |  | Interconnected |  |  | North Branch Transformer 1 | North Branch 5 | Residential |  |  |  | 2013
20262-228447-01 | East Central Energy | 16 | 5574 | Co-op | 205564503 | 6.6 | Solar |  |  | Interconnected |  |  | Long Siding | Long Siding 3 | Residential |  |  |  | 2014
20262-228447-01 | East Central Energy | 16 | 5574 | Co-op | 207107500 | 3 | Solar |  |  | Interconnected |  |  | Mayhew | Mayhew 2 | Residential |  |  |  | 2014
20262-228447-01 | East Central Energy | 16 | 5574 | Co-op | 200196101 | 19.2 | Solar |  |  | Interconnected |  |  | Rush City | Rush City 2 | Residential |  |  |  | 2014
20262-228447-01 | East Central Energy | 16 | 5574 | Co-op | 5964102 | 7.42 | Solar |  |  | Interconnected |  |  | Harris | Harris 4 | Residential |  |  |  | 2014
20262-228447-01 | East Central Energy | 16 | 5574 | Co-op | 201831400 | 17.25 | Solar |  |  | Interconnected |  |  | Harris | Harris 4 | Residential |  |  |  | 2014
20262-228447-01 | East Central Energy | 16 | 5574 | Co-op | 3872000 | 8.56 | Solar |  |  | Interconnected |  |  | Hinckley | Hinckley 1 | Residential |  |  |  | 2015
20262-228447-01 | East Central Energy | 16 | 5574 | Co-op | 207112700 | 10.08 | Solar |  |  | Interconnected |  |  | Rush City | Rush City 6 | Residential |  |  |  | 2015
20262-228447-01 | East Central Energy | 16 | 5574 | Co-op | 982152101 | 1 | Solar |  |  | Interconnected |  |  | Sandstone | Sandstone 2 | Residential |  |  |  | 2015
20262-228447-01 | East Central Energy | 16 | 5574 | Co-op | 11090201 | 14 | Solar |  |  | Interconnected |  |  | Sandstone | Sandstone 2 | Residential |  |  |  | 2015
20262-228447-01 | East Central Energy | 16 | 5574 | Co-op | 62200 | 8.4 | Solar |  |  | Interconnected |  |  | Pine City Tr2 | Pine City 1 | Residential |  |  |  | 2015
20262-228447-01 | East Central Energy | 16 | 5574 | Co-op | 8768902 | 18 | Solar |  |  | Interconnected |  |  | North Branch Transformer 2 | North Banch 6 | Residential |  |  |  | 2015
20262-228447-01 | East Central Energy | 16 | 5574 | Co-op | 201443300 | 5.975 | Solar |  |  | Interconnected |  |  | Carlton | Carlton 2 | Residential |  |  |  | 2015
20262-228447-01 | East Central Energy | 16 | 5574 | Co-op | 201763000 | 3.99 | Solar |  |  | Interconnected |  |  | Sandstone | Sandstone 1 | Residential |  |  |  | 2015
20262-228447-01 | East Central Energy | 16 | 5574 | Co-op | 206932500 | 5 | Solar |  |  | Interconnected |  |  | Pine City Tr2 | Pine City 1 | Residential |  |  |  | 2016
20262-228447-01 | East Central Energy | 16 | 5574 | Co-op | 7595800 | 7.8 | Solar |  |  | Interconnected |  |  | Minden | Minden 6 | Residential |  |  |  | 2016
20262-228447-01 | East Central Energy | 16 | 5574 | Co-op | 10259004 | 19.76 | Solar |  |  | Interconnected |  |  | Mora | Mora 2 | Commercial |  |  |  | 2016
20262-228447-01 | East Central Energy | 16 | 5574 | Co-op | 2111501 | 5.2 | Solar |  |  | Interconnected |  |  | Pine City Tr2 | Pine City 4 | Residential |  |  |  | 2016
20262-228447-01 | East Central Energy | 16 | 5574 | Co-op | 7982301 | 7.98 | Solar |  |  | Interconnected |  |  | Shafer | Shafer 2 | Residential |  |  |  | 2016
20262-228447-01 | East Central Energy | 16 | 5574 | Co-op | 188400 | 16.9 | Solar |  |  | Interconnected |  |  | Shafer | Shafer 4 | Residential |  |  |  | 2016
20262-228447-01 | East Central Energy | 16 | 5574 | Co-op | 4898300 | 8.82 | Solar |  |  | Interconnected |  |  | Milaca Tr2 | Milaca 3 | Commercial |  |  |  | 2016
20262-228447-01 | East Central Energy | 16 | 5574 | Co-op | 207047300 | 17.1 | Solar |  |  | Interconnected |  |  | Harris | Harris 4 | Residential |  |  |  | 2016
20262-228447-01 | East Central Energy | 16 | 5574 | Co-op | 5236804 | 7.8 | Solar |  |  | Interconnected |  |  | Rush City | Rush City 6 | Residential |  |  |  | 2016
20262-228447-01 | East Central Energy | 16 | 5574 | Co-op | 5956001 | 7.6 | Solar |  |  | Interconnected |  |  | Shafer | Shafer 4 | Residential |  |  |  | 2016
20262-228447-01 | East Central Energy | 16 | 5574 | Co-op | 204411800 | 15.2 | Solar |  |  | Interconnected |  |  | Rush City | Rush City 6 | Residential |  |  |  | 2016
20262-228447-01 | East Central Energy | 16 | 5574 | Co-op | 206905200 | 15.2 | Solar |  |  | Interconnected |  |  | Denham | Denham 4 | Commercial |  |  |  | 2016
20262-228447-01 | East Central Energy | 16 | 5574 | Co-op | 201670200 | 7.6 | Solar |  |  | Interconnected |  |  | Pine City Tr2 | Pine City 5 | Residential |  |  |  | 2016
20262-228447-01 | East Central Energy | 16 | 5574 | Co-op | 8237801 | 7.2 | Solar |  |  | Interconnected |  |  | North Branch Transformer 2 | North Branch 6 | Residential |  |  |  | 2016
20262-228447-01 | East Central Energy | 16 | 5574 | Co-op | 6908400 | 6 | Solar |  |  | Interconnected |  |  | Shafer | Shafer 4 | Residential |  |  |  | 2016
20262-228447-01 | East Central Energy | 16 | 5574 | Co-op | 5102900 | 7.8 | Solar |  |  | Interconnected |  |  | Langola | Langola 5 | Residential |  |  |  | 2016
20262-228447-01 | East Central Energy | 16 | 5574 | Co-op | 11124400 | 9 | Solar |  |  | Interconnected |  |  | Mora | Mora 2 | Residential |  |  |  | 2016
20262-228447-01 | East Central Energy | 16 | 5574 | Co-op | 8309400 | 7.6 | Solar |  |  | Interconnected |  |  | Shafer | Shafer 4 | Residential |  |  |  | 2017
20262-228447-01 | East Central Energy | 16 | 5574 | Co-op | 158000 | 11.7 | Solar |  |  | Interconnected |  |  | Shafer | Shafer 4 | Residential |  |  |  | 2016
20262-228447-01 | East Central Energy | 16 | 5574 | Co-op | 8819200 | 9.72 | Solar |  |  | Interconnected |  |  | North Branch Transformer 1 | North Branch 4 | Residential |  |  |  | 2017
20262-228447-01 | East Central Energy | 16 | 5574 | Co-op | 206073000 | 22.68 | Solar |  |  | Interconnected |  |  | Milaca Tr1 | Milaca 9 | Residential |  |  |  | 2017
20262-228447-01 | East Central Energy | 16 | 5574 | Co-op | 3155401 | 7.68 | Solar |  |  | Interconnected |  |  | Shafer | Shafer 2 | Residential |  |  |  | 2017
20262-228447-01 | East Central Energy | 16 | 5574 | Co-op | 206213107 | 17.5 | Solar |  |  | Interconnected |  |  | Cambridge | Cambridge 6 | Residential |  |  |  | 2017
20262-228447-01 | East Central Energy | 16 | 5574 | Co-op | 201673400 | 10 | Solar |  |  | Interconnected |  |  | Gilman | Gilman 2 | Residential |  |  |  | 2017
20262-228447-01 | East Central Energy | 16 | 5574 | Co-op | 2407601 | 21 | Solar |  |  | Interconnected |  |  | Pine City Tr2 | Pine City 4 | Residential |  |  |  | 2017
20262-228447-01 | East Central Energy | 16 | 5574 | Co-op | 205990101 | 39.5 | Solar |  |  | Interconnected |  |  | Gilman | Gilman 3 | Residential |  |  |  | 2017
20262-228447-01 | East Central Energy | 16 | 5574 | Co-op | 201744403 | 12.9 | Solar |  |  | Interconnected |  |  | North Branch Transformer 1 | North Branch 4 | Residential |  |  |  | 2017
20262-228447-01 | East Central Energy | 16 | 5574 | Co-op | 201813002 | 4.3 | Solar |  |  | Interconnected |  |  | Bardon | Bardon 2 | Residential |  |  |  | 2017
20262-228447-01 | East Central Energy | 16 | 5574 | Co-op | 204652903 | 5.2 | Solar |  |  | Interconnected |  |  | Mora | Mora 2 | Residential |  |  |  | 2017
20262-228447-01 | East Central Energy | 16 | 5574 | Co-op | 727001 | 10.73 | Solar |  |  | Interconnected |  |  | Cambridge Ind Transformer 2 | Cambridge 22 | Residential |  |  |  | 2017
20262-228447-01 | East Central Energy | 16 | 5574 | Co-op | 2057302 | 2 | Solar |  |  | Interconnected |  |  | Braham 1 | Braham 7 | Residential |  |  |  | 2017
20262-228447-01 | East Central Energy | 16 | 5574 | Co-op | 3456301 | 8.2 | Solar |  |  | Interconnected |  |  | Minden | Minden 6 | Residential |  |  |  | 2017
20262-228447-01 | East Central Energy | 16 | 5574 | Co-op | 5320104 | 3.78 | Solar |  |  | Interconnected |  |  | Gilman | Gilman 4 | Residential |  |  |  | 2017
20262-228447-01 | East Central Energy | 16 | 5574 | Co-op | 1846001 | 6.4 | Solar |  |  | Interconnected |  |  | Pine City Tr1 | Pine City 9 | Residential |  |  |  | 2017
20262-228447-01 | East Central Energy | 16 | 5574 | Co-op | 981253802 | 18.9 | Solar |  |  | Interconnected |  |  | Gilman | Gilman 4 | Residential |  |  |  | 2018
20262-228447-01 | East Central Energy | 16 | 5574 | Co-op | 206942600 | 38 | Solar |  |  | Interconnected |  |  | Duelm | Duelm 3 | Residential |  |  |  | 2018
20262-228447-01 | East Central Energy | 16 | 5574 | Co-op | 10161401 | 3.78 | Solar |  |  | Interconnected |  |  | Hinckley | Hinckley 4 | Residential |  |  |  | 2018
20262-228447-01 | East Central Energy | 16 | 5574 | Co-op | 201728501 | 11.7 | Solar |  |  | Interconnected |  |  | Carlton | Carlton 2 | Residential |  |  |  | 2018
20262-228447-01 | East Central Energy | 16 | 5574 | Co-op | 207512900 | 13 | Solar |  |  | Interconnected |  |  | Langola | Langola 5 | Residential |  |  |  | 2018
20262-228447-01 | East Central Energy | 16 | 5574 | Co-op | 207150500 | 7.6 | Solar |  |  | Interconnected |  |  | Maser | Maser 2 | Residential |  |  |  | 2018
20262-228447-01 | East Central Energy | 16 | 5574 | Co-op | 2146400 | 24 | Solar |  |  | Interconnected |  |  | Langola | Langola 5 | Residential |  |  |  | 2018
20262-228447-01 | East Central Energy | 16 | 5574 | Co-op | 200138902 | 18 | Solar |  |  | Interconnected |  |  | Langola | Langola 2 | Residential |  |  |  | 2018
20262-228447-01 | East Central Energy | 16 | 5574 | Co-op | 206775801 | 5.11 | Solar |  |  | Interconnected |  |  | Duelm | Duelm 4 | Residential |  |  |  | 2018
20262-228447-01 | East Central Energy | 16 | 5574 | Co-op | 981441800 | 9.28 | Solar |  |  | Interconnected |  |  | Shafer | Shafer 7 | Residential |  |  |  | 2018
20262-228447-01 | East Central Energy | 16 | 5574 | Co-op | 551300 | 36 | Solar |  |  | Interconnected |  |  | Braham 1 | Braham 7 | Residential |  |  |  | 2018
20262-228447-01 | East Central Energy | 16 | 5574 | Co-op | 11235400 | 7.68 | Solar |  |  | Interconnected |  |  | Mora | Mora 3 | Residential |  |  |  | 2018
20262-228447-01 | East Central Energy | 16 | 5574 | Co-op | 980792500 | 12.6 | Solar |  |  | Interconnected |  |  | Ogilvie | Ogilvie 2 | Residential |  |  |  | 2018
20262-228447-01 | East Central Energy | 16 | 5574 | Co-op | 991393700 | 33.3 | Solar |  |  | Interconnected |  |  | Minden | Minden 6 | Commercial |  |  |  | 2018
20262-228447-01 | East Central Energy | 16 | 5574 | Co-op | 204729301 | 11.8 | Solar |  |  | Interconnected |  |  | Milaca Tr2 | Milaca 4 | Residential |  |  |  | 2018
20262-228447-01 | East Central Energy | 16 | 5574 | Co-op | 203992401 | 8.64 | Solar |  |  | Interconnected |  |  | Shafer | Shafer 4 | Residential |  |  |  | 2018
20262-228447-01 | East Central Energy | 16 | 5574 | Co-op | 179600 | 20.16 | Solar |  |  | Interconnected |  |  | Ogilvie | Ogilvie 3 | Residential |  |  |  | 2018
20262-228447-01 | East Central Energy | 16 | 5574 | Co-op | 982899700 | 6 | Solar |  |  | Interconnected |  |  | Mora | Mora 1 | Residential |  |  |  | 2018
20262-228447-01 | East Central Energy | 16 | 5574 | Co-op | 5761501 | 10.4 | Solar |  |  | Interconnected |  |  | Cambridge | Cambridge 6 | Residential |  |  |  | 2018
20262-228447-01 | East Central Energy | 16 | 5574 | Co-op | 207233900 | 5.2 | Solar |  |  | Interconnected |  |  | Maser | Maser 2 | Residential |  |  |  | 2018
20262-228447-01 | East Central Energy | 16 | 5574 | Co-op | 206106500 | 6.8 | Solar |  |  | Interconnected |  |  | Milaca Tr1 | Milaca 7 | Residential |  |  |  | 2018
20262-228447-01 | East Central Energy | 16 | 5574 | Co-op | 4326001 | 11.28 | Solar |  |  | Interconnected |  |  | Cambridge | Cambridge 5 | Residential |  |  |  | 2018
20262-228447-01 | East Central Energy | 16 | 5574 | Co-op | 207512500 | 7.7 | Solar |  |  | Interconnected |  |  | Carlton | Carlton 2 | Residential |  |  |  | 2018
20262-228447-01 | East Central Energy | 16 | 5574 | Co-op | 200452601 | 10.8 | Solar |  |  | Interconnected |  |  | Pine City Tr1 | Pine City 9 | Residential |  |  |  | 2018
20262-228447-01 | East Central Energy | 16 | 5574 | Co-op | 6162702 | 39.2 | Solar |  |  | Interconnected |  |  | Langola | Langola 3 | Residential |  |  |  | 2018
20262-228447-01 | East Central Energy | 16 | 5574 | Co-op | 5683402 | 13 | Solar |  |  | Interconnected |  |  | Pine City Tr2 | Pine City 4 | Residential |  |  |  | 2018
20262-228447-01 | East Central Energy | 16 | 5574 | Co-op | 200046702 | 26.88 | Solar |  |  | Interconnected |  |  | Pine City Tr2 | Pine City 3 | Residential |  |  |  | 2018
20262-228447-01 | East Central Energy | 16 | 5574 | Co-op | 206965200 | 11.06 | Solar |  |  | Interconnected |  |  | Mora | Mora 3 | Residential |  |  |  | 2018
20262-228447-01 | East Central Energy | 16 | 5574 | Co-op | 7822402 | 24 | Solar |  |  | Interconnected |  |  | Duelm | Duelm 4 | Residential |  |  |  | 2018
20262-228447-01 | East Central Energy | 16 | 5574 | Co-op | 908205 | 24 | Solar |  |  | Interconnected |  |  | Duelm | Duelm 4 | Commercial |  |  |  | 2018
20262-228447-01 | East Central Energy | 16 | 5574 | Co-op | 207581000 | 38 | Solar |  |  | Interconnected |  |  | Sandstone | Sandstone 1 | Residential |  |  |  | 2018
20262-228447-01 | East Central Energy | 16 | 5574 | Co-op | 207486100 | 19.5 | Solar |  |  | Interconnected |  |  | North Branch Transformer 1 | North Branch 3 | Residential |  |  |  | 2018
20262-228447-01 | East Central Energy | 16 | 5574 | Co-op | 201699100 | 38 | Solar |  |  | Interconnected |  |  | Duelm | Duelm 2 | Commercial |  |  |  | 2018
20262-228447-01 | East Central Energy | 16 | 5574 | Co-op | 207023000 | 14.6 | Solar |  |  | Interconnected |  |  | Long Siding | Long Siding 2 | Residential |  |  |  | 2018
20262-228447-01 | East Central Energy | 16 | 5574 | Co-op | 7270301 | 7.8 | Solar |  |  | Interconnected |  |  | Rush City | Rush City 6 | Residential |  |  |  | 2018
20262-228447-01 | East Central Energy | 16 | 5574 | Co-op | 981943601 | 2.8 | Solar |  |  | Interconnected |  |  | Duelm | Duelm 2 | Residential |  |  |  | 2018
20262-228447-01 | East Central Energy | 16 | 5574 | Co-op | 206274903 | 32.4 | Solar |  |  | Interconnected |  |  | North Branch Transformer 1 | North Branch 8 | Commercial |  |  | 2019 | 2019
20262-228447-01 | East Central Energy | 16 | 5574 | Co-op | 1121802 | 4.8 | Solar |  |  | Interconnected |  |  | Cambridge | Cambridge 6 | Residential |  |  | 2019 | 2019
20262-228447-01 | East Central Energy | 16 | 5574 | Co-op | 5920301 | 13.6 | Solar |  |  | Interconnected |  |  | Milaca Tr1 | Milaca 7 | Commercial |  |  | 2019 | 2019
20262-228447-01 | East Central Energy | 16 | 5574 | Co-op | 8229702 | 11.4 | Solar |  |  | Interconnected |  |  | Shafer | Shafer 2 | Residential |  |  | 2019 | 2019
20262-228447-01 | East Central Energy | 16 | 5574 | Co-op | 970901806 | 9.44 | Solar |  |  | Interconnected |  |  | Mora | Mora 3 | Residential |  |  | 2018 | 2019
20262-228447-01 | East Central Energy | 16 | 5574 | Co-op | 531303 | 7.2 | Solar |  |  | Interconnected |  |  | Cambridge Transformer 2 | Cambridge 3 | Residential |  |  | 2019 | 2019
20262-228447-01 | East Central Energy | 16 | 5574 | Co-op | 205461100 | 6 | Solar |  |  | Interconnected |  |  | Sandstone | Sandstone 1 | Residential |  |  | 2019 | 2019
20262-228447-01 | East Central Energy | 16 | 5574 | Co-op | 206181805 | 7.6 | Solar |  |  | Interconnected |  |  | Pine City Tr2 | Pine City 3 | Residential |  |  | 2019 | 2019
20262-228447-01 | East Central Energy | 16 | 5574 | Co-op | 3919600 | 10.44 | Solar |  |  | Interconnected |  |  | Harris | Harris 2 | Residential |  |  | 2019 | 2019
20262-228447-01 | East Central Energy | 16 | 5574 | Co-op | 509102 | 9.44 | Solar |  |  | Interconnected |  |  | Dalbo | Dalbo 4 | Residential |  |  | 2018 | 2019
20262-228447-01 | East Central Energy | 16 | 5574 | Co-op | 6392308 | 9.75 | Solar |  |  | Interconnected |  |  | Harris | Harris 4 | Residential |  |  | 2019 | 2019
20262-228447-01 | East Central Energy | 16 | 5574 | Co-op | NOVA1724 | 7.68 | Solar |  |  | Interconnected |  |  | Carlton | Carlton 2 | Residential |  |  | 2019 | 2019
20262-228447-01 | East Central Energy | 16 | 5574 | Co-op | 8414102 | 10 | Solar |  |  | Interconnected |  |  | Cambridge Transformer 2 | Cambridge 2 | Residential |  |  | 2019 | 2019
20262-228447-01 | East Central Energy | 16 | 5574 | Co-op | 8002701 | 5.52 | Solar |  |  | Interconnected |  |  | Shafer | Shafer 2 | Residential |  |  | 2019 | 2019
20262-228447-01 | East Central Energy | 16 | 5574 | Co-op | NOVA1770 | 22.5 | Solar |  |  | Interconnected |  |  | Langola | Langola 5 | Residential |  |  | 2019 | 2019
20262-228447-01 | East Central Energy | 16 | 5574 | Co-op | 9072505 | 6.96 | Solar |  |  | Interconnected |  |  | Shafer | Shafer 2 | Residential |  |  | 2019 | 2019
20262-228447-01 | East Central Energy | 16 | 5574 | Co-op | 6891600 | 20 | Solar |  |  | Interconnected |  |  | Pine City TR2 | Pine City 5 | Residential |  |  | 2019 | 2019
20262-228447-01 | East Central Energy | 16 | 5574 | Co-op | NOVA3001 | 15.08 | Solar |  |  | Interconnected |  |  | North Branch Transformer 1 | North Branch 4 | Residential |  |  | 2018 | 2019
20262-228447-01 | East Central Energy | 16 | 5574 | Co-op | 8919309 | 10 | Solar |  |  | Interconnected |  |  | Shafer | Shafer 2 | Residential |  |  | 2019 | 2019
20262-228447-01 | East Central Energy | 16 | 5574 | Co-op | 8300300 | 20.28 | Solar |  |  | Interconnected |  |  | Rush City | Rush City 6 | Residential |  |  | 2019 | 2019
20262-228447-01 | East Central Energy | 16 | 5574 | Co-op | NOVA1886 | 12 | Solar |  |  | Interconnected |  |  | Bardon | Bardon 2 | Residential |  |  | 2019 | 2019
20262-228447-01 | East Central Energy | 16 | 5574 | Co-op | NOVA1648 | 24 | Solar |  |  | Interconnected |  |  | Shafer | Shafer 4 | Residential |  |  | 2019 | 2019
20262-228447-01 | East Central Energy | 16 | 5574 | Co-op | NOVA2136 | 12 | Solar |  |  | Interconnected |  |  | North Branch Transformer 1 | North Branch 5 | Residential |  |  | 2019 | 2019
20262-228447-01 | East Central Energy | 16 | 5574 | Co-op | NOVA1257 | 5 | Solar |  |  | Interconnected |  |  | Cambridge Ind Transformer 2 | Cambridge 22 | Residential |  |  | 2019 | 2019
20262-228447-01 | East Central Energy | 16 | 5574 | Co-op | NOVA1715 | 10.4 | Solar |  |  | Interconnected |  |  | Milaca TR 2 | Milaca 4 | Residential |  |  | 2019 | 2019
20262-228447-01 | East Central Energy | 16 | 5574 | Co-op | NOVA1718 | 22.8 | Solar |  |  | Interconnected |  |  | Harris | Harris 4 | Commercial |  |  | 2019 | 2019
20262-228447-01 | East Central Energy | 16 | 5574 | Co-op | NOVA2453 | 17.6 | Solar |  |  | Interconnected |  |  | North Branch Transformer 1 | North Branch 4 | Residential |  |  | 2019 | 2019
20262-228447-01 | East Central Energy | 16 | 5574 | Co-op | 981772100 | 33.3 | Solar |  |  | Interconnected |  |  | Mayhew | Mayhew 6 | Commercial |  |  | 2019 | 2019
20262-228447-01 | East Central Energy | 16 | 5574 | Co-op | NOVA2491 | 4.06 | Solar |  |  | Interconnected |  |  | Dairyland | Dairyland 1 | Residential |  |  | 2019 | 2020
20262-228447-01 | East Central Energy | 16 | 5574 | Co-op | NOVA1436 | 7.6 | Solar |  |  | Interconnected |  |  | Sandstone | Sandstone 1 | Residential |  |  | 2019 | 2019
20262-228447-01 | East Central Energy | 16 | 5574 | Co-op | NOVA2244 | 30 | Solar |  |  | Interconnected |  |  | Mayhew | Mayhew 4 | Residential |  |  | 2019 | 2020
20262-228447-01 | East Central Energy | 16 | 5574 | Co-op | NOVA2203 | 11.4 | Solar |  |  | Interconnected |  |  | Mayhew | Mayhew 6 | Residential |  |  | 2019 | 2020
20262-228447-01 | East Central Energy | 16 | 5574 | Co-op | NOVA2506 | 19.8 | Solar |  |  | Interconnected |  |  | Ogilvie | Ogilvie 4 | Residential |  |  | 2019 | 2020
20262-228447-01 | East Central Energy | 16 | 5574 | Co-op | NOVA2498 | 18 | Solar |  |  | Interconnected |  |  | Pine City TR2 | Pine City 1 | Residential |  |  | 2019 | 2020
20262-228447-01 | East Central Energy | 16 | 5574 | Co-op | NOVA2603 | 5 | Solar |  |  | Decommissioned |  |  | Pine City TR2 | Pine City 3 | Residential |  |  | 2019 | 2020 | 2021
20262-228447-01 | East Central Energy | 16 | 5574 | Co-op | NOVA2884 | 12 | Solar |  |  | Interconnected |  |  | Pine City TR2 | Pine City 5 | Residential |  |  | 2019 | 2020
20262-228447-01 | East Central Energy | 16 | 5574 | Co-op | NOVA2763 | 10 | Solar |  |  | Interconnected |  |  | Braham 1 | Braham 5 | Residential |  |  | 2019 | 2020
20262-228447-01 | East Central Energy | 16 | 5574 | Co-op | NOVA2073 | 16 | Solar |  |  | Interconnected |  |  | Harris | Harris 4 | Residential |  |  | 2019 | 2020
20262-228447-01 | East Central Energy | 16 | 5574 | Co-op | 5839300 | 18 | Solar |  |  | Interconnected |  |  | Adrian Robinson | Adrian Robinson 3 | Residential |  |  | 2019 | 2020
20262-228447-01 | East Central Energy | 16 | 5574 | Co-op | NOVA1501 | 17.6 | Solar |  |  | Interconnected |  |  | Langola | Langola 2 | Residential |  |  | 2019 | 2020
20262-228447-01 | East Central Energy | 16 | 5574 | Co-op | NOVA2894 | 8.38 | Solar |  |  | Interconnected |  |  | Gilman | Gilman 4 | Residential |  |  | 2019 | 2020
20262-228447-01 | East Central Energy | 16 | 5574 | Co-op | 992186100 | 11 | Solar |  |  | Interconnected |  |  | Milaca Tr2 | Milaca 4 | Residential |  |  | 2020 | 2020
20262-228447-01 | East Central Energy | 16 | 5574 | Co-op | NOVA2643 | 5.9 | Solar |  |  | Interconnected |  |  | Harris | Harris 4 | Residential |  |  | 2019 | 2020
20262-228447-01 | East Central Energy | 16 | 5574 | Co-op | NOVA2973 | 30 | Solar |  |  | Interconnected |  |  | Gilman | Gilman 3 | Residential |  |  | 2019 | 2020
20262-228447-01 | East Central Energy | 16 | 5574 | Co-op | NOVA2486 | 17.6 | Solar |  |  | Interconnected |  |  | Mora | Mora 3 | Residential |  |  | 2019 | 2020
20262-228447-01 | East Central Energy | 16 | 5574 | Co-op | NOVA2619 | 3.8 | Solar |  |  | Interconnected |  |  | Ogilvie | Ogilvie 1 | Residential |  |  | 2019 | 2020
20262-228447-01 | East Central Energy | 16 | 5574 | Co-op | NOVA2957 | 11.4 | Solar |  | X | Interconnected |  |  | Braham 2 | Braham 2 | Residential |  |  | 2020 | 2020
20262-228447-01 | East Central Energy | 16 | 5574 | Co-op | 8794804 | 7.6 | Solar |  |  | Interconnected |  |  | Pine City TR2 | Pine City 5 | Residential |  |  | 2019 | 2020
20262-228447-01 | East Central Energy | 16 | 5574 | Co-op | NOVA2915 | 11.4 | Solar |  |  | Interconnected |  |  | Milaca TR 1 | Milaca 11 | Residential |  |  | 2020 | 2020
20262-228447-01 | East Central Energy | 16 | 5574 | Co-op | NOVA2817 | 5 | Solar |  |  | Interconnected |  |  | Milaca TR 2 | Milaca 4 | Residential |  |  | 2020 | 2020
20262-228447-01 | East Central Energy | 16 | 5574 | Co-op | NOVA3213 | 15.2 | Solar |  |  | Interconnected |  |  | Long Siding | Long Siding 2 | Residential |  |  | 2020 | 2020
20262-228447-01 | East Central Energy | 16 | 5574 | Co-op | NOVA2575 | 10 | Solar |  |  | Interconnected |  |  | Shafer | Shafer 4 | Residential |  |  | 2019 | 2020
20262-228447-01 | East Central Energy | 16 | 5574 | Co-op | NOVA2946 | 7.6 | Solar |  |  | Interconnected |  |  | North Branch Transformer 2 | North Branch 6 | Residential |  |  | 2020 | 2020
20262-228447-01 | East Central Energy | 16 | 5574 | Co-op | NOVA3092 | 6 | Solar |  |  | Interconnected |  |  | Cambridge Ind Transformer 2 | Cambridge 21 | Residential |  |  | 2020 | 2020
20262-228447-01 | East Central Energy | 16 | 5574 | Co-op | NOVA3077 | 10 | Solar |  |  | Interconnected |  |  | Braham 1 | Braham 7 | Residential |  |  | 2020 | 2020
20262-228447-01 | East Central Energy | 16 | 5574 | Co-op | NOVA3109 | 9 | Solar |  |  | Interconnected |  |  | Cambridge | Cambridge 6 | Residential |  |  | 2020 | 2020
20262-228447-01 | East Central Energy | 16 | 5574 | Co-op | NOVA3062 | 38.5 | Solar |  |  | Interconnected |  |  | Langola | Langola 5 | Residential |  |  | 2020 | 2020
20262-228447-01 | East Central Energy | 16 | 5574 | Co-op | NOVA3146 | 11.16 | Solar |  |  | Interconnected |  |  | Shafer | Shafer 7 | Residential |  |  | 2020 | 2020
20262-228447-01 | East Central Energy | 16 | 5574 | Co-op | NOVA3234 | 6 | Solar |  |  | Interconnected |  |  | Grindstone | Grinstone 4 | Residential |  |  | 2020 | 2020
20262-228447-01 | East Central Energy | 16 | 5574 | Co-op | NOVA3036 | 7.54 | Solar |  |  | Interconnected |  |  | Dalbo | Dalbo 4 | Residential |  |  | 2020 | 2020
20262-228447-01 | East Central Energy | 16 | 5574 | Co-op | NOVA3031 | 10.44 | Solar |  |  | Interconnected |  |  | Cambridge Ind Transformer 2 | Cambridge 24 | Residential |  |  | 2020 | 2020
20262-228447-01 | East Central Energy | 16 | 5574 | Co-op | NOVA3338 | 10 | Solar |  |  | Decommissioned |  |  | North Branch Transformer 1 | North Branch 4 | Residential |  |  | 2020 | 2020 | 2025
20262-228447-01 | East Central Energy | 16 | 5574 | Co-op | NOVA3151 | 5 | Solar |  |  | Interconnected |  |  | Milaca TR 1 | Milaca 9 | Residential |  |  | 2020 | 2020
20262-228447-01 | East Central Energy | 16 | 5574 | Co-op | NOVA3144 | 23.1 | Solar |  |  | Interconnected |  |  | Isle | Isle 3 | Residential |  |  | 2020 | 2020
20262-228447-01 | East Central Energy | 16 | 5574 | Co-op | NOVA3211 | 18.4 | Solar |  |  | Interconnected |  |  | Milaca TR2 | Milaca 2 | Commercial |  |  | 2020 | 2020
20262-228447-01 | East Central Energy | 16 | 5574 | Co-op | NOVA3244 | 4.53 | Solar |  |  | Interconnected |  |  | Milaca TR1 | Milaca 7 | Residential |  |  | 2020 | 2020
20262-228447-01 | East Central Energy | 16 | 5574 | Co-op | NOVA2953 | 9.86 | Solar |  | X | Interconnected |  |  | Sandstone | Sandstone 1 | Residential |  |  | 2020 | 2020
20262-228447-01 | East Central Energy | 16 | 5574 | Co-op | NOVA2929 | 6.28 | Solar |  |  | Interconnected |  |  | Dalbo | Dalbo 4 | Residential |  |  | 2020 | 2020
20262-228447-01 | East Central Energy | 16 | 5574 | Co-op | 4649901 | 3.8 | Solar |  |  | Interconnected |  |  | Dalbo | Dalbo 2 | Residential |  |  | 2020 | 2020
20262-228447-01 | East Central Energy | 16 | 5574 | Co-op | 8592703 | 17.4 | Solar |  |  | Interconnected |  |  | North Branch Transformer 1 | North Branch 5 | Residential |  |  | 2020 | 2020
20262-228447-01 | East Central Energy | 16 | 5574 | Co-op | 2307402 | 15.7 | Solar |  |  | Interconnected |  |  | Mayhew | Mayhew 2 | Residential |  |  | 2020 | 2020
20262-228447-01 | East Central Energy | 16 | 5574 | Co-op | 852202 | 17.6 | Solar |  |  | Interconnected |  |  | Cambridge | Cambridge 5 | Residential |  |  | 2020 | 2020
20262-228447-01 | East Central Energy | 16 | 5574 | Co-op | 206804400 | 39.2 | Solar |  |  | Interconnected |  |  | Gilman | Gilman 1 | Commercial |  |  | 2020 | 2020
20262-228447-01 | East Central Energy | 16 | 5574 | Co-op | 970147006 | 6.28 | Solar |  |  | Interconnected |  |  | Duelm | Duelm 2 | Residential |  |  | 2020 | 2020
20262-228447-01 | East Central Energy | 16 | 5574 | Co-op | 981943601 | 1.5 | Wind |  |  | Interconnected |  |  | Duelm | Duelm 2 | Residential |  |  |  | 2018
20262-228447-01 | East Central Energy | 16 | 5574 | Co-op | 205791200 | 35 | Wind |  |  | Interconnected |  |  | North Branch Transformer 1 | North Branch 5 | Commercial |  |  |  | 2005
20262-228447-01 | East Central Energy | 16 | 5574 | Co-op | 201496202 | 4 | Wind |  |  | Decommissioned |  |  | Bardon | Bardon 2 | Residential |  |  |  | 2007 | 2022
20262-228447-01 | East Central Energy | 16 | 5574 | Co-op | 607703 | 3.6 | Wind |  |  | Interconnected |  |  | Ogilvie | Ogilvie 4 | Commercial |  |  |  | 2008
20262-228447-01 | East Central Energy | 16 | 5574 | Co-op | 970404000 | 20 | Wind |  |  | Interconnected |  |  | Long Siding | Long Siding 2 | Residential |  |  |  | 2009
20262-228447-01 | East Central Energy | 16 | 5574 | Co-op | 6957600 | 20 | Wind |  |  | Interconnected |  |  | Oak Park | Oak Park 3 | Residential |  |  |  | 2011
20262-228447-01 | East Central Energy | 16 | 5574 | Co-op | 207038900 | 39.9 | Wind |  |  | Decommissioned |  |  | Denham | Denham 3 | Commercial |  |  |  | 2012 | 2019
20262-228447-01 | East Central Energy | 16 | 5574 | Co-op | 205348500 | 30 | Wind |  |  | Decommissioned |  |  | Denham | Denham 2 | Residential |  |  |  | 2012 | 2022
20262-228447-01 | East Central Energy | 16 | 5574 | Co-op | 207013200 | 39.9 | Wind |  |  | Decommissioned |  |  | Milaca Tr1 | Milaca 9 | Residential |  |  |  | 2013 | 2021
20262-228447-01 | East Central Energy | 16 | 5574 | Co-op | 970905800 | 3.7 | Wind |  |  | Interconnected |  |  | Hinckley | Hinckley 1 | Commercial |  |  |  | 2011
20262-228447-01 | East Central Energy | 16 | 5574 | Co-op | 17440 | 150 | Biogas |  |  | Interconnected |  |  | Dalbo | Dalbo 2 | Commercial |  |  |  | 2011
20262-228447-01 | East Central Energy | 16 | 5574 | Co-op | NOVA3169 | 5.37 | Solar |  |  | Interconnected |  |  | Mora | Mora 2 | Residential |  |  | 2020 | 2021
20262-228447-01 | East Central Energy | 16 | 5574 | Co-op | NOVA3347 | 6 | Solar |  |  | Interconnected |  |  | Pine City #2 | Pine City 2 | Residential |  |  | 2020 | 2021
20262-228447-01 | East Central Energy | 16 | 5574 | Co-op | NOVA3544 | 28.8 | Solar |  |  | Interconnected |  |  | North Branch #1 | North Branch 5 | Residential |  |  | 2020 | 2021
20262-228447-01 | East Central Energy | 16 | 5574 | Co-op | NOVA3469 | 10 | Solar |  |  | Interconnected |  |  | Braham | Braham 7 | Residential |  |  | 2020 | 2021
20262-228447-01 | East Central Energy | 16 | 5574 | Co-op | 207786900 | 152 | Solar |  |  | Interconnected |  |  | Milaca Tr1 | Milaca 4 | Commercial |  |  | 2020 | 2021
20262-228447-01 | East Central Energy | 16 | 5574 | Co-op | 207787000 | 200 | Solar |  |  | Interconnected |  |  | Milaca Tr1 | Milaca 10 | Commercial |  |  | 2020 | 2021
20262-228447-01 | East Central Energy | 16 | 5574 | Co-op | NOVA4034 | 20 | Solar |  |  | Interconnected | Milaca | 56353 | Milaca #1 | Milaca 10 | Residential |  | 47000 | 2021 | 2021
20262-228447-01 | East Central Energy | 16 | 5574 | Co-op | NOVA4037 | 3.8 | Solar |  |  | Interconnected | Milaca | 56353 | Milaca #2 | Milaca 1 | Residential |  | 21420 | 2021 | 2021
20262-228447-01 | East Central Energy | 16 | 5574 | Co-op | NOVA4052 | 3.8 | Solar |  |  | Interconnected | Harris | 55032 | Harris | Harris 4 | Residential |  | 22973 | 2021 | 2021
20262-228447-01 | East Central Energy | 16 | 5574 | Co-op | NOVA4057 | 7.6 | Solar |  |  | Interconnected | Milaca | 56353 | Milaca #1 | Milaca 6 | Residential |  | 12528 | 2021 | 2021
20262-228447-01 | East Central Energy | 16 | 5574 | Co-op | NOVA4085 | 5 | Solar |  |  | Interconnected | Rice | 56367 | Mayhew | Mayhew 2 | Residential |  | 24998 | 2021 | 2021
20262-228447-01 | East Central Energy | 16 | 5574 | Co-op | NOVA4126 | 15.95 | Solar |  |  | Interconnected | Grasston | 55030 | Pine City #2 | Pine City 3 | Residential |  | 59211 | 2021 | 2021
20262-228447-01 | East Central Energy | 16 | 5574 | Co-op | NOVA4155 | 10.6 | Solar |  |  | Interconnected | Grasston | 55030 | Pine City #2 | Pine City 3 | Residential |  | 35000 | 2021 | 2021
20262-228447-01 | East Central Energy | 16 | 5574 | Co-op | NOVA4218 | 15.2 | Solar |  |  | Interconnected | Lindstrom | 55045 | Shafer | Shafer 4 | Residential |  | 24986.81 | 2021 | 2024
20262-228447-01 | East Central Energy | 16 | 5574 | Co-op | NOVA4227 | 7.67 | Solar |  |  | Withdrawn | North Branch | 55056 |  |  |  |  | 11517 | 2021
20262-228447-01 | East Central Energy | 16 | 5574 | Co-op | NOVA4239 | 6 | Solar |  |  | Interconnected | Milaca | 56353 | Milaca #2 | Milaca 3 | Residential |  | 12000 | 2021 | 2021
20262-228447-01 | East Central Energy | 16 | 5574 | Co-op | NOVA4250 | 6.98 | Solar |  |  | Interconnected | Milaca | 56353 | Milaca #1 | Milaca 9 | Residential |  | 41921 | 2021 | 2021
20262-228447-01 | East Central Energy | 16 | 5574 | Co-op | NOVA4271 | 10 | Solar |  |  | Interconnected | Foley | 56329 | Duelm | Duelm 2 | Residential |  | 20500 | 2021 | 2021
20262-228447-01 | East Central Energy | 16 | 5574 | Co-op | NOVA4275 | 6.38 | Solar |  |  | Withdrawn | North Branch | 55056 |  |  |  |  | 11517 | 2021
20262-228447-01 | East Central Energy | 16 | 5574 | Co-op | NOVA4298 | 10.73 | Solar |  |  | Interconnected | Askov | 55704 | Sandstone | Sandstone 3 | Residential |  | 34000 | 2021 | 2021
20262-228447-01 | East Central Energy | 16 | 5574 | Co-op | NOVA4300 | 9.28 | Solar |  |  | Withdrawn | Rock Creek | 55063 | Pine City #2 | Pine City 4 | Residential |  | 50000 | 2021
20262-228447-01 | East Central Energy | 16 | 5574 | Co-op | NOVA4353 | 7.6 | Solar |  |  | Interconnected | Milaca | 56353 | Milaca #1 | Milaca 9 | Residential |  | 31006 | 2021 | 2021
20262-228447-01 | East Central Energy | 16 | 5574 | Co-op | NOVA4386 | 5.22 | Solar |  |  | Interconnected | Cambridge | 55008 | Cambridge #1 | Cambridge 8 | Residential |  | 26641 | 2021 | 2021
20262-228447-01 | East Central Energy | 16 | 5574 | Co-op | NOVA4395 | 5 | Solar |  |  | Withdrawn | Pine City | 55063 | Pine City #1 | Pine City 9 | Residential |  | 33440 | 2021
20262-228447-01 | East Central Energy | 16 | 5574 | Co-op | NOVA4404 | 11.4 | Solar |  |  | Interconnected | Harris | 55032 | North Branch #2 | North Branch 6 | Residential |  | 45000 | 2021 | 2021
20262-228447-01 | East Central Energy | 16 | 5574 | Co-op | NOVA4420 | 5 | Solar |  |  | Interconnected | Pine City | 55063 | Pine City #1 | Pine City 7 | Residential |  | 36480 | 2021 | 2021
20262-228447-01 | East Central Energy | 16 | 5574 | Co-op | NOVA4429 | 3.8 | Solar |  |  | Withdrawn | Cambridge | 55008 | Cambridge Industrial #2 | Cambridge Industrial 22 | Residential |  | 22880 | 2021
20262-228447-01 | East Central Energy | 16 | 5574 | Co-op | NOVA4437 | 3.8 | Solar |  |  | Interconnected | Milaca | 56353 | Milaca #2 | Milaca 3 | Residential |  | 34000 | 2021 | 2021
20262-228447-01 | East Central Energy | 16 | 5574 | Co-op | NOVA4444 | 4.18 | Solar |  |  | Interconnected | Oak Park | 56357 | Oak Park | Oak Park 4 | Residential |  | 15601 | 2021 | 2021
20262-228447-01 | East Central Energy | 16 | 5574 | Co-op | NOVA4465 | 39.99 | Solar |  |  | Interconnected | Sauk Rapids | 56379 | Duelm | Duelm 3 | Residential |  | 105418.8 | 2021 | 2021
20262-228447-01 | East Central Energy | 16 | 5574 | Co-op | NOVA4474 | 22.8 | Solar |  | X | Interconnected | Cambridge | 55008 | Cambridge #1 | Cambridge 5 | Residential |  | 78000 | 2021 | 2021
20262-228447-01 | East Central Energy | 16 | 5574 | Co-op | NOVA4479 | 10 | Solar |  |  | Interconnected | Mora | 55051 | Ogilvie | Ogilvie 1 | Residential |  | 74218 | 2021 | 2021
20262-228447-01 | East Central Energy | 16 | 5574 | Co-op | NOVA4481 | 7.7 | Solar |  |  | Interconnected | Rush City | 55069 | Rush City | Rush City 2 | Residential |  | 47480 | 2021 | 2022
20262-228447-01 | East Central Energy | 16 | 5574 | Co-op | NOVA4516 | 10 | Solar |  |  | Interconnected | Holyoke | 55749 | Summit | Summit 3 | Residential |  | 35700 | 2021 | 2021
20262-228447-01 | East Central Energy | 16 | 5574 | Co-op | NOVA4517 | 10.44 | Solar |  |  | Interconnected | Milaca | 56353 | Milaca #2 | Milaca 1 | Residential |  | 39893 | 2021 | 2021
20262-228447-01 | East Central Energy | 16 | 5574 | Co-op | NOVA4532 | 21 | Solar |  |  | Interconnected | Stanchfield | 55080 | Braham #1 | Braham 7 | Residential |  | 10000 | 2021 | 2021
20262-228447-01 | East Central Energy | 16 | 5574 | Co-op | NOVA4539 | 5 | Solar |  |  | Interconnected | Cambridge | 55008 | Cambridge Industrial #2 | Cambridge Industrial 22 | Residential |  | 28330 | 2021 | 2021
20262-228447-01 | East Central Energy | 16 | 5574 | Co-op | NOVA4550 | 10 | Solar |  |  | Interconnected | Carlton | 55718 | Carlton | Carlton 2 | Residential |  | 25382 | 2021 | 2021
20262-228447-01 | East Central Energy | 16 | 5574 | Co-op | NOVA4557 | 9.8 | Solar |  | X | Interconnected | Rock Creek | 55063 | Pine City #2 | Pine City 4 | Residential |  | 50000 | 2021 | 2021
20262-228447-01 | East Central Energy | 16 | 5574 | Co-op | NOVA4569 | 24 | Solar |  |  | Interconnected | Stanchfield | 55080 | Dalbo | Dalbo 4 | Residential |  | 34283 | 2021 | 2021
20262-228447-01 | East Central Energy | 16 | 5574 | Co-op | NOVA4573 | 12.6 | Solar |  |  | Interconnected | Princeton | 55371 | Dalbo | Dalbo 2 | Residential |  | 10000 | 2021 | 2021
20262-228447-01 | East Central Energy | 16 | 5574 | Co-op | NOVA4578 | 39.9 | Solar |  |  | Interconnected | Finlayson | 55375 | Harry Maser | Harry Maser 3 | Commercial |  | 138100 | 2021 | 2021
20262-228447-01 | East Central Energy | 16 | 5574 | Co-op | NOVA4585 | 5 | Solar |  |  | Interconnected | Milaca | 56353 | Milaca #1 | Milaca 6 | Residential |  | 6960 | 2021 | 2022
20262-228447-01 | East Central Energy | 16 | 5574 | Co-op | NOVA4598 | 15.2 | Solar |  |  | Interconnected | Foreston | 56330 | Oak Park | Oak Park 4 | Residential |  | 63850 | 2021 | 2021
20262-228447-01 | East Central Energy | 16 | 5574 | Co-op | NOVA4602 | 10 | Solar |  |  | Interconnected | Stanchfield | 55080 | Rush City | Rush City 6 | Commercial |  | 39000 | 2021 | 2021
20262-228447-01 | East Central Energy | 16 | 5574 | Co-op | NOVA4613 | 6.67 | Solar |  |  | Interconnected | North Branch | 55056 | North Branch #1 | North Branch 4 | Residential |  | 10000 | 2021 | 2021
20262-228447-01 | East Central Energy | 16 | 5574 | Co-op | NOVA4615 | 7.83 | Solar |  |  | Interconnected | Pine City | 55063 | Pine City #2 | Pine City 4 | Residential |  | 10000 | 2021 | 2021
20262-228447-01 | East Central Energy | 16 | 5574 | Co-op | NOVA4621 | 11.51 | Solar |  |  | Interconnected | Foreston | 56330 | Oak Park | Oak Park 3 | Residential |  | 35000 | 2021 | 2022
20262-228447-01 | East Central Energy | 16 | 5574 | Co-op | NOVA4649 | 9.77 | Solar |  |  | Interconnected | Foley | 56329 | Mayhew | Mayhew 4 | Residential |  | 38312 | 2021 | 2021
20262-228447-01 | East Central Energy | 16 | 5574 | Co-op | NOVA4656 | 3.49 | Solar |  |  | Interconnected | Harris | 55032 | Harris | Harris 2 | Residential |  | 14965 | 2021 | 2021
20262-228447-01 | East Central Energy | 16 | 5574 | Co-op | NOVA4663 | 3.8 | Solar |  |  | Withdrawn | Wahkon | 56386 | Isle | Isle 5 | Residential |  | 5981.25 | 2021
20262-228447-01 | East Central Energy | 16 | 5574 | Co-op | NOVA4664 | 17.4 | Solar |  |  | Interconnected | Cambridge | 55008 | Cambridge Industrial #2 | Cambridge Industrial 21 | Residential |  | 45414 | 2021 | 2021
20262-228447-01 | East Central Energy | 16 | 5574 | Co-op | NOVA4697 | 17.6 | Solar |  |  | Withdrawn | Foley | 56329 | Gilman | Gilman 2 | Residential |  | 70000 | 2021
20262-228447-01 | East Central Energy | 16 | 5574 | Co-op | NOVA4717 | 8.99 | Solar |  |  | Interconnected | North Branch | 55056 | Harris | Harris 4 | Residential |  | 44042 | 2021 | 2021
20262-228447-01 | East Central Energy | 16 | 5574 | Co-op | NOVA4718 | 6.41 | Solar |  |  | Withdrawn | Braham | 55006 | Braham #2 | Braham 3 | Residential |  | 10208 | 2021
20262-228447-01 | East Central Energy | 16 | 5574 | Co-op | NOVA4744 | 8.12 | Solar |  |  | Interconnected | Cambridge | 55008 | Cambridge #1 | Cambridge 5 | Residential |  | 37950 | 2021 | 2021
20262-228447-01 | East Central Energy | 16 | 5574 | Co-op | NOVA4763 | 13.26 | Solar |  | X | Interconnected | North Branch | 55056 | North Branch #2 | North Branch 6 | Residential |  | 73744.37 | 2021 | 2022
20262-228447-01 | East Central Energy | 16 | 5574 | Co-op | NOVA4783 | 6.98 | Solar |  |  | Interconnected | Royalton | 56373 | Langola | Langola 5 | Residential |  | 36872 | 2021 | 2021
20262-228447-01 | East Central Energy | 16 | 5574 | Co-op | NOVA4786 | 5.58 | Solar |  |  | Interconnected | North Branch | 55056 | North Branch #1 | North Branch 4 | Residential |  | 27953 | 2021 | 2021
20262-228447-01 | East Central Energy | 16 | 5574 | Co-op | NOVA4791 | 10 | Solar |  |  | Interconnected | Foley | 56329 | Duelm | Duelm 3 | Residential |  | 27300 | 2021 | 2021
20262-228447-01 | East Central Energy | 16 | 5574 | Co-op | NOVA4810 | 19.14 | Solar |  |  | Interconnected | Cambridge | 55008 | Cambridge Industrial #2 | Cambridge Industrial 21 | Residential |  | 77794 | 2021 | 2021
20262-228447-01 | East Central Energy | 16 | 5574 | Co-op | NOVA4820 | 14 | Solar |  |  | Interconnected | Mora | 55051 | Mora | Mora 1 | Residential |  | 64852 | 2021 | 2022
20262-228447-01 | East Central Energy | 16 | 5574 | Co-op | NOVA4837 | 10 | Solar |  |  | Withdrawn | Sandstone | 55072 | Sandstone | Sandstone 3 | Residential |  | 4000 | 2021
20262-228447-01 | East Central Energy | 16 | 5574 | Co-op | NOVA4839 | 36.4 | Solar |  | X | Interconnected | North Branch | 55056 | North Branch #1 | North Branch 4 | Residential |  | 105895 | 2021 | 2021
20262-228447-01 | East Central Energy | 16 | 5574 | Co-op | NOVA4839-S | 15 | Storage |  |  | Interconnected | North Branch | 55056 | North Branch #1 | North Branch 4 | Residential |  | 105895 | 2021 | 2021
20262-228447-01 | East Central Energy | 16 | 5574 | Co-op | NOVA4851 | 13 | Solar |  |  | Interconnected | Cambridge | 55008 | Cambridge #2 | Cambridge 3 | Residential |  | 42920 | 2021 | 2021
20262-228447-01 | East Central Energy | 16 | 5574 | Co-op | NOVA4860 | 5 | Solar |  |  | Interconnected | Ogilvie | 56358 | Ogilvie | Ogilvie 3 | Residential |  | 38640 | 2021 | 2023
20262-228447-01 | East Central Energy | 16 | 5574 | Co-op | NOVA4862 | 11.8 | Solar |  |  | Interconnected | Brook Park | 55007 | Hinckley | Hinckley 3 | Residential |  | 74983 | 2021 | 2022
20262-228447-01 | East Central Energy | 16 | 5574 | Co-op | NOVA4864 | 15.2 | Solar |  | X | Withdrawn | Oak Park | 56357 | Longsiding | Longsiding 2 | Residential |  | 90802 | 2021
20262-228447-01 | East Central Energy | 16 | 5574 | Co-op | NOVA4892 | 12 | Solar |  |  | Interconnected | Cambridge | 55008 | Dalbo | Dalbo 4 | Residential |  | 38400 | 2021 | 2021
20262-228447-01 | East Central Energy | 16 | 5574 | Co-op | NOVA4895 | 13.6 | Solar |  |  | Interconnected | Harris | 55032 | Cambridge #1 | Cambridge 6 | Residential |  | 49780 | 2021 | 2021
20262-228447-01 | East Central Energy | 16 | 5574 | Co-op | NOVA4911 | 9 | Solar |  |  | Interconnected | North Branch | 55056 | North Branch #2 | North Branch 6 | Residential |  | 14000 | 2021 | 2022
20262-228447-01 | East Central Energy | 16 | 5574 | Co-op | NOVA4912 | 39.9 | Solar |  |  | Withdrawn | Brook Park | 55007 | Hinckley | Hinckley 3 | Residential |  | 54973.28 | 2021
20262-228447-01 | East Central Energy | 16 | 5574 | Co-op | NOVA4917 | 15.2 | Solar |  |  | Interconnected | Harris | 55032 | Harris | Harris 4 | Residential |  | 53975 | 2021 | 2021
20262-228447-01 | East Central Energy | 16 | 5574 | Co-op | NOVA4922 | 15.2 | Solar |  |  | Interconnected | Cambridge | 55008 | Cambridge #1 | Cambridge 6 | Residential |  | 74700 | 2021 | 2022
20262-228447-01 | East Central Energy | 16 | 5574 | Co-op | NOVA4924 | 9.28 | Solar |  |  | Interconnected | North Branch | 55056 | North Branch #1 | North Branch 4 | Residential |  | 31984 | 2021 | 2021
20262-228447-01 | East Central Energy | 16 | 5574 | Co-op | NOVA4925 | 11.21 | Solar |  | X | Withdrawn | North Branch | 55056 |  |  |  |  | 23039.4 | 2021
20262-228447-01 | East Central Energy | 16 | 5574 | Co-op | NOVA4941 | 13.63 | Solar |  |  | Interconnected | Mora | 55051 | Mora | Mora 1 | Residential |  | 50000 | 2021 | 2022
20262-228447-01 | East Central Energy | 16 | 5574 | Co-op | NOVA4952 | 6.96 | Solar |  |  | Interconnected | Sauk Rapids | 56397 | Minden | Minden 6 | Residential |  | 37589 | 2021 | 2022
20262-228447-01 | East Central Energy | 16 | 5574 | Co-op | NOVA4954 | 30 | Solar |  |  | Interconnected | Milaca | 56353 | Milaca #1 | Milaca 4 | Residential |  | 84640 | 2021 | 2022
20262-228447-01 | East Central Energy | 16 | 5574 | Co-op | NOVA4958 | 5.8 | Solar |  |  | Interconnected | Harris | 55032 | Cambridge Industrial #2 | Cambridge Industrial 22 | Residential |  | 34918 | 2021 | 2021
20262-228447-01 | East Central Energy | 16 | 5574 | Co-op | NOVA4962 | 7.6 | Solar |  |  | Withdrawn | Sandstone | 55072 | Hinckley | Hinckley 1 | Residential |  | 42240 | 2021
20262-228447-01 | East Central Energy | 16 | 5574 | Co-op | NOVA4965 | 7.54 | Solar |  |  | Interconnected | Mora | 55051 | Ogilvie | Ogilvie 4 | Residential |  | 47054 | 2021 | 2022
20262-228447-01 | East Central Energy | 16 | 5574 | Co-op | NOVA4975 | 8.12 | Solar |  |  | Interconnected | Center City | 55012 | Shafer | Shafer 2 | Residential |  | 31265 | 2021 | 2021
20262-228447-01 | East Central Energy | 16 | 5574 | Co-op | NOVA4976 | 15.2 | Solar |  | X | Interconnected | Oak Park | 56357 | Longsiding | Longsiding 2 | Residential |  | 90802 | 2021 | 2022
20262-228447-01 | East Central Energy | 16 | 5574 | Co-op | NOVA4981 | 2.9 | Solar |  |  | Interconnected | Braham | 55006 | Braham #2 | Braham 3 | Commercial |  | 10700 | 2021 | 2023
20262-228447-01 | East Central Energy | 16 | 5574 | Co-op | NOVA4998 | 35 | Solar |  |  | Decommissioned | Cambridge | 55008 | Cambridge #1 | Cambridge 8 | Commercial |  | 66041 | 2021 | 2022 | 2025
20262-228447-01 | East Central Energy | 16 | 5574 | Co-op | NOVA5001 | 11.4 | Solar |  |  | Interconnected | Onamia | 56359 | Milaca #1 | Milaca 10 | Residential |  | 33732 | 2021 | 2022
20262-228447-01 | East Central Energy | 16 | 5574 | Co-op | NOVA5003 | 18.27 | Solar |  |  | Interconnected | Grasston | 55030 | Hinckley | Hinckley 3 | Residential |  | 73225 | 2021 | 2022
20262-228447-01 | East Central Energy | 16 | 5574 | Co-op | NOVA5004 | 10 | Solar |  |  | Interconnected | Pine City | 55063 | Pine City #2 | Pine City 3 | Residential |  | 48527 | 2021 | 2022
20262-228447-01 | East Central Energy | 16 | 5574 | Co-op | NOVA5005 | 9.86 | Solar |  |  | Interconnected | North Branch | 55056 | North Branch #1 | North Branch 4 | Residential |  | 15000 | 2021 | 2022
20262-228447-01 | East Central Energy | 16 | 5574 | Co-op | NOVA5007 | 8.12 | Solar |  | X | Interconnected | Milaca | 56353 | Milaca #1 | Milaca 11 | Residential |  | 53275 | 2021 | 2022
20262-228447-01 | East Central Energy | 16 | 5574 | Co-op | NOVA5011 | 2.32 | Solar |  |  | Interconnected | North Branch | 55056 | North Branch #2 | North Branch 6 | Residential |  | 10508 | 2021 | 2021
20262-228447-01 | East Central Energy | 16 | 5574 | Co-op | NOVA5017 | 15.2 | Solar |  |  | Withdrawn | North Branch | 55056 | North Branch #1 | North Branch 4 | Residential |  | 64189 | 2021
20262-228447-01 | East Central Energy | 16 | 5574 | Co-op | NOVA5018 | 10.73 | Solar |  |  | Interconnected | Harris | 55032 | Harris | Harris 4 | Residential |  | 50350 | 2021 | 2022
20262-228447-01 | East Central Energy | 16 | 5574 | Co-op | NOVA5034 | 10 | Solar |  |  | Interconnected | Grasston | 55030 | Pine City #2 | Pine City 3 | Residential |  | 10000 | 2021 | 2022
20262-228447-01 | East Central Energy | 16 | 5574 | Co-op | NOVA5036 | 11.02 | Solar |  |  | Interconnected | Braham | 55006 | Braham #1 | Braham 7 | Residential |  | 38900 | 2021 | 2021
20262-228447-01 | East Central Energy | 16 | 5574 | Co-op | NOVA5039 | 11.4 | Solar |  |  | Interconnected | Willow River | 55795 | Denham | Denham 2 | Residential |  | 61803 | 2021 | 2022
20262-228447-01 | East Central Energy | 16 | 5574 | Co-op | NOVA5047 | 10 | Solar |  |  | Interconnected | Isle | 56342 | Isle | Isle 3 | Residential |  | 10000 | 2021 | 2022
20262-228447-01 | East Central Energy | 16 | 5574 | Co-op | NOVA5055 | 39.2 | Solar |  |  | Interconnected | Mora | 55051 | Ogilvie | Ogilvie 1 | Residential |  | 117775 | 2021 | 2021
20262-228447-01 | East Central Energy | 16 | 5574 | Co-op | NOVA5062 | 20 | Solar |  |  | Interconnected | Finlayson | 55735 | Harry Maser | Harry Maser 1 | Residential |  | 75000 | 2021 | 2022
20262-228447-01 | East Central Energy | 16 | 5574 | Co-op | NOVA5082 | 18 | Solar |  |  | Interconnected | Stanchfield | 55080 | Rush City | Rush City 6 | Residential |  | 15000 | 2021 | 2022
20262-228447-01 | East Central Energy | 16 | 5574 | Co-op | NOVA5087 | 11.4 | Solar |  |  | Interconnected | Pine City | 55063 | Pine City #2 | Pine City 4 | Residential |  | 5000 | 2021 | 2022
20262-228447-01 | East Central Energy | 16 | 5574 | Co-op | NOVA5089 | 17.4 | Solar |  |  | Interconnected | Grasston | 55030 | Pine City #1 | Pine City 9 | Commercial |  | 55575 | 2021 | 2022
20262-228447-01 | East Central Energy | 16 | 5574 | Co-op | NOVA5094 | 12 | Solar |  |  | Interconnected | Milaca | 56353 | Milaca #1 | Milaca 11 | Residential |  | 32000 | 2021 | 2022
20262-228447-01 | East Central Energy | 16 | 5574 | Co-op | NOVA5101 | 10 | Solar |  |  | Interconnected | Braham | 55006 | Braham #1 | Braham 5 | Residential |  | 55972 | 2021 | 2022
20262-228447-01 | East Central Energy | 16 | 5574 | Co-op | NOVA5102 | 12 | Solar |  |  | Interconnected | Mora | 55051 | Mora | Mora 2 | Residential |  | 45000 | 2021 | 2022
20262-228447-01 | East Central Energy | 16 | 5574 | Co-op | NOVA5103 | 7.6 | Solar |  |  | Withdrawn | Isanti | 55040 | Cambridge Industrial #2 | Cambridge Industrial 21 | Residential |  | 43550 | 2021
20262-228447-01 | East Central Energy | 16 | 5574 | Co-op | NOVA5143 | 13.96 | Solar |  |  | Interconnected | Foley | 56329 | Duelm | Duelm 3 | Residential |  | 69668 | 2021 | 2021
20262-228447-01 | East Central Energy | 16 | 5574 | Co-op | NOVA5144 | 11.4 | Solar |  |  | Interconnected | Foley | 56329 | Gilman | Gilman 4 | Residential |  | 50494 | 2021 | 2022
20262-228447-01 | East Central Energy | 16 | 5574 | Co-op | NOVA5145 | 12.6 | Solar |  |  | Interconnected | Sauk Rapids | 56379 | Minden | Minden 6 | Residential |  | 41292 | 2021 | 2022
20262-228447-01 | East Central Energy | 16 | 5574 | Co-op | NOVA5146 | 10.44 | Solar |  |  | Interconnected | Finlayson | 55735 | Harry Maser | Harry Maser 2 | Residential |  | 44873 | 2021 | 2021
20262-228447-01 | East Central Energy | 16 | 5574 | Co-op | NOVA5150 | 14.79 | Solar |  |  | Interconnected | Foreston | 56330 | Oak Park | Oak Park 4 | Residential |  | 67473 | 2021 | 2022
20262-228447-01 | East Central Energy | 16 | 5574 | Co-op | NOVA5151 | 12.5 | Solar |  |  | Interconnected | Foreston | 56330 | Oak Park | Oak Park 4 | Commercial |  | 15000 | 2021 | 2021
20262-228447-01 | East Central Energy | 16 | 5574 | Co-op | NOVA5159 | 14 | Solar |  |  | Interconnected | Braham | 55006 | Braham #1 | Braham 7 | Residential |  | 44512 | 2021 | 2022
20262-228447-01 | East Central Energy | 16 | 5574 | Co-op | NOVA5167 | 30 | Solar |  |  | Interconnected | Mora | 55051 | Mora | Mora 2 | Residential |  | 1e+05 | 2021 | 2022
20262-228447-01 | East Central Energy | 16 | 5574 | Co-op | NOVA5181 | 15.2 | Solar |  |  | Interconnected | Harris | 55032 | Harris | Harris 4 | Residential |  | 50052 | 2021 | 2022
20262-228447-01 | East Central Energy | 16 | 5574 | Co-op | NOVA5184 | 20 | Solar |  |  | Interconnected | Ogilvie | 56358 | Ogilvie | Ogilvie 4 | Residential |  | 77218 | 2021 | 2022
20262-228447-01 | East Central Energy | 16 | 5574 | Co-op | NOVA5191 | 12.76 | Solar |  |  | Interconnected | Brook Park | 55007 | Mora | Mora 2 | Residential |  | 59000 | 2021 | 2022
20262-228447-01 | East Central Energy | 16 | 5574 | Co-op | NOVA5194 | 11.4 | Solar |  |  | Interconnected | Milaca | 56353 | Milaca #1 | Milaca 9 | Residential |  | 10000 | 2021 | 2022
20262-228447-01 | East Central Energy | 16 | 5574 | Co-op | NOVA5197 | 20 | Solar |  |  | Withdrawn | Mora | 55051 | Braham #1 | Braham 5 | Residential |  | 99919 | 2021
20262-228447-01 | East Central Energy | 16 | 5574 | Co-op | NOVA5201 | 3.48 | Solar |  |  | Interconnected | Milaca | 56353 | Milaca #2 | Milaca 1 | Residential |  | 12793 | 2021 | 2022
20262-228447-01 | East Central Energy | 16 | 5574 | Co-op | NOVA5210 | 16.4 | Solar |  |  | Interconnected | Cambridge | 55008 | Dalbo | Dalbo 4 | Residential |  | 61419.11 | 2021 | 2022
20262-228447-01 | East Central Energy | 16 | 5574 | Co-op | NOVA5211 | 9.6 | Solar |  |  | Interconnected | Cambridge | 55008 | Dalbo | Dalbo 4 | Residential |  | 53729 | 2021 | 2022
20262-228447-01 | East Central Energy | 16 | 5574 | Co-op | NOVA5229 | 5.51 | Solar |  |  | Interconnected | Cambridge | 55008 | Cambridge Industrial #2 | Cambridge Industrial 22 | Residential |  | 24050 | 2021 | 2021
20262-228447-01 | East Central Energy | 16 | 5574 | Co-op | NOVA5260 | 15.2 | Solar |  |  | Interconnected | North Branch | 55056 | Harris | Harris 4 | Residential |  | 47020 | 2021 | 2022
20262-228447-01 | East Central Energy | 16 | 5574 | Co-op | NOVA5268 | 15.2 | Solar |  |  | Interconnected | Shafer | 55074 | Shafer | Shafer 4 | Residential |  | 48322 | 2021 | 2022
20262-228447-01 | East Central Energy | 16 | 5574 | Co-op | NOVA5285 | 12.6 | Solar |  |  | Interconnected | Foreston | 56330 | Oak Park | Oak Park 4 | Residential |  | 42442 | 2021 | 2022
20262-228447-01 | East Central Energy | 16 | 5574 | Co-op | NOVA5289 | 8.37 | Solar |  |  | Interconnected | Braham | 55006 | Braham #1 | Braham 7 | Residential |  | 32440 | 2021 | 2022
20262-228447-01 | East Central Energy | 16 | 5574 | Co-op | NOVA5309 | 13.34 | Solar |  |  | Interconnected | Harris | 55032 | Harris | Harris 2 | Residential |  | 58000 | 2021 | 2022
20262-228447-01 | East Central Energy | 16 | 5574 | Co-op | NOVA5351 | 11.4 | Solar |  |  | Interconnected | North Branch | 55056 | North Branch #2 | North Branch 6 | Residential |  | 40729.6 | 2021 | 2022
20262-228447-01 | East Central Energy | 16 | 5574 | Co-op | NOVA5378 | 15.08 | Solar |  |  | Interconnected | Harris | 55032 | Cambridge #1 | Cambridge 6 | Residential |  | 84000 | 2021 | 2022
20262-228447-01 | East Central Energy | 16 | 5574 | Co-op | NOVA5386 | 31.32 | Solar |  |  | Interconnected | Princeton | 55731 | Dalbo | Dalbo 3 | Residential |  | 42000 | 2021 | 2022
20262-228447-01 | East Central Energy | 16 | 5574 | Co-op | NOVA5405 | 6.96 | Solar |  |  | Interconnected | Isanti | 55040 | Cambridge Industrial #2 | Cambridge Industrial 21 | Residential |  | 23664 | 2021 | 2022
20262-228447-01 | East Central Energy | 16 | 5574 | Co-op | NOVA5498 | 13 | Solar |  |  | Interconnected | Cambridge | 55008 | Dalbo | Dalbo 4 | Residential |  | 20000 | 2021 | 2023
20262-228447-01 | East Central Energy | 16 | 5574 | Co-op | NOVA5502 | 10 | Solar |  |  | Interconnected | Princeton | 55371 | Longsiding | Longsiding 1 | Residential |  | 33000 | 2021 | 2022
20262-228447-01 | East Central Energy | 16 | 5574 | Co-op | NOVA5274 | 14 | Solar |  |  | Interconnected | Stanchfield | 55080 | Rush City | Rush City 6 | Residential |  | 10000 | 2022 | 2022
20262-228447-01 | East Central Energy | 16 | 5574 | Co-op | NOVA5347 | 14.79 | Solar |  |  | Interconnected | Harris | 55032 | Cambridge #1 | Cambridge 6 | Residential |  | 10000 | 2022 | 2022
20262-228447-01 | East Central Energy | 16 | 5574 | Co-op | NOVA5353 | 30.16 | Solar |  | X | Interconnected | Holyoke | 55749 | Summit | Summit 3 | Residential |  | 175000 | 2022 | 2022
20262-228447-01 | East Central Energy | 16 | 5574 | Co-op | NOVA5374 | 15.2 | Solar |  |  | Interconnected | Milaca | 56353 | Milaca #1 | Milaca 9 | Residential |  | 74145.95 | 2022 | 2022
20262-228447-01 | East Central Energy | 16 | 5574 | Co-op | NOVA5379 | 19 | Solar |  |  | Interconnected | Foley | 56329 | Oak Park | Oak Park 3 | Residential |  | 48000 | 2022 | 2022
20262-228447-01 | East Central Energy | 16 | 5574 | Co-op | NOVA5428 | 27.4 | Solar |  |  | Interconnected | Princeton | 55371 | Longsiding | Longsiding 1 | Residential |  | 1e+05 | 2022 | 2022
20262-228447-01 | East Central Energy | 16 | 5574 | Co-op | NOVA5471 | 10 | Solar |  |  | Interconnected | Pine City | 55063 | Pine City #2 | Pine City 3 | Residential |  | 33500 | 2022 | 2022
20262-228447-01 | East Central Energy | 16 | 5574 | Co-op | NOVA5540 | 36 | Solar |  |  | Interconnected | Milaca | 56353 | Milaca #1 | Milaca 9 | Residential |  | 25000 | 2022 | 2022
20262-228447-01 | East Central Energy | 16 | 5574 | Co-op | NOVA5552 | 7.6 | Solar |  |  | Interconnected | Pine City | 55063 | Pine City #2 | Pine City 3 | Residential |  | 15000 | 2022 | 2022
20262-228447-01 | East Central Energy | 16 | 5574 | Co-op | NOVA5570 | 5 | Solar |  |  | Interconnected | North Branch | 55056 | North Branch #1 | North Branch 3 | Residential |  | 32688 | 2022 | 2022
20262-228447-01 | East Central Energy | 16 | 5574 | Co-op | NOVA5574 | 4.64 | Solar |  |  | Interconnected | Stanchfield | 55080 | Rush City | Rush City 6 | Residential |  | 30201 | 2022 | 2022
20262-228447-01 | East Central Energy | 16 | 5574 | Co-op | NOVA5576 | 6.38 | Solar |  |  | Interconnected | Stanchfield | 55080 | Cambridge #1 | Cambridge 6 | Residential |  | 25856 | 2022 | 2022
20262-228447-01 | East Central Energy | 16 | 5574 | Co-op | NOVA5586 | 20 | Solar |  |  | Interconnected | Foley | 56329 | Duelm | Duelm 3 | Residential |  | 45000 | 2022 | 2022
20262-228447-01 | East Central Energy | 16 | 5574 | Co-op | NOVA5588 | 11.4 | Solar |  |  | Interconnected | Foley | 56329 | Gilman | Gilman 4 | Residential |  | 12000 | 2022 | 2022
20262-228447-01 | East Central Energy | 16 | 5574 | Co-op | NOVA5589 | 38.31 | Solar |  |  | Interconnected | Milaca | 56353 | Ogilvie | Ogilvie 2 | Residential |  | 120000 | 2022 | 2023
20262-228447-01 | East Central Energy | 16 | 5574 | Co-op | NOVA5595 | 6.96 | Solar |  |  | Interconnected | Sauk Rapids | 56379 | Minden | Minden 6 | Residential |  | 32980 | 2022 | 2022
20262-228447-01 | East Central Energy | 16 | 5574 | Co-op | NOVA5610 | 36 | Solar |  |  | Interconnected | Milaca | 56353 | Milaca #1 | Milaca 9 | Residential |  | 45000 | 2022 | 2022
20262-228447-01 | East Central Energy | 16 | 5574 | Co-op | NOVA5632 | 12.18 | Solar |  |  | Interconnected | Finlayson | 55735 | Denham | Denham 3 | Residential |  | 15120 | 2022 | 2022
20262-228447-01 | East Central Energy | 16 | 5574 | Co-op | NOVA5634 | 23.1 | Solar |  |  | Interconnected | Stanchfield | 55060 | Rush City | Rush City 6 | Residential |  | 91288 | 2022 | 2022
20262-228447-01 | East Central Energy | 16 | 5574 | Co-op | NOVA5645 | 4.06 | Solar |  |  | Interconnected | Cambridge | 55008 | Cambridge Industrial #2 | Cambridge Industrial 22 | Residential |  | 5000 | 2022 | 2022
20262-228447-01 | East Central Energy | 16 | 5574 | Co-op | NOVA5654 | 22.8 | Solar |  |  | Interconnected | Harris | 55032 | Harris | Harris 2 | Residential |  | 23000 | 2022 | 2022
20262-228447-01 | East Central Energy | 16 | 5574 | Co-op | NOVA5658 | 22.32 | Solar |  |  | Interconnected | Milaca | 56353 | Milaca #1 | Milaca 10 | Residential |  | 23000 | 2022 | 2022
20262-228447-01 | East Central Energy | 16 | 5574 | Co-op | NOVA5681 | 12 | Solar |  |  | Interconnected | Harris | 55032 | Harris | Harris 4 | Residential |  | 44756 | 2022 | 2022
20262-228447-01 | East Central Energy | 16 | 5574 | Co-op | NOVA5694 | 22.62 | Solar |  |  | Interconnected | Center City | 55012 | Shafer | Shafer 4 | Residential |  | 91594 | 2022 | 2022
20262-228447-01 | East Central Energy | 16 | 5574 | Co-op | NOVA5710 | 16.24 | Solar |  |  | Interconnected | Isanti | 55040 | Cambridge Industrial #2 | Cambridge Industrial 21 | Residential |  | 74043 | 2022 | 2022
20262-228447-01 | East Central Energy | 16 | 5574 | Co-op | NOVA5713 | 14 | Solar |  |  | Interconnected | Rice | 56367 | Gilman | Gilman 1 | Residential |  | 39250 | 2022 | 2022
20262-228447-01 | East Central Energy | 16 | 5574 | Co-op | NOVA5722 | 2.32 | Solar |  |  | Interconnected | Hinckley | 55037 | Grindstone River | Grindstone River 3 | Residential |  | 21439 | 2022 | 2022
20262-228447-01 | East Central Energy | 16 | 5574 | Co-op | NOVA5733 | 4.93 | Solar |  |  | Interconnected | Rush City | 55069 | Rush City | Rush City 2 | Residential |  | 34447 | 2022 | 2022
20262-228447-01 | East Central Energy | 16 | 5574 | Co-op | NOVA5736 | 15.84 | Solar |  |  | Interconnected | Milaca | 56353 | Milaca #1 | Milaca 4 | Residential |  | 52000 | 2022 | 2022
20262-228447-01 | East Central Energy | 16 | 5574 | Co-op | NOVA5737 | 14 | Solar |  |  | Interconnected | Harris | 55032 | North Branch #2 | North Branch 6 | Residential |  | 55000 | 2022 | 2022
20262-228447-01 | East Central Energy | 16 | 5574 | Co-op | NOVA5743 | 24.48 | Solar |  |  | Interconnected | Milaca | 56353 | Milaca #1 | Milaca 4 | Residential |  | 62000 | 2022 | 2022
20262-228447-01 | East Central Energy | 16 | 5574 | Co-op | NOVA5774 | 11.6 | Solar |  |  | Interconnected | Rush City | 55069 | Rush City | Rush City 6 | Residential |  | 53000 | 2022 | 2022
20262-228447-01 | East Central Energy | 16 | 5574 | Co-op | NOVA5778 | 6 | Solar |  |  | Interconnected | Braham | 55006 | Rush City | Rush City 2 | Residential |  | 3000 | 2022 | 2023
20262-228447-01 | East Central Energy | 16 | 5574 | Co-op | NOVA5781 | 7 | Solar |  |  | Interconnected | Cambridge | 55008 | Dalbo | Dalbo 4 | Residential |  | 13000 | 2022 | 2022
20262-228447-01 | East Central Energy | 16 | 5574 | Co-op | NOVA5784 | 19.14 | Solar |  |  | Interconnected | Ogilvie | 56358 | Ogilvie | Ogilvie 3 | Residential |  | 115621 | 2022 | 2022
20262-228447-01 | East Central Energy | 16 | 5574 | Co-op | NOVA5785 | 29 | Solar |  |  | Withdrawn | Stanchfield | 55080 | Cambridge #1 | Cambridge 5 | Residential |  | 112972 | 2022
20262-228447-01 | East Central Energy | 16 | 5574 | Co-op | NOVA5788 | 10.44 | Solar |  |  | Interconnected | Pierz | 56364 | Gilman | Gilman 3 | Residential |  | 50963 | 2022 | 2022
20262-228447-01 | East Central Energy | 16 | 5574 | Co-op | NOVA5803 | 36.25 | Solar |  |  | Withdrawn | Hinckley | 55037 | Grindstone River | Grindstone River 3 | Residential |  | 197947.37 | 2022
20262-228447-01 | East Central Energy | 16 | 5574 | Co-op | NOVA5806 | 21 | Solar |  |  | Interconnected | North Branch | 55056 | North Branch #2 | North Branch 6 | Residential |  | 97000 | 2022 | 2022
20262-228447-01 | East Central Energy | 16 | 5574 | Co-op | NOVA5828 | 10 | Solar |  |  | Interconnected | Harris | 55032 | Harris | Harris 4 | Residential |  | 40000 | 2022 | 2022
20262-228447-01 | East Central Energy | 16 | 5574 | Co-op | NOVA5833 | 7.7 | Solar |  |  | Interconnected | Pine City | 55063 | Pine City #2 | Pine City 4 | Residential |  | 53452 | 2022 | 2022
20262-228447-01 | East Central Energy | 16 | 5574 | Co-op | NOVA5839 | 7.25 | Solar |  |  | Interconnected | Milaca | 56353 | Milaca #1 | Milaca 9 | Residential |  | 42736 | 2022 | 2022
20262-228447-01 | East Central Energy | 16 | 5574 | Co-op | NOVA5840 | 12.76 | Solar |  |  | Interconnected | Pine City | 55063 | Pine City #2 | Pine City 5 | Residential |  | 59283 | 2022 | 2022
20262-228447-01 | East Central Energy | 16 | 5574 | Co-op | NOVA5850 | 6.96 | Solar |  |  | Interconnected | Sandstone | 55072 | Hinckley | Hinckley 1 | Residential |  | 30800 | 2022 | 2022
20262-228447-01 | East Central Energy | 16 | 5574 | Co-op | NOVA5861 | 15.4 | Solar |  |  | Interconnected | Harris | 55032 | Harris | Harris 4 | Residential |  | 30000 | 2022 | 2023
20262-228447-01 | East Central Energy | 16 | 5574 | Co-op | NOVA5879 | 22.8 | Solar |  |  | Interconnected | Braham | 55006 | Braham #1 | Braham 7 | Residential |  | 76750 | 2022 | 2022
20262-228447-01 | East Central Energy | 16 | 5574 | Co-op | NOVA5896 | 4.93 | Solar |  |  | Interconnected | North Branch | 55056 | North Branch #1 | North Branch 5 | Residential |  | 34447.37 | 2022 | 2022
20262-228447-01 | East Central Energy | 16 | 5574 | Co-op | NOVA5897 | 9.32 | Solar |  |  | Interconnected | North Branch | 55056 | North Branch #2 | North Branch 6 | Residential |  | 53371.5 | 2022 | 2022
20262-228447-01 | East Central Energy | 16 | 5574 | Co-op | NOVA5901 | 39.2 | Solar |  |  | Interconnected | Dalbo | 55017 | Longsiding | Longsiding 3 | Residential |  | 148000 | 2022 | 2023
20262-228447-01 | East Central Energy | 16 | 5574 | Co-op | NOVA5903 | 22.62 | Solar |  |  | Interconnected | Foley | 56329 | Gilman | Gilman 2 | Residential |  | 92368.42 | 2022 | 2022
20262-228447-01 | East Central Energy | 16 | 5574 | Co-op | NOVA5907 | 14.8 | Solar |  |  | Interconnected | Foreston | 56330 | Oak Park | Oak Park 4 | Residential |  | 88947 | 2022 | 2022
20262-228447-01 | East Central Energy | 16 | 5574 | Co-op | NOVA5912 | 11.6 | Solar |  |  | Interconnected | Milaca | 56353 | Milaca #1 | Milaca 9 | Residential |  | 60540 | 2022 | 2022
20262-228447-01 | East Central Energy | 16 | 5574 | Co-op | NOVA5920 | 10.44 | Solar |  |  | Interconnected | Pine City | 55063 | Pine City #2 | Pine City 1 | Residential |  | 49572 | 2022 | 2022
20262-228447-01 | East Central Energy | 16 | 5574 | Co-op | NOVA5921 | 6 | Solar |  |  | Interconnected | Milaca | 56353 | Milaca #1 | Milaca 9 | Residential |  | 30000 | 2022 | 2022
20262-228447-01 | East Central Energy | 16 | 5574 | Co-op | NOVA5929 | 10.73 | Solar |  |  | Interconnected | Sauk Rapids | 56379 | Mayhew | Mayhew 6 | Residential |  | 55000 | 2022 | 2022
20262-228447-01 | East Central Energy | 16 | 5574 | Co-op | NOVA5931 | 27.84 | Solar |  |  | Interconnected | Cambridge | 55008 | Cambridge #1 | Cambridge 6 | Residential |  | 121729.73 | 2022 | 2023
20262-228447-01 | East Central Energy | 16 | 5574 | Co-op | NOVA5936 | 29 | Solar |  |  | Withdrawn | Rush City | 55069 | Rush City | Rush City 6 | Residential |  | 121052.63 | 2022
20262-228447-01 | East Central Energy | 16 | 5574 | Co-op | NOVA5941 | 10.07 | Solar |  |  | Interconnected | Harris | 55032 | Harris | Harris 4 | Residential |  | 18500 | 2022 | 2022
20262-228447-01 | East Central Energy | 16 | 5574 | Co-op | NOVA5963 | 20.88 | Solar |  |  | Interconnected | Princeton | 55371 | Longsiding | Longsiding 1 | Residential |  | 83000 | 2022 | 2022
20262-228447-01 | East Central Energy | 16 | 5574 | Co-op | NOVA5967 | 8.7 | Solar |  |  | Interconnected | Cambridge | 55008 | Cambridge #1 | Cambridge 5 | Residential |  | 45000 | 2022 | 2022
20262-228447-01 | East Central Energy | 16 | 5574 | Co-op | NOVA5969 | 17.6 | Solar |  |  | Interconnected | Scandia | 55073 | Shafer | Shafer 4 | Residential |  | 35638.4 | 2022 | 2022
20262-228447-01 | East Central Energy | 16 | 5574 | Co-op | NOVA5986 | 7.67 | Solar |  |  | Interconnected | Sauk Rapids | 56379 | Mayhew | Mayhew 6 | Residential |  | 43953 | 2022 | 2022
20262-228447-01 | East Central Energy | 16 | 5574 | Co-op | NOVA5990 | 8.7 | Solar |  | X | Interconnected | Milaca | 56353 | Milaca #1 | Milaca 9 | Residential |  | 62214 | 2022 | 2022
20262-228447-01 | East Central Energy | 16 | 5574 | Co-op | NOVA5991 | 15 | Solar |  |  | Withdrawn | Braham | 55006 | Braham #2 | Braham 2 | Residential |  | 53760 | 2022
20262-228447-01 | East Central Energy | 16 | 5574 | Co-op | NOVA6015 | 19.14 | Solar |  |  | Interconnected | Sauk Rapids | 56379 | Mayhew | Mayhew 6 | Residential |  | 66500 | 2022 | 2022
20262-228447-01 | East Central Energy | 16 | 5574 | Co-op | NOVA6020 | 8.7 | Solar |  |  | Interconnected | Pine City | 55063 | Pine City #2 | Pine City 3 | Residential |  | 38000 | 2022 | 2022
20262-228447-01 | East Central Energy | 16 | 5574 | Co-op | NOVA6022 | 7.68 | Solar |  |  | Interconnected | Cambridge | 55008 | Cambridge Industrial #2 | Cambridge Industrial 22 | Residential |  | 27980 | 2022 | 2022
20262-228447-01 | East Central Energy | 16 | 5574 | Co-op | NOVA6040 | 12.47 | Solar |  |  | Interconnected | Braham | 55006 | Braham #1 | Braham 5 | Residential |  | 17000 | 2022 | 2022
20262-228447-01 | East Central Energy | 16 | 5574 | Co-op | NOVA6045 | 7.67 | Solar |  |  | Interconnected | Foley | 56329 | Gilman | Gilman 2 | Residential |  | 17000 | 2022 | 2022
20262-228447-01 | East Central Energy | 16 | 5574 | Co-op | NOVA6050 | 17.4 | Solar |  |  | Withdrawn | Dalbo | 55017 | Dalbo | Dalbo 3 | Residential |  | 36000 | 2022
20262-228447-01 | East Central Energy | 16 | 5574 | Co-op | NOVA6055 | 7.67 | Solar |  |  | Interconnected | Pine City | 55063 | Pine City #2 | Pine City 5 | Residential |  | 42541 | 2022 | 2022
20262-228447-01 | East Central Energy | 16 | 5574 | Co-op | NOVA6056 | 10.15 | Solar |  |  | Interconnected | Harris | 55032 | Harris | Harris 4 | Residential |  | 54763.16 | 2022 | 2022
20262-228447-01 | East Central Energy | 16 | 5574 | Co-op | NOVA6071 | 10 | Solar |  |  | Interconnected | Lindstrom | 55045 | Shafer | Shafer 2 | Residential |  | 31160 | 2022 | 2022
20262-228447-01 | East Central Energy | 16 | 5574 | Co-op | NOVA6082 | 16.24 | Solar |  |  | Interconnected | Finlayson | 55735 | Harry Maser | Harry Maser 3 | Residential |  | 78702.7 | 2022 | 2022
20262-228447-01 | East Central Energy | 16 | 5574 | Co-op | NOVA6086 | 10.44 | Solar |  |  | Interconnected | Pine City | 55063 | Pine City #2 | Pine City 1 | Commercial |  | 41040 | 2022 | 2022
20262-228447-01 | East Central Energy | 16 | 5574 | Co-op | NOVA6108 | 10.47 | Solar |  |  | Interconnected | Finlayson | 55735 | Harry Maser | Harry Maser 2 | Residential |  | 43009 | 2022 | 2022
20262-228447-01 | East Central Energy | 16 | 5574 | Co-op | NOVA6121 | 30.16 | Solar |  |  | Interconnected | Mora | 55051 | Mora | Mora 2 | Residential |  | 65000 | 2022 | 2023
20262-228447-01 | East Central Energy | 16 | 5574 | Co-op | NOVA6130 | 12 | Solar |  |  | Interconnected | Braham | 55063 | Braham #2 | Braham 2 | Residential |  | 20000 | 2022 | 2022
20262-228447-01 | East Central Energy | 16 | 5574 | Co-op | NOVA6137 | 11.52 | Solar |  |  | Withdrawn | Saint Cloud | 56304 | Minden | Minden 1 | Residential |  | 60469 | 2022
20262-228447-01 | East Central Energy | 16 | 5574 | Co-op | NOVA6138 | 33.35 | Solar |  |  | Interconnected | Harris | 55032 | Cambridge #1 | Cambridge 6 | Residential |  | 157767.57 | 2022 | 2023
20262-228447-01 | East Central Energy | 16 | 5574 | Co-op | NOVA6144 | 20.3 | Solar |  |  | Interconnected | Mora | 55051 | Mora | Mora 1 | Residential |  | 73220.78 | 2022 | 2023
20262-228447-01 | East Central Energy | 16 | 5574 | Co-op | NOVA6166 | 8.77 | Solar |  |  | Interconnected | Ogilvie | 56358 | Ogilvie | Ogilvie 1 | Residential |  | 19200 | 2022 | 2022
20262-228447-01 | East Central Energy | 16 | 5574 | Co-op | NOVA6175 | 11.6 | Solar |  |  | Interconnected | Harris | 55032 | Harris | Harris 3 | Residential |  | 60789 | 2022 | 2023
20262-228447-01 | East Central Energy | 16 | 5574 | Co-op | NOVA6196 | 6.38 | Solar |  |  | Interconnected | Princeton | 55371 | Longsiding | Longsiding 3 | Residential |  | 39369 | 2022 | 2022
20262-228447-01 | East Central Energy | 16 | 5574 | Co-op | NOVA6197 | 15.4 | Solar |  |  | Interconnected | Isle | 56342 | Isle | Isle 3 | Residential |  | 50000 | 2022 | 2022
20262-228447-01 | East Central Energy | 16 | 5574 | Co-op | NOVA6205 | 12 | Solar |  |  | Interconnected | Sauk Rapids | 56379 | Mayhew | Mayhew 6 | Residential |  | 83500 | 2022 | 2022
20262-228447-01 | East Central Energy | 16 | 5574 | Co-op | NOVA6207 | 10.44 | Solar |  |  | Interconnected | Harris | 55032 | Harris | Harris 4 | Residential |  | 59000 | 2022 | 2023
20262-228447-01 | East Central Energy | 16 | 5574 | Co-op | NOVA6208 | 7.6 | Solar |  |  | Interconnected | Wrenshall | 55797 | Bardon | Bardon 2 | Residential |  | 24570 | 2022 | 2022
20262-228447-01 | East Central Energy | 16 | 5574 | Co-op | NOVA6209 | 10 | Solar |  |  | Interconnected | Wrenshall | 55797 | Bardon | Bardon 2 | Residential |  | 40025 | 2022 | 2022
20262-228447-01 | East Central Energy | 16 | 5574 | Co-op | NOVA6219 | 34.2 | Solar |  |  | Interconnected | Harris | 55032 | Rush City | Rush City 6 | Residential |  | 103306 | 2022 | 2022
20262-228447-01 | East Central Energy | 16 | 5574 | Co-op | NOVA6229 | 15 | Solar |  | X | Interconnected | Braham | 55006 | Braham #2 | Braham 2 | Residential |  | 78765 | 2022 | 2022
20262-228447-01 | East Central Energy | 16 | 5574 | Co-op | NOVA6240 | 7.68 | Solar |  |  | Interconnected | Center City | 55012 | Shafer | Shafer 2 | Residential |  | 36350 | 2022 | 2022
20262-228447-01 | East Central Energy | 16 | 5574 | Co-op | NOVA6243 | 7.6 | Solar |  |  | Interconnected | Braham | 55006 | Braham #2 | Braham 3 | Residential |  | 54483 | 2022 | 2022
20262-228447-01 | East Central Energy | 16 | 5574 | Co-op | NOVA6244 | 17.4 | Solar |  |  | Interconnected | Pine City | 55063 | Pine City #2 | Pine City 4 | Residential |  | 73183.32 | 2022 | 2022
20262-228447-01 | East Central Energy | 16 | 5574 | Co-op | NOVA6252 | 17.98 | Solar |  |  | Interconnected | Milaca | 56353 | Milaca #1 | Milaca 9 | Residential |  | 86473 | 2022 | 2023
20262-228447-01 | East Central Energy | 16 | 5574 | Co-op | NOVA6263 | 20.3 | Solar |  |  | Interconnected | North Branch | 55056 | North Branch #1 | North Branch 3 | Residential |  | 124324 | 2022 | 2022
20262-228447-01 | East Central Energy | 16 | 5574 | Co-op | NOVA6266 | 29 | Solar |  |  | Interconnected | Mora | 55051 | Mora | Mora 3 | Residential |  | 60000 | 2022 | 2022
20262-228447-01 | East Central Energy | 16 | 5574 | Co-op | NOVA6305 | 3.49 | Solar |  |  | Interconnected | North Branch | 55056 | North Branch #2 | North Branch 6 | Residential |  | 7500 | 2022 | 2022
20262-228447-01 | East Central Energy | 16 | 5574 | Co-op | NOVA6313 | 38.4 | Solar |  |  | Interconnected | Sauk Rapids | 56379 | Mayhew | Mayhew 4 | Commercial |  | 145000 | 2022 | 2023
20262-228447-01 | East Central Energy | 16 | 5574 | Co-op | NOVA6330 | 10.44 | Solar |  | X | Interconnected | Sandstone | 55072 | Sandstone | Sandstone 2 | Residential |  | 64445 | 2022 | 2023
20262-228447-01 | East Central Energy | 16 | 5574 | Co-op | NOVA6347 | 25.13 | Solar |  |  | Interconnected | Stacy | 55079 | North Branch #1 | North Branch 5 | Residential |  | 117900 | 2022 | 2023
20262-228447-01 | East Central Energy | 16 | 5574 | Co-op | NOVA6349 | 23.2 | Solar |  |  | Interconnected | Cambridge | 55008 | Dalbo | Dalbo 4 | Residential |  | 110270 | 2022 | 2023
20262-228447-01 | East Central Energy | 16 | 5574 | Co-op | NOVA6377 | 11.89 | Solar |  | X | Interconnected | Cambridge | 55008 | Dalbo | Dalbo 4 | Residential |  | 77400 | 2022 | 2023
20262-228447-01 | East Central Energy | 16 | 5574 | Co-op | NOVA6378 | 12.56 | Solar |  |  | Interconnected | Sauk Rapids | 56379 | Mayhew | Mayhew 4 | Residential |  | 67354 | 2022 | 2022
20262-228447-01 | East Central Energy | 16 | 5574 | Co-op | NOVA6381 | 38 | Solar |  |  | Interconnected | Mora | 55051 | Braham #1 | Braham 5 | Residential |  | 194542 | 2022 | 2022
20262-228447-01 | East Central Energy | 16 | 5574 | Co-op | NOVA6382 | 10.44 | Solar |  |  | Withdrawn | Cambridge | 55008 | Cambridge Industrial #2 | Cambridge Industrial 23 | Residential |  | 22000 | 2022
20262-228447-01 | East Central Energy | 16 | 5574 | Co-op | NOVA6406 | 15.36 | Solar |  |  | Interconnected | Cambridge | 55008 | Dalbo | Dalbo 4 | Residential |  | 101000 | 2022 | 2022
20262-228447-01 | East Central Energy | 16 | 5574 | Co-op | NOVA6418 | 3.14 | Solar |  |  | Interconnected | Mora | 55051 | Mora | Mora 1 | Residential |  | 26796 | 2022 | 2022
20262-228447-01 | East Central Energy | 16 | 5574 | Co-op | NOVA6433 | 12.76 | Solar |  |  | Interconnected | Foley | 56329 | Oak Park | Oak Park 3 | Residential |  | 88423 | 2022 | 2023
20262-228447-01 | East Central Energy | 16 | 5574 | Co-op | NOVA6434 | 9.77 | Solar |  | X | Interconnected | Finlayson | 55735 | Harry Maser | Harry Maser 2 | Residential |  | 63944 | 2022 | 2022
20262-228447-01 | East Central Energy | 16 | 5574 | Co-op | NOVA6437 | 7.54 | Solar |  |  | Interconnected | North Branch | 55056 | North Branch #2 | North Branch 6 | Residential |  | 33583 | 2022 | 2023
20262-228447-01 | East Central Energy | 16 | 5574 | Co-op | NOVA6447 | 22.8 | Solar |  |  | Interconnected | Rice | 56367 | Mayhew | Mayhew 2 | Residential |  | 86884 | 2022 | 2022
20262-228447-01 | East Central Energy | 16 | 5574 | Co-op | NOVA6470 | 7 | Solar |  |  | Interconnected | Hinckley | 55037 | Grindstone River | Grindstone River 3 | Residential |  | 51800 | 2022 | 2023
20262-228447-01 | East Central Energy | 16 | 5574 | Co-op | NOVA6471 | 5.12 | Solar |  |  | Interconnected | Cambridge | 55008 | Cambridge Industrial #2 | Cambridge Industrial 24 | Residential |  | 29400 | 2022 | 2022
20262-228447-01 | East Central Energy | 16 | 5574 | Co-op | NOVA6473 | 16.53 | Solar |  |  | Interconnected | Princeton | 55371 | Longsiding | Longsiding 1 | Residential |  | 34200 | 2022 | 2023
20262-228447-01 | East Central Energy | 16 | 5574 | Co-op | NOVA6486 | 4.19 | Solar |  |  | Interconnected | Finlayson | 55375 | Harry Maser | Harry Maser 1 | Residential |  | 22190 | 2022 | 2022
20262-228447-01 | East Central Energy | 16 | 5574 | Co-op | NOVA6500 | 7.68 | Solar |  |  | Interconnected | Mora | 55051 | Ogilvie | Ogilvie 1 | Residential |  | 32586 | 2022 | 2022
20262-228447-01 | East Central Energy | 16 | 5574 | Co-op | NOVA6501 | 6.96 | Solar |  | X | Interconnected | Dalbo | 55017 | Dalbo | Dalbo 3 | Residential |  | 44998 | 2022 | 2022
20262-228447-01 | East Central Energy | 16 | 5574 | Co-op | NOVA6527 | 4.06 | Solar |  |  | Withdrawn | Askov | 55704 | Denham | Denham 2 | Residential |  | 6212 | 2022
20262-228447-01 | East Central Energy | 16 | 5574 | Co-op | NOVA6530 | 7.6 | Solar |  |  | Withdrawn | Cambridge | 55008 | Cambridge Industrial #2 | Cambridge Industrial 24 | Residential |  | 45961 | 2022
20262-228447-01 | East Central Energy | 16 | 5574 | Co-op | NOVA6533 | 7.2 | Solar |  |  | Interconnected | Milaca | 56353 | Milaca #1 | Milaca 10 | Residential |  | 23899 | 2022 | 2022
20262-228447-01 | East Central Energy | 16 | 5574 | Co-op | NOVA6553 | 16.75 | Solar |  |  | Interconnected | Lindstrom | 55045 | Shafer | Shafer 4 | Residential |  | 67061 | 2022 | 2022
20262-228447-01 | East Central Energy | 16 | 5574 | Co-op | NOVA6557 | 5.76 | Solar |  |  | Interconnected | Foley | 56329 | Duelm | Duelm 3 | Residential |  | 30600 | 2022 | 2023
20262-228447-01 | East Central Energy | 16 | 5574 | Co-op | NOVA6562 | 3.8 | Solar |  |  | Withdrawn | Harris | 55032 | Harris | Harris 4 | Residential |  | 25894 | 2022
20262-228447-01 | East Central Energy | 16 | 5574 | Co-op | NOVA6568 | 4.5 | Solar |  |  | Withdrawn | Rush City | 55069 | Rush City | Rush City 2 | Residential |  | 32550 | 2022
20262-228447-01 | East Central Energy | 16 | 5574 | Co-op | NOVA6581 | 11.6 | Solar |  |  | Interconnected | Hillman | 56338 | Gilman | Gilman 3 | Residential |  | 74951.35 | 2022 | 2023
20262-228447-01 | East Central Energy | 16 | 5574 | Co-op | NOVA6591 | 36.25 | Solar |  | X | Interconnected | Hinckley | 55037 | Grindstone River | Grindstone River 3 | Residential |  | 197947 | 2022 | 2022
20262-228447-01 | East Central Energy | 16 | 5574 | Co-op | NOVA6622 | 29 | Solar |  |  | Interconnected | Mora | 55051 | Mora | Mora 2 | Residential |  | 171027.03 | 2022 | 2023
20262-228447-01 | East Central Energy | 16 | 5574 | Co-op | NOVA6627 | 15.36 | Solar |  |  | Interconnected | Pine City | 55063 | Pine City #1 | Pine City 9 | Residential |  | 51660 | 2022 | 2022
20262-228447-01 | East Central Energy | 16 | 5574 | Co-op | NOVA6649 | 7.6 | Solar |  |  | Interconnected | Pine City | 55063 | Pine City #2 | Pine City 1 | Residential |  | 34672 | 2022 | 2022
20262-228447-01 | East Central Energy | 16 | 5574 | Co-op | NOVA6655 | 6.4 | Solar |  |  | Interconnected | Sauk Rapids | 56379 | Minden | Minden 6 | Residential |  | 39200 | 2022 | 2023
20262-228447-01 | East Central Energy | 16 | 5574 | Co-op | NOVA6681 | 24.65 | Solar |  |  | Interconnected | Pine City | 55063 | Pine City #2 | Pine City 4 | Residential |  | 36975 | 2022 | 2023
20262-228447-01 | East Central Energy | 16 | 5574 | Co-op | NOVA6682 | 38 | Solar |  |  | Interconnected | Lindstrom | 55045 | Shafer | Shafer 2 | Residential |  | 142700 | 2022 | 2023
20262-228447-01 | East Central Energy | 16 | 5574 | Co-op | NOVA6693 | 17.7 | Solar |  |  | Interconnected | Oak Park | 56357 | Oak Park | Oak Park 3 | Residential |  | 45950 | 2022 | 2022
20262-228447-01 | East Central Energy | 16 | 5574 | Co-op | NOVA6694 | 10 | Solar |  |  | Interconnected | Isle | 56342 | Isle | Isle 2 | Residential |  | 20400 | 2022 | 2023
20262-228447-01 | East Central Energy | 16 | 5574 | Co-op | NOVA6697 | 7.25 | Solar |  |  | Interconnected | Sauk Rapids | 56379 | Mayhew | Mayhew 6 | Residential |  | 44595 | 2022 | 2022
20262-228447-01 | East Central Energy | 16 | 5574 | Co-op | NOVA6702 | 32.5 | Solar |  |  | Interconnected | Braham | 55006 | Braham #2 | Braham 3 | Commercial |  | 128494 | 2022 | 2023
20262-228447-01 | East Central Energy | 16 | 5574 | Co-op | NOVA6718 | 15.08 | Solar |  |  | Interconnected | Foley | 56329 | Gilman | Gilman 4 | Residential |  | 75263 | 2022 | 2023
20262-228447-01 | East Central Energy | 16 | 5574 | Co-op | NOVA6738 | 19.72 | Solar |  |  | Interconnected | Harris | 55032 | Harris | Harris 2 | Residential |  | 99351.35 | 2022 | 2023
20262-228447-01 | East Central Energy | 16 | 5574 | Co-op | NOVA6739 | 37.7 | Solar |  |  | Interconnected | Foley | 56329 | Gilman | Gilman 4 | Residential |  | 135800 | 2022 | 2023
20262-228447-01 | East Central Energy | 16 | 5574 | Co-op | NOVA6744 | 8.64 | Solar |  |  | Interconnected | Milaca | 56353 | Milaca #1 | Milaca 9 | Residential |  | 20000 | 2022 | 2023
20262-228447-01 | East Central Energy | 16 | 5574 | Co-op | NOVA6762 | 38.28 | Solar |  |  | Interconnected | Milaca | 56353 | Milaca #1 | Milaca 9 | Residential |  | 189913.51 | 2022 | 2023
20262-228447-01 | East Central Energy | 16 | 5574 | Co-op | NOVA6785 | 13.05 | Solar |  |  | Interconnected | Cambridge | 55008 | Cambridge #1 | Cambridge 6 | Residential |  | 58600 | 2022 | 2023
20262-228447-01 | East Central Energy | 16 | 5574 | Co-op | NOVA6798 | 19.72 | Solar |  |  | Interconnected | Brook Park | 55007 | Hinckley | Hinckley 3 | Residential |  | 124273 | 2022 | 2023
20262-228447-01 | East Central Energy | 16 | 5574 | Co-op | NOVA6810 | 30 | Solar |  |  | Interconnected | Willow River | 55795 | Denham | Denham 2 | Residential |  | 60000 | 2022 | 2023
20262-228447-01 | East Central Energy | 16 | 5574 | Co-op | NOVA6896 | 10.24 | Solar |  |  | Interconnected | North Branch | 55056 | North Branch #2 | North Branch 6 | Residential |  | 62080 | 2022 | 2023
20262-228447-01 | East Central Energy | 16 | 5574 | Co-op | NOVA6949 | 11.52 | Solar |  |  | Interconnected | North Branch | 55056 | North Branch #1 | North Branch 3 | Residential |  | 26378 | 2022 | 2023
20262-228447-01 | East Central Energy | 16 | 5574 | Co-op | NOVA6971 | 21.75 | Solar |  |  | Interconnected | Milaca | 56353 | Milaca #1 | Milaca 4 | Residential |  | 91000 | 2022 | 2023
20262-228447-01 | East Central Energy | 16 | 5574 | Co-op | NOVA6974 | 11.17 | Solar |  |  | Interconnected | Sandstone | 55072 | Dairyland | Dairyland 1 | Residential |  | 55350 | 2022 | 2023
20262-228447-01 | East Central Energy | 16 | 5574 | Co-op | NOVA7009 | 12.76 | Solar |  | X | Withdrawn | Lindstrom | 55045 | Shafer | Shafer 2 | Residential |  | 77353 | 2022
20262-228447-01 | East Central Energy | 16 | 5574 | Co-op | NOVA7011 | 10 | Solar |  |  | Interconnected | North Branch | 55056 | North Branch #2 | North Branch 6 | Residential |  | 53633.8 | 2022 | 2022
20262-228447-01 | East Central Energy | 16 | 5574 | Co-op | NOVA7037 | 14.21 | Solar |  |  | Interconnected | Stacy | 55079 | Cambridge Industrial #2 | Cambridge Industrial 21 | Residential |  | 29400 | 2022 | 2023
20262-228447-01 | East Central Energy | 16 | 5574 | Co-op | NOVA7060 | 34.2 | Solar |  |  | Interconnected | Milaca | 56353 | Milaca #1 | Milaca 10 | Residential |  | 135000 | 2022 | 2023
20262-228447-01 | East Central Energy | 16 | 5574 | Co-op | NOVA7091 | 11.02 | Solar |  |  | Interconnected | Princeton | 55371 | Dalbo | Dalbo 3 | Residential |  | 47850 | 2022 | 2023
20262-228447-01 | East Central Energy | 16 | 5574 | Co-op | NOVA7099 | 9.28 | Solar |  |  | Interconnected | Braham | 55006 | Braham #2 | Braham 2 | Residential |  | 46150 | 2022 | 2022
20262-228447-01 | East Central Energy | 16 | 5574 | Co-op | NOVA7109 | 5 | Solar |  |  | Withdrawn | Princeton | 55371 | Longsiding | Longsiding 2 | Residential |  | 29500 | 2022
20262-228447-01 | East Central Energy | 16 | 5574 | Co-op | NOVA7120 | 16.24 | Solar |  |  | Interconnected | Princeton | 55371 | Longsiding | Longsiding 3 | Residential |  | 124000 | 2022 | 2023
20262-228447-01 | East Central Energy | 16 | 5574 | Co-op | NOVA7163 | 16.24 | Solar |  |  | Interconnected | Milaca | 56353 | Milaca #1 | Milaca 4 | Residential |  | 61675 | 2022 | 2023
20262-228447-01 | East Central Energy | 16 | 5574 | Co-op | NOVA7169 | 18.26 | Solar |  | X | Interconnected | Foley | 56329 | Duelm | Duelm 4 | Residential |  | 71175 | 2022 | 2023
20262-228447-01 | East Central Energy | 16 | 5574 | Co-op | NOVA7252 | 6.96 | Solar |  |  | Interconnected | Sauk Rapids | 56379 | Mayhew | Mayhew 4 | Residential |  | 44068 | 2022 | 2023
20262-228447-01 | East Central Energy | 16 | 5574 | Co-op | NOVA7255 | 22.62 | Solar |  |  | Interconnected | North Branch | 55056 | North Branch #2 | North Branch 6 | Residential |  | 59584 | 2022 | 2023
20262-228447-01 | East Central Energy | 16 | 5574 | Co-op | NOVA7266 | 10 | Solar |  |  | Interconnected | Braham | 55006 | Braham #2 | Braham 3 | Residential |  | 47271 | 2022 | 2023
20262-228447-01 | East Central Energy | 16 | 5574 | Co-op | NOVA7271 | 7.6 | Solar |  |  | Interconnected | Princeton | 55371 | Longsiding | Longsiding 3 | Residential |  | 33408 | 2022 | 2023
20262-228447-01 | East Central Energy | 16 | 5574 | Co-op | NOVA7273 | 8.7 | Solar |  |  | Interconnected | Onamia | 56359 | Milaca #1 | Milaca 10 | Residential |  | 45000 | 2022 | 2023
20262-228447-01 | East Central Energy | 16 | 5574 | Co-op | NOVA7349 | 11.02 | Solar |  |  | Interconnected | Foley | 56329 | Gilman | Gilman 2 | Residential |  | 86523 | 2022 | 2023
20262-228447-01 | East Central Energy | 16 | 5574 | Co-op | NOVA7352 | 11.6 | Solar |  |  | Interconnected | Wahkon | 56386 | Isle | Isle 5 | Residential |  | 44053 | 2022 | 2023
20262-228447-01 | East Central Energy | 16 | 5574 | Co-op | NOVA7383 | 12.47 | Solar |  |  | Interconnected | Foley | 56329 | Gilman | Gilman 4 | Residential |  | 93493.33 | 2022 | 2023
20262-228447-01 | East Central Energy | 16 | 5574 | Co-op | NOVA7395 | 11.02 | Solar |  |  | Interconnected | Grasston | 55030 | Braham #1 | Braham 5 | Residential |  | 41697 | 2022 | 2023
20262-228447-01 | East Central Energy | 16 | 5574 | Co-op | NOVA7400 | 6.28 | Solar |  |  | Interconnected | Princeton | 55371 | Longsiding | Longsiding 1 | Residential |  | 30809 | 2022 | 2023
20262-228447-01 | East Central Energy | 16 | 5574 | Co-op | 207966900 | 3000 | Solar |  |  | Interconnected | Hinckley | 55037 | Grindstone River | Grindstone River 2 | Commercial |  |  | 2019 | 2022
20262-228447-01 | East Central Energy | 16 | 5574 | Co-op | 207625200 | 2000 | Solar |  |  | Interconnected | Cambridge | 55008 | Cambridge | Cambridge 6 | Commercial |  |  | 2019 | 2020
20262-228447-01 | East Central Energy | 16 | 5574 | Co-op | NB 300136405 | 7.6 | Solar |  |  | Interconnected | North Branch | 55056 | Viking #2 | Viking 23 | Residential |  |  | 2023 | 2023
20262-228447-01 | East Central Energy | 16 | 5574 | Co-op | NB 300322003 | 9.56 | Solar |  |  | Interconnected | North Branch | 55056 | Viking #2 | Viking 23 | Residential |  |  | 2023 | 2023
20262-228447-01 | East Central Energy | 16 | 5574 | Co-op | NB 300212207 | 11.4 | Solar |  |  | Interconnected | North Branch | 55056 | Viking #1 | Viking 2 | Residential |  |  | 2023 | 2023
20262-228447-01 | East Central Energy | 16 | 5574 | Co-op | NB 300133003 | 11 | Solar |  |  | Interconnected | North Branch | 55056 | Viking #2 | Viking 23 | Residential |  |  | 2023 | 2023
20262-228447-01 | East Central Energy | 16 | 5574 | Co-op | NB 300141307 | 3.8 | Solar |  |  | Interconnected | North Branch | 55056 | Viking #2 | Viking 23 | Residential |  |  | 2023 | 2023
20262-228447-01 | East Central Energy | 16 | 5574 | Co-op | NB 300259703 | 5.8 | Solar |  |  | Interconnected | North Branch | 55056 | Viking #1 | Viking 1 | Residential |  |  | 2023 | 2023
20262-228447-01 | East Central Energy | 16 | 5574 | Co-op | NB 300214401 | 3.22 | Solar |  |  | Interconnected | North Branch | 55056 | Viking #1 | Viking 2 | Commercial |  |  | 2023 | 2023
20262-228447-01 | East Central Energy | 16 | 5574 | Co-op | NOVA6733 | 20.64 | Solar |  |  | Withdrawn | Brook Park | 55007 | Mora | Mora 2 | Commercial |  | 20000 | 2023
20262-228447-01 | East Central Energy | 16 | 5574 | Co-op | NOVA6862 | 12 | Solar |  |  | Interconnected | Mora | 55051 | Mora | Mora 1 | Residential |  | 52420 | 2023 | 2023
20262-228447-01 | East Central Energy | 16 | 5574 | Co-op | NOVA7177 | 15.66 | Solar |  |  | Interconnected | Milaca | 56353 | Milaca #1 | Milaca 11 | Residential |  | 63653 | 2023 | 2023
20262-228447-01 | East Central Energy | 16 | 5574 | Co-op | NOVA7260 | 6.09 | Solar |  |  | Interconnected | Pine City | 55063 | Pine City #1 | Pine City 7 | Residential |  | 32736 | 2023 | 2023
20262-228447-01 | East Central Energy | 16 | 5574 | Co-op | NOVA7380 | 20.88 | Solar |  |  | Interconnected | Cambridge | 55008 | Cambridge Industrial #2 | Cambridge Industrial 22 | Residential |  | 109440 | 2023 | 2023
20262-228447-01 | East Central Energy | 16 | 5574 | Co-op | NOVA7382 | 10.44 | Solar |  |  | Interconnected | Harris | 55032 | Harris | Harris 3 | Residential |  | 50580 | 2023 | 2023
20262-228447-01 | East Central Energy | 16 | 5574 | Co-op | NOVA7407 | 15.66 | Solar |  |  | Interconnected | Ogilvie | 56358 | Ogilvie | Ogilvie 3 | Residential |  | 93643.75 | 2023 | 2023
20262-228447-01 | East Central Energy | 16 | 5574 | Co-op | NOVA7422 | 36 | Solar |  |  | Interconnected | Stanchfield | 55080 | Cambridge #1 | Cambridge 5 | Residential |  | 92500 | 2023 | 2023
20262-228447-01 | East Central Energy | 16 | 5574 | Co-op | NOVA7435 | 12.22 | Solar |  |  | Interconnected | Harris | 55032 | Harris | Harris 3 | Residential |  | 57107 | 2023 | 2023
20262-228447-01 | East Central Energy | 16 | 5574 | Co-op | NOVA7448 | 6 | Solar |  |  | Interconnected | Harris | 55032 | Harris | Harris 4 | Residential |  | 25035 | 2023 | 2023
20262-228447-01 | East Central Energy | 16 | 5574 | Co-op | NOVA7464 | 40 | Solar |  |  | Interconnected | Wrenshall | 55797 | Bardon | Bardon 2 | Residential |  | 124205 | 2023 | 2023
20262-228447-01 | East Central Energy | 16 | 5574 | Co-op | NOVA7477 | 6.38 | Solar |  |  | Interconnected | Foley | 56329 | Gilman | Gilman 4 | Residential |  | 48260 | 2023 | 2023
20262-228447-01 | East Central Energy | 16 | 5574 | Co-op | NOVA7491 | 29 | Solar |  | X | Interconnected | Harris | 55032 | Harris | Harris 4 | Residential |  | 110000 | 2023 | 2023
20262-228447-01 | East Central Energy | 16 | 5574 | Co-op | NOVA7495 | 15.36 | Solar |  |  | Interconnected | Isanti | 55040 | Cambridge Industrial #2 | Cambridge Industrial 21 | Residential |  | 72000 | 2023 | 2023
20262-228447-01 | East Central Energy | 16 | 5574 | Co-op | NOVA7496 | 6.4 | Solar |  |  | Interconnected | Stanchfield | 55080 | Rush City | Rush City 6 | Residential |  | 40180 | 2023 | 2023
20262-228447-01 | East Central Energy | 16 | 5574 | Co-op | NOVA7534 | 13.63 | Solar |  |  | Interconnected | Pine City | 55063 | Pine City #2 | Pine City 5 | Residential |  | 80000 | 2023 | 2023
20262-228447-01 | East Central Energy | 16 | 5574 | Co-op | NOVA7535 | 7.83 | Solar |  |  | Interconnected | Grasston | 55030 | Braham #1 | Braham 5 | Residential |  | 40500 | 2023 | 2023
20262-228447-01 | East Central Energy | 16 | 5574 | Co-op | NOVA7547 | 23.04 | Solar |  |  | Interconnected | Braham | 55006 | Pine City #2 | Pine City 3 | Residential |  | 81486.04 | 2023 | 2023
20262-228447-01 | East Central Energy | 16 | 5574 | Co-op | NOVA7610 | 13.44 | Solar |  |  | Interconnected | Rush City | 55069 | Rush City | Rush City 2 | Residential |  | 81528.5 | 2023 | 2023
20262-228447-01 | East Central Energy | 16 | 5574 | Co-op | NOVA7623 | 15.2 | Solar |  |  | Interconnected | Ogilvie | 56358 | Ogilvie | Ogilvie 3 | Residential |  | 58560 | 2023 | 2023
20262-228447-01 | East Central Energy | 16 | 5574 | Co-op | NOVA7635 | 17.3 | Solar |  |  | Interconnected | Saint Cloud | 56304 | Minden | Minden 1 | Commercial |  | 59000 | 2023 | 2023
20262-228447-01 | East Central Energy | 16 | 5574 | Co-op | NOVA7643 | 15 | Solar |  |  | Interconnected | Shafer | 55074 | Shafer | Shafer 4 | Residential |  | 63675 | 2023 | 2023
20262-228447-01 | East Central Energy | 16 | 5574 | Co-op | NOVA7646 | 7.68 | Solar |  |  | Interconnected | Milaca | 56353 | Milaca #1 | Milaca 6 | Residential |  | 33408 | 2023 | 2023
20262-228447-01 | East Central Energy | 16 | 5574 | Co-op | NOVA7649 | 29 | Solar |  |  | Interconnected | Rush City | 55069 | Rush City | Rush City 6 | Residential |  | 120000 | 2023 | 2023
20262-228447-01 | East Central Energy | 16 | 5574 | Co-op | NOVA7655 | 10.15 | Solar |  |  | Interconnected | Harris | 55032 | Cambridge #1 | Cambridge 6 | Residential |  | 46380 | 2023 | 2023
20262-228447-01 | East Central Energy | 16 | 5574 | Co-op | NOVA7660 | 8.96 | Solar |  |  | Interconnected | Hinckley | 55037 | Grindstone River | Grindstone River 3 | Residential |  | 33595 | 2023 | 2023
20262-228447-01 | East Central Energy | 16 | 5574 | Co-op | NOVA7661 | 39.6 | Solar |  |  | Interconnected | Braham | 55006 | Braham #2 | Braham 3 | Commercial |  | 228830 | 2023 | 2023
20262-228447-01 | East Central Energy | 16 | 5574 | Co-op | NOVA7716 | 7.04 | Solar |  |  | Interconnected | Cambridge | 55008 | Cambridge #1 | Cambridge 5 | Residential |  | 43747 | 2023 | 2023
20262-228447-01 | East Central Energy | 16 | 5574 | Co-op | NOVA7721 | 17.98 | Solar |  |  | Interconnected | Rush City | 55069 | Rush City | Rush City 6 | Residential |  | 1000 | 2023 | 2023
20262-228447-01 | East Central Energy | 16 | 5574 | Co-op | NOVA7744 | 12.68 | Solar |  |  | Interconnected | Chisago City | 55013 | Shafer | Shafer 2 | Residential |  | 57098 | 2023 | 2023
20262-228447-01 | East Central Energy | 16 | 5574 | Co-op | NOVA7753 | 4.88 | Solar |  |  | Withdrawn | Princeton | 55371 | Longsiding | Longsiding 2 | Residential |  | 32740 | 2023
20262-228447-01 | East Central Energy | 16 | 5574 | Co-op | NOVA7779 | 38.4 | Solar |  |  | Interconnected | Sandstone | 55072 | Hinckley | Hinckley 1 | Residential |  | 90000 | 2023 | 2023
20262-228447-01 | East Central Energy | 16 | 5574 | Co-op | NOVA7811 | 12.16 | Solar |  |  | Interconnected | North Branch | 55056 | Cambridge #1 | Cambridge 6 | Residential |  | 68525 | 2023 | 2023
20262-228447-01 | East Central Energy | 16 | 5574 | Co-op | NOVA7837 | 10 | Solar |  |  | Interconnected | Harris | 55032 | Harris | Harris 4 | Residential |  | 40000 | 2023 | 2023
20262-228447-01 | East Central Energy | 16 | 5574 | Co-op | NOVA7841 | 5 | Solar |  |  | Interconnected | Princeton | 55371 | Longsiding | Longsiding 2 | Residential |  | 25000 | 2023 | 2023
20262-228447-01 | East Central Energy | 16 | 5574 | Co-op | NOVA7895 | 13.86 | Solar |  | X | Interconnected | Lindstrom | 55045 | Shafer | Shafer 2 | Residential |  | 102407 | 2023 | 2023
20262-228447-01 | East Central Energy | 16 | 5574 | Co-op | NOVA7895-S | 10 | Storage |  |  | Interconnected | Lindstrom | 55045 | Shafer | Shafer 2 | Residential |  | 102407 | 2023 | 2023
20262-228447-01 | East Central Energy | 16 | 5574 | Co-op | NOVA7941 | 11.4 | Solar |  |  | Interconnected | Harris | 55032 | Harris | Harris 4 | Residential |  | 47000 | 2023 | 2023
20262-228447-01 | East Central Energy | 16 | 5574 | Co-op | NOVA7942 | 10 | Solar |  |  | Interconnected | Mora | 55051 | Mora | Mora 2 | Residential |  | 75337.35 | 2023 | 2023
20262-228447-01 | East Central Energy | 16 | 5574 | Co-op | NOVA7975 | 4.8 | Solar |  |  | Interconnected | Harris | 55032 | Harris | Harris 4 | Residential |  | 71000 | 2023 | 2024
20262-228447-01 | East Central Energy | 16 | 5574 | Co-op | NOVA7987 | 3.9 | Solar |  |  | Interconnected | Stanchfield | 55080 | Rush City | Rush City 6 | Residential |  | 18028 | 2023 | 2023
20262-228447-01 | East Central Energy | 16 | 5574 | Co-op | NOVA7988 | 5.04 | Solar |  |  | Interconnected | Rush City | 55069 | Rush City | Rush City 6 | Residential |  | 24058 | 2023 | 2023
20262-228447-01 | East Central Energy | 16 | 5574 | Co-op | NOVA7992 | 7.68 | Solar |  |  | Interconnected | Milaca | 56353 | Ogilvie | Ogilvie 2 | Residential |  | 20000 | 2023 | 2023
20262-228447-01 | East Central Energy | 16 | 5574 | Co-op | NOVA7997 | 10 | Solar |  |  | Interconnected | Foley | 56329 | Gilman | Gilman 4 | Residential |  | 39430.4 | 2023 | 2023
20262-228447-01 | East Central Energy | 16 | 5574 | Co-op | NOVA8015 | 9.6 | Solar |  |  | Decommissioned | Milaca | 56353 | Milaca #1 | Milaca 9 | Residential |  | 24086 | 2023 | 2023 | 2025
20262-228447-01 | East Central Energy | 16 | 5574 | Co-op | NOVA8040 | 19.2 | Solar |  |  | Interconnected | North Branch | 55056 | North Branch #1 | North Branch 4 | Residential |  | 80000 | 2023 | 2023
20262-228447-01 | East Central Energy | 16 | 5574 | Co-op | NOVA8056 | 11.52 | Solar |  |  | Interconnected | Rush City | 55069 | Rush City | Rush City 2 | Residential |  | 55000 | 2023 | 2023
20262-228447-01 | East Central Energy | 16 | 5574 | Co-op | NOVA8061 | 7.6 | Solar |  |  | Interconnected | Braham | 55006 | Braham #2 | Braham 3 | Residential |  | 41053.1 | 2023 | 2023
20262-228447-01 | East Central Energy | 16 | 5574 | Co-op | NOVA8063 | 12.6 | Solar |  |  | Interconnected | Rush City | 55069 | Pine City #2 | Pine City 4 | Residential |  | 61200 | 2023 | 2023
20262-228447-01 | East Central Energy | 16 | 5574 | Co-op | NOVA8070 | 3.8 | Solar |  |  | Interconnected | Braham | 55006 | Braham #2 | Braham 3 | Residential |  | 29207.08 | 2023 | 2023
20262-228447-01 | East Central Energy | 16 | 5574 | Co-op | NOVA8074 | 13.82 | Solar |  |  | Interconnected | North Branch | 55056 | North Branch #1 | North Branch 5 | Residential |  | 38836 | 2023 | 2023
20262-228447-01 | East Central Energy | 16 | 5574 | Co-op | NOVA8076 | 19.2 | Solar |  |  | Interconnected | Stacy | 55079 | Cambridge Industrial #2 | Cambridge Industrial 21 | Residential |  | 46158 | 2023 | 2023
20262-228447-01 | East Central Energy | 16 | 5574 | Co-op | NOVA8077 | 6 | Solar |  |  | Interconnected | Princeton | 55371 | Longsiding | Longsiding 1 | Residential |  | 10000 | 2023 | 2023
20262-228447-01 | East Central Energy | 16 | 5574 | Co-op | NOVA8098 | 5 | Solar |  |  | Interconnected | Braham | 55006 | Braham #2 | Braham 3 | Residential |  | 39442.13 | 2023 | 2023
20262-228447-01 | East Central Energy | 16 | 5574 | Co-op | NOVA8099 | 5.8 | Solar |  |  | Interconnected | Lindstrom | 55045 | Shafer | Shafer 2 | Residential |  | 26000 | 2023 | 2023
20262-228447-01 | East Central Energy | 16 | 5574 | Co-op | NOVA8105 | 10 | Solar |  |  | Withdrawn | Brook Park | 55007 | Hinckley | Hinckley 3 | Residential |  | 28000 | 2023
20262-228447-01 | East Central Energy | 16 | 5574 | Co-op | NOVA8123 | 5 | Solar |  |  | Interconnected | Braham | 55006 | Braham #2 | Braham 3 | Residential |  | 31930.19 | 2023 | 2023
20262-228447-01 | East Central Energy | 16 | 5574 | Co-op | NOVA8143 | 30.01 | Solar |  |  | Interconnected | Foley | 56329 | Duelm | Duelm 2 | Commercial |  | 136839 | 2023 | 2024
20262-228447-01 | East Central Energy | 16 | 5574 | Co-op | NOVA8148 | 2.5 | Solar |  |  | Withdrawn | Braham | 55006 | Braham #2 | Braham 3 | Residential |  | 21376.79 | 2023
20262-228447-01 | East Central Energy | 16 | 5574 | Co-op | NOVA8173 | 6.14 | Solar |  |  | Interconnected | Milaca | 56353 | Milaca #1 | Milaca 10 | Residential |  | 23739 | 2023 | 2023
20262-228447-01 | East Central Energy | 16 | 5574 | Co-op | NOVA8186 | 5.76 | Solar |  |  | Interconnected | Milaca | 56353 | Milaca #1 | Milaca 4 | Residential |  | 19000 | 2023 | 2023
20262-228447-01 | East Central Energy | 16 | 5574 | Co-op | NOVA8200 | 7.6 | Solar |  |  | Interconnected | Braham | 55006 | Braham #2 | Braham 3 | Residential |  | 45279.82 | 2023 | 2023
20262-228447-01 | East Central Energy | 16 | 5574 | Co-op | NOVA8213 | 5.98 | Solar |  |  | Interconnected | Pine City | 55063 | Pine City #2 | Pine City 1 | Residential |  | 24700 | 2023 | 2023
20262-228447-01 | East Central Energy | 16 | 5574 | Co-op | NOVA8244 | 10.37 | Solar |  |  | Interconnected | Pine City | 55063 | Pine City #2 | Pine City 1 | Residential |  | 29035 | 2023 | 2023
20262-228447-01 | East Central Energy | 16 | 5574 | Co-op | NOVA8257 | 40 | Solar |  |  | Interconnected | Wrenshall | 55797 | Bardon | Bardon 2 | Commercial |  | 109140 | 2023 | 2023
20262-228447-01 | East Central Energy | 16 | 5574 | Co-op | NOVA8279 | 24.32 | Solar |  |  | Interconnected | Sauk Rapids | 56379 | Mayhew | Mayhew 4 | Residential |  | 117006.49 | 2023 | 2023
20262-228447-01 | East Central Energy | 16 | 5574 | Co-op | NOVA8280 | 6.4 | Solar |  |  | Interconnected | Cambridge | 55008 | Cambridge #2 | Cambridge 3 | Residential |  | 37162 | 2023 | 2023
20262-228447-01 | East Central Energy | 16 | 5574 | Co-op | NOVA8282 | 6 | Solar |  |  | Withdrawn | Braham | 55006 | Braham #2 | Braham 3 | Residential |  | 45310.19 | 2023
20262-228447-01 | East Central Energy | 16 | 5574 | Co-op | NOVA8293 | 6.14 | Solar |  |  | Interconnected | Pine City | 55063 | Pine City #1 | Pine City 9 | Residential |  | 20664 | 2023
20262-228447-01 | East Central Energy | 16 | 5574 | Co-op | NOVA8297 | 3.8 | Solar |  |  | Interconnected | Braham | 55006 | Braham #2 | Braham 3 | Residential |  | 26764.67 | 2023 | 2023
20262-228447-01 | East Central Energy | 16 | 5574 | Co-op | NOVA8304 | 28.8 | Solar |  |  | Withdrawn | Rush City | 55069 | Pine City #2 | Pine City 4 | Residential |  | 60000 | 2023
20262-228447-01 | East Central Energy | 16 | 5574 | Co-op | NOVA8309 | 6.91 | Solar |  |  | Interconnected | North Branch | 55056 | North Branch #1 | North Branch 4 | Residential |  | 20000 | 2023 | 2023
20262-228447-01 | East Central Energy | 16 | 5574 | Co-op | NOVA8321 | 3.8 | Solar |  |  | Interconnected | Chisago City | 55013 | Shafer | Shafer 2 | Residential |  | 26067 | 2023 | 2024
20262-228447-01 | East Central Energy | 16 | 5574 | Co-op | NOVA8334 | 6.98 | Solar |  |  | Interconnected | Sauk Rapids | 56379 | Duelm | Duelm 3 | Residential |  | 30240 | 2023 | 2023
20262-228447-01 | East Central Energy | 16 | 5574 | Co-op | NOVA8398 | 5.2 | Solar |  |  | Interconnected | Princeton | 55371 | Longsiding | Longsiding 2 | Residential |  | 30013 | 2023 | 2023
20262-228447-01 | East Central Energy | 16 | 5574 | Co-op | NOVA8421 | 9.77 | Solar |  |  | Withdrawn | Saint Cloud | 56304 | Minden | Minden 1 | Residential |  | 55225.42 | 2023
20262-228447-01 | East Central Energy | 16 | 5574 | Co-op | NOVA8422 | 36.61 | Solar |  | X | Withdrawn | North Branch | 55056 | North Branch #1 | North Branch 3 | Residential |  | 185000 | 2023
20262-228447-01 | East Central Energy | 16 | 5574 | Co-op | NOVA8424 | 20.74 | Solar |  |  | Interconnected | Cambridge | 55008 | Cambridge Industrial #2 | Cambridge Industrial 21 | Residential |  | 70913 | 2023 | 2023
20262-228447-01 | East Central Energy | 16 | 5574 | Co-op | NOVA8441 | 7.56 | Solar |  |  | Interconnected | Chisago City | 55013 | Shafer | Shafer 2 | Residential |  | 33703 | 2023 | 2023
20262-228447-01 | East Central Energy | 16 | 5574 | Co-op | NOVA8452 | 7.6 | Solar |  |  | Interconnected | Hinckley | 55037 | Grindstone River | Grindstone River 3 | Residential |  | 45211.13 | 2023 | 2024
20262-228447-01 | East Central Energy | 16 | 5574 | Co-op | NOVA8454 | 28.8 | Solar |  | X | Interconnected | Rush City | 55069 | Pine City #2 | Pine City 4 | Residential |  | 60000 | 2023 | 2024
20262-228447-01 | East Central Energy | 16 | 5574 | Co-op | NOVA8471 | 11.4 | Solar |  |  | Interconnected | Grasston | 55030 | Pine City #1 | Pine City 9 | Residential |  | 85828.53 | 2023 | 2024
20262-228447-01 | East Central Energy | 16 | 5574 | Co-op | NOVA8482 | 10 | Solar |  |  | Interconnected | Rush City | 55069 | Rush City | Rush City 2 | Residential |  | 65341.31 | 2023 | 2025
20262-228447-01 | East Central Energy | 16 | 5574 | Co-op | NOVA8492 | 8.41 | Solar |  |  | Withdrawn | Foley | 56329 | Gilman | Gilman 2 | Residential |  | 38500 | 2023
20262-228447-01 | East Central Energy | 16 | 5574 | Co-op | NOVA8503 | 7.6 | Solar |  |  | Interconnected | Braham | 55006 | Braham #2 | Braham 3 | Residential |  | 49090.69 | 2023 | 2023
20262-228447-01 | East Central Energy | 16 | 5574 | Co-op | NOVA8525 | 1.74 | Solar |  |  | Interconnected | North Branch | 55056 | North Branch #1 | North Branch 5 | Residential |  | 3000 | 2023 | 2023
20262-228447-01 | East Central Energy | 16 | 5574 | Co-op | NOVA8556 | 11.9 | Solar |  |  | Interconnected | Ogilvie | 56358 | Ogilvie | Ogilvie 4 | Residential |  | 33988 | 2023 | 2023
20262-228447-01 | East Central Energy | 16 | 5574 | Co-op | NOVA8560 | 15.2 | Solar |  |  | Interconnected | Isle | 56342 | Isle | Isle 3 | Residential |  | 75966.95 | 2023 | 2024
20262-228447-01 | East Central Energy | 16 | 5574 | Co-op | NOVA8566 | 11 | Solar |  |  | Interconnected | Milaca | 56353 | Milaca #1 | Milaca 11 | Residential |  | 65867.56 | 2023 | 2024
20262-228447-01 | East Central Energy | 16 | 5574 | Co-op | NOVA8575 | 11.14 | Solar |  |  | Interconnected | Stacy | 55079 | Cambridge Industrial #2 | Cambridge Industrial 21 | Residential |  | 55372 | 2023 | 2023
20262-228447-01 | East Central Energy | 16 | 5574 | Co-op | NOVA8578 | 7.6 | Solar |  |  | Interconnected | Mora | 55051 | Mora | Mora 3 | Residential |  | 42504.07 | 2023 | 2024
20262-228447-01 | East Central Energy | 16 | 5574 | Co-op | NOVA8585 | 20 | Solar |  |  | Interconnected | Mora | 55051 | Braham #1 | Braham 5 | Residential |  | 119549.89 | 2023 | 2025
20262-228447-01 | East Central Energy | 16 | 5574 | Co-op | NOVA8586 | 24.5 | Solar |  |  | Withdrawn | Mora | 55051 | Braham #1 | Braham 5 | Residential |  | 120000 | 2023
20262-228447-01 | East Central Energy | 16 | 5574 | Co-op | NOVA8588 | 20 | Solar |  |  | Interconnected | Pine City | 55063 | Pine City #2 | Pine City 1 | Residential |  | 119830.71 | 2023 | 2024
20262-228447-01 | East Central Energy | 16 | 5574 | Co-op | NOVA8646 | 38.4 | Solar |  |  | Interconnected | Mora | 55051 | Mora | Mora 2 | Residential |  | 121615 | 2023 | 2024
20262-228447-01 | East Central Energy | 16 | 5574 | Co-op | NOVA8679 | 19.57 | Solar |  |  | Interconnected | Brook Park | 55007 | Mora | Mora 2 | Residential |  | 10000 | 2023 | 2023
20262-228447-01 | East Central Energy | 16 | 5574 | Co-op | NOVA8681 | 9.98 | Solar |  | X | Withdrawn | Hinckley | 55037 | Hinckley | Hinckley 3 | Residential |  | 45471 | 2023
20262-228447-01 | East Central Energy | 16 | 5574 | Co-op | NOVA8686 | 14.59 | Solar |  | X | Interconnected | Rush City | 55069 | Rush City | Rush City 6 | Residential |  | 83437.36 | 2023 | 2024
20262-228447-01 | East Central Energy | 16 | 5574 | Co-op | NOVA8687 | 15.2 | Solar |  |  | Withdrawn | Milaca | 56353 | Milaca #1 | Milaca 10 | Residential |  | 86899.13 | 2023
20262-228447-01 | East Central Energy | 16 | 5574 | Co-op | NOVA8693 | 3.78 | Solar |  |  | Interconnected | Hinckley | 55037 | Hinckley | Hinckley 3 | Residential |  | 8856 | 2023 | 2023
20262-228447-01 | East Central Energy | 16 | 5574 | Co-op | NOVA8722 | 11.14 | Solar |  |  | Interconnected | Cambridge | 55008 | Cambridge #1 | Cambridge 6 | Residential |  | 38958 | 2023 | 2023
20262-228447-01 | East Central Energy | 16 | 5574 | Co-op | NOVA8745 | 7.68 | Solar |  |  | Interconnected | Rice | 56367 | Langola | Langola 3 | Residential |  | 27970.8 | 2023 | 2024
20262-228447-01 | East Central Energy | 16 | 5574 | Co-op | NOVA8747 | 30.72 | Solar |  |  | Interconnected | Ogilvie | 56358 | Ogilvie | Ogilvie 3 | Residential |  | 118540 | 2023 | 2023
20262-228447-01 | East Central Energy | 16 | 5574 | Co-op | NOVA8758 | 10.75 | Solar |  | X | Interconnected | Hinckley | 55037 | Hinckley | Hinckley 3 | Residential |  | 51167 | 2023 | 2023
20262-228447-01 | East Central Energy | 16 | 5574 | Co-op | NOVA8793 | 5.04 | Solar |  |  | Interconnected | Foreston | 56330 | Oak Park | Oak Park 4 | Residential |  | 42693 | 2023 | 2024
20262-228447-01 | East Central Energy | 16 | 5574 | Co-op | NOVA8817 | 7.25 | Solar |  |  | Interconnected | Cambridge | 55008 | Cambridge #1 | Cambridge 8 | Residential |  | 34211 | 2023 | 2024
20262-228447-01 | East Central Energy | 16 | 5574 | Co-op | NOVA8835 | 24.36 | Solar |  |  | Interconnected | North Branch | 55056 | North Branch #1 | North Branch 3 | Residential |  | 185000 | 2023 | 2023
20262-228447-01 | East Central Energy | 16 | 5574 | Co-op | NOVA8836 | 12.25 | Solar |  | X | Interconnected | North Branch | 55056 | North Branch #1 | North Branch 3 | Commercial |  | 185000 | 2023 | 2023
20262-228447-01 | East Central Energy | 16 | 5574 | Co-op | NOVA8843 | 6.3 | Solar |  |  | Interconnected | Pine City | 55063 | Pine City #2 | Pine City 4 | Residential |  | 28649 | 2023 | 2023
20262-228447-01 | East Central Energy | 16 | 5574 | Co-op | NOVA8849 | 7.68 | Solar |  |  | Interconnected | Mora | 55051 | Mora | Mora 2 | Residential |  | 32555 | 2023 | 2023
20262-228447-01 | East Central Energy | 16 | 5574 | Co-op | NOVA8853 | 4.2 | Solar |  | X | Interconnected | Ogilvie | 56358 | Ogilvie | Ogilvie 2 | Residential |  | 15000 | 2023 | 2024
20262-228447-01 | East Central Energy | 16 | 5574 | Co-op | NOVA8878 | 19 | Solar |  |  | Withdrawn | Finlayson | 55735 | Harry Maser | Harry Maser 3 | Residential |  | 119325.09 | 2023
20262-228447-01 | East Central Energy | 16 | 5574 | Co-op | NOVA8879 | 5 | Solar |  |  | Interconnected | Lindstrom | 55045 | Shafer | Shafer 2 | Residential |  | 31728.55 | 2023 | 2024
20262-228447-01 | East Central Energy | 16 | 5574 | Co-op | NOVA8889 | 8.06 | Solar |  |  | Interconnected | Milaca | 56353 | Longsiding | Longsiding 2 | Residential |  | 23000 | 2023 | 2024
20262-228447-01 | East Central Energy | 16 | 5574 | Co-op | NOVA8903 | 11.4 | Solar |  |  | Interconnected | Brook Park | 55007 | Hinckley | Hinckley 3 | Residential |  | 28000 | 2023 | 2023
20262-228447-01 | East Central Energy | 16 | 5574 | Co-op | NOVA8915 | 8.12 | Solar |  |  | Interconnected | Stanchfield | 55080 | Cambridge #1 | Cambridge 5 | Residential |  | 40484 | 2023 | 2024
20262-228447-01 | East Central Energy | 16 | 5574 | Co-op | NOVA8919 | 3 | Solar |  |  | Interconnected | Braham | 55006 | Braham #2 | Braham 3 | Residential |  | 23320.8 | 2023 | 2023
20262-228447-01 | East Central Energy | 16 | 5574 | Co-op | NOVA8953 | 8.51 | Solar |  |  | Interconnected | Bruno | 55712 | Sandstone | Sandstone 1 | Residential |  | 29565 | 2023 | 2023
20262-228447-01 | East Central Energy | 16 | 5574 | Co-op | NOVA8957 | 7.56 | Solar |  |  | Interconnected | Princeton | 55371 | Longsiding | Longsiding 2 | Residential |  | 29625 | 2023 | 2024
20262-228447-01 | East Central Energy | 16 | 5574 | Co-op | NOVA8974 | 9.28 | Solar |  |  | Interconnected | Pine City | 55063 | Pine City #2 | Pine City 1 | Residential |  | 35771 | 2023 | 2024
20262-228447-01 | East Central Energy | 16 | 5574 | Co-op | NOVA8978 | 7.7 | Solar |  |  | Interconnected | Foley | 56329 | Duelm | Duelm 2 | Residential |  | 15000 | 2023 | 2024
20262-228447-01 | East Central Energy | 16 | 5574 | Co-op | NOVA8995 | 13.55 | Solar |  |  | Interconnected | Pine City | 55063 | Pine City #2 | Pine City 4 | Residential |  | 71396 | 2023 | 2024
20262-228447-01 | East Central Energy | 16 | 5574 | Co-op | NOVA9011 | 10.71 | Solar |  |  | Interconnected | Holyoke | 55749 | Summit | Summit 3 | Residential |  | 43911 | 2023 | 2024
20262-228447-01 | East Central Energy | 16 | 5574 | Co-op | NOVA10213 | 15.2 | Solar |  |  | Interconnected | Lindstrom | 55045 | Shafer | Shafer 4 | Residential |  | 55080 | 2024 | 2024
20262-228447-01 | East Central Energy | 16 | 5574 | Co-op | NOVA10221 | 34.7 | Solar |  |  | Interconnected | Cambridge | 55008 | Cambridge #2 | Cambridge 3 | Residential |  | 125000 | 2024 | 2024
20262-228447-01 | East Central Energy | 16 | 5574 | Co-op | NOVA10242 | 26.11 | Solar |  |  | Interconnected | North Branch | 55056 | North Branch #1 | North Branch 3 | Residential |  | 70902 | 2024 | 2024
20262-228447-01 | East Central Energy | 16 | 5574 | Co-op | NOVA10255 | 30.8 | Solar |  |  | Withdrawn | Cambridge | 55008 | Cambridge #2 | Cambridge 3 | Residential |  | 125000 | 2024
20262-228447-01 | East Central Energy | 16 | 5574 | Co-op | NOVA10261 | 6.91 | Solar |  |  | Interconnected | Stanchfield | 55080 | Rush City | Rush City 6 | Residential |  | 21907 | 2024 | 2024
20262-228447-01 | East Central Energy | 16 | 5574 | Co-op | NOVA10302 | 34.97 | Solar |  |  | Interconnected | Saint Cloud | 56304 | Minden | Minden 1 | Residential |  | 157400 | 2024 | 2024
20262-228447-01 | East Central Energy | 16 | 5574 | Co-op | NOVA10303 | 31.4 | Solar |  |  | Interconnected | North Branch | 55056 | North Branch #1 | North Branch 3 | Residential |  | 52500 | 2024 | 2024
20262-228447-01 | East Central Energy | 16 | 5574 | Co-op | NOVA10315 | 21.5 | Solar |  |  | Interconnected | Princeton | 55371 | Longsiding | Longsiding 1 | Residential |  |  | 2024 | 2024
20262-228447-01 | East Central Energy | 16 | 5574 | Co-op | NOVA10316 | 15.74 | Solar |  |  | Interconnected | Cambridge | 55040 | Cambridge Industrial #2 | Cambridge Industrial 22 | Residential |  | 25215 | 2024 | 2024
20262-228447-01 | East Central Energy | 16 | 5574 | Co-op | NOVA10324 | 27.5 | Solar |  | X | Active Application | Wrenshall | 55797 | Bardon | Bardon 2 | Residential |  | 22000 | 2024
20262-228447-01 | East Central Energy | 16 | 5574 | Co-op | NOVA10341 | 9.22 | Solar |  |  | Interconnected | Rice | 56367 | Langola | Langola 3 | Residential |  | 33382 | 2024 | 2024
20262-228447-01 | East Central Energy | 16 | 5574 | Co-op | NOVA10356 | 8.45 | Solar |  |  | Interconnected | North Branch | 55056 | North Branch #1 | North Branch 4 | Residential |  | 26575 | 2024 | 2024
20262-228447-01 | East Central Energy | 16 | 5574 | Co-op | NOVA10379 | 21.5 | Solar |  |  | Interconnected | North Branch | 55056 | North Branch #2 | North Branch 6 | Residential |  | 81990.91 | 2024 | 2024
20262-228447-01 | East Central Energy | 16 | 5574 | Co-op | NOVA10417 | 15.2 | Solar |  |  | Withdrawn | Stanchfield | 55080 | Cambridge #1 | Cambridge 5 | Residential |  | 59470 | 2024
20262-228447-01 | East Central Energy | 16 | 5574 | Co-op | NOVA10422 | 50 | Solar |  |  | Interconnected | Milaca | 56353 | Milaca #2 | Milaca 1 | Commercial |  | 105825 | 2024 | 2025
20262-228447-01 | East Central Energy | 16 | 5574 | Co-op | NOVA10444 | 13.82 | Solar |  |  | Interconnected | North Branch | 55056 | Shafer | Shafer 2 | Residential |  | 54125 | 2024 | 2024
20262-228447-01 | East Central Energy | 16 | 5574 | Co-op | NOVA10447 | 28.13 | Solar |  |  | Interconnected | Mora |  | Braham #1 | Braham 5 | Residential |  | 71586 | 2024 | 2024
20262-228447-01 | East Central Energy | 16 | 5574 | Co-op | NOVA10459 | 12.64 | Solar |  |  | Interconnected | Willow River | 55795 | Harry Maser | Harry Maser 2 | Residential |  | 28450 | 2024 | 2024
20262-228447-01 | East Central Energy | 16 | 5574 | Co-op | NOVA10490 | 6.4 | Solar |  |  | Interconnected | North Branch | 55056 | Viking #2 | Viking 22 | Residential |  | 33075 | 2024 | 2024
20262-228447-01 | East Central Energy | 16 | 5574 | Co-op | NOVA10491-S | 1500 | Storage |  |  | Active Application | Cambridge | 55008 | [5 empty] | 2024
20262-228447-01 | East Central Energy | 16 | 5574 | Co-op | NOVA10502 | 9.6 | Solar |  |  | Interconnected | Hinckley | 55037 | Grindstone River | Grindstone River 3 | Residential |  | 2000 | 2024 | 2024
20262-228447-01 | East Central Energy | 16 | 5574 | Co-op | NOVA10507 | 25.13 | Solar |  |  | Interconnected | Foreston | 56330 | Oak Park | Oak Park 4 | Commercial |  | 132000 | 2024 | 2024
20262-228447-01 | East Central Energy | 16 | 5574 | Co-op | NOVA10528 | 9.12 | Solar |  |  | Interconnected | Lindstrom | 55045 | Shafer | Shafer 4 | Residential |  | 41666 | 2024 | 2024
20262-228447-01 | East Central Energy | 16 | 5574 | Co-op | NOVA10535 | 2.52 | Solar |  |  | Interconnected | North Branch | 55056 | Viking #1 | Viking 2 | Residential |  | 15445 | 2024 | 2024
20262-228447-01 | East Central Energy | 16 | 5574 | Co-op | NOVA10537 | 600 | Solar |  |  | Interconnected | Sandstone | 55072 | Hinckley | Hinckley 1 | Commercial |  | 1e+06 | 2024 | 2024
20262-228447-01 | East Central Energy | 16 | 5574 | Co-op | NOVA10544 | 38.5 | Solar |  |  | Interconnected | Cambridge | 55008 | Cambridge #2 | Cambridge 3 | Residential |  | 125000 | 2024 | 2024
20262-228447-01 | East Central Energy | 16 | 5574 | Co-op | NOVA10574 | 25.2 | Solar |  | X | Interconnected | Mora | 55051 | Mora | Mora 3 | Residential |  | 24600 | 2024 | 2024
20262-228447-01 | East Central Energy | 16 | 5574 | Co-op | NOVA10590 | 11.05 | Solar |  |  | Interconnected | Pine City |  | Pine City #1 | Pine City 8 | Residential |  | 41820 | 2024 | 2024
20262-228447-01 | East Central Energy | 16 | 5574 | Co-op | NOVA10602 | 7.6 | Solar |  |  | Interconnected | Sandstone | 55072 | Hinckley | Hinckley 1 | Residential |  | 28450 | 2024 | 2024
20262-228447-01 | East Central Energy | 16 | 5574 | Co-op | NOVA10611 | 10 | Solar |  |  | Interconnected | Princeton | 55371 | Longsiding | Longsiding 1 | Residential |  | 14904 | 2024 | 2024
20262-228447-01 | East Central Energy | 16 | 5574 | Co-op | NOVA10619 | 38 | Solar |  |  | Interconnected | Bowlus | 56314 | Langola | Langola 2 | Residential |  | 80000 | 2024 | 2024
20262-228447-01 | East Central Energy | 16 | 5574 | Co-op | NOVA10621 | 3.77 | Solar |  |  | Interconnected | Pine City | 55063 | Pine City #2 | Pine City 3 | Residential |  | 19620.55 | 2024 | 2024
20262-228447-01 | East Central Energy | 16 | 5574 | Co-op | NOVA10663 | 16.9 | Solar |  |  | Interconnected | Mora | 55051 | Mora | Mora 3 | Residential |  | 24600 | 2024 | 2024
20262-228447-01 | East Central Energy | 16 | 5574 | Co-op | NOVA10684 | 16.13 | Solar |  |  | Interconnected | Rush City | 55069 | Rush City | Rush City 2 | Residential |  | 53550 | 2024 | 2024
20262-228447-01 | East Central Energy | 16 | 5574 | Co-op | NOVA10698 | 500 | Solar |  |  | Withdrawn | Mora | 55051 |  |  |  |  | 1600000 | 2024
20262-228447-01 | East Central Energy | 16 | 5574 | Co-op | NOVA10700 | 9.22 | Solar |  |  | Interconnected | Mora | 55051 | Mora | Mora 3 | Residential |  | 33682 | 2024 | 2024
20262-228447-01 | East Central Energy | 16 | 5574 | Co-op | NOVA10720 | 10 | Solar |  |  | Interconnected | Cambridge | 55008 | Cambridge #1 | Cambridge 6 | Residential |  | 43731.89 | 2024 | 2024
20262-228447-01 | East Central Energy | 16 | 5574 | Co-op | NOVA10728 | 12.91 | Solar |  |  | Interconnected | Hinckley | 55037 | Hinckley | Hinckley 3 | Residential |  | 50950 | 2024 | 2024
20262-228447-01 | East Central Energy | 16 | 5574 | Co-op | NOVA10754 | 5 | Solar |  |  | Interconnected | Cambridge | 55008 | Cambridge Industrial #2 | Cambridge Industrial 22 | Residential |  |  | 2024 | 2024
20262-228447-01 | East Central Energy | 16 | 5574 | Co-op | NOVA10772 | 5 | Solar |  |  | Interconnected | Cambridge | 55008 | Cambridge Industrial #2 | Cambridge Industrial 24 | Residential |  | 16231.35 | 2024 | 2024
20262-228447-01 | East Central Energy | 16 | 5574 | Co-op | NOVA10773 | 10 | Solar |  |  | Withdrawn | Cambridge | 55008 | Cambridge Industrial #2 | Cambridge Industrial 22 | Residential |  | 38157.63 | 2024
20262-228447-01 | East Central Energy | 16 | 5574 | Co-op | NOVA10794 | 10 | Solar |  |  | Interconnected | Pine City | 55063 | Pine City #1 | Pine City 9 | Residential |  | 52374.28 | 2024 | 2024
20262-228447-01 | East Central Energy | 16 | 5574 | Co-op | NOVA10795 | 5 | Solar |  |  | Interconnected | North Branch | 55056 | North Branch #1 | North Branch 4 | Residential |  | 24166.94 | 2024 | 2024
20262-228447-01 | East Central Energy | 16 | 5574 | Co-op | NOVA10799 | 7.6 | Solar |  |  | Interconnected | North Branch | 55056 | North Branch #2 | North Branch 6 | Residential |  | 36830.2 | 2024 | 2025
20262-228447-01 | East Central Energy | 16 | 5574 | Co-op | NOVA10824 | 11.6 | Solar |  |  | Interconnected | Cambridge | 55008 | Cambridge Industrial #2 | Cambridge Industrial 22 | Residential |  | 37461.93 | 2024 | 2025
20262-228447-01 | East Central Energy | 16 | 5574 | Co-op | NOVA11838 | 20.35 | Solar |  |  | Interconnected | Foley | 56329 | Mayhew | Mayhew 4 | Residential |  | 51483 | 2024 | 2024
20262-228447-01 | East Central Energy | 16 | 5574 | Co-op | NOVA11846 | 11.4 | Solar |  |  | Interconnected | North Branch | 55056 | North Branch #1 | North Branch 4 | Residential |  | 44959.13 | 2024 | 2024
20262-228447-01 | East Central Energy | 16 | 5574 | Co-op | NOVA11864 | 5 | Solar |  |  | Interconnected | North Branch | 55056 | North Branch #1 | North Branch 5 | Residential |  | 17134.33 | 2024 | 2025
20262-228447-01 | East Central Energy | 16 | 5574 | Co-op | NOVA11890 | 38 | Solar |  |  | Interconnected | Royalton | 56373 | Langola | Langola 2 | Commercial |  | 80000 | 2024 | 2025
20262-228447-01 | East Central Energy | 16 | 5574 | Co-op | NOVA11944 | 15 | Solar |  |  | Interconnected | Carlton | 55718 | Carlton | Carlton 2 | Residential |  | 58185.09 | 2024 | 2024
20262-228447-01 | East Central Energy | 16 | 5574 | Co-op | NOVA11962 | 12.03 | Solar |  |  | Interconnected | Brook Park | 55007 | Hinckley | Hinckley 4 | Residential |  | 23588 | 2024 | 2024
20262-228447-01 | East Central Energy | 16 | 5574 | Co-op | NOVA11967 | 15.2 | Solar |  |  | Interconnected | Harris | 55032 | Harris | Harris 4 | Residential |  | 71948.83 | 2024 | 2025
20262-228447-01 | East Central Energy | 16 | 5574 | Co-op | NOVA11968 | 10.26 | Solar |  |  | Interconnected | Sandstone | 55072 | Hinckley | Hinckley 1 | Residential |  | 18225 | 2024 | 2024
20262-228447-01 | East Central Energy | 16 | 5574 | Co-op | NOVA11969 | 11.17 | Solar |  |  | Interconnected | Milaca | 56353 | Milaca #2 | Milaca 1 | Commercial |  | 39990 | 2024 | 2024
20262-228447-01 | East Central Energy | 16 | 5574 | Co-op | NOVA11976 | 13.8 | Solar |  |  | Interconnected | Pine City | 55063 | Pine City #2 | Pine City 5 | Residential |  | 67822.62 | 2024 | 2025
20262-228447-01 | East Central Energy | 16 | 5574 | Co-op | NOVA11979 | 5 | Solar |  |  | Interconnected | Cambridge | 55008 | Cambridge #1 | Cambridge 6 | Residential |  | 22971.3 | 2024 | 2025
20262-228447-01 | East Central Energy | 16 | 5574 | Co-op | NOVA12014 | 6 | Solar |  |  | Interconnected | Cambridge | 55008 | Cambridge Industrial #2 | Cambridge Industrial 22 | Residential |  | 28714.12 | 2024 | 2024
20262-228447-01 | East Central Energy | 16 | 5574 | Co-op | NOVA12020 | 10 | Solar |  |  | Interconnected | North Branch | 55056 | Viking #1 | Viking 1 | Residential |  | 29301.52 | 2024 | 2025
20262-228447-01 | East Central Energy | 16 | 5574 | Co-op | NOVA12024 | 9.6 | Solar |  |  | Interconnected | Bruno | 55712 | Sandstone | Sandstone 1 | Residential |  | 20000 | 2024 | 2024
20262-228447-01 | East Central Energy | 16 | 5574 | Co-op | NOVA12032 | 14.59 | Solar |  |  | Interconnected | Mora | 55051 | Mora | Mora 2 | Residential |  | 30780 | 2024 | 2025
20262-228447-01 | East Central Energy | 16 | 5574 | Co-op | NOVA12039 | 13.6 | Solar |  |  | Withdrawn | Braham | 55006 | Braham #2 | Braham 3 | Residential |  | 25889.78 | 2024
20262-228447-01 | East Central Energy | 16 | 5574 | Co-op | NOVA12045 | 11.38 | Solar |  |  | Interconnected | Dalbo | 55017 | Longsiding | Longsiding 3 | Residential |  | 20400 | 2024 | 2024
20262-228447-01 | East Central Energy | 16 | 5574 | Co-op | NOVA12046 | 33.43 | Solar |  | X | Interconnected | Isle | 56342 | Isle | Isle 3 | Residential |  | 62637 | 2024 | 2024
20262-228447-01 | East Central Energy | 16 | 5574 | Co-op | NOVA12048 | 6 | Solar |  |  | Interconnected | Braham | 55006 | Braham #2 | Braham 3 | Residential |  | 30149.83 | 2024 | 2025
20262-228447-01 | East Central Energy | 16 | 5574 | Co-op | NOVA12071 | 5 | Solar |  |  | Interconnected | Rush City | 55069 | Adrian Robinson | Adrian Robinson 3 | Residential |  | 22971.3 | 2024 | 2025
20262-228447-01 | East Central Energy | 16 | 5574 | Co-op | NOVA12097 | 200 | Solar |  |  | Withdrawn | Pine City | 55063 | Pine City #1 | Pine City 10 | Commercial |  | 642500 | 2024
20262-228447-01 | East Central Energy | 16 | 5574 | Co-op | NOVA12098 | 3.8 | Solar |  |  | Interconnected | North Branch | 55056 | North Branch #2 | North Branch 6 | Residential |  | 21417.91 | 2024 | 2024
20262-228447-01 | East Central Energy | 16 | 5574 | Co-op | NOVA12113 | 15.95 | Solar |  |  | Interconnected | Pine City | 55063 | Pine City #2 | Pine City 5 | Residential |  | 15000 | 2024 | 2025
20262-228447-01 | East Central Energy | 16 | 5574 | Co-op | NOVA12119 | 10 | Solar |  |  | Interconnected | Pine City | 55063 | Pine City #2 | Pine City 4 | Residential |  | 54875.32 | 2024 | 2025
20262-228447-01 | East Central Energy | 16 | 5574 | Co-op | NOVA12120 | 5 | Solar |  |  | Interconnected | Rush City | 55069 | Adrian Robinson | Adrian Robinson 3 | Residential |  | 28172.79 | 2024 | 2025
20262-228447-01 | East Central Energy | 16 | 5574 | Co-op | NOVA12134 | 4.88 | Solar |  |  | Interconnected | Milaca | 56353 | Milaca #1 | Milaca 9 | Residential |  | 19684 | 2024 | 2024
20262-228447-01 | East Central Energy | 16 | 5574 | Co-op | NOVA12153 | 9.74 | Solar |  |  | Interconnected | Hinckley | 55037 | Grindstone River | Grindstone River 4 | Residential |  | 28293 | 2024 | 2025
20262-228447-01 | East Central Energy | 16 | 5574 | Co-op | NOVA12167 | 11.4 | Solar |  |  | Interconnected | Finlayson | 55735 | Harry Maser | Harry Maser 1 | Residential |  | 20250 | 2024 | 2024
20262-228447-01 | East Central Energy | 16 | 5574 | Co-op | NOVA12187 | 19.68 | Solar |  |  | Withdrawn | Sauk Rapids | 56379 | Mayhew | Mayhew 6 | Residential |  | 80000 | 2024
20262-228447-01 | East Central Energy | 16 | 5574 | Co-op | NOVA12191 | 19.38 | Solar |  |  | Interconnected | Milaca | 56353 | Milaca #1 | Milaca 9 | Residential |  | 78300 | 2024 | 2024
20262-228447-01 | East Central Energy | 16 | 5574 | Co-op | NOVA12202 | 27.8 | Solar |  |  | Interconnected | Foley | 56329 | Duelm | Duelm 2 | Residential |  | 65700 | 2024 | 2024
20262-228447-01 | East Central Energy | 16 | 5574 | Co-op | NOVA12219 | 9.75 | Solar |  |  | Interconnected | Oak Park | 56357 | Oak Park | Oak Park 4 | Residential |  | 41445 | 2024 | 2025
20262-228447-01 | East Central Energy | 16 | 5574 | Co-op | NOVA12231 | 15.01 | Solar |  |  | Withdrawn | Scandia | 55073 | Shafer | Shafer 4 | Residential |  | 50112.75 | 2024
20262-228447-01 | East Central Energy | 16 | 5574 | Co-op | NOVA12275 | 19.89 | Solar |  |  | Interconnected | Milaca | 56353 | Milaca #2 | Milaca 2 | Residential |  | 59615.05 | 2024 | 2025
20262-228447-01 | East Central Energy | 16 | 5574 | Co-op | NOVA12297 | 12.29 | Solar |  |  | Interconnected | Cambridge | 55008 | Cambridge #1 | Cambridge 6 | Residential |  | 56935.06 | 2024 | 2024
20262-228447-01 | East Central Energy | 16 | 5574 | Co-op | NOVA12306 | 6.84 | Solar |  |  | Interconnected | Cambridge | 55008 | Cambridge #1 | Cambridge 6 | Residential |  | 27644 | 2024 | 2025
20262-228447-01 | East Central Energy | 16 | 5574 | Co-op | NOVA12311 | 20 | Solar |  |  | Interconnected | Milaca | 56353 | Milaca #1 | Milaca 10 | Residential |  | 77231.2 | 2024 | 2025
20262-228447-01 | East Central Energy | 16 | 5574 | Co-op | NOVA12313 | 24 | Solar |  |  | Interconnected | Mora | 55051 | Mora | Mora 3 | Commercial |  | 95000 | 2024 | 2025
20262-228447-01 | East Central Energy | 16 | 5574 | Co-op | NOVA12330 | 36 | Solar |  |  | Interconnected | Mora | 55051 | Mora | Mora 3 | Residential |  | 1e+05 | 2024 | 2025
20262-228447-01 | East Central Energy | 16 | 5574 | Co-op | NOVA12361 | 13.82 | Solar |  |  | Interconnected | Pine City | 55063 | Pine City #1 | Pine City 9 | Residential |  | 70318.18 | 2024 | 2024
20262-228447-01 | East Central Energy | 16 | 5574 | Co-op | NOVA12362 | 28.82 | Solar |  | X | Interconnected | Milaca | 56353 | Milaca #1 | Milaca 9 | Residential |  | 78610 | 2024 | 2025
20262-228447-01 | East Central Energy | 16 | 5574 | Co-op | NOVA12377 | 27.36 | Solar |  |  | Interconnected | Sauk Rapids | 56379 | Mayhew | Mayhew 6 | Residential |  | 78540 | 2024 | 2025
20262-228447-01 | East Central Energy | 16 | 5574 | Co-op | NOVA12394 | 30.72 | Solar |  |  | Interconnected | Pine City |  | Pine City #2 | Pine City 5 | Residential |  | 85000 | 2024 | 2025
20262-228447-01 | East Central Energy | 16 | 5574 | Co-op | NOVA12397 | 25.13 | Solar |  |  | Interconnected | Foley | 56329 | Duelm | Duelm 4 | Residential |  | 86000 | 2024 | 2025
20262-228447-01 | East Central Energy | 16 | 5574 | Co-op | NOVA12399 | 12.91 | Solar |  |  | Interconnected | Pine City | 55063 | Pine City #2 | Pine City 1 | Residential |  | 48730 | 2024 | 2025
20262-228447-01 | East Central Energy | 16 | 5574 | Co-op | NOVA12422 | 15.3 | Solar |  | X | Interconnected | Pine City | 55063 | Pine City #1 | Pine City 8 | Residential |  | 39125 | 2024 | 2025
20262-228447-01 | East Central Energy | 16 | 5574 | Co-op | NOVA12452 | 30.72 | Solar |  |  | Interconnected | Stanchfield | 55080 | Rush City | Rush City 6 | Residential |  | 22000 | 2024 | 2025
20262-228447-01 | East Central Energy | 16 | 5574 | Co-op | NOVA12456 | 9.12 | Solar |  |  | Interconnected | Cambridge | 55008 | Cambridge #2 | Cambridge 3 | Residential |  | 33641 | 2024 | 2025
20262-228447-01 | East Central Energy | 16 | 5574 | Co-op | NOVA8655 | 38.4 | Solar |  |  | Interconnected | Harris | 55032 | Harris | Harris 4 | Residential |  | 160000 | 2024 | 2024
20262-228447-01 | East Central Energy | 16 | 5574 | Co-op | NOVA9018 | 24.32 | Solar |  |  | Interconnected | Stanchfield | 55080 | Braham #1 | Braham 7 | Residential |  | 64000 | 2024 | 2024
20262-228447-01 | East Central Energy | 16 | 5574 | Co-op | NOVA9020 | 4.73 | Solar |  |  | Interconnected | Milaca | 56353 | Milaca #1 | Milaca 9 | Residential |  | 9450 | 2024 | 2024
20262-228447-01 | East Central Energy | 16 | 5574 | Co-op | NOVA9027 | 11.34 | Solar |  |  | Interconnected | Rice | 56367 | Mayhew | Mayhew 2 | Residential |  |  | 2024 | 2024
20262-228447-01 | East Central Energy | 16 | 5574 | Co-op | NOVA9043 | 6.96 | Solar |  |  | Interconnected | Mora | 55051 | Mora | Mora 3 | Residential |  | 31221 | 2024 | 2024
20262-228447-01 | East Central Energy | 16 | 5574 | Co-op | NOVA9046 | 9.45 | Solar |  |  | Interconnected | Mora | 55051 | Ogilvie | Ogilvie 1 | Residential |  | 42557 | 2024 | 2024
20262-228447-01 | East Central Energy | 16 | 5574 | Co-op | NOVA9094 | 6.62 | Solar |  |  | Interconnected | Mora | 55051 | Mora | Mora 1 | Residential |  |  | 2024 | 2024
20262-228447-01 | East Central Energy | 16 | 5574 | Co-op | NOVA9106 | 19.53 | Solar |  |  | Interconnected | North Branch | 55056 | Harris | Harris 4 | Residential |  | 62675 | 2024 | 2024
20262-228447-01 | East Central Energy | 16 | 5574 | Co-op | NOVA9107 | 38 | Solar |  |  | Interconnected | Rice | 56367 | Langola | Langola 2 | Commercial |  | 80000 | 2024 | 2024
20262-228447-01 | East Central Energy | 16 | 5574 | Co-op | NOVA9116 | 11.4 | Solar |  |  | Interconnected | Sandstone | 55072 | Dairyland | Dairyland 1 | Residential |  | 3500 | 2024 | 2024
20262-228447-01 | East Central Energy | 16 | 5574 | Co-op | NOVA9130 | 6.62 | Solar |  |  | Interconnected | Cambridge | 55008 | Cambridge Industrial #2 | Cambridge Industrial 22 | Residential |  | 33000 | 2024 | 2024
20262-228447-01 | East Central Energy | 16 | 5574 | Co-op | NOVA9139 | 39.9 | Solar |  |  | Interconnected | Cambridge | 55008 | Cambridge #2 | Cambridge 3 | Commercial |  | 174221.8 | 2024 | 2024
20262-228447-01 | East Central Energy | 16 | 5574 | Co-op | NOVA9181 | 10 | Solar |  |  | Interconnected | Scandia | 55073 | Shafer | Shafer 4 | Residential |  | 27835 | 2024 | 2024
20262-228447-01 | East Central Energy | 16 | 5574 | Co-op | NOVA9196 | 27.65 | Solar |  |  | Interconnected | Princeton | 55371 | Longsiding | Longsiding 1 | Residential |  | 45360 | 2024 | 2024
20262-228447-01 | East Central Energy | 16 | 5574 | Co-op | NOVA12487 | 30.71 | Solar |  |  | Interconnected | Rush City | 55069 | Pine City #2 | Pine City 5 | Commercial |  | 60000 | 2025 | 2025
20262-228447-01 | East Central Energy | 16 | 5574 | Co-op | NOVA12503 | 17.28 | Solar |  |  | Interconnected | Finlayson | 55735 | Harry Maser | Harry Maser 3 | Residential |  | 52795 | 2025 | 2025
20262-228447-01 | East Central Energy | 16 | 5574 | Co-op | NOVA12505 | 30.4 | Solar |  |  | Interconnected | Stacy | 55079 | North Branch #1 | North Branch 5 | Residential |  | 70000 | 2025 | 2025
20262-228447-01 | East Central Energy | 16 | 5574 | Co-op | NOVA12522 | 11.52 | Solar |  |  | Interconnected | Pine City | 55063 | Pine City #1 | Pine City 7 | Residential |  | 41500 | 2025 | 2025
20262-228447-01 | East Central Energy | 16 | 5574 | Co-op | NOVA12541 | 13.22 | Solar |  |  | Interconnected | Foley | 56329 | Duelm | Duelm 4 | Residential |  | 61146.2 | 2025 | 2025
20262-228447-01 | East Central Energy | 16 | 5574 | Co-op | NOVA12568 | 10 | Solar |  |  | Interconnected | Mora | 55051 | Mora | Mora 1 | Residential |  | 54660 | 2025 | 2025
20262-228447-01 | East Central Energy | 16 | 5574 | Co-op | NOVA12573 | 5.76 | Solar |  |  | Interconnected | Pine City | 55063 | Pine City #1 | Pine City 8 | Residential |  | 9000 | 2025 | 2025
20262-228447-01 | East Central Energy | 16 | 5574 | Co-op | NOVA12627 | 960 | Solar |  |  | Interconnected | Isle | 56342 | Isle | Isle 3 | Commercial |  | 1500000 | 2025 | 2025
20262-228447-01 | East Central Energy | 16 | 5574 | Co-op | NOVA12628 | 960 | Solar |  |  | Interconnected | Isle | 56342 | Isle | Isle 3 | Commercial |  | 1500000 | 2025 | 2025
20262-228447-01 | East Central Energy | 16 | 5574 | Co-op | NOVA12635 | 12.29 | Solar |  |  | Interconnected | Isanti | 55040 | North Branch #1 | North Branch 5 | Residential |  | 56756 | 2025 | 2025
20262-228447-01 | East Central Energy | 16 | 5574 | Co-op | NOVA12648 | 24.58 | Solar |  |  | Interconnected | Stanchfield | 55080 | Cambridge #1 | Cambridge 5 | Residential |  | 50274 | 2025 | 2025
20262-228447-01 | East Central Energy | 16 | 5574 | Co-op | NOVA12667 | 35.16 | Solar |  | X | Interconnected | Center City | 55012 | Shafer | Shafer 4 | Residential |  | 67879 | 2025 | 2025
20262-228447-01 | East Central Energy | 16 | 5574 | Co-op | NOVA12671 | 20.74 | Solar |  |  | Interconnected | Scandia | 55073 | Shafer | Shafer 4 | Residential |  | 79980 | 2025 | 2025
20262-228447-01 | East Central Energy | 16 | 5574 | Co-op | NOVA12681 | 4.64 | Solar |  |  | Interconnected | Stanchfield | 55080 | Rush City | Rush City 6 | Residential |  | 10000 | 2025 | 2025
20262-228447-01 | East Central Energy | 16 | 5574 | Co-op | NOVA12712 | 13.68 | Solar |  |  | Withdrawn | Milaca | 56353 | Milaca #1 | Milaca 4 | Residential |  | 55481.2 | 2025
20262-228447-01 | East Central Energy | 16 | 5574 | Co-op | NOVA12715 | 200 | Solar |  |  | Interconnected | Pine City | 55063 | Pine City #1 | Pine City 10 | Commercial |  | 642500 | 2025 | 2025
20262-228447-01 | East Central Energy | 16 | 5574 | Co-op | NOVA12732 | 27.56 | Solar |  | X | Interconnected | Brook Park | 55007 | Hinckley | Hinckley 4 | Residential |  | 41705 | 2025 | 2025
20262-228447-01 | East Central Energy | 16 | 5574 | Co-op | NOVA12737 | 960 | Solar |  |  | Interconnected | Hinckley | 55037 | Hinckley | Hinckley 4 | Commercial |  | 1500000 | 2025 | 2025
20262-228447-01 | East Central Energy | 16 | 5574 | Co-op | NOVA12780 | 6.91 | Solar |  |  | Interconnected | Foreston | 56330 | Oak Park | Oak Park 4 | Residential |  | 24120 | 2025 | 2025
20262-228447-01 | East Central Energy | 16 | 5574 | Co-op | NOVA12786 | 16 | Solar |  |  | Active Application | Braham | 55006 | Rush City | Rush City 2 | Residential |  |  | 2025
20262-228447-01 | East Central Energy | 16 | 5574 | Co-op | NOVA12801 | 11.5 | Solar |  | X | Interconnected | Braham | 55006 | Braham #1 | Braham 7 | Residential |  | 50165 | 2025 | 2025
20262-228447-01 | East Central Energy | 16 | 5574 | Co-op | NOVA12820 | 21.36 | Solar |  | X | Interconnected | Milaca | 56353 | Milaca #1 | Milaca 4 | Residential |  | 55481.2 | 2025 | 2025
20262-228447-01 | East Central Energy | 16 | 5574 | Co-op | NOVA12820-S | 7.68 | Storage |  |  | Interconnected | Milaca | 56353 | Milaca #1 | Milaca 4 | Residential |  | 55481.2 | 2025 | 2025
20262-228447-01 | East Central Energy | 16 | 5574 | Co-op | NOVA12827 | 38 | Solar |  |  | Interconnected | Hillman | 56338 | Gilman | Gilman 4 | Residential |  | 80000 | 2025 | 2025
20262-228447-01 | East Central Energy | 16 | 5574 | Co-op | NOVA12840 | 5.7 | Solar |  |  | Interconnected | Rush City | 55069 | Rush City | Rush City 6 | Residential |  |  | 2025 | 2025
20262-228447-01 | East Central Energy | 16 | 5574 | Co-op | NOVA12842 | 10.75 | Solar |  |  | Interconnected | Harris | 55032 | Rush City | Rush City 6 | Residential |  | 35434 | 2025 | 2025
20262-228447-01 | East Central Energy | 16 | 5574 | Co-op | NOVA12898 | 11.17 | Solar |  |  | Active Application | Milaca | 56353 | Milaca #1 | Milaca 10 | Residential |  | 52960 | 2025
20262-228447-01 | East Central Energy | 16 | 5574 | Co-op | NOVA12911 | 22.27 | Solar |  |  | Interconnected | North Branch | 55056 | North Branch #2 | North Branch 6 | Residential |  | 87920 | 2025 | 2025
20262-228447-01 | East Central Energy | 16 | 5574 | Co-op | NOVA12929 | 11.4 | Solar |  |  | Interconnected | North Branch | 55056 | North Branch #1 | North Branch 4 | Residential |  | 37869 | 2025 | 2025
20262-228447-01 | East Central Energy | 16 | 5574 | Co-op | NOVA12936 | 10 | Solar |  |  | Interconnected | Mcgrath | 56350 | Hinckley | Hinckley 3 | Residential |  | 10350 | 2025 | 2025
20262-228447-01 | East Central Energy | 16 | 5574 | Co-op | NOVA12943 | 27.98 | Solar |  |  | Withdrawn | Mora | 55051 | Mora | Mora 3 | Residential |  | 91602.8 | 2025
20262-228447-01 | East Central Energy | 16 | 5574 | Co-op | NOVA12976 | 15.2 | Solar |  |  | Interconnected | Rush City | 55069 | Rush City | Rush City 6 | Residential |  | 59560 | 2025 | 2025
20262-228447-01 | East Central Energy | 16 | 5574 | Co-op | NOVA12983 | 11.4 | Solar |  |  | Interconnected | Center City | 55012 | Shafer | Shafer 2 | Residential |  | 30367 | 2025 | 2025
20262-228447-01 | East Central Energy | 16 | 5574 | Co-op | NOVA12991 | 18.43 | Solar |  |  | Active Application | Wahkon | 56386 | Isle | Isle 3 | Residential |  | 51308 | 2025
20262-228447-01 | East Central Energy | 16 | 5574 | Co-op | NOVA12993 | 37.1 | Solar |  | X | Interconnected | Rush City | 55069 | Rush City | Rush City 2 | Residential |  | 91758.28 | 2025 | 2025
20262-228447-01 | East Central Energy | 16 | 5574 | Co-op | NOVA13002 | 3.8 | Solar |  |  | Interconnected | Cambridge | 55008 | Cambridge Industrial #2 | Cambridge Industrial 24 | Residential |  | 14836.39 | 2025 | 2025
20262-228447-01 | East Central Energy | 16 | 5574 | Co-op | NOVA13007 | 10 | Solar |  |  | Interconnected | Cambridge | 55008 | Cambridge #2 | Cambridge 3 | Residential |  | 45591.56 | 2025 | 2025
20262-228447-01 | East Central Energy | 16 | 5574 | Co-op | NOVA13010 | 34.2 | Solar |  |  | Interconnected | Mora | 55051 | Mora | Mora 3 | Residential |  | 135312 | 2025 | 2025
20262-228447-01 | East Central Energy | 16 | 5574 | Co-op | NOVA13024 | 3.8 | Solar |  |  | Interconnected | Cambridge | 55008 | Cambridge Industrial #2 | Cambridge Industrial 24 | Residential |  | 14136.02 | 2025 | 2025
20262-228447-01 | East Central Energy | 16 | 5574 | Co-op | NOVA13038 | 4.61 | Solar |  |  | Interconnected | Cambridge | 55008 | Cambridge Industrial #2 | Cambridge Industrial 22 | Residential |  | 23368 | 2025 | 2025
20262-228447-01 | East Central Energy | 16 | 5574 | Co-op | NOVA13053 | 3.84 | Solar |  |  | Interconnected | Cambridge | 55008 | Cambridge #2 | Cambridge 2 | Residential |  | 14865 | 2025 | 2025
20262-228447-01 | East Central Energy | 16 | 5574 | Co-op | NOVA13139 | 9.6 | Solar |  |  | Interconnected | Harris | 55032 | Harris | Harris 2 | Residential |  | 36535.2 | 2025 | 2025
20262-228447-01 | East Central Energy | 16 | 5574 | Co-op | NOVA13184 | 7.3 | Solar |  |  | Interconnected | Foley | 56329 | Gilman | Gilman 4 | Residential |  | 27416 | 2025 | 2025
20262-228447-01 | East Central Energy | 16 | 5574 | Co-op | NOVA13211 | 39.2 | Solar |  | X | Interconnected | North Branch | 55056 | North Branch #1 | North Branch 4 | Residential |  | 65000 | 2025 | 2025
20262-228447-01 | East Central Energy | 16 | 5574 | Co-op | NOVA13213 | 40 | Solar |  |  | Interconnected | Cambridge | 55008 | Cambridge Industrial #2 | Cambridge Industrial 24 | Commercial |  | 175000 | 2025 | 2025
20262-228447-01 | East Central Energy | 16 | 5574 | Co-op | NOVA13304 | 13.82 | Solar |  |  | Interconnected | Braham | 55006 | Braham #2 | Braham 2 | Residential |  | 60204 | 2025
20262-228447-01 | East Central Energy | 16 | 5574 | Co-op | NOVA13312 | 7.6 | Solar |  |  | Interconnected | Cambridge | 55008 | Cambridge #2 | Cambridge 3 | Residential |  | 48762 | 2025 | 2025
20262-228447-01 | East Central Energy | 16 | 5574 | Co-op | NOVA13338 | 20.74 | Solar |  |  | Interconnected | Rush City | 55069 | Rush City | Rush City 6 | Residential |  | 53700.85 | 2025 | 2025
20262-228447-01 | East Central Energy | 16 | 5574 | Co-op | NOVA13425 | 15.36 | Solar |  | X | Interconnected | Stanchfield | 55080 | Rush City | Rush City 6 | Residential |  | 54712 | 2025 | 2025
20262-228447-01 | East Central Energy | 16 | 5574 | Co-op | NOVA13446 | 7.6 | Solar |  |  | Withdrawn | Braham | 55006 | Braham #2 | Braham 3 | Residential |  | 41538 | 2025
20262-228447-01 | East Central Energy | 16 | 5574 | Co-op | NOVA13455 | 11.52 | Solar |  |  | Withdrawn | Rush City | 55069 | Rush City | Rush City 6 | Residential |  | 34314 | 2025
20262-228447-01 | East Central Energy | 16 | 5574 | Co-op | NOVA13474 | 6.98 | Solar |  | X | Interconnected | Rush City | 55069 | Rush City | Rush City 2 | Residential |  | 58049 | 2025 | 2025
20262-228447-01 | East Central Energy | 16 | 5574 | Co-op | NOVA13532 | 32.3 | Solar |  |  | Active Application | Mora | 55051 | Mora | Mora 2 | Residential |  | 166152 | 2025
20262-228447-01 | East Central Energy | 16 | 5574 | Co-op | NOVA13535 | 9.42 | Solar |  | X | Interconnected | Harris | 55032 | Harris | Harris 3 | Residential |  | 46453.8 | 2025 | 2025
20262-228447-01 | East Central Energy | 16 | 5574 | Co-op | NOVA13537 | 32 | Solar |  | X | Active Application | Isanti | 55040 | Cambridge Industrial #2 | Cambridge Industrial 21 | Residential |  | 42000 | 2025
20262-228447-01 | East Central Energy | 16 | 5574 | Co-op | NOVA13562 | 9.77 | Solar |  | X | Interconnected | North Branch | 55056 | Viking #2 | Viking 22 | Residential |  | 69274 | 2025 | 2025
20262-228447-01 | East Central Energy | 16 | 5574 | Co-op | NOVA13574 | 15 | Solar |  |  | Active Application | Milaca | 56353 | Ogilvie | Ogilvie 2 | Residential |  | 25000 | 2025
20262-228447-01 | East Central Energy | 16 | 5574 | Co-op | NOVA13583 | 7.6 | Solar |  |  | Active Application | Ogilvie | 56358 | Ogilvie | Ogilvie 3 | Residential |  | 18060 | 2025
20262-228447-01 | East Central Energy | 16 | 5574 | Co-op | NOVA13630 | 7.6 | Solar |  | X | Interconnected | North Branch | 55056 | North Branch #2 | North Branch 6 | Residential |  | 45640 | 2025 | 2025
20262-228447-01 | East Central Energy | 16 | 5574 | Co-op | NOVA13706 | 11.4 | Solar |  |  | Interconnected | Isanti | 55040 | Cambridge Industrial #2 | Cambridge Industrial 21 | Residential |  | 18000 | 2025 | 2025
20262-228447-01 | East Central Energy | 16 | 5574 | Co-op | NOVA13707 | 3.8 | Solar |  |  | Active Application | Cambridge | 55008 | Cambridge #1 | Cambridge 6 | Residential |  | 14448 | 2025
20262-228447-01 | East Central Energy | 16 | 5574 | Co-op | NOVA13712 | 9.6 | Solar |  |  | Interconnected | North Branch | 55056 | North Branch #1 | North Branch 4 | Residential |  | 35640 | 2025 | 2025
20262-228447-01 | East Central Energy | 16 | 5574 | Co-op | NOVA13726 | 28.5 | Solar |  |  | Active Application | Braham | 55006 | Rush City | Rush City 2 | Residential |  | 166152 | 2025
20262-228447-01 | East Central Energy | 16 | 5574 | Co-op | NOVA13727 | 9.74 | Solar |  |  | Active Application | Milaca | 56353 | Milaca #1 | Milaca 9 | Residential |  | 41200 | 2025
20262-228447-01 | East Central Energy | 16 | 5574 | Co-op | NOVA13742 | 7.68 | Solar |  |  | Active Application | Ogilvie | 56358 | Ogilvie | Ogilvie 3 | Residential |  | 45040 | 2025
20262-228447-01 | East Central Energy | 16 | 5574 | Co-op | NOVA13748 | 30.4 | Solar |  |  | Active Application | Stacy | 55079 | North Branch #1 | North Branch 5 | Residential |  | 18000 | 2025
20262-228447-01 | East Central Energy | 16 | 5574 | Co-op | NOVA13750 | 19.58 | Solar |  |  | Interconnected | Stanchfield | 55080 | Rush City | Rush City 6 | Residential |  | 66269 | 2025 | 2025
20262-228447-01 | East Central Energy | 16 | 5574 | Co-op | NOVA13771 | 12.56 | Solar |  |  | Interconnected | Lindstrom | 55045 | Shafer | Shafer 2 | Residential |  | 67382 | 2025
20262-228447-01 | East Central Energy | 16 | 5574 | Co-op | NOVA13782 | 12.29 | Solar |  |  | Active Application | Pine City | 55063 | Pine City #1 | Pine City 9 | Residential |  | 46132 | 2025
20262-228447-01 | East Central Energy | 16 | 5574 | Co-op | NOVA13792 | 38.4 | Solar |  |  | Active Application | Pine City | 55063 | Braham #2 | Braham 2 | Residential |  | 125020 | 2025
20262-228447-01 | East Central Energy | 16 | 5574 | Co-op | NOVA13816 | 8.38 | Solar |  |  | Active Application | Harris | 55032 | Cambridge #1 | Cambridge 6 | Residential |  | 33424 | 2025
20262-228447-01 | East Central Energy | 16 | 5574 | Co-op | NOVA13821 | 30.4 | Solar |  |  | Interconnected | Wrenshall | 55797 | Carlton | Carlton 2 | Residential |  | 141040 | 2025 | 2025
20262-228447-01 | East Central Energy | 16 | 5574 | Co-op | NOVA13827 | 13.82 | Solar |  |  | Active Application | Sandstone | 55072 | Hinckley | Hinckley 4 | Residential |  | 53084.1 | 2025
20262-228447-01 | East Central Energy | 16 | 5574 | Co-op | NOVA13858 | 15.69 | Solar |  | X | Interconnected | Barnum | 55707 | Carlton | Carlton 2 | Residential |  | 34912 | 2025 | 2025
20262-228447-01 | East Central Energy | 16 | 5574 | Co-op | NOVA13874 | 29.18 | Solar |  |  | Interconnected | Shafer | 55040 | Shafer | Shafer 2 | Residential |  | 181595 | 2025 | 2025
20262-228447-01 | East Central Energy | 16 | 5574 | Co-op | NOVA13878 | 16 | Solar |  |  | Interconnected | Dalbo | 55017 | Longsiding | Longsiding 1 | Residential |  | 30000 | 2025
20262-228447-01 | East Central Energy | 16 | 5574 | Co-op | NOVA13897 | 28.8 | Solar |  |  | Interconnected | Braham | 55006 | Braham #2 | Braham 2 | Commercial |  | 89000 | 2025 | 2025
20262-228447-01 | East Central Energy | 16 | 5574 | Co-op | NOVA13912 | 19.95 | Solar |  | X | Interconnected | North Branch | 55056 | North Branch #1 | North Branch 4 | Residential |  | 46987 | 2025
20262-228447-01 | East Central Energy | 16 | 5574 | Co-op | NOVA13919 | 15 | Solar |  |  | Withdrawn | Stanchfield | 55080 |  |  |  |  | 27360 | 2025
20262-228447-01 | East Central Energy | 16 | 5574 | Co-op | NOVA13930 | 40.6 | Solar |  | X | Active Application | Stanchfield | 55080 | Cambridge #1 | Cambridge 6 | Residential |  | 52480 | 2025
20262-228447-01 | East Central Energy | 16 | 5574 | Co-op | NOVA13957 | 6.91 | Solar |  |  | Active Application | Saint Cloud | 56304 | Minden | Minden 1 | Residential |  | 26962 | 2025
20262-228447-01 | East Central Energy | 16 | 5574 | Co-op | NOVA13965 | 9.22 | Solar |  | X | Active Application | Cambridge | 55008 | Cambridge #2 | Cambridge 2 | Residential |  | 51692 | 2025
20262-228447-01 | East Central Energy | 16 | 5574 | Co-op | NOVA14005 | 19.2 | Solar |  |  | Active Application | Hinckley | 55037 | Grindstone River | Grindstone River 4 | Residential |  | 80662.5 | 2025
20262-228447-01 | East Central Energy | 16 | 5574 | Co-op | NOVA14038 | 15 | Solar |  | X | Active Application | Cambridge | 55008 | Cambridge Industrial #2 | Cambridge Industrial 21 | Residential |  | 75000 | 2025
20262-228447-01 | East Central Energy | 16 | 5574 | Co-op | NOVA14048 | 14.59 | Solar |  |  | Active Application | Finlayson | 55735 | Harry Maser | Harry Maser 1 | Residential |  | 49240 | 2025
20262-228447-01 | East Central Energy | 16 | 5574 | Co-op | NOVA14113 | 960 | Solar |  |  | Active Application | Harris | 55032 | Harris | Harris 4 | Commercial |  | 1500000 | 2025
20262-228447-01 | East Central Energy | 16 | 5574 | Co-op | NOVA14114 | 960 | Solar |  |  | Active Application | Harris | 55032 | Harris | Harris 4 | Commercial |  | 1500000 | 2025
20262-228447-01 | East Central Energy | 16 | 5574 | Co-op | NOVA14115 | 600 | Solar |  |  | Active Application | Sandstone | 55072 | Sandstone | Sandstone 2 | Commercial |  | 1e+06 | 2025
20262-228447-01 | East Central Energy | 16 | 5574 | Co-op | NOVA14116 | 600 | Solar |  |  | Active Application | Sandstone | 55072 | Sandstone | Sandstone 2 | Commercial |  | 1e+06 | 2025
20262-228031-01 | East Grand Forks Water & Light Dept. | 37 | 5575 | Muni | South Point | 5.6 | Solar |  |  | Active Application | East Grand Forks | 56721 | Industrial Park | Circuit 3 | Commercial | Yes | 26000 | 2016 | 2017
20262-228047-01 | Elbow Lake Municipal Power | 177 | 5732 | Muni | 5760002 | 8.832 | Solar |  |  | Interconnected | Elbow Lake | 56531 | East | South | Residential |  |  | 2024 | 2024
20262-228555-01 | Elk River Municipal Utilities | 38 | 5773 | Muni | Customer 1 | 670 | Other |  |  | Interconnected | Elk River | 55330 | North | F65 | Utility |  |  |  | 2001
20262-228555-01 | Elk River Municipal Utilities | 38 | 5773 | Muni | Customer 2 | 5 | Solar |  |  | Interconnected | Elk River | 55330 | West - 1 | F73 | Commercial |  |  |  | 2019
20262-228555-01 | Elk River Municipal Utilities | 38 | 5773 | Muni | Customer 3 | 13.3 | Solar |  |  | Interconnected | Elk River | 55330 | 14-4 | F42 | Residential |  |  |  | 2017
20262-228555-01 | Elk River Municipal Utilities | 38 | 5773 | Muni | Customer 4 | 5 | Solar |  |  | Interconnected | Elk River | 55330 | WACO | F26 | Residential |  |  |  | 2012
20262-228555-01 | Elk River Municipal Utilities | 38 | 5773 | Muni | Customer 5 | 17.755 | Solar |  |  | Interconnected | Elk River | 55330 | West - 2 | F83 | Residential |  |  |  | 2019
20262-228555-01 | Elk River Municipal Utilities | 38 | 5773 | Muni | Customer 6 | 6.27 | Solar |  |  | Interconnected | Elk River | 55330 | WACO | F22 | Residential |  |  |  | 2016
20262-228555-01 | Elk River Municipal Utilities | 38 | 5773 | Muni | Customer 7 | 11.4 | Solar |  |  | Interconnected | Elk River | 55330 | North | F62 | Residential |  |  |  | 2017
20262-228555-01 | Elk River Municipal Utilities | 38 | 5773 | Muni | Customer 8 | 11.88 | Solar |  |  | Interconnected | Elk River | 55330 | 14-3 | F93 | Commercial |  |  |  | 2019
20262-228555-01 | Elk River Municipal Utilities | 38 | 5773 | Muni | Customer 9 | 5.13 | Solar |  |  | Interconnected | Elk River | 55330 | 14-3 | F94 | Residential |  |  |  | 2016
20262-228555-01 | Elk River Municipal Utilities | 38 | 5773 | Muni | Customer 10 | 9.48 | Solar |  |  | Interconnected | Elk River | 55330 | 14-3 | F97 | Residential |  |  |  | 2008
20262-228555-01 | Elk River Municipal Utilities | 38 | 5773 | Muni | Customer 11 | 17.28 | Solar |  |  | Interconnected | Elk River | 55330 | North | F64 | Residential |  |  |  | 2017
20262-228555-01 | Elk River Municipal Utilities | 38 | 5773 | Muni | Customer 12 | 7.5 | Solar |  |  | Interconnected | Elk River | 55330 | North | F64 | Residential |  |  |  | 2019
20262-228555-01 | Elk River Municipal Utilities | 38 | 5773 | Muni | Customer 13 | 30 | Wind |  |  | Interconnected | Elk River | 55330 |  |  | Residential
20262-228555-01 | Elk River Municipal Utilities | 38 | 5773 | Muni | Customer 14 | 5 | Solar |  |  | Interconnected | Elk River | 55330 | West - 2 | F83 | Residential |  |  |  | 2020
20262-228555-01 | Elk River Municipal Utilities | 38 | 5773 | Muni | Customer 15 | 7.6 | Solar |  |  | Interconnected | Elk River | 55330 | North | F62 | Residential |  | 24692 |  | 2020
20262-228555-01 | Elk River Municipal Utilities | 38 | 5773 | Muni | Customer 16 | 20 | Solar |  |  | Interconnected | Elk River | 55330 | North | F62 | Residential |  | 56000 |  | 2020
20262-228555-01 | Elk River Municipal Utilities | 38 | 5773 | Muni | Customer 17 | 6.785 | Solar |  |  | Interconnected | Elk River | 55330 | North | F62 | Residential |  | 30126 |  | 2020
20262-228555-01 | Elk River Municipal Utilities | 38 | 5773 | Muni | Customer 18 | 10 | Solar |  |  | Interconnected | Elk River | 55330 | 14-3 | F95 | Residential |  | 27945 |  | 2020
20262-228555-01 | Elk River Municipal Utilities | 38 | 5773 | Muni | Customer 19 | 5 | Solar |  |  | Interconnected | Elk River | 55330 | North | F62 | Residential |  | 14054 |  | 2020
20262-228555-01 | Elk River Municipal Utilities | 38 | 5773 | Muni | Customer 20 | 7.6 | Solar |  |  | Interconnected | Elk River | 55330 | North | F63 | Residential |  | 25419 |  | 2020
20262-228555-01 | Elk River Municipal Utilities | 38 | 5773 | Muni | Customer 21 | 5 | Solar |  |  | Interconnected | Elk River | 55330 | WACO | F26 | Residential |  | 29088 |  | 2020
20262-228555-01 | Elk River Municipal Utilities | 38 | 5773 | Muni | Customer 22 | 10 | Solar |  |  | Interconnected | Elk River | 55330 | West - 2 | F83 | Residential |  | 12320.7 |  | 2021
20262-228555-01 | Elk River Municipal Utilities | 38 | 5773 | Muni | Customer 23 | 12.48 | Solar |  |  | Interconnected | Elk River | 55330 | WACO | F26 | Residential |  | 25000 |  | 2021
20262-228555-01 | Elk River Municipal Utilities | 38 | 5773 | Muni | Customer 24 | 6.58 | Solar |  |  | Interconnected | Elk River | 55330 | Otsego | F53 | Residential |  | 33017 |  | 2021
20262-228555-01 | Elk River Municipal Utilities | 38 | 5773 | Muni | Customer 25 | 4.886 | Solar |  |  | Interconnected | Elk River | 55330 | Otsego | F53 | Residential |  | 15000 |  | 2021
20262-228555-01 | Elk River Municipal Utilities | 38 | 5773 | Muni | Customer 26 | 11.6 | Solar |  |  | Interconnected | Elk River | 55330 | North | F62 | Residential |  | 73784 |  | 2021
20262-228555-01 | Elk River Municipal Utilities | 38 | 5773 | Muni | Customer 27 | 7.6 | Solar |  |  | Interconnected | Elk River | 55330 | 14-3 | F92 | Residential |  | 32737 |  | 2021
20262-228555-01 | Elk River Municipal Utilities | 38 | 5773 | Muni | Customer 28 | 17.4 | Solar |  |  | Interconnected | Elk River | 55330 | WACO | F26 | Residential |  | 67352 |  | 2021
20262-228555-01 | Elk River Municipal Utilities | 38 | 5773 | Muni | Customer 29 | 12.47 | Solar |  |  | Interconnected | Elk River | 55330 | West - 2 | F83 | Residential |  | 55748 |  | 2021
20262-228555-01 | Elk River Municipal Utilities | 38 | 5773 | Muni | Customer 30 | 7.12 | Solar |  |  | Interconnected | Elk River | 55330 | 14-3 | F92 | Residential |  | 39698 | 2022 | 2022
20262-228555-01 | Elk River Municipal Utilities | 38 | 5773 | Muni | Customer 31 | 6.03 | Solar |  |  | Interconnected | Elk River | 55330 | 14-3 | F92 | Residential |  | 36432 | 2022 | 2022
20262-228555-01 | Elk River Municipal Utilities | 38 | 5773 | Muni | Customer 32 | 6.58 | Solar |  |  | Interconnected | Elk River | 55330 | WACO | F24 | Residential |  | 24776 | 2022 | 2022
20262-228555-01 | Elk River Municipal Utilities | 38 | 5773 | Muni | Customer 33 | 8.22 | Solar |  |  | Interconnected | Elk River | 55330 | 14-3 | F92 | Residential |  | 47502 | 2022 | 2022
20262-228555-01 | Elk River Municipal Utilities | 38 | 5773 | Muni | Customer 34 | 9.32 | Solar |  |  | Interconnected | Elk River | 55330 | North | F62 | Residential |  | 55692 | 2022 | 2022
20262-228555-01 | Elk River Municipal Utilities | 38 | 5773 | Muni | Customer 35 | 11.84 | Solar |  |  | Interconnected | Elk River | 55330 | North | F62 | Residential |  | 10000 | 2022 | 2022
20262-228555-01 | Elk River Municipal Utilities | 38 | 5773 | Muni | Customer 36 | 7.12 | Solar |  |  | Interconnected | Elk River | 55330 | North | F63 | Residential |  | 41262 | 2022 | 2022
20262-228555-01 | Elk River Municipal Utilities | 38 | 5773 | Muni | Customer 37 | 8.7 | Solar |  |  | Interconnected | Elk River | 55330 | 14-4 | F46 | Residential |  | 35871 | 2022 | 2022
20262-228555-01 | Elk River Municipal Utilities | 38 | 5773 | Muni | Customer 38 | 9.86 | Solar |  |  | Interconnected | Elk River | 55330 | 14-3 | F92 | Residential |  | 57330 | 2022 | 2022
20262-228555-01 | Elk River Municipal Utilities | 38 | 5773 | Muni | Customer 39 | 7.678 | Solar |  |  | Interconnected | Elk River | 55330 | West - 2 | F83 | Residential |  | 28530 | 2022 | 2022
20262-228555-01 | Elk River Municipal Utilities | 38 | 5773 | Muni | Customer 40 | 7.67 | Solar |  |  | Interconnected | Elk River | 55330 | 14-3 | F92 | Residential |  | 42406 | 2022 | 2022
20262-228555-01 | Elk River Municipal Utilities | 38 | 5773 | Muni | Customer 41 | 3.84 | Solar |  |  | Interconnected | Elk River | 55330 | WACO | F26 | Residential |  | 22220 | 2022 | 2022
20262-228555-01 | Elk River Municipal Utilities | 38 | 5773 | Muni | Customer 42 | 17.1 | Solar |  |  | Interconnected | Elk River | 55330 | Otsego | F53 | Residential |  | 55581.08 | 2022 | 2022
20262-228555-01 | Elk River Municipal Utilities | 38 | 5773 | Muni | Customer 43 | 11.89 | Solar |  |  | Interconnected | Elk River | 55330 | 14-3 | F95 | Residential |  | 44772 | 2022 | 2022
20262-228555-01 | Elk River Municipal Utilities | 38 | 5773 | Muni | Customer 44 | 7.67 | Solar |  |  | Interconnected | Elk River | 55330 | West - 2 | F83 | Residential |  | 44226 | 2022 | 2022
20262-228555-01 | Elk River Municipal Utilities | 38 | 5773 | Muni | Customer 45 | 4.93 | Solar |  |  | Interconnected | Elk River | 55330 | West - 2 | F83 | Residential |  | 28152 | 2022 | 2022
20262-228555-01 | Elk River Municipal Utilities | 38 | 5773 | Muni | Customer 46 | 8.22 | Solar |  |  | Interconnected | Elk River | 55330 | Otsego | F53 | Residential |  | 45546 | 2022 | 2022
20262-228555-01 | Elk River Municipal Utilities | 38 | 5773 | Muni | Customer 47 | 5.48 | Solar |  |  | Interconnected | Elk River | 55330 | North | F62 | Residential |  | 30176 | 2022 | 2022
20262-228555-01 | Elk River Municipal Utilities | 38 | 5773 | Muni | Customer 48 | 6.58 | Solar |  |  | Interconnected | Elk River | 55330 | 14-3 | F95 | Residential |  | 36524 | 2022 | 2022
20262-228555-01 | Elk River Municipal Utilities | 38 | 5773 | Muni | Customer 49 | 10 | Solar |  |  | Interconnected | Elk River | 55330 | North | F63 | Residential |  | 29507.6 | 2022 | 2022
20262-228555-01 | Elk River Municipal Utilities | 38 | 5773 | Muni | Customer 50 | 5.48 | Solar |  |  | Interconnected | Elk River | 55330 | North | F63 | Residential |  | 30176 | 2022 | 2022
20262-228555-01 | Elk River Municipal Utilities | 38 | 5773 | Muni | Customer 51 | 3.84 | Solar |  |  | Interconnected | Elk River | 55330 | North | F63 | Residential |  | 22943 | 2022 | 2022
20262-228555-01 | Elk River Municipal Utilities | 38 | 5773 | Muni | Customer 52 | 5.48 | Solar |  |  | Interconnected | Elk River | 55330 | WACO | F24 | Residential |  | 30176 | 2022 | 2022
20262-228555-01 | Elk River Municipal Utilities | 38 | 5773 | Muni | Customer 53 | 5.48 | Solar |  |  | Interconnected | Elk River | 55330 | North | F62 | Residential |  | 33120 | 2022 | 2022
20262-228555-01 | Elk River Municipal Utilities | 38 | 5773 | Muni | Customer 54 | 6.03 | Solar |  |  | Interconnected | Elk River | 55330 | Otsego | F53 | Residential |  | 34914 | 2022 | 2022
20262-228555-01 | Elk River Municipal Utilities | 38 | 5773 | Muni | Customer 55 | 5.8 | Solar |  |  | Interconnected | Elk River | 55330 | 14-3 | F94 | Residential |  | 26796 | 2022 | 2022
20262-228555-01 | Elk River Municipal Utilities | 38 | 5773 | Muni | Customer 56 | 4.38 | Solar |  |  | Interconnected | Elk River | 55330 | West - 2 | F83 | Residential |  | 23940 | 2022 | 2022
20262-228555-01 | Elk River Municipal Utilities | 38 | 5773 | Muni | Customer 57 | 12.91 | Solar |  |  | Interconnected | Elk River | 55330 | West - 1 | F74 | Residential |  | 65127 | 2022 | 2022
20262-228555-01 | Elk River Municipal Utilities | 38 | 5773 | Muni | Customer 58 | 6.58 | Solar |  |  | Interconnected | Elk River | 55330 | West - 2 | F83 | Residential |  | 39744 | 2022 | 2022
20262-228555-01 | Elk River Municipal Utilities | 38 | 5773 | Muni | Customer 59 | 5.76 | Solar |  |  | Interconnected | Elk River | 55330 | North | F63 | Residential |  | 33320 | 2022 | 2022
20262-228555-01 | Elk River Municipal Utilities | 38 | 5773 | Muni | Customer 60 | 3.84 | Solar |  |  | Interconnected | Elk River | 55330 | Otsego | F53 | Residential |  | 22230.22 | 2022 | 2022
20262-228555-01 | Elk River Municipal Utilities | 38 | 5773 | Muni | Customer 61 | 4.93 | Solar |  |  | Interconnected | Elk River | 55330 | North | F63 | Residential |  | 27883 | 2022 | 2022
20262-228555-01 | Elk River Municipal Utilities | 38 | 5773 | Muni | Customer 62 | 7.67 | Solar |  |  | Interconnected | Elk River | 55330 | 14-3 | F95 | Residential |  | 44226 | 2022 | 2022
20262-228555-01 | Elk River Municipal Utilities | 38 | 5773 | Muni | Customer 63 | 7.67 | Solar |  |  | Interconnected | Elk River | 55330 | West - 2 | F83 | Residential |  | 43953 | 2022 | 2022
20262-228555-01 | Elk River Municipal Utilities | 38 | 5773 | Muni | Customer 64 | 5.48 | Solar |  |  | Interconnected | Elk River | 55330 | North | F63 | Residential |  | 30176 | 2022 | 2022
20262-228555-01 | Elk River Municipal Utilities | 38 | 5773 | Muni | Customer 65 | 7.68 | Solar |  |  | Interconnected | Elk River | 55330 | West - 2 | F83 | Residential |  | 44620.22 | 2022 | 2022
20262-228555-01 | Elk River Municipal Utilities | 38 | 5773 | Muni | Customer 66 | 5.48 | Solar |  |  | Interconnected | Elk River | 55330 | West - 2 | F83 | Residential |  | 33120 | 2022 | 2022
20262-228555-01 | Elk River Municipal Utilities | 38 | 5773 | Muni | Customer 67 | 4.38 | Solar |  |  | Interconnected | Elk River | 55330 | West - 2 | F83 | Residential |  | 27360 | 2022 | 2022
20262-228555-01 | Elk River Municipal Utilities | 38 | 5773 | Muni | Customer 68 | 5.48 | Solar |  |  | Interconnected | Elk River | 55330 | 14-4 | F42 | Residential |  | 33120 | 2022 | 2022
20262-228555-01 | Elk River Municipal Utilities | 38 | 5773 | Muni | Customer 69 | 5.48 | Solar |  |  | Withdrawn | Elk River | 55330 |  |  | Residential
20262-228555-01 | Elk River Municipal Utilities | 38 | 5773 | Muni | Customer 70 | 6.38 | Solar |  |  | Interconnected | Elk River | 55330 | West - 1 | F74 | Residential |  | 44000 | 2023 | 2023
20262-228555-01 | Elk River Municipal Utilities | 38 | 5773 | Muni | Customer 71 | 3.38 | Solar |  |  | Interconnected | Elk River | 55330 | West - 2 | F83 | Residential |  | 30909 | 2023 | 2023
20262-228555-01 | Elk River Municipal Utilities | 38 | 5773 | Muni | Customer 72 | 5.48 | Solar |  |  | Withdrawn | Elk River | 55330 |  |  | Residential
20262-228555-01 | Elk River Municipal Utilities | 38 | 5773 | Muni | Customer 73 | 7.68 | Solar |  |  | Interconnected | Elk River | 55330 | 14-3 | F92 | Residential |  | 47724 | 2023 | 2023
20262-228555-01 | Elk River Municipal Utilities | 38 | 5773 | Muni | Customer 74 | 11.02 | Solar |  |  | Interconnected | Elk River | 55330 | WACO | F22 | Residential |  | 56089.56 | 2023 | 2023
20262-228555-01 | Elk River Municipal Utilities | 38 | 5773 | Muni | Customer 75 | 5.12 | Solar |  |  | Interconnected | Elk River | 55330 | 14-3 | F92 | Residential |  | 32144 | 2023 | 2023
20262-228555-01 | Elk River Municipal Utilities | 38 | 5773 | Muni | Customer 76 | 15.7 | Solar |  |  | Interconnected | Otsego | 55330 | Otsego | F51 | Residential |  | 35000 | 2023 | 2023
20262-228555-01 | Elk River Municipal Utilities | 38 | 5773 | Muni | Customer 77 | 5.12 | Solar |  |  | Interconnected | Elk River | 55330 | North | F62 | Residential |  | 32144 | 2023 | 2023
20262-228555-01 | Elk River Municipal Utilities | 38 | 5773 | Muni | Customer 78 | 7.04 | Solar |  |  | Interconnected | Elk River | 55330 | West - 1 | F74 | Residential |  | 25000 | 2023 | 2023
20262-228555-01 | Elk River Municipal Utilities | 38 | 5773 | Muni | Customer 79 | 5.76 | Solar |  |  | Interconnected | Elk River | 55330 | West - 2 | F83 | Residential |  | 34153 | 2023 | 2023
20262-228555-01 | Elk River Municipal Utilities | 38 | 5773 | Muni | Customer 80 | 4.48 | Solar |  |  | Interconnected | Elk River | 55330 | North | F62 | Residential |  | 26917 | 2023 | 2023
20262-228555-01 | Elk River Municipal Utilities | 38 | 5773 | Muni | Customer 81 | 3.78 | Solar |  |  | Interconnected | Elk River | 55330 | West - 1 | F74 | Residential |  | 16936 | 2023 | 2024
20262-228555-01 | Elk River Municipal Utilities | 38 | 5773 | Muni | Customer 82 | 8.32 | Solar |  |  | Interconnected | Elk River | 55330 | North | F62 | Residential |  | 51701 | 2023 | 2023
20262-228555-01 | Elk River Municipal Utilities | 38 | 5773 | Muni | Customer 83 | 5.12 | Solar |  |  | Interconnected | Elk River | 55330 | North | F62 | Residential |  | 30135 | 2023 | 2023
20262-228555-01 | Elk River Municipal Utilities | 38 | 5773 | Muni | Customer 84 | 13.96 | Solar |  |  | Interconnected | Elk River | 55330 | North | F63 | Residential |  | 55000 | 2023 | 2023
20262-228555-01 | Elk River Municipal Utilities | 38 | 5773 | Muni | Customer 85 | 14.08 | Solar |  |  | Interconnected | Elk River | 55330 | Otsego | F53 | Residential |  | 68561 | 2023 | 2023
20262-228555-01 | Elk River Municipal Utilities | 38 | 5773 | Muni | Customer 86 | 7.04 | Solar |  |  | Interconnected | Elk River | 55330 | West - 2 | F83 | Residential |  | 43747 | 2023 | 2023
20262-228555-01 | Elk River Municipal Utilities | 38 | 5773 | Muni | Customer 87 | 35.96 | Solar |  |  | Interconnected | Elk River | 55330 | North | F63 | Residential |  | 166640 | 2023 | 2023
20262-228555-01 | Elk River Municipal Utilities | 38 | 5773 | Muni | Customer 88 | 7.04 | Solar |  |  | Interconnected | Elk River | 55330 | 14-3 | F94 | Residential |  | 25000 | 2023 | 2023
20262-228555-01 | Elk River Municipal Utilities | 38 | 5773 | Muni | Customer 89 | 4.93 | Solar |  |  | Interconnected | Otsego | 55330 | Otsego | F93 | Residential |  | 33566 | 2023 | 2023
20262-228555-01 | Elk River Municipal Utilities | 38 | 5773 | Muni | Customer 90 | 3.465 | Solar |  |  | Interconnected | Elk River | 55330 | North | F63 | Residential |  | 31941 | 2023 | 2024
20262-228555-01 | Elk River Municipal Utilities | 38 | 5773 | Muni | Customer 91 | 5.985 | Solar |  |  | Interconnected | Elk River | 55330 | Station 14-3 | F97 | Residential |  | 49210 | 2023 | 2024
20262-228555-01 | Elk River Municipal Utilities | 38 | 5773 | Muni | Customer 92 | 8.19 | Solar |  |  | Interconnected | Elk River | 55330 | Station 14-3 | F92 | Residential |  | 70730 | 2023 | 2024
20262-228555-01 | Elk River Municipal Utilities | 38 | 5773 | Muni | Customer 93 | 1.395 | Solar |  |  | Interconnected | Elk River | 55330 | Station 14-3 | F97 | Residential |  | 52393 | 2023 | 2024
20262-228555-01 | Elk River Municipal Utilities | 38 | 5773 | Muni | Customer 94 | 4.41 | Solar |  |  | Interconnected | Elk River | 55330 | Station 14-4 | F42 | Residential |  | 21018 | 2023 | 2024
20262-228555-01 | Elk River Municipal Utilities | 38 | 5773 | Muni | Customer 95 | 11.655 | Solar |  |  | Interconnected | Elk River | 55330 | Waco 2 | F26 | Residential |  |  | 2023 | 2024
20262-228555-01 | Elk River Municipal Utilities | 38 | 5773 | Muni | Customer 96 | 39.75 | Solar |  |  | Withdrawn | Elk River | 55330 |  |  | Commercial |  | 189900 | 2023
20262-228555-01 | Elk River Municipal Utilities | 38 | 5773 | Muni | Customer 97 | 39.75 | Solar |  |  | Withdrawn | Elk River | 55330 |  |  | Commercial |  | 189900 | 2023
20262-228555-01 | Elk River Municipal Utilities | 38 | 5773 | Muni | Customer 98 | 9.6 | Solar |  |  | Interconnected | Elk River | 55330 | Station 14-3 | F92 | Residential |  | 55056 | 2023 | 2024
20262-228555-01 | Elk River Municipal Utilities | 38 | 5773 | Muni | Customer 99 | 13.3 | Solar |  |  | Interconnected | Elk River | 55330 | West - 2 | F83 | Residential |  | 50665 | 2024 | 2024
20262-228555-01 | Elk River Municipal Utilities | 38 | 5773 | Muni | Customer 100 | 11.136 | Solar |  |  | Interconnected | Elk River | 55330 | West - 1 | F74 | Residential |  | 47023 | 2024 | 2024
20262-228555-01 | Elk River Municipal Utilities | 38 | 5773 | Muni | Customer 101 | 3.84 | Solar |  |  | Interconnected | Elk River | 55330 | North | F63 | Residential |  | 17950 | 2024 | 2024
20262-228555-01 | Elk River Municipal Utilities | 38 | 5773 | Muni | Customer 102 | 34.6 | Solar |  |  | Interconnected | Elk River | 55330 | Station 14-4 | 42 | Residential |  | 144079 | 2024 | 2024
20262-228555-01 | Elk River Municipal Utilities | 38 | 5773 | Muni | Customer 103 | 11.14 | Solar |  |  | Interconnected | Elk River | 55330 | North | F62 | Residential |  | 20000 | 2024 | 2024
20262-228555-01 | Elk River Municipal Utilities | 38 | 5773 | Muni | Customer 104 | 23 | Solar |  |  | Withdrawn | Elk River | 55330 |  |  | Residential |  | 77968 | 2024
20262-228555-01 | Elk River Municipal Utilities | 38 | 5773 | Muni | Customer 105 | 3.42 | Solar |  |  | Interconnected | Elk River | 55330 | North | F62 | Residential |  | 22662 | 2024 | 2025
20262-228555-01 | Elk River Municipal Utilities | 38 | 5773 | Muni | Customer 106 | 79.8 | Solar |  |  | Interconnected | Elk River | 55330 | West - 1 | F72 | Commercial |  | 238728 | 2024 | 2024
20262-228555-01 | Elk River Municipal Utilities | 38 | 5773 | Muni | Customer 107 | 4.94 | Solar |  |  | Interconnected | Elk River | 55330 | Station 14-3 | F97 | Residential |  | 29752 | 2024 | 2025
20262-228555-01 | Elk River Municipal Utilities | 38 | 5773 | Muni | Customer 108 | 7.98 | Solar |  |  | Interconnected | Elk River | 55330 | Station 14-3 | F92 | Residential |  | 48488 | 2024 | 2025
20262-228555-01 | Elk River Municipal Utilities | 38 | 5773 | Muni | Customer 109 | 6.53 | Solar |  |  | Interconnected | Elk River | 55330 | North | F93 | Residential |  | 32185 | 2024 | 2025
20262-228555-01 | Elk River Municipal Utilities | 38 | 5773 | Muni | Customer 110 | 7.245 | Solar |  |  | Withdrawn | Elk River | 55330 |  |  | Residential |  |  | 2024
20262-228555-01 | Elk River Municipal Utilities | 38 | 5773 | Muni | Customer 111 | 9.22 | Solar |  |  | Interconnected | Elk River | 55330 | North | F64 | Residential |  | 19698 | 2025 | 2025
20262-228555-01 | Elk River Municipal Utilities | 38 | 5773 | Muni | Customer 112 | 23 | Solar |  |  | Interconnected | Elk River | 55330 | North | F62 | Residential |  | 115321 | 2025 | 2025
20262-228555-01 | Elk River Municipal Utilities | 38 | 5773 | Muni | Customer 113 | 23 | Storage |  |  | Interconnected | Elk River | 55330 | North | F62 | Residential |  | 11532 | 2025 | 2025
20262-228555-01 | Elk River Municipal Utilities | 38 | 5773 | Muni | Customer 114 | 42.54 | Solar |  |  | Interconnected | Elk River | 55330 | Station 14-3 | F97 | Residential |  | 92750 | 2025 | 2025
20262-228555-01 | Elk River Municipal Utilities | 38 | 5773 | Muni | Customer 115 | 12.29 | Solar |  |  | Active Application | Elk River | 55330 | West - 2 | F82 | Residential |  | 45948.8 | 2025
20262-228555-01 | Elk River Municipal Utilities | 38 | 5773 | Muni | Customer 116 | 19 | Solar |  |  | Active Application | Elk River | 55330 | North | F63 | Residential |  | 70154.99 | 2025
20262-228555-01 | Elk River Municipal Utilities | 38 | 5773 | Muni | Customer 117 | 5.12 | Solar |  |  | Interconnected | Elk River | 55330 | Waco 2 | F22 | Residential |  | 36528 | 2025 | 2025
20262-228555-01 | Elk River Municipal Utilities | 38 | 5773 | Muni | Customer 118 | 3.84 | Solar |  |  | Withdrawn | Elk River | 55330 | West - 2 | F81 | Residential |  |  | 2025
20262-228555-01 | Elk River Municipal Utilities | 38 | 5773 | Muni | Customer 119 | 7.68 | Solar |  |  | Withdrawn | Elk River | 55330 | Station 14-3 | F92 | Residential |  |  | 2025
20262-228555-01 | Elk River Municipal Utilities | 38 | 5773 | Muni | Customer 120 | 8.96 | Solar |  |  | Interconnected | Elk River | 55330 | North | F63 | Residential |  | 54417 | 2025 | 2025
20262-228555-01 | Elk River Municipal Utilities | 38 | 5773 | Muni | Customer 121 | 5.76 | Solar |  |  | Interconnected | Elk River | 55330 | Waco 2 | F26 | Residential |  | 32616 | 2025 | 2025
20262-228555-01 | Elk River Municipal Utilities | 38 | 5773 | Muni | Customer 122 | 20.35 | Solar |  |  | Active Application | Elk River | 55330 | North | F62 | Residential |  | 63785 | 2025
20262-228555-01 | Elk River Municipal Utilities | 38 | 5773 | Muni | Customer 123 | 9.6 | Solar |  |  | Active Application | Elk River | 55330 | North | F63 | Residential |  | 35500 | 2025
20262-228555-01 | Elk River Municipal Utilities | 38 | 5773 | Muni | Customer 124 | 7.68 | Solar |  |  | Active Application | Elk River | 55330 | West - 1 | F72 | Residential |  | 31110 | 2025
20262-228555-01 | Elk River Municipal Utilities | 38 | 5773 | Muni | Customer 125 | 8.32 | Solar |  |  | Interconnected | Otsego | 55330 | Otsego | F51 | Residential |  | 52377 | 2025 | 2025
20262-228555-01 | Elk River Municipal Utilities | 38 | 5773 | Muni | Customer 126 | 7.68 | Solar |  |  | Active Application | Elk River | 55330 | West - 2 | F81 | Residential |  | 50748 | 2025
20262-228555-01 | Elk River Municipal Utilities | 38 | 5773 | Muni | Customer 127 | 14.88 | Solar |  |  | Withdrawn | Elk River | 55330 | Waco 2 | F26 | Residential |  |  | 2025
20262-228555-01 | Elk River Municipal Utilities | 38 | 5773 | Muni | Customer 128 | 3.84 | Solar |  |  | Withdrawn | Elk River | 55330 |  |  | Residential |  |  | 2025
20263-229701-01 | Fairmont Public Utilities | 141 | 6151 | Muni | DER 2019-0001 | 10 | Solar |  |  | Interconnected | Fairmont | 56031 |  |  | Residential |  | 35780 | 2019 | 2020
20263-229701-01 | Fairmont Public Utilities | 141 | 6151 | Muni | DER 2019-0002 | 18 | Solar |  |  | Interconnected | Fairmont | 56031 |  |  | Commercial |  | 61286 | 2019 | 2020
20263-229701-01 | Fairmont Public Utilities | 141 | 6151 | Muni | DER 2020-0003 | 17.4 | Solar |  |  | Interconnected | Fairmont | 56031 |  |  | Commercial |  | 60061 | 2020 | 2020
20263-229701-01 | Fairmont Public Utilities | 141 | 6151 | Muni | DER 2021-0004 | 57.6 | Solar |  |  | Interconnected | Fairmont | 56031 |  |  | Commercial |  | 227630 | 2021 | 2021
20263-229701-01 | Fairmont Public Utilities | 141 | 6151 | Muni | DER 2022-0001 | 7.7 | Solar |  |  | Interconnected | Fairmont | 56031 |  |  | Residential |  | 35600 | 2022 | 2022
20263-229701-01 | Fairmont Public Utilities | 141 | 6151 | Muni | DER 2022-0002 | 18.8 | Solar |  |  | Interconnected | Fairmont | 56031 |  |  | Residential |  | 58000 | 2022 | 2022
20263-229701-01 | Fairmont Public Utilities | 141 | 6151 | Muni | DER 2023-0001 | 8.32 | Solar |  |  | Interconnected | Fairmont | 56031 |  |  | Residential |  | 50000 | 2023 | 2023
20263-229701-01 | Fairmont Public Utilities | 141 | 6151 | Muni | DER 2023-0003 | 6.615 | Solar |  |  | Interconnected | Fairmont | 56031 |  |  | Residential |  | 13230 | 2023 | 2024
20263-229701-01 | Fairmont Public Utilities | 141 | 6151 | Muni | DER 2024-0001 | 9.12 | Solar |  |  | Interconnected | Fairmont | 56031 |  |  | Commercial |  | 46683 | 2024 | 2024
20263-229701-01 | Fairmont Public Utilities | 141 | 6151 | Muni | DER 2024-0002 | 9.984 | Solar |  |  | Interconnected | Fairmont | 56031 |  |  | Residential |  | 47000 | 2024 | 2024
20263-229701-01 | Fairmont Public Utilities | 141 | 6151 | Muni | DER 2024-0003 | 12.672 | Solar |  |  | Interconnected | Fairmont | 56031 |  |  | Residential |  | 40434.09 | 2024 | 2024
20263-229701-01 | Fairmont Public Utilities | 141 | 6151 | Muni | DER 2025-0001 | 6.912 | Solar |  |  | Interconnected | Fairmont | 56031 |  |  | Residential |  | 44639.87 | 2024 | 2025
20263-229701-01 | Fairmont Public Utilities | 141 | 6151 | Muni | DER 2025-0002 | 11.52 | Solar |  |  | Interconnected | Fairmont | 56031 |  |  | Residential |  | 40200 | 2024 | 2025
20261-227236-01 | Federated Rural Electric Association | 40 | 6258 | Co-op | 23-11-34 | 12.67 | Solar |  |  | Interconnected | Heron Lake | 56137 | 17 | 2 | Residential
20261-227236-01 | Federated Rural Electric Association | 40 | 6258 | Co-op | 83-00-22 | 10 | Solar |  |  | Interconnected | Windom | 56101 | 17 | 4 | Residential |  |  | 2015 | 2015
20261-227236-01 | Federated Rural Electric Association | 40 | 6258 | Co-op | 61-01-24 | 39.9 | Wind |  |  | Interconnected | Fairmont | 56031 | 28 | 4 | Commercial |  |  | 2011 | 2011
20261-227236-01 | Federated Rural Electric Association | 40 | 6258 | Co-op | 23-04-28 | 30 | Wind |  |  | Interconnected | Heron Lake | 56137 | 17 | 2 | Residential |  |  | 2015 | 2015
20261-227236-01 | Federated Rural Electric Association | 40 | 6258 | Co-op | 55-13-05 | 39.9 | Wind |  |  | Interconnected | Sherburn | 56171 | 4 | 2 | Commercial |  |  | 2015 | 2015
20261-227236-01 | Federated Rural Electric Association | 40 | 6258 | Co-op | 24-39-06 | 6 | Solar |  |  | Interconnected | Okabena | 56161 | 2 | 1 | Residential |  |  | 2015 | 2015
20261-227236-01 | Federated Rural Electric Association | 40 | 6258 | Co-op | 71-18-12 | 36 | Solar |  |  | Interconnected | Truman | 56088 | 15 | 2 | Residential |  |  | 2016 | 2016
20261-227236-01 | Federated Rural Electric Association | 40 | 6258 | Co-op | 23-39-97 | 4.6 | Solar |  |  | Interconnected | Heron Lake | 56137 | 2 | 1 | Residential |  |  | 2016 | 2016
20261-227236-01 | Federated Rural Electric Association | 40 | 6258 | Co-op | 31-15-33 | 7.6 | Solar |  |  | Interconnected | Lakefield | 56150 | 24 | 1 | Residential |  |  | 2016 | 2016
20261-227236-01 | Federated Rural Electric Association | 40 | 6258 | Co-op | 74-19-24 | 39.9 | Wind |  |  | Interconnected | Granada | 56039 | 20 | 4 | Residential |  |  | 2016 | 2016
20261-227236-01 | Federated Rural Electric Association | 40 | 6258 | Co-op | 36-24-06 | 39.2 | Solar |  |  | Interconnected | Jackson | 56143 | 22 | 3 | Commercial |  |  | 2017 | 2018
20261-227236-01 | Federated Rural Electric Association | 40 | 6258 | Co-op | 62-02-38 | 36 | Solar |  |  | Interconnected | Fairmont | 56031 | 16 | 2 | Residential |  |  | 2018 | 2018
20261-227236-01 | Federated Rural Electric Association | 40 | 6258 | Co-op | 62-03-19 | 36 | Solar |  |  | Interconnected | Fairmont | 56031 | 16 | 2 | Residential |  |  | 2018 | 2018
20261-227236-01 | Federated Rural Electric Association | 40 | 6258 | Co-op | NOVA2137 | 7.6 | Solar |  |  | Interconnected | Jackson | 56143 | 21 | 1 | Residential |  | 29375 | 2019 | 2019
20261-227236-01 | Federated Rural Electric Association | 40 | 6258 | Co-op | NOVA2611 | 6 | Solar |  |  | Interconnected | Jackson | 56143 | 24 | 2 | Residential |  | 20800 | 2019 | 2019
20261-227236-01 | Federated Rural Electric Association | 40 | 6258 | Co-op | NOVA3768 | 7.6 | Solar |  |  | Withdrawn | Welcome | 56181 | 6 | 1 | Residential |  | 27094 | 2020
20261-227236-01 | Federated Rural Electric Association | 40 | 6258 | Co-op | NOVA3990 | 5 | Solar |  |  | Interconnected | Welcome | 56181 | 6 | 1 | Residential |  | 27094 | 2020 | 2021
20261-227236-01 | Federated Rural Electric Association | 40 | 6258 | Co-op | NOVA3910 | 7.6 | Solar |  |  | Interconnected | Fairmont | 56031 | 16 | 4 | Residential |  | 30573 | 2020 | 2021
20261-227236-01 | Federated Rural Electric Association | 40 | 6258 | Co-op | NOVA3803 | 7.6 | Solar |  |  | Withdrawn | Fairmont | 56031 | 16 | 4 | Residential |  | 30573 | 2020
20261-227236-01 | Federated Rural Electric Association | 40 | 6258 | Co-op | NOVA3836 | 24 | Solar |  |  | Interconnected | Windom | 56101 | 17 | 4 | Residential |  | 78637 | 2020 | 2021
20261-227236-01 | Federated Rural Electric Association | 40 | 6258 | Co-op | NOVA2766 | 38.35 | Solar |  |  | Active Application | Windom | 56101 | 17 | 2 | Residential |  | 50000 | 2020
20261-227236-01 | Federated Rural Electric Association | 40 | 6258 | Co-op | NOVA4066 | 5 | Solar |  |  | Interconnected | Welcome | 56181 | 6 | 3 | Residential |  | 7888 | 2021 | 2021
20261-227236-01 | Federated Rural Electric Association | 40 | 6258 | Co-op | NOVA4498 | 36 | Solar |  |  | Interconnected | Heron Lake | 56137 | 17 | 4 | Residential |  | 137931 | 2021 | 2021
20261-227236-01 | Federated Rural Electric Association | 40 | 6258 | Co-op | NOVA4529 | 39 | Solar |  |  | Interconnected | Truman | 56088 | 15 | 1 | Residential |  | 114000 | 2021 | 2021
20261-227236-01 | Federated Rural Electric Association | 40 | 6258 | Co-op | NOVA4601 | 8.64 | Solar |  |  | Withdrawn | Lakefield | 56150 | 18 | 1 | Residential |  | 12528 | 2021
20261-227236-01 | Federated Rural Electric Association | 40 | 6258 | Co-op | NOVA4780 | 23.04 | Solar |  |  | Interconnected | Truman | 56088 | 15 | 2 | Residential |  | 88000 | 2021 | 2021
20261-227236-01 | Federated Rural Electric Association | 40 | 6258 | Co-op | NOVA4807 | 7.6 | Solar |  |  | Active Application | Lakefield | 56150 | 18 | 1 | Residential |  | 12528 | 2021
20261-227236-01 | Federated Rural Electric Association | 40 | 6258 | Co-op | NOVA5189 | 30.72 | Solar |  |  | Interconnected | Truman | 56088 | 15 | 2 | Residential |  | 97000 | 2021 | 2021
20261-227236-01 | Federated Rural Electric Association | 40 | 6258 | Co-op | NOVA5790 | 7.6 | Solar |  |  | Interconnected | Blue Earth | 56013 | 20 | 3 | Residential |  | 49822 | 2022 | 2023
20261-227236-01 | Federated Rural Electric Association | 40 | 6258 | Co-op | NOVA6206 | 39.6 | Solar |  |  | Withdrawn | Lakefield | 56150 | 3 | 1 | Residential |  | 135000 | 2022
20261-227236-01 | Federated Rural Electric Association | 40 | 6258 | Co-op | NOVA6615 | 19.76 | Solar |  |  | Interconnected | Lakefield | 56150 | 3 | 4 | Residential |  | 60000 | 2022 | 2023
20261-227236-01 | Federated Rural Electric Association | 40 | 6258 | Co-op | NOVA6794 | 26.55 | Solar |  |  | Interconnected | Fairmont | 56031 | 15 | 4 | Residential |  | 92250 | 2022 | 2023
20261-227236-01 | Federated Rural Electric Association | 40 | 6258 | Co-op | NOVA7419 | 12.56 | Solar |  |  | Withdrawn | Sherburn | 56171 |  |  |  |  | 58794 | 2023
20261-227236-01 | Federated Rural Electric Association | 40 | 6258 | Co-op | NOVA8628 | 11.02 | Solar |  |  | Interconnected | Jackson | 56143 | 22 | 4 | Residential |  | 70000 | 2023 | 2025
20261-227236-01 | Federated Rural Electric Association | 40 | 6258 | Co-op | NOVA9017 | 38 | Solar |  |  | Interconnected | Brewster | 56119 | 3 | 3 | Residential |  | 120000 | 2024 | 2024
20261-227236-01 | Federated Rural Electric Association | 40 | 6258 | Co-op | NOVA10321 | 11.52 | Solar |  |  | Interconnected | Ceylon | 56121 | 23 | 3 | Residential |  | 36511 | 2024 | 2024
20261-227236-01 | Federated Rural Electric Association | 40 | 6258 | Co-op | NOVA10760 | 30.72 | Solar |  |  | Interconnected | Heron Lake | 56137 | 17 | 2 | Residential |  | 84180 | 2024 | 2024
20261-227236-01 | Federated Rural Electric Association | 40 | 6258 | Co-op | NOVA12985 | 5.76 | Solar |  |  | Interconnected | Granada | 56039 | 15 | 2 | Residential |  | 34146 | 2025 | 2025
20261-227236-01 | Federated Rural Electric Association | 40 | 6258 | Co-op | NOVA13452 | 17.2 | Solar |  |  | Active Application | Okabena | 56161 | 19 | 3 | Residential |  | 28050 | 2025
20262-228712-01 | Freeborn Mower Electric Cooperative | 41 | 6782 | Co-op | NOVA10218 | 8.96 | Solar |  |  | Interconnected | Emmons | 56029 | AL-West Side | 18 | Residential |  | 46511.5 | 2024 | 2024
20262-228712-01 | Freeborn Mower Electric Cooperative | 41 | 6782 | Co-op | NOVA10244 | 16.13 | Solar |  |  | Interconnected | Glenville | 56036 | GLENVILLE | GW | Residential |  | 51795 | 2024 | 2024
20262-228712-01 | Freeborn Mower Electric Cooperative | 41 | 6782 | Co-op | NOVA10260 | 39.9 | Solar |  |  | Interconnected | Albert Lea | 56007 | AL-West Side | 63 | Commercial |  | 162500 | 2024 | 2024
20262-228712-01 | Freeborn Mower Electric Cooperative | 41 | 6782 | Co-op | NOVA10285 | 7.6 | Solar |  |  | Interconnected | Lyle | 55953 | LONDON | LOS | Residential |  | 56812.88 | 2024 | 2024
20262-228712-01 | Freeborn Mower Electric Cooperative | 41 | 6782 | Co-op | NOVA10467 | 38 | Solar |  |  | Interconnected | Rose Creek | 55970 | ROSECREEK | RNW | Residential |  | 118000 | 2024 | 2024
20262-228712-01 | Freeborn Mower Electric Cooperative | 41 | 6782 | Co-op | NOVA10569 | 38 | Solar |  |  | Interconnected | Le Roy | 55951 | TAOPI | TS | Residential |  | 118000 | 2024 | 2024
20262-228712-01 | Freeborn Mower Electric Cooperative | 41 | 6782 | Co-op | NOVA10570 | 38 | Solar |  |  | Interconnected | Le Roy | 55951 | TAOPI | TS | Residential |  | 118000 | 2024 | 2024
20262-228712-01 | Freeborn Mower Electric Cooperative | 41 | 6782 | Co-op | NOVA10571 | 15.36 | Solar |  |  | Interconnected | Blooming Prairie | 55917 | CORNING | CNW | Residential |  | 53900 | 2024 | 2024
20262-228712-01 | Freeborn Mower Electric Cooperative | 41 | 6782 | Co-op | NOVA10577 | 38 | Solar |  |  | Interconnected | Adams |  | ADAMS | 3 | Residential |  | 110000 | 2024 | 2024
20262-228712-01 | Freeborn Mower Electric Cooperative | 41 | 6782 | Co-op | NOVA10578 | 38 | Solar |  |  | Interconnected | Adams | 55909 | ADAMS | 3 | Residential |  | 110000 | 2024 | 2024
20262-228712-01 | Freeborn Mower Electric Cooperative | 41 | 6782 | Co-op | NOVA10579 | 38 | Solar |  |  | Interconnected | Adams |  | ADAMS | 3 | Residential |  | 110000 | 2024 | 2024
20262-228712-01 | Freeborn Mower Electric Cooperative | 41 | 6782 | Co-op | NOVA10639 | 38 | Solar |  |  | Interconnected | Adams | 55909 | TAOPI | TW | Residential |  | 118000 | 2024 | 2024
20262-228712-01 | Freeborn Mower Electric Cooperative | 41 | 6782 | Co-op | NOVA10650 | 39.94 | Solar |  |  | Interconnected | Hartland | 56042 | FREEBORN | FE | Residential |  | 63960 | 2024 | 2024
20262-228712-01 | Freeborn Mower Electric Cooperative | 41 | 6782 | Co-op | NOVA10666 | 9.22 | Solar |  |  | Interconnected | Hollandale | 56045 | LERDAL | LE | Residential |  | 37828.57 | 2024 | 2024
20262-228712-01 | Freeborn Mower Electric Cooperative | 41 | 6782 | Co-op | NOVA10671 | 1250 | Solar |  |  | Interconnected | Albert Lea | 56007 | AL-19th | NTH69-0 | Residential |  | 3040000 | 2024 | 2024
20262-228712-01 | Freeborn Mower Electric Cooperative | 41 | 6782 | Co-op | NOVA10671 | 1250 | Solar |  |  | Interconnected | Albert Lea | 56007 | AL-19th | NTH69-0 | Residential |  | 3040000 | 2024 | 2025
20262-228712-01 | Freeborn Mower Electric Cooperative | 41 | 6782 | Co-op | NOVA10706 | 10.47 | Solar |  |  | Interconnected | Le Roy | 55951 | TAOPI | TS | Residential |  | 10000 | 2024 | 2025
20262-228712-01 | Freeborn Mower Electric Cooperative | 41 | 6782 | Co-op | NOVA10739 | 38 | Solar |  |  | Interconnected | Austin |  | ROSECREEK | RNW | Residential |  | 110000 | 2024 | 2024
20262-228712-01 | Freeborn Mower Electric Cooperative | 41 | 6782 | Co-op | NOVA10743 | 19 | Solar |  |  | Interconnected | Austin |  | ROSECREEK | RNW | Residential |  | 65000 | 2024 | 2024
20262-228712-01 | Freeborn Mower Electric Cooperative | 41 | 6782 | Co-op | NOVA10807 | 39.9 | Solar |  |  | Interconnected | Hollandale | 56045 | CORNING | CW | Residential |  | 120000 | 2024 | 2024
20262-228712-01 | Freeborn Mower Electric Cooperative | 41 | 6782 | Co-op | NOVA10817 | 38 | Solar |  |  | Interconnected | Austin |  | ROSECREEK | RNW | Residential |  | 118000 | 2024 | 2024
20262-228712-01 | Freeborn Mower Electric Cooperative | 41 | 6782 | Co-op | NOVA11847 | 38.4 | Solar |  |  | Interconnected | Albert Lea | 56007 | LERDAL | LW | Residential |  | 194250 | 2024 | 2024
20262-228712-01 | Freeborn Mower Electric Cooperative | 41 | 6782 | Co-op | NOVA12054 | 38 | Solar |  |  | Interconnected | Glenville |  | LONDON | LOW | Residential |  | 120000 | 2024 | 2025
20262-228712-01 | Freeborn Mower Electric Cooperative | 41 | 6782 | Co-op | NOVA12057 | 19 | Solar |  |  | Interconnected | Adams | 55909 | ROSECREEK | RS | Residential |  | 45000 | 2024 | 2024
20262-228712-01 | Freeborn Mower Electric Cooperative | 41 | 6782 | Co-op | NOVA12122 | 3.48 | Solar |  |  | Interconnected | Hollandale | 56045 | CORNING | CW | Residential |  | 4000 | 2024 | 2024
20262-228712-01 | Freeborn Mower Electric Cooperative | 41 | 6782 | Co-op | NOVA12182 | 26.46 | Solar |  | X | Interconnected | Albert Lea | 56007 | BANCROFT | BAW | Residential |  | 79000 | 2024 | 2024
20262-228712-01 | Freeborn Mower Electric Cooperative | 41 | 6782 | Co-op | NOVA12205 | 38 | Solar |  |  | Interconnected | Rose Creek | 55970 | ROSECREEK | RS | Residential |  | 118000 | 2024 | 2025
20262-228712-01 | Freeborn Mower Electric Cooperative | 41 | 6782 | Co-op | NOVA12227 | 203 | Solar |  | X | Active Application | Albert Lea | 56007 | AL-19th | NTH69-0 | Commercial |  | 105000 | 2024
20262-228712-01 | Freeborn Mower Electric Cooperative | 41 | 6782 | Co-op | NOVA12227-S | 93 | Storage |  |  | Active Application | Albert Lea | 56007 | AL-19th | NTH69-0 | Commercial |  | 105000 | 2024
20262-228712-01 | Freeborn Mower Electric Cooperative | 41 | 6782 | Co-op | NOVA12230 | 38 | Solar |  |  | Interconnected | Elkton | 55933 | GRAND MEADOW RURAL | GMW | Residential |  | 115000 | 2024 | 2024
20262-228712-01 | Freeborn Mower Electric Cooperative | 41 | 6782 | Co-op | NOVA12237 | 38 | Solar |  |  | Interconnected | Rose Creek | 55970 | ROSECREEK | RS | Residential |  | 110000 | 2024 | 2024
20262-228712-01 | Freeborn Mower Electric Cooperative | 41 | 6782 | Co-op | NOVA12276 | 39.8 | Solar |  |  | Interconnected | Dexter | 55926 | WOLFE CREEK 69KV-T | 532 | Residential |  | 119178 | 2024 | 2024
20262-228712-01 | Freeborn Mower Electric Cooperative | 41 | 6782 | Co-op | NOVA12364 | 30 | Solar |  |  | Interconnected | Austin | 55912 | CORNING | CNW | Residential |  | 94860 | 2024 | 2025
20262-228712-01 | Freeborn Mower Electric Cooperative | 41 | 6782 | Co-op | NOVA12402 | 200 | Solar |  |  | Interconnected | Albert Lea | 56007 | AL-West Side | 86 | Commercial |  | 588750 | 2024 | 2025
20262-228712-01 | Freeborn Mower Electric Cooperative | 41 | 6782 | Co-op | NOVA12443 | 400 | Solar |  |  | Interconnected | Albert Lea | 56007 | AL-SOUTH SHORE | AL-South Shore | Commercial |  | 1162750 | 2025 | 2025
20262-228712-01 | Freeborn Mower Electric Cooperative | 41 | 6782 | Co-op | NOVA12455 | 7.68 | Solar |  |  | Interconnected | Austin | 55912 | ROSECREEK | RN | Residential |  | 35093.02 | 2024 | 2025
20262-228712-01 | Freeborn Mower Electric Cooperative | 41 | 6782 | Co-op | NOVA12518 | 69.9 | Solar |  |  | Interconnected | Rose Creek | 55970 | ROSECREEK | RS | Residential |  | 110000 | 2025 | 2025
20262-228712-01 | Freeborn Mower Electric Cooperative | 41 | 6782 | Co-op | NOVA12561 | 15.36 | Solar |  |  | Withdrawn | Geneva | 56035 | LERDAL | LE | Commercial |  | 80000 | 2025
20262-228712-01 | Freeborn Mower Electric Cooperative | 41 | 6782 | Co-op | NOVA12675 | 38 | Solar |  |  | Interconnected | Albert Lea |  | LONDON | LONW | Residential |  | 120000 | 2025 | 2025
20262-228712-01 | Freeborn Mower Electric Cooperative | 41 | 6782 | Co-op | NOVA12726 | 3.8 | Solar |  |  | Interconnected | Albert Lea | 56007 | AL-SOUTH BROADWAY | 77 | Residential |  | 17080 | 2025 | 2026
20262-228712-01 | Freeborn Mower Electric Cooperative | 41 | 6782 | Co-op | NOVA12806 | 38 | Solar |  |  | Interconnected | Glenville | 56036 | GLENVILLE | GE | Residential |  | 120000 | 2025 | 2025
20262-228712-01 | Freeborn Mower Electric Cooperative | 41 | 6782 | Co-op | NOVA12886 | 38 | Solar |  |  | Interconnected | Austin | 55912 | ROSECREEK | RNW | Residential |  | 118000 | 2025 | 2025
20262-228712-01 | Freeborn Mower Electric Cooperative | 41 | 6782 | Co-op | NOVA12909 | 16.51 | Solar |  |  | Interconnected | Alden | 56009 | ALDEN | AN | Residential |  | 39396 | 2025 | 2026
20262-228712-01 | Freeborn Mower Electric Cooperative | 41 | 6782 | Co-op | NOVA12925 | 25.34 | Solar |  |  | Active Application | Albert Lea | 56007 | FREEBORN | FE | Residential |  | 98535 | 2025
20262-228712-01 | Freeborn Mower Electric Cooperative | 41 | 6782 | Co-op | NOVA12950 | 30 | Solar |  |  | Interconnected | Adams | 55909 | ADAMS | 3 | Residential |  | 75000 | 2025 | 2025
20262-228712-01 | Freeborn Mower Electric Cooperative | 41 | 6782 | Co-op | NOVA13122 | 14.6 | Solar |  |  | Withdrawn | Alden | 56009 | MANSFIELD | MN | Residential |  | 45745.6 | 2025
20262-228712-01 | Freeborn Mower Electric Cooperative | 41 | 6782 | Co-op | NOVA13123 | 39.6 | Solar |  |  | Interconnected | Austin | 55912 | ROSECREEK | RN | Residential |  | 119991 | 2025 | 2025
20262-228712-01 | Freeborn Mower Electric Cooperative | 41 | 6782 | Co-op | NOVA13140 | 13.06 | Solar |  |  | Interconnected | Adams | 55909 | ADAMS | 3 | Residential |  | 44880 | 2025 | 2025
20262-228712-01 | Freeborn Mower Electric Cooperative | 41 | 6782 | Co-op | NOVA13164 | 38 | Solar |  |  | Interconnected | Rose Creek | 55970 | ROSECREEK | RS | Residential |  | 74500 | 2025 | 2025
20262-228712-01 | Freeborn Mower Electric Cooperative | 41 | 6782 | Co-op | NOVA13531 | 14.6 | Solar |  |  | Active Application | Alden | 56009 | MANSFIELD | MN | Residential |  | 45745.6 | 2025
20262-228712-01 | Freeborn Mower Electric Cooperative | 41 | 6782 | Co-op | NOVA13544 | 7.6 | Solar |  |  | Interconnected | Grand Meadow | 55936 | GRAND MEADOW RURAL | GMN | Residential |  | 33400 | 2025 | 2025
20262-228712-01 | Freeborn Mower Electric Cooperative | 41 | 6782 | Co-op | NOVA13549 | 19.82 | Solar |  |  | Interconnected | Le Roy | 55951 | TAOPI | TS | Residential |  | 11000 | 2025 | 2025
20262-228712-01 | Freeborn Mower Electric Cooperative | 41 | 6782 | Co-op | NOVA13637 | 15.2 | Solar |  |  | Active Application | Albert Lea | 56007 | AL-West Side | 63 | Residential |  | 65016 | 2025
20262-228712-01 | Freeborn Mower Electric Cooperative | 41 | 6782 | Co-op | NOVA13661 | 15.36 | Solar |  |  | Interconnected | Geneva | 56035 | LERDAL | LE | Residential |  | 80000 | 2025 | 2025
20262-228712-01 | Freeborn Mower Electric Cooperative | 41 | 6782 | Co-op | NOVA13664 | 14.7 | Solar |  |  | Interconnected | Albert Lea | 56007 | BANCROFT | BAW | Residential |  | 53075 | 2025 | 2025
20262-228712-01 | Freeborn Mower Electric Cooperative | 41 | 6782 | Co-op | NOVA13672 | 5.12 | Solar |  |  | Withdrawn | Le Roy | 55951 | TAOPI | TS | Residential |  | 30326 | 2025
20262-228712-01 | Freeborn Mower Electric Cooperative | 41 | 6782 | Co-op | NOVA13711 | 7.04 | Solar |  |  | Interconnected | Le Roy | 55951 | TAOPI | TS | Residential |  | 44820 | 2025 | 2025
20262-228712-01 | Freeborn Mower Electric Cooperative | 41 | 6782 | Co-op | NOVA13967 | 12.3 | Solar |  |  | Active Application | Albert Lea | 56007 | BANCROFT | BAW | Residential |  | 8150 | 2025
20262-228712-01 | Freeborn Mower Electric Cooperative | 41 | 6782 | Co-op | NOVA14022 | 29.64 | Solar |  |  | Interconnected | Hayward | 56043 | LERDAL | LE | Residential |  | 150000 | 2025 | 2025
20262-228712-01 | Freeborn Mower Electric Cooperative | 41 | 6782 | Co-op | NOVA4688 | 37.5 | Solar |  |  | Interconnected | Grand Meadow | 55936 | GRAND MEADOW RURAL | GMN | Residential |  | 103990 | 2021 | 2021
20262-228712-01 | Freeborn Mower Electric Cooperative | 41 | 6782 | Co-op | NOVA4706 | 26.52 | Solar |  |  | Interconnected | Austin | 55912 | BROWNSDALE | BN | Residential |  | 76706 | 2021 | 2021
20262-228712-01 | Freeborn Mower Electric Cooperative | 41 | 6782 | Co-op | NOVA4728 | 23.1 | Solar |  |  | Withdrawn | Albert Lea | 56007 | EXOL | EXN | Residential |  | 82782 | 2021
20262-228712-01 | Freeborn Mower Electric Cooperative | 41 | 6782 | Co-op | NOVA4753 | 38 | Solar |  |  | Interconnected | Rose Creek | 55970 | ROSECREEK | RNW | Residential |  | 1e+05 | 2021 | 2021
20262-228712-01 | Freeborn Mower Electric Cooperative | 41 | 6782 | Co-op | NOVA4755 | 13.05 | Solar |  |  | Interconnected | Albert Lea | 56007 | AL-SOUTH BROADWAY | 76 | Residential |  | 28800 | 2021 | 2021
20262-228712-01 | Freeborn Mower Electric Cooperative | 41 | 6782 | Co-op | NOVA4802 | 30.8 | Solar |  |  | Interconnected | Albert Lea |  | EXOL | EXN | Residential |  | 87000 | 2021 | 2021
20262-228712-01 | Freeborn Mower Electric Cooperative | 41 | 6782 | Co-op | NOVA4823 | 23.1 | Solar |  |  | Interconnected | Albert Lea | 56007 | LERDAL | LN | Residential |  | 72000 | 2021 | 2021
20262-228712-01 | Freeborn Mower Electric Cooperative | 41 | 6782 | Co-op | NOVA4838 | 3.77 | Solar |  |  | Interconnected | Albert Lea | 56007 | NORTHBRIDGE | North Bridge Tran 1 | Residential |  | 18950 | 2021 | 2021
20262-228712-01 | Freeborn Mower Electric Cooperative | 41 | 6782 | Co-op | NOVA4845 | 4.62 | Solar |  |  | Withdrawn | Albert Lea | 56007 | AL-West Side | 85 | Residential |  | 25244 | 2021
20262-228712-01 | Freeborn Mower Electric Cooperative | 41 | 6782 | Co-op | NOVA4908 | 37.5 | Solar |  |  | Interconnected | Taopi | 55977 | GRAND MEADOW RURAL | GMN | Residential |  | 104060 | 2021 | 2021
20262-228712-01 | Freeborn Mower Electric Cooperative | 41 | 6782 | Co-op | NOVA4931 | 7.6 | Solar |  |  | Withdrawn | Le Roy | 55951 | TAOPI | TS | Residential |  | 43312.25 | 2021
20262-228712-01 | Freeborn Mower Electric Cooperative | 41 | 6782 | Co-op | NOVA4949 | 15 | Solar |  |  | Withdrawn | Albert Lea | 56007 | BANCROFT | BAN | Residential |  | 51765 | 2021
20262-228712-01 | Freeborn Mower Electric Cooperative | 41 | 6782 | Co-op | NOVA4985 | 3.8 | Solar |  |  | Withdrawn | Albert Lea |  | AL-West Side | 85 | Residential |  | 19264 | 2021
20262-228712-01 | Freeborn Mower Electric Cooperative | 41 | 6782 | Co-op | NOVA5057 | 39.99 | Solar |  |  | Interconnected | Albert Lea | 56007 | FREEBORN | FE | Residential |  | 1e+05 | 2021 | 2021
20262-228712-01 | Freeborn Mower Electric Cooperative | 41 | 6782 | Co-op | NOVA5164 | 4.06 | Solar |  |  | Interconnected | Glenville | 56036 | LONDON | LOW | Residential |  | 16914 | 2021 | 2021
20262-228712-01 | Freeborn Mower Electric Cooperative | 41 | 6782 | Co-op | NOVA5263 | 38.34 | Solar |  |  | Interconnected | Blooming Prairie | 55917 | CORNING | CNE | Residential |  | 90000 | 2021 | 2022
20262-228712-01 | Freeborn Mower Electric Cooperative | 41 | 6782 | Co-op | NOVA5317 | 13.96 | Solar |  |  | Interconnected | Hartland | 56042 | FREEBORN | FN | Residential |  | 52739 | 2021 | 2022
20262-228712-01 | Freeborn Mower Electric Cooperative | 41 | 6782 | Co-op | NOVA5530 | 6 | Solar |  |  | Interconnected | Sargeant | 55973 | SARGEANT | SE | Residential |  | 49520 | 2021 | 2022
20262-228712-01 | Freeborn Mower Electric Cooperative | 41 | 6782 | Co-op | NOVA5550 | 5 | Solar |  |  | Interconnected | Albert Lea | 56007 | AL-19th | NTH69-0 | Residential |  | 30000 | 2022 | 2022
20262-228712-01 | Freeborn Mower Electric Cooperative | 41 | 6782 | Co-op | NOVA5606 | 21 | Solar |  |  | Interconnected | Albert Lea | 56007 | FREEBORN | FN | Residential |  | 75000 | 2022 | 2022
20262-228712-01 | Freeborn Mower Electric Cooperative | 41 | 6782 | Co-op | NOVA5665 | 19 | Solar |  |  | Interconnected | Rose Creek | 55970 | ADAMS | 3 | Residential |  | 44500 | 2022 | 2022
20262-228712-01 | Freeborn Mower Electric Cooperative | 41 | 6782 | Co-op | NOVA5689 | 19 | Solar |  |  | Interconnected | Austin | 55912 | BROWNSDALE | BN | Residential |  | 41000 | 2022 | 2022
20262-228712-01 | Freeborn Mower Electric Cooperative | 41 | 6782 | Co-op | NOVA5714 | 7.54 | Solar |  |  | Interconnected | Albert Lea | 56007 | AL-19th | NTH64-0 | Residential |  | 15000 | 2022 | 2022
20262-228712-01 | Freeborn Mower Electric Cooperative | 41 | 6782 | Co-op | NOVA5773 | 38 | Solar |  |  | Interconnected | Adams | 55909 | ROSECREEK | RS | Residential |  | 110000 | 2022 | 2022
20262-228712-01 | Freeborn Mower Electric Cooperative | 41 | 6782 | Co-op | NOVA5776 | 7.67 | Solar |  |  | Interconnected | Albert Lea | 56007 | AL-West Side | 18 | Residential |  | 43953 | 2022 | 2022
20262-228712-01 | Freeborn Mower Electric Cooperative | 41 | 6782 | Co-op | NOVA5800 | 9.86 | Solar |  |  | Interconnected | Adams | 55909 | ROSECREEK | RN | Residential |  | 25000 | 2022 | 2022
20262-228712-01 | Freeborn Mower Electric Cooperative | 41 | 6782 | Co-op | NOVA5845 | 30.45 | Solar |  |  | Withdrawn | Austin | 55912 | CORNING | CS | Residential |  | 42000 | 2022
20262-228712-01 | Freeborn Mower Electric Cooperative | 41 | 6782 | Co-op | NOVA5882 | 38.28 | Solar |  |  | Interconnected | Albert Lea | 56007 | LERDAL | LE | Residential |  | 155105.26 | 2022 | 2022
20262-228712-01 | Freeborn Mower Electric Cooperative | 41 | 6782 | Co-op | NOVA5947 | 24.94 | Solar |  |  | Interconnected | Hollandale | 56045 | LERDAL | LN | Residential |  | 51600 | 2022 | 2022
20262-228712-01 | Freeborn Mower Electric Cooperative | 41 | 6782 | Co-op | NOVA5970 | 17.4 | Solar |  |  | Interconnected | Brownsdale | 55918 | BROWNSDALE | BE | Residential |  | 63200 | 2022 | 2023
20262-228712-01 | Freeborn Mower Electric Cooperative | 41 | 6782 | Co-op | NOVA5980 | 12.76 | Solar |  |  | Interconnected | Taopi | 55977 | TAOPI | TW | Residential |  | 62526 | 2022 | 2022
20262-228712-01 | Freeborn Mower Electric Cooperative | 41 | 6782 | Co-op | NOVA5995 | 6.96 | Solar |  |  | Interconnected | Brownsdale | 55918 | BROWNSDALE | BE | Residential |  | 15000 | 2022 | 2022
20262-228712-01 | Freeborn Mower Electric Cooperative | 41 | 6782 | Co-op | NOVA6033 | 5.58 | Solar |  |  | Interconnected | Alden | 56009 | AL-West Side | 62 | Residential |  | 26363 | 2022 | 2022
20262-228712-01 | Freeborn Mower Electric Cooperative | 41 | 6782 | Co-op | NOVA6059 | 15.95 | Solar |  | X | Interconnected | Clarks Grove | 56016 | BANCROFT | BAN | Residential |  | 40000 | 2022 | 2023
20262-228712-01 | Freeborn Mower Electric Cooperative | 41 | 6782 | Co-op | NOVA6092 | 10.44 | Solar |  | X | Interconnected | Austin | 55912 | BROWNSDALE | BN | Residential |  | 103342 | 2022 | 2022
20262-228712-01 | Freeborn Mower Electric Cooperative | 41 | 6782 | Co-op | NOVA6106 | 15.4 | Solar |  |  | Interconnected | Albert Lea | 56007 | BANCROFT | BAN | Residential |  | 49000 | 2022 | 2022
20262-228712-01 | Freeborn Mower Electric Cooperative | 41 | 6782 | Co-op | NOVA6150 | 38 | Solar |  |  | Interconnected | Adams | 55909 | ADAMS | 3 | Residential |  | 80000 | 2022 | 2022
20262-228712-01 | Freeborn Mower Electric Cooperative | 41 | 6782 | Co-op | NOVA6151 | 38 | Solar |  |  | Interconnected | Brownsdale | 55918 | ROSECREEK | RN | Residential |  | 80000 | 2022 | 2022
20262-228712-01 | Freeborn Mower Electric Cooperative | 41 | 6782 | Co-op | NOVA6153 | 38 | Solar |  |  | Interconnected | Le Roy | 55951 | TAOPI | TS | Residential |  | 80000 | 2022 | 2022
20262-228712-01 | Freeborn Mower Electric Cooperative | 41 | 6782 | Co-op | NOVA6404 | 10.15 | Solar |  |  | Interconnected | Austin | 55912 | CORNING | CE | Residential |  | 55000 | 2022 | 2023
20262-228712-01 | Freeborn Mower Electric Cooperative | 41 | 6782 | Co-op | NOVA6462 | 38 | Solar |  |  | Interconnected | Adams | 55909 | ADAMS | 3 | Residential |  | 80000 | 2022 | 2022
20262-228712-01 | Freeborn Mower Electric Cooperative | 41 | 6782 | Co-op | NOVA6464 | 38 | Solar |  |  | Interconnected | Adams | 55909 | ADAMS | 3 | Residential |  | 80000 | 2022 | 2022
20262-228712-01 | Freeborn Mower Electric Cooperative | 41 | 6782 | Co-op | NOVA6465 | 38 | Solar |  |  | Interconnected | Grand Meadow | 55936 | GRAND MEADOW RURAL | GMW | Residential |  | 80000 | 2022 | 2022
20262-228712-01 | Freeborn Mower Electric Cooperative | 41 | 6782 | Co-op | NOVA6472 | 38 | Solar |  |  | Interconnected | Grand Meadow | 55936 | GRAND MEADOW RURAL | GMW | Residential |  | 80000 | 2022 | 2022
20262-228712-01 | Freeborn Mower Electric Cooperative | 41 | 6782 | Co-op | NOVA6524 | 13.96 | Solar |  |  | Interconnected | Blooming Prairie | 55917 | CORNING | CNE | Residential |  | 30000 | 2022 | 2022
20262-228712-01 | Freeborn Mower Electric Cooperative | 41 | 6782 | Co-op | NOVA6560 | 4.93 | Solar |  |  | Interconnected | Albert Lea | 56007 | AL-19th | NTH64-0 | Residential |  | 22904 | 2022 | 2022
20262-228712-01 | Freeborn Mower Electric Cooperative | 41 | 6782 | Co-op | NOVA6572 | 4 | Solar |  |  | Withdrawn | Le Roy | 55951 | TAOPI | TS | Residential |  | 31941 | 2022
20262-228712-01 | Freeborn Mower Electric Cooperative | 41 | 6782 | Co-op | NOVA6603 | 30.45 | Solar |  |  | Interconnected | Austin | 55912 | CORNING | CS | Residential |  | 123783.78 | 2022 | 2023
20262-228712-01 | Freeborn Mower Electric Cooperative | 41 | 6782 | Co-op | NOVA6612 | 39.9 | Solar |  |  | Interconnected | Albert Lea | 56007 | AL-19th | NTH64-0 | Commercial |  | 174640 | 2022 | 2023
20262-228712-01 | Freeborn Mower Electric Cooperative | 41 | 6782 | Co-op | NOVA6621 | 39.9 | Solar |  |  | Interconnected | Albert Lea | 56007 | AL-West Side | 63 | Commercial |  | 174640 | 2022 | 2023
20262-228712-01 | Freeborn Mower Electric Cooperative | 41 | 6782 | Co-op | NOVA6743 | 37.5 | Solar |  |  | Interconnected | Clarks Grove | 56016 | LERDAL | LN | Residential |  | 115000 | 2022 | 2022
20262-228712-01 | Freeborn Mower Electric Cooperative | 41 | 6782 | Co-op | NOVA7065 | 38 | Solar |  |  | Interconnected | Ellendale | 56026 | LERDAL | LN | Residential |  | 135000 | 2022 | 2024
20262-228712-01 | Freeborn Mower Electric Cooperative | 41 | 6782 | Co-op | NOVA7104 | 38 | Solar |  |  | Interconnected | Rose Creek | 55970 | ROSECREEK | RNW | Residential |  | 80000 | 2022 | 2023
20262-228712-01 | Freeborn Mower Electric Cooperative | 41 | 6782 | Co-op | NOVA7115 | 13.92 | Solar |  |  | Withdrawn | Dexter | 55926 |  |  |  |  | 88206.06 | 2022
20262-228712-01 | Freeborn Mower Electric Cooperative | 41 | 6782 | Co-op | NOVA7270 | 32.64 | Solar |  |  | Interconnected | Rose Creek | 55970 | ROSECREEK | RS | Residential |  | 120000 | 2022 | 2023
20262-228712-01 | Freeborn Mower Electric Cooperative | 41 | 6782 | Co-op | NOVA7360 | 22.4 | Solar |  | X | Interconnected | Austin | 55912 | CORNING | CE | Residential |  | 65250 | 2022 | 2023
20262-228712-01 | Freeborn Mower Electric Cooperative | 41 | 6782 | Co-op | NOVA7421 | 50 | Solar |  |  | Interconnected | Albert Lea | 56007 | AL-SOUTH BROADWAY | 76 | Commercial |  | 131750 | 2023 | 2023
20262-228712-01 | Freeborn Mower Electric Cooperative | 41 | 6782 | Co-op | NOVA7747 | 37.5 | Solar |  |  | Interconnected | Glenville | 56036 | SHELL ROCK | 21 | Residential |  | 125000 | 2023 | 2023
20262-228712-01 | Freeborn Mower Electric Cooperative | 41 | 6782 | Co-op | NOVA7864 | 6.98 | Solar |  |  | Interconnected | Emmons | 56029 | MANSFIELD | MS | Residential |  | 30000 | 2023 | 2023
20262-228712-01 | Freeborn Mower Electric Cooperative | 41 | 6782 | Co-op | NOVA7869 | 7.6 | Solar |  |  | Interconnected | Glenville | 56036 | GLENVILLE | GE | Residential |  | 45000 | 2023 | 2023
20262-228712-01 | Freeborn Mower Electric Cooperative | 41 | 6782 | Co-op | NOVA7894 | 6 | Solar |  |  | Interconnected | Adams | 55909 | ROSECREEK | RS | Residential |  | 28000 | 2023 | 2023
20262-228712-01 | Freeborn Mower Electric Cooperative | 41 | 6782 | Co-op | NOVA7965 | 38 | Solar |  |  | Interconnected | Adams | 55909 | ROSECREEK | RS | Residential |  | 80000 | 2023 | 2023
20262-228712-01 | Freeborn Mower Electric Cooperative | 41 | 6782 | Co-op | NOVA7983 | 38 | Solar |  |  | Interconnected | Hayward | 56007 | GOOSELAKE | GLS | Residential |  | 80000 | 2023 | 2023
20262-228712-01 | Freeborn Mower Electric Cooperative | 41 | 6782 | Co-op | NOVA7984 | 38 | Solar |  |  | Interconnected | Adams | 55909 | TAOPI | TW | Residential |  | 80000 | 2023 | 2023
20262-228712-01 | Freeborn Mower Electric Cooperative | 41 | 6782 | Co-op | NOVA7986 | 38 | Solar |  |  | Interconnected | Albert Lea | 56007 | LERDAL | LE | Residential |  | 80000 | 2023 | 2023
20262-228712-01 | Freeborn Mower Electric Cooperative | 41 | 6782 | Co-op | NOVA8042 | 11.6 | Solar |  |  | Withdrawn | Grand Meadow | 55936 | GRAND MEADOW RURAL | GMN | Residential |  | 44700 | 2023
20262-228712-01 | Freeborn Mower Electric Cooperative | 41 | 6782 | Co-op | NOVA8059 | 31.41 | Solar |  |  | Interconnected | Grand Meadow | 55936 | GRAND MEADOW RURAL | GMN | Residential |  | 122275 | 2023 | 2023
20262-228712-01 | Freeborn Mower Electric Cooperative | 41 | 6782 | Co-op | NOVA8250 | 10 | Solar |  |  | Interconnected | Alden | 56009 | ALDEN | AN | Residential |  | 50517.66 | 2023 | 2023
20262-228712-01 | Freeborn Mower Electric Cooperative | 41 | 6782 | Co-op | NOVA8256 | 7.5 | Solar |  |  | Withdrawn | Albert Lea | 56007 | BANCROFT | BAW | Residential |  | 46468.59 | 2023
20262-228712-01 | Freeborn Mower Electric Cooperative | 41 | 6782 | Co-op | NOVA8320 | 6.59 | Solar |  |  | Interconnected | Brownsdale | 55918 | WOLFE CREEK 69KV-T | 532 | Residential |  | 28719 | 2023 | 2023
20262-228712-01 | Freeborn Mower Electric Cooperative | 41 | 6782 | Co-op | NOVA8335 | 38 | Solar |  |  | Interconnected | Rose Creek | 55970 | ROSECREEK | RN | Residential |  | 80000 | 2023 | 2023
20262-228712-01 | Freeborn Mower Electric Cooperative | 41 | 6782 | Co-op | NOVA8357 | 15.36 | Solar |  |  | Interconnected | Austin | 55912 | CORNING | CS | Residential |  | 29000 | 2023 | 2023
20262-228712-01 | Freeborn Mower Electric Cooperative | 41 | 6782 | Co-op | NOVA8417 | 30 | Solar |  |  | Interconnected | Grand Meadow | 55936 | GRAND MEADOW RURAL | GMN | Residential |  | 80000 | 2023 | 2023
20262-228712-01 | Freeborn Mower Electric Cooperative | 41 | 6782 | Co-op | NOVA8418 | 38 | Solar |  |  | Interconnected | Grand Meadow | 55936 | GRAND MEADOW RURAL | GMN | Residential |  | 118000 | 2023 | 2023
20262-228712-01 | Freeborn Mower Electric Cooperative | 41 | 6782 | Co-op | NOVA8426 | 38 | Solar |  |  | Interconnected | Lyle | 55953 | ROSECREEK | RS | Residential |  | 110000 | 2023 | 2023
20262-228712-01 | Freeborn Mower Electric Cooperative | 41 | 6782 | Co-op | NOVA8451 | 34.6 | Solar |  |  | Interconnected | Lyle | 55953 | ROSECREEK | RS | Residential |  | 118000 | 2023 | 2023
20262-228712-01 | Freeborn Mower Electric Cooperative | 41 | 6782 | Co-op | NOVA8472 | 38 | Solar |  |  | Interconnected | Lyle | 55953 | ROSECREEK | RS | Commercial |  | 90000 | 2023 | 2023
20262-228712-01 | Freeborn Mower Electric Cooperative | 41 | 6782 | Co-op | NOVA8474 | 38 | Solar |  |  | Withdrawn | Rose Creek | 55970 | ROSECREEK | RS | Residential |  | 87500 | 2023
20262-228712-01 | Freeborn Mower Electric Cooperative | 41 | 6782 | Co-op | NOVA8489 | 37.5 | Solar |  |  | Interconnected | Clarks Grove | 56016 | LERDAL | LN | Residential |  | 118500 | 2023 | 2023
20262-228712-01 | Freeborn Mower Electric Cooperative | 41 | 6782 | Co-op | NOVA8581 | 37.5 | Solar |  |  | Interconnected | Glenville | 56036 | SHELL ROCK | 20 | Residential |  | 125000 | 2023 | 2023
20262-228712-01 | Freeborn Mower Electric Cooperative | 41 | 6782 | Co-op | NOVA8651 | 10 | Solar |  |  | Interconnected | Adams | 55909 | ADAMS | 3 | Residential |  | 72258.52 | 2023 | 2024
20262-228712-01 | Freeborn Mower Electric Cooperative | 41 | 6782 | Co-op | NOVA8657 | 15.4 | Solar |  |  | Interconnected | Clarks Grove | 56016 | LERDAL | LN | Residential |  | 113900 | 2024 | 2025
20262-228712-01 | Freeborn Mower Electric Cooperative | 41 | 6782 | Co-op | NOVA8839 | 7.3 | Solar |  |  | Interconnected | Austin | 55912 | ROSECREEK | RNW | Residential |  | 27478 | 2023 | 2024
20262-228712-01 | Freeborn Mower Electric Cooperative | 41 | 6782 | Co-op | NOVA8863 | 7.68 | Solar |  |  | Interconnected | Blooming Prairie | 55917 | BROWNSDALE | BN | Residential |  | 49362 | 2023 | 2024
20262-228712-01 | Freeborn Mower Electric Cooperative | 41 | 6782 | Co-op | NOVA8908 | 38 | Solar |  |  | Interconnected | Rose Creek | 55970 | ROSECREEK | RS | Residential |  | 118000 | 2023 | 2024
20262-228712-01 | Freeborn Mower Electric Cooperative | 41 | 6782 | Co-op | NOVA8912 | 38 | Solar |  |  | Interconnected | Rose Creek | 55970 | ROSECREEK | RS | Residential |  | 118000 | 2023 | 2024
20262-228712-01 | Freeborn Mower Electric Cooperative | 41 | 6782 | Co-op | NOVA8924 | 39.9 | Solar |  |  | Interconnected | Albert Lea | 56007 | NORTHBRIDGE | North Bridge Tran 1 | Commercial |  | 162500 | 2023 | 2024
20262-228712-01 | Freeborn Mower Electric Cooperative | 41 | 6782 | Co-op | NOVA8976 | 37.5 | Solar |  |  | Interconnected | Austin | 55912 | ROSECREEK | RN | Residential |  | 113490 | 2023 | 2024
20262-228712-01 | Freeborn Mower Electric Cooperative | 41 | 6782 | Co-op | NOVA8990 | 7.56 | Solar |  |  | Interconnected | Albert Lea | 56007 | AL-West Side | 62 | Residential |  | 15120 | 2023 | 2024
20262-228712-01 | Freeborn Mower Electric Cooperative | 41 | 6782 | Co-op | NOVA8997 | 37.5 | Solar |  |  | Interconnected | Austin | 55912 | ROSECREEK | RN | Residential |  | 113490 | 2023 | 2025
20262-228712-01 | Freeborn Mower Electric Cooperative | 41 | 6782 | Co-op | NOVA9118 | 40 | Solar |  |  | Interconnected | Lyle | 55953 | LYLE - ST ANSGAR | Lyle - St Ansgar | Commercial |  | 162500 | 2024 | 2024
20262-228712-01 | Freeborn Mower Electric Cooperative | 41 | 6782 | Co-op | NOVA9131 | 3000 | Solar |  |  | Interconnected | Grand Meadow | 55936 | GRAND MEADOW RURAL | GMN | Commercial |  |  | 2024 | 2025
20262-228712-01 | Freeborn Mower Electric Cooperative | 41 | 6782 | Co-op | NOVA9151 | 3000 | Solar |  |  | Interconnected |  |  | BANCROFT | BAW | Commercial |  |  | 2024 | 2025
20262-228712-01 | Freeborn Mower Electric Cooperative | 41 | 6782 | Co-op | NOVA9176 | 38 | Solar |  |  | Interconnected | Sargeant | 55973 | SARGEANT | SN | Residential |  | 115000 | 2024 | 2024
20261-227083-01 | Glencoe Light and Power Commission | 42 | 7292 | Muni | 10-26273-00 | 4.2 | Solar |  |  | Interconnected | Glencoe | 55336 | Armstrong | at meter | Residential |  |  |  | 2009
20261-227083-01 | Glencoe Light and Power Commission | 42 | 7292 | Muni | 14-462000-00 | 5 | Solar |  |  | Decommissioned | Glencoe | 55336 | Armstrong |  | Residential |  |  |  | 2010 | 2021
20261-227083-01 | Glencoe Light and Power Commission | 42 | 7292 | Muni | 14-485000-00 | 5 | Solar |  |  | Interconnected | Glencoe | 55336 | Armstrong | at meter | Residential |  |  |  | 2010
20261-227083-01 | Glencoe Light and Power Commission | 42 | 7292 | Muni | 14-453000-02 | 2.4 | Wind |  |  | Interconnected | Glencoe | 55336 | Armstrong | at meter | Residential |  |  |  | 2009
20261-227083-01 | Glencoe Light and Power Commission | 42 | 7292 | Muni | Landfill Gas Facility | 3200 | Biogas |  |  | Interconnected | Glencoe | 55336 | Armstrong | Feeder #11 | Commercial |  |  |  | 2008
20261-227083-01 | Glencoe Light and Power Commission | 42 | 7292 | Muni | 01-013600-01 | 4.6 | Solar |  |  | Interconnected | Glencoe | 55336 | Armstrong | at meter | Residential |  |  |  | 2013
20261-227083-01 | Glencoe Light and Power Commission | 42 | 7292 | Muni | 11-829800-02 | 39.52 | Solar |  |  | Decommissioned | Glencoe | 55336 | Armstrong |  | Commercial |  |  |  | 2016 | 2020
20261-227083-01 | Glencoe Light and Power Commission | 42 | 7292 | Muni | 11-372000-00 | 8.7 | Solar |  |  | Interconnected | Glencoe | 55336 | Armstrong | at meter | Residential |  | 12000 | 2020 | 2020
20261-227083-01 | Glencoe Light and Power Commission | 42 | 7292 | Muni | 06-17100-02 | 11.52 | Solar |  |  | Interconnected | Glencoe | 55336 | Armstrong | at meter | Residential |  | 40000 | 2023 | 2023
20261-227083-01 | Glencoe Light and Power Commission | 42 | 7292 | Muni | 04-077800-01 | 9.216 | Solar |  |  | Interconnected | Glencoe | 55336 | Plant | at meter | Residential |  | 28288 | 2024 | 2024
20261-227083-01 | Glencoe Light and Power Commission | 42 | 7292 | Muni | 04-076800-01 | 6 | Solar |  |  | Interconnected | Glencoe | 55336 | Plant | at meter | Residential |  | 15000 | 2024 | 2024
20261-227194-01 | Goodhue County Coop Electric | 43 | 7460 | Co-op | 1000 | 39 | Wind |  |  | Interconnected |  | 55009 | Hader | 54 | Residential |  |  | 2001 | 2002 | 2020
20261-227194-01 | Goodhue County Coop Electric | 43 | 7460 | Co-op | 1001 | 20 | Wind |  |  | Interconnected |  | 55009 | Cannon Falls | 14 | Residential |  |  | 2008 | 2009
20261-227194-01 | Goodhue County Coop Electric | 43 | 7460 | Co-op | 1002 | 33 | Wind |  |  | Interconnected |  | 55041 | Belvidere Mills | 44 | Residential |  |  | 2009 | 2010
20261-227194-01 | Goodhue County Coop Electric | 43 | 7460 | Co-op | 1003 | 7.2 | Solar |  |  | Interconnected |  | 55057 | Cannon Falls | 14 | Residential |  |  | 2007 | 2007
20261-227194-01 | Goodhue County Coop Electric | 43 | 7460 | Co-op | 1004 | 7 | Solar |  |  | Interconnected |  | 55009 | Cannon Falls | 13 | Residential |  |  | 2010 | 2010
20261-227194-01 | Goodhue County Coop Electric | 43 | 7460 | Co-op | 1005 | 3.5 | Solar |  |  | Interconnected |  | 55066 | Belvidere Mills | 43 | Residential |  |  | 2009 | 2010
20261-227194-01 | Goodhue County Coop Electric | 43 | 7460 | Co-op | 1006 | 4.32 | Solar |  |  | Interconnected |  | 55009 | Cannon Falls | 13 | Residential |  |  | 2012 | 2012
20261-227194-01 | Goodhue County Coop Electric | 43 | 7460 | Co-op | 1007 | 11.76 | Solar |  |  | Interconnected |  | 55009 | Cannon Falls | 13 | Residential |  |  | 2015 | 2015
20261-227194-01 | Goodhue County Coop Electric | 43 | 7460 | Co-op | 1008 | 24.5 | Solar |  |  | Interconnected |  | 55089 | Vasa | 21 | Residential |  |  | 2012 | 2013
20261-227194-01 | Goodhue County Coop Electric | 43 | 7460 | Co-op | 1010 | 5.6 | Solar |  |  | Interconnected |  | 55009 | Cannon Falls | 13 | Residential |  |  | 2014 | 2014
20261-227194-01 | Goodhue County Coop Electric | 43 | 7460 | Co-op | 1011 | 6.3 | Solar |  |  | Interconnected |  | 55027 | Hader | 53 | Residential |  |  | 2014 | 2014
20261-227194-01 | Goodhue County Coop Electric | 43 | 7460 | Co-op | 1012 | 20.16 | Solar |  |  | Interconnected |  | 55009 | Cannon Falls | 14 | Residential |  |  | 2014 | 2015
20261-227194-01 | Goodhue County Coop Electric | 43 | 7460 | Co-op | 1013 | 5.04 | Solar |  |  | Interconnected |  | 55946 | Kenyon | 62 | Residential |  |  | 2015 | 2015
20261-227194-01 | Goodhue County Coop Electric | 43 | 7460 | Co-op | 1014 | 8.5 | Solar |  |  | Interconnected |  | 55009 | Cannon Falls | 14 | Residential |  |  | 2015 | 2015
20261-227194-01 | Goodhue County Coop Electric | 43 | 7460 | Co-op | 1015 | 9.12 | Solar |  |  | Interconnected |  | 55963 | Cherry Grove | 73 | Residential |  |  | 2015 | 2015
20261-227194-01 | Goodhue County Coop Electric | 43 | 7460 | Co-op | 1016 | 10.08 | Solar |  |  | Interconnected |  | 55066 | Vasa | 22 | Residential |  |  | 2015 | 2015
20261-227194-01 | Goodhue County Coop Electric | 43 | 7460 | Co-op | 1017 | 7.98 | Solar |  |  | Interconnected |  | 55057 | Cannon Falls | 14 | Residential |  |  | 2015 | 2016
20261-227194-01 | Goodhue County Coop Electric | 43 | 7460 | Co-op | 1018 | 36 | Solar |  |  | Interconnected |  | 55009 | Cannon Falls | 11 | Residential |  |  | 2015 | 2016
20261-227194-01 | Goodhue County Coop Electric | 43 | 7460 | Co-op | 1019 | 39 | Solar |  |  | Interconnected |  | 55985 | Cherry Grove | 73 | Residential |  |  | 2016 | 2016
20261-227194-01 | Goodhue County Coop Electric | 43 | 7460 | Co-op | 1020 | 35.2 | Solar |  |  | Interconnected |  | 55009 | Vasa | 21 | Residential |  |  | 2016 | 2016
20261-227194-01 | Goodhue County Coop Electric | 43 | 7460 | Co-op | 1021 | 5 | Solar |  |  | Interconnected |  | 55009 | Cannon Falls | 12 | Residential |  |  | 2016 | 2016
20261-227194-01 | Goodhue County Coop Electric | 43 | 7460 | Co-op | 1022 | 35.2 | Solar |  |  | Interconnected |  | 55009 | Hader | 54 | Residential |  |  | 2016 | 2016
20261-227194-01 | Goodhue County Coop Electric | 43 | 7460 | Co-op | 1023 | 9.45 | Solar |  |  | Interconnected |  | 55009 | Cannon Falls | 14 | Residential |  |  | 2016 | 2017
20261-227194-01 | Goodhue County Coop Electric | 43 | 7460 | Co-op | 1024 | 7.15 | Solar |  |  | Interconnected |  | 55009 | Vasa | 21 | Residential |  |  | 2016 | 2017
20261-227194-01 | Goodhue County Coop Electric | 43 | 7460 | Co-op | 1025 | 18 | Solar |  |  | Interconnected |  | 55018 | Kenyon | 63 | Residential |  |  | 2017 | 2017
20261-227194-01 | Goodhue County Coop Electric | 43 | 7460 | Co-op | 1009 | 15.2 | Solar |  |  | Interconnected |  | 55089 | Vasa | 21 | Residential |  |  | 2019 | 2019
20261-227194-01 | Goodhue County Coop Electric | 43 | 7460 | Co-op | 1026 | 7.68 | Solar |  |  | Interconnected |  | 55018 | Kenyon | 63 | Residential |  |  | 2018 | 2018
20261-227194-01 | Goodhue County Coop Electric | 43 | 7460 | Co-op | 1027 | 9.1 | Solar |  |  | Interconnected |  | 55018 | Cannon Falls | 11 | Residential |  |  | 2018 | 2018
20261-227194-01 | Goodhue County Coop Electric | 43 | 7460 | Co-op | 1028 | 18 | Solar |  |  | Interconnected |  | 55946 | Cherry Grove | 71 | Residential |  |  | 2018 | 2018
20261-227194-01 | Goodhue County Coop Electric | 43 | 7460 | Co-op | 1029 | 15.4 | Solar |  |  | Interconnected |  | 55946 | Kenyon | 62 | Residential |  |  | 2018 | 2018
20261-227194-01 | Goodhue County Coop Electric | 43 | 7460 | Co-op | 1030 | 36 | Solar |  |  | Interconnected |  | 55946 | Kenyon | 61 | Residential |  |  | 2018 | 2018
20261-227194-01 | Goodhue County Coop Electric | 43 | 7460 | Co-op | 1031 | 36 | Solar |  |  | Interconnected |  | 55009 | Cannon Falls | 14 | Residential |  |  | 2018 | 2019
20261-227194-01 | Goodhue County Coop Electric | 43 | 7460 | Co-op | 1032 | 30.4 | Solar |  |  | Interconnected |  | 55009 | Cannon Falls | 13 | Residential |  |  | 2018 | 2019
20261-227194-01 | Goodhue County Coop Electric | 43 | 7460 | Co-op | 1033 | 13.3 | Solar |  |  | Interconnected |  | 55963 | Cherry Grove | 73 | Residential |  |  | 2018 | 2018
20261-227194-01 | Goodhue County Coop Electric | 43 | 7460 | Co-op | NOVA1850 | 3.84 | Solar |  |  | Withdrawn |  |  | Cannon Falls | 14 | Residential |  | 22800 | 2019
20261-227194-01 | Goodhue County Coop Electric | 43 | 7460 | Co-op | NOVA1975 | 7.6 | Solar |  |  | Interconnected | Kenyon | 55946 | Kenyon | 62 | Residential |  | 7.6 | 2019 | 2019
20261-227194-01 | Goodhue County Coop Electric | 43 | 7460 | Co-op | NOVA2130 | 11.4 | Solar |  |  | Interconnected | Zumbrota | 55992 | Lena | 11 | Residential |  | 35000 | 2019 | 2019
20261-227194-01 | Goodhue County Coop Electric | 43 | 7460 | Co-op | NOVA2257 | 25 | Solar |  |  | Interconnected | Welch | 55089 | Vasa | 21 | Residential |  | 57600 | 2019 | 2019
20261-227194-01 | Goodhue County Coop Electric | 43 | 7460 | Co-op | NOVA2391 | 15 | Solar |  |  | Interconnected | Zumbrota | 55992 | Lena | 81 | Residential |  | 48650 | 2019 | 2019
20261-227194-01 | Goodhue County Coop Electric | 43 | 7460 | Co-op | NOVA2416 | 12 | Solar |  |  | Interconnected | Lake City | 55804 | Belvidere Mills | 41 | Residential |  | 79500 | 2019 | 2020
20261-227194-01 | Goodhue County Coop Electric | 43 | 7460 | Co-op | NOVA2512 | 11.4 | Solar |  |  | Interconnected | Cannon Falls | 55009 | Vasa | 21 | Residential |  | 40550 | 2019 | 2020
20261-227194-01 | Goodhue County Coop Electric | 43 | 7460 | Co-op | NOVA2566 | 19 | Solar |  |  | Interconnected | Cannon Falls | 55009 | Cannon Falls | 14 | Residential |  | 50000 | 2019 | 2019
20261-227194-01 | Goodhue County Coop Electric | 43 | 7460 | Co-op | NOVA2588 | 12.5 | Solar |  |  | Interconnected | Kenyon | 55946 | Kenyon | 62 | Residential |  | 38400 | 2019 | 2020
20261-227194-01 | Goodhue County Coop Electric | 43 | 7460 | Co-op | NOVA2685 | 7.6 | Solar |  |  | Interconnected | Cannon Falls | 55009 | Cannon Falls | 14 | Residential |  | 33263 | 2019 | 2020
20261-227194-01 | Goodhue County Coop Electric | 43 | 7460 | Co-op | NOVA2910 | 10 | Solar |  |  | Interconnected | Goodhue | 55027 | Hader | 53 | Residential |  | 30565 | 2020 | 2020
20261-227194-01 | Goodhue County Coop Electric | 43 | 7460 | Co-op | NOVA3041 | 39.99 | Solar |  |  | Interconnected | Kenyon | 55946 | Cherry Grove | 71 | Residential |  | 110000 | 2020 | 2021
20261-227194-01 | Goodhue County Coop Electric | 43 | 7460 | Co-op | NOVA3160 | 10 | Solar |  |  | Interconnected | Nerstrand | 55053 | Kenyon | 63 | Residential |  | 10000 | 2020 | 2020
20261-227194-01 | Goodhue County Coop Electric | 43 | 7460 | Co-op | NOVA3270 | 3.84 | Solar |  |  | Interconnected | Cannon Falls | 55009 | Cannon Falls | 14 | Residential |  | 22800 | 2020 | 2020
20261-227194-01 | Goodhue County Coop Electric | 43 | 7460 | Co-op | NOVA3359 | 20 | Solar |  |  | Interconnected | Welch | 55089 | Cannon Falls | 13 | Residential |  | 68081 | 2020 | 2020
20261-227194-01 | Goodhue County Coop Electric | 43 | 7460 | Co-op | NOVA3395 | 4.13 | Solar |  |  | Interconnected | Cannon Falls | 55009 | Cannon Falls | 13 | Residential |  | 16058 | 2020 | 2021
20261-227194-01 | Goodhue County Coop Electric | 43 | 7460 | Co-op | NOVA3518 | 19 | Solar |  |  | Interconnected | Cannon Falls | 55009 | Cannon Falls | 13 | Residential |  | 63535 | 2020 | 2020
20261-227194-01 | Goodhue County Coop Electric | 43 | 7460 | Co-op | NOVA3542 | 11.71 | Solar |  |  | Interconnected | Pine Island | 55963 | Lena | 83 | Residential |  | 36685 | 2020 | 2020
20261-227194-01 | Goodhue County Coop Electric | 43 | 7460 | Co-op | NOVA3560 | 7.12 | Solar |  |  | Interconnected | Red Wing | 55066 | Belvidere Mills | 42 | Residential |  | 23800 | 2020 | 2020
20261-227194-01 | Goodhue County Coop Electric | 43 | 7460 | Co-op | NOVA3735 | 3.8 | Solar |  |  | Interconnected | Goodhue | 55027 | Goodhue | 31 | Residential |  | 25000 | 2020 | 2021
20261-227194-01 | Goodhue County Coop Electric | 43 | 7460 | Co-op | NOVA3745 | 8.2 | Solar |  |  | Interconnected | Kenyon | 55946 | Hader | 52 | Residential |  | 20000 | 2020 | 2020
20261-227194-01 | Goodhue County Coop Electric | 43 | 7460 | Co-op | NOVA3802 | 12 | Solar |  |  | Interconnected | Goodhue | 55027 | Hader | 53 | Residential |  | 43300 | 2020 | 2021
20261-227194-01 | Goodhue County Coop Electric | 43 | 7460 | Co-op | NOVA3865 | 6 | Solar |  |  | Interconnected | Dennison | 55018 | Kenyon | 63 | Residential |  | 27990 | 2020 | 2021
20261-227194-01 | Goodhue County Coop Electric | 43 | 7460 | Co-op | NOVA3885 | 12 | Solar |  |  | Interconnected | Red Wing | 56006 | Belvidere Mills | 42 | Residential |  | 47128 | 2020 | 2021
20261-227194-01 | Goodhue County Coop Electric | 43 | 7460 | Co-op | NOVA3936 | 13.96 | Solar |  |  | Interconnected | Pine Island | 55963 | Cherry Grove | 72 | Residential |  | 47500 | 2020 | 2021
20261-227194-01 | Goodhue County Coop Electric | 43 | 7460 | Co-op | NOVA4039 | 27.8 | Solar |  |  | Interconnected | Cannon Falls | 55009 | Cannon Falls | 11 | Residential |  | 75000 | 2021 | 2021
20261-227194-01 | Goodhue County Coop Electric | 43 | 7460 | Co-op | NOVA4367 | 29.92 | Solar |  |  | Interconnected | Kenyon | 55946 | Kenyon | 61 | Residential |  | 43500 | 2021 | 2021
20261-227194-01 | Goodhue County Coop Electric | 43 | 7460 | Co-op | NOVA4478 | 27.09 | Solar |  |  | Interconnected | Nerstrand | 55053 | Kenyon | 63 | Residential |  | 82500 | 2021 | 2021
20261-227194-01 | Goodhue County Coop Electric | 43 | 7460 | Co-op | NOVA4480 | 19 | Solar |  |  | Interconnected | Cannon Falls | 55009 | Cannon Falls | 14 | Residential |  | 55000 | 2021 | 2021
20261-227194-01 | Goodhue County Coop Electric | 43 | 7460 | Co-op | NOVA4513 | 4.06 | Solar |  |  | Interconnected | Goodhue | 55027 | Vasa | 22 | Residential |  | 16000 | 2021 | 2021
20261-227194-01 | Goodhue County Coop Electric | 43 | 7460 | Co-op | NOVA4549 | 8.12 | Solar |  |  | Interconnected | Kenyon | 55946 | Kenyon | 62 | Residential |  | 36213 | 2021 | 2021
20261-227194-01 | Goodhue County Coop Electric | 43 | 7460 | Co-op | NOVA4572 | 10.6 | Solar |  |  | Interconnected | Welch |  | Vasa | 23 | Residential |  | 33000 | 2021 | 2021
20261-227194-01 | Goodhue County Coop Electric | 43 | 7460 | Co-op | NOVA4614 | 16.4 | Solar |  |  | Interconnected | Lake City | 55041 | Belvidere Mills | 31 | Residential |  | 51600 | 2021 | 2021
20261-227194-01 | Goodhue County Coop Electric | 43 | 7460 | Co-op | NOVA4655 | 6.96 | Solar |  |  | Interconnected | Red Wing | 55066 | Vasa | 22 | Residential |  | 26748 | 2021 | 2021
20261-227194-01 | Goodhue County Coop Electric | 43 | 7460 | Co-op | NOVA4700 | 16 | Solar |  |  | Interconnected | Lake City | 55041 | Belvidere Mills | 31 | Residential |  | 26500 | 2021 | 2021
20261-227194-01 | Goodhue County Coop Electric | 43 | 7460 | Co-op | NOVA4722 | 30.8 | Solar |  |  | Interconnected | Lake City | 55041 | Belvidere Mills | 31 | Residential |  | 56000 | 2021 | 2021
20261-227194-01 | Goodhue County Coop Electric | 43 | 7460 | Co-op | NOVA4725 | 20 | Solar |  |  | Interconnected | Pine Island | 55963 | Cherry Grove | 73 | Residential |  | 57505 | 2021 | 2021
20261-227194-01 | Goodhue County Coop Electric | 43 | 7460 | Co-op | NOVA5061 | 7.6 | Solar |  | X | Interconnected | Cannon Falls | 55009 | Cannon Falls | 12 | Residential |  | 32382 | 2021 | 2022
20261-227194-01 | Goodhue County Coop Electric | 43 | 7460 | Co-op | NOVA5153 | 15.37 | Solar |  |  | Interconnected | Cannon Falls | 55009 | Cannon Falls | 14 | Residential |  | 23664 | 2021 | 2021
20261-227194-01 | Goodhue County Coop Electric | 43 | 7460 | Co-op | NOVA5175 | 22.8 | Solar |  |  | Interconnected | Welch | 55089 | Vasa | 21 | Residential |  | 66920 | 2021 | 2022
20261-227194-01 | Goodhue County Coop Electric | 43 | 7460 | Co-op | NOVA5224 | 8.37 | Solar |  |  | Interconnected | Cannon Falls | 55009 | Vasa | 21 | Residential |  | 32526 | 2021 | 2021
20261-227194-01 | Goodhue County Coop Electric | 43 | 7460 | Co-op | NOVA5264 | 26.4 | Solar |  |  | Interconnected | Red Wing | 55066 | Belvidere Mills | 32 | Residential |  | 95783.78 | 2021 | 2022
20261-227194-01 | Goodhue County Coop Electric | 43 | 7460 | Co-op | NOVA5318 | 12.56 | Solar |  |  | Interconnected | Cannon Falls | 55009 | Cannon Falls | 11 | Residential |  | 43920 | 2021 | 2022
20261-227194-01 | Goodhue County Coop Electric | 43 | 7460 | Co-op | NOVA5334 | 13.15 | Solar |  |  | Interconnected | Kenyon | 55946 | Kenyon | 61 | Residential |  | 56718 | 2021 | 2022
20261-227194-01 | Goodhue County Coop Electric | 43 | 7460 | Co-op | NOVA5352 | 19.54 | Solar |  |  | Interconnected | Kenyon |  | Hader | 52 | Residential |  | 53656 | 2021 | 2022
20261-227194-01 | Goodhue County Coop Electric | 43 | 7460 | Co-op | NOVA5356 | 17.54 | Solar |  |  | Interconnected | Cannon Falls | 55009 | Cannon Falls | 14 | Residential |  | 28127.32 | 2021 | 2022
20261-227194-01 | Goodhue County Coop Electric | 43 | 7460 | Co-op | NOVA5426 | 12.5 | Solar |  |  | Interconnected | Kenyon | 55946 | Kenyon | 62 | Residential |  | 34200 | 2021 | 2022
20261-227194-01 | Goodhue County Coop Electric | 43 | 7460 | Co-op | NOVA5433 | 22.8 | Solar |  |  | Interconnected | Kenyon | 55946 | Cherry Grove | 71 | Residential |  | 75000 | 2021 | 2022
20261-227194-01 | Goodhue County Coop Electric | 43 | 7460 | Co-op | NOVA5728 | 37.6 | Solar |  |  | Interconnected | Red Wing | 55066 | Vasa | 22 | Residential |  | 107800 | 2022 | 2022
20261-227194-01 | Goodhue County Coop Electric | 43 | 7460 | Co-op | NOVA5880 | 12.5 | Solar |  |  | Interconnected | Cannon Falls | 55009 | Cannon Falls | 14 | Residential |  | 43645 | 2022 | 2022
20261-227194-01 | Goodhue County Coop Electric | 43 | 7460 | Co-op | NOVA5977 | 12.18 | Solar |  |  | Interconnected | Stanton | 55018 | Cannon Falls | 11 | Residential |  | 16500 | 2022 | 2022
20261-227194-01 | Goodhue County Coop Electric | 43 | 7460 | Co-op | NOVA6067 | 22.8 | Solar |  |  | Interconnected | Cannon Falls | 55009 | Cannon Falls | 13 | Residential |  | 78336 | 2022 | 2022
20261-227194-01 | Goodhue County Coop Electric | 43 | 7460 | Co-op | NOVA6115 | 7.6 | Solar |  |  | Withdrawn | Cannon Falls | 55009 | Cannon Falls | 14 | Residential |  | 57579 | 2022
20261-227194-01 | Goodhue County Coop Electric | 43 | 7460 | Co-op | NOVA6142 | 8.7 | Solar |  | X | Interconnected | Pine Island | 55963 | Cherry Grove | 73 | Residential |  | 69054.05 | 2022 | 2022
20261-227194-01 | Goodhue County Coop Electric | 43 | 7460 | Co-op | NOVA6251 | 9.77 | Solar |  | X | Interconnected | Pine Island | 55963 | Lena | 83 | Residential |  | 59548.51 | 2022 | 2022
20261-227194-01 | Goodhue County Coop Electric | 43 | 7460 | Co-op | NOVA6251-S | 5.7 | Storage |  |  | Interconnected | Pine Island | 55963 | Lena | 83 | Residential |  | 59548.51 | 2022 | 2022
20261-227194-01 | Goodhue County Coop Electric | 43 | 7460 | Co-op | NOVA6287 | 13.52 | Solar |  |  | Interconnected | Cannon Falls | 55009 | Cannon Falls | 14 | Residential |  | 26000 | 2022 | 2022
20261-227194-01 | Goodhue County Coop Electric | 43 | 7460 | Co-op | NOVA6295 | 8.7 | Solar |  |  | Interconnected | Goodhue | 55027 | Goodhue | 44 | Residential |  | 46762 | 2022 | 2022
20261-227194-01 | Goodhue County Coop Electric | 43 | 7460 | Co-op | NOVA6370 | 17.6 | Solar |  |  | Interconnected | Cannon Falls | 55009 | Hader | 53 | Residential |  | 56029 | 2022 | 2022
20261-227194-01 | Goodhue County Coop Electric | 43 | 7460 | Co-op | NOVA6424 | 8.7 | Solar |  |  | Interconnected | Red Wing | 55066 | Hader | 51 | Residential |  | 20000 | 2022 | 2022
20261-227194-01 | Goodhue County Coop Electric | 43 | 7460 | Co-op | NOVA6460 | 11.6 | Solar |  |  | Interconnected | Kenyon | 55946 | Kenyon | 62 | Residential |  | 63400 | 2022 | 2023
20261-227194-01 | Goodhue County Coop Electric | 43 | 7460 | Co-op | NOVA6525 | 12.98 | Solar |  |  | Interconnected | Zumbrota | 55992 | Hader | 51 | Residential |  | 15000 | 2022 | 2022
20261-227194-01 | Goodhue County Coop Electric | 43 | 7460 | Co-op | NOVA6542 | 15.2 | Solar |  |  | Interconnected | Dennison | 55018 | Cannon Falls | 11 | Residential |  | 60830 | 2022 | 2022
20261-227194-01 | Goodhue County Coop Electric | 43 | 7460 | Co-op | NOVA6770 | 19.5 | Solar |  |  | Interconnected | Cannon Falls | 55009 | Cannon Falls | 13 | Residential |  | 65790 | 2022 | 2023
20261-227194-01 | Goodhue County Coop Electric | 43 | 7460 | Co-op | NOVA6792 | 21.6 | Solar |  |  | Interconnected | Goodhue | 55027 | Vasa | 21 | Residential |  | 63600 | 2022 | 2023
20261-227194-01 | Goodhue County Coop Electric | 43 | 7460 | Co-op | NOVA6935 | 6.67 | Solar |  |  | Interconnected | Cannon Falls |  | Cannon Falls | 14 | Residential |  | 29973 | 2022 | 2022
20261-227194-01 | Goodhue County Coop Electric | 43 | 7460 | Co-op | NOVA7455 | 7.68 | Solar |  |  | Interconnected | Welch | 55089 | Vasa | 21 | Residential |  | 44601 | 2023 | 2023
20261-227194-01 | Goodhue County Coop Electric | 43 | 7460 | Co-op | NOVA7498 | 13 | Solar |  |  | Interconnected | Goodhue | 55027 | Hader | 53 | Residential |  | 49770 | 2023 | 2023
20261-227194-01 | Goodhue County Coop Electric | 43 | 7460 | Co-op | NOVA7588 | 13.44 | Solar |  |  | Interconnected | Holden | 55946 | Kenyon | 61 | Residential |  | 83517 | 2023 | 2023
20261-227194-01 | Goodhue County Coop Electric | 43 | 7460 | Co-op | NOVA7674 | 9.1 | Solar |  |  | Interconnected | Stanton | 55018 | Cannon Falls | 14 | Residential |  | 43820 | 2023 | 2024
20261-227194-01 | Goodhue County Coop Electric | 43 | 7460 | Co-op | NOVA7830 | 37.5 | Solar |  |  | Interconnected | West Concord | 55985 | Cherry Grove | 73 | Residential |  | 111185 | 2023 | 2023
20261-227194-01 | Goodhue County Coop Electric | 43 | 7460 | Co-op | NOVA8354 | 5.86 | Solar |  |  | Interconnected | Red Wing | 55066 | Belvidere Mills | 33 | Residential |  | 25748 | 2023 | 2024
20261-227194-01 | Goodhue County Coop Electric | 43 | 7460 | Co-op | NOVA8420 | 3.2 | Solar |  |  | Interconnected | Cannon Falls | 55009 | Cannon Falls | 13 | Residential |  | 17800 | 2023 | 2023
20261-227194-01 | Goodhue County Coop Electric | 43 | 7460 | Co-op | NOVA8466 | 1.26 | Solar |  |  | Interconnected | Cannon Falls | 55009 | Cannon Falls | 14 | Residential |  | 30117 | 2023 | 2023
20261-227194-01 | Goodhue County Coop Electric | 43 | 7460 | Co-op | NOVA8569 | 21.4 | Solar |  |  | Interconnected | Dennison | 55018 | Kenyon | 63 | Residential |  | 115500 | 2023 | 2023
20261-227194-01 | Goodhue County Coop Electric | 43 | 7460 | Co-op | NOVA8666 | 38 | Solar |  |  | Interconnected | Goodhue | 55027 | Goodhue | 42 | Residential |  | 118000 | 2023 | 2024
20261-227194-01 | Goodhue County Coop Electric | 43 | 7460 | Co-op | NOVA8696 | 15.37 | Solar |  |  | Interconnected | Kenyon | 55946 | Cherry Grove | 71 | Residential |  | 56372 | 2023 | 2024
20261-227194-01 | Goodhue County Coop Electric | 43 | 7460 | Co-op | NOVA10374 | 6.62 | Solar |  |  | Interconnected | Kenyon | 55946 | Kenyon | 62 | Residential |  | 28560 | 2024 | 2024
20261-227194-01 | Goodhue County Coop Electric | 43 | 7460 | Co-op | NOVA10689 | 18.43 | Solar |  |  | Interconnected | Welch | 55089 | Cannon Falls | 13 | Residential |  | 46270 | 2024 | 2024
20261-227194-01 | Goodhue County Coop Electric | 43 | 7460 | Co-op | NOVA10710 | 13.96 | Solar |  |  | Interconnected | Zumbrota | 55992 | Lena | 81 | Residential |  | 55082 | 2024 | 2024
20261-227194-01 | Goodhue County Coop Electric | 43 | 7460 | Co-op | NOVA10732 | 38 | Solar |  |  | Interconnected | Goodhue |  | Belvidere Mills | 44 | Residential |  | 120000 | 2024 | 2024
20261-227194-01 | Goodhue County Coop Electric | 43 | 7460 | Co-op | NOVA11848 | 38.4 | Solar |  |  | Interconnected | Wanamingo | 55983 | Hader | 51 | Residential |  | 151000 | 2024 | 2024
20261-227194-01 | Goodhue County Coop Electric | 43 | 7460 | Co-op | NOVA11856 | 38.4 | Solar |  |  | Interconnected | Wanamingo | 55983 | Hader | 51 | Residential |  | 151000 | 2024 | 2025
20261-227194-01 | Goodhue County Coop Electric | 43 | 7460 | Co-op | NOVA11947 | 10.08 | Solar |  |  | Interconnected | Dennison | 55018 | Cannon Falls | 11 | Residential |  | 42355 | 2024 | 2024
20261-227194-01 | Goodhue County Coop Electric | 43 | 7460 | Co-op | NOVA11990 | 10.47 | Solar |  |  | Interconnected | Welch | 55089 | Vasa | 21 | Residential |  | 19125 | 2024 | 2024
20261-227194-01 | Goodhue County Coop Electric | 43 | 7460 | Co-op | NOVA12026 | 33.5 | Solar |  |  | Interconnected | Kenyon | 55946 | Kenyon | 62 | Residential |  | 120960 | 2024 | 2024
20261-227194-01 | Goodhue County Coop Electric | 43 | 7460 | Co-op | NOVA12116 | 15 | Solar |  | X | Interconnected | Kenyon | 55946 | Kenyon | 62 | Residential |  | 50000 | 2024 | 2024
20261-227194-01 | Goodhue County Coop Electric | 43 | 7460 | Co-op | NOVA12124 | 7.6 | Solar |  |  | Interconnected | Kenyon | 55946 | Cherry Grove | 71 | Residential |  | 13500 | 2024 | 2024
20261-227194-01 | Goodhue County Coop Electric | 43 | 7460 | Co-op | NOVA12146 | 15.2 | Solar |  |  | Interconnected | Cannon Falls | 55009 | Hader | 52 | Residential |  | 50000 | 2024 | 2024
20261-227194-01 | Goodhue County Coop Electric | 43 | 7460 | Co-op | NOVA12243 | 38 | Solar |  |  | Interconnected | Goodhue | 55027 | Belvidere Mills | 44 | Residential |  | 115000 | 2024 | 2024
20261-227194-01 | Goodhue County Coop Electric | 43 | 7460 | Co-op | NOVA12245 | 23.04 | Solar |  |  | Interconnected | Zumbrota | 55992 | Cherry Grove | 72 | Residential |  | 69300 | 2024 | 2024
20261-227194-01 | Goodhue County Coop Electric | 43 | 7460 | Co-op | NOVA12264 | 16 | Solar |  | X | Interconnected | Cannon Falls | 55009 | Cannon Falls | 14 | Residential |  | 17500 | 2024 | 2025
20261-227194-01 | Goodhue County Coop Electric | 43 | 7460 | Co-op | NOVA12267 | 15.2 | Solar |  |  | Interconnected | Pine Island | 55963 | Lena | 83 | Residential |  | 94009.76 | 2024 | 2025
20261-227194-01 | Goodhue County Coop Electric | 43 | 7460 | Co-op | NOVA12388 | 30.2 | Solar |  |  | Interconnected | Zumbrota | 55992 | Lena | 82 | Residential |  | 89280 | 2024 | 2025
20261-227194-01 | Goodhue County Coop Electric | 43 | 7460 | Co-op | NOVA12407-S | 8 | Storage |  |  | Interconnected | Goodhue | 55027 | Hader | 53 | Residential |  | 10600 | 2024 | 2025
20261-227194-01 | Goodhue County Coop Electric | 43 | 7460 | Co-op | NOVA12461-S | 23 | Storage |  |  | Interconnected | Kenyon | 55946 | Kenyon | 62 | Residential |  | 22395 | 2024 | 2025
20261-227194-01 | Goodhue County Coop Electric | 43 | 7460 | Co-op | NOVA12479 | 7.6 | Solar |  |  | Active Application | Zumbrota | 55992 | Lena | 83 | Residential |  | 31468.02 | 2024
20261-227194-01 | Goodhue County Coop Electric | 43 | 7460 | Co-op | NOVA8965 | 38.5 | Solar |  |  | Interconnected | Kenyon | 55946 | Kenyon | 62 | Residential |  | 176770 | 2024 | 2024
20261-227194-01 | Goodhue County Coop Electric | 43 | 7460 | Co-op | NOVA8983 | 54.72 | Solar |  |  | Interconnected | Wanamingo | 55983 | Cherry Grove | 71 | Residential |  | 143773.5 | 2024 | 2025
20261-227194-01 | Goodhue County Coop Electric | 43 | 7460 | Co-op | NOVA12613 | 5.57 | Solar |  |  | Interconnected | Welch | 55089 | Vasa | 21 | Residential |  | 9600 | 2025 | 2025
20261-227194-01 | Goodhue County Coop Electric | 43 | 7460 | Co-op | NOVA12630 | 15.4 | Solar |  |  | Interconnected | Lake City | 55041 | Belvidere Mills | 41 | Residential |  | 68000 | 2025 | 2026
20261-227194-01 | Goodhue County Coop Electric | 43 | 7460 | Co-op | NOVA12944 | 14.59 | Solar |  |  | Interconnected | Red Wing | 55066 | Belvidere Mills | 43 | Residential |  | 29572.2 | 2025 | 2025
20261-227194-01 | Goodhue County Coop Electric | 43 | 7460 | Co-op | NOVA12996 | 17.26 | Solar |  | X | Interconnected | Lake City | 55041 | Belvidere Mills | 41 | Residential |  | 28508 | 2025 | 2025
20261-227194-01 | Goodhue County Coop Electric | 43 | 7460 | Co-op | NOVA13027 | 34.17 | Solar |  | X | Interconnected | Kenyon | 55946 | Kenyon | 62 | Residential |  | 79080 | 2025 | 2025
20261-227194-01 | Goodhue County Coop Electric | 43 | 7460 | Co-op | NOVA13040 | 2500 | Solar |  |  | Active Application | Cannon Falls | 55009 | Cannon Falls | 12 | Utility | New ERA | 4653676 | 2025
20261-227194-01 | Goodhue County Coop Electric | 43 | 7460 | Co-op | NOVA13052 | 13.44 | Solar |  |  | Interconnected | Kenyon | 55946 | Kenyon | 61 | Residential |  | 48120 | 2025 | 2025
20261-227194-01 | Goodhue County Coop Electric | 43 | 7460 | Co-op | NOVA13396 | 1.3 | Solar |  |  | Interconnected | Dennison | 55018 | Hader | 54 | Residential |  | 3500 | 2025 | 2025
20261-227194-01 | Goodhue County Coop Electric | 43 | 7460 | Co-op | NOVA13528 | 15.2 | Solar |  |  | Interconnected | Red Wing | 55066 | Belvidere Mills | 42 | Residential |  | 71000 | 2025 | 2025
20261-227194-01 | Goodhue County Coop Electric | 43 | 7460 | Co-op | NOVA13641 | 20.18 | Solar |  |  | Interconnected | Kenyon | 55946 | Cherry Grove | 71 | Residential |  | 51672.4 | 2025 | 2026
20261-227194-01 | Goodhue County Coop Electric | 43 | 7460 | Co-op | NOVA13642 | 30 | Solar |  |  | Interconnected | Cannon Falls | 55009 | Hader | 54 | Residential |  | 79500 | 2025 | 2025
20261-227194-01 | Goodhue County Coop Electric | 43 | 7460 | Co-op | NOVA13801 | 16.13 | Solar |  | X | Active Application | Cannon Falls | 55009 | Hader | 54 | Residential |  | 65993 | 2025
20261-227194-01 | Goodhue County Coop Electric | 43 | 7460 | Co-op | NOVA13862 | 7.7 | Solar |  |  | Interconnected | Dennison | 55018 | Kenyon | 63 | Residential |  | 30000 | 2025 | 2025
20261-227194-01 | Goodhue County Coop Electric | 43 | 7460 | Co-op | NOVA13883 | 7.7 | Solar |  |  | Interconnected | Cannon Falls | 55009 | Cannon Falls | 13 | Residential |  | 30000 | 2025 | 2025
20261-227194-01 | Goodhue County Coop Electric | 43 | 7460 | Co-op | NOVA13979 | 13.26 | Solar |  |  | Active Application | Cannon Falls | 55009 | Cannon Falls | 11 | Residential |  | 65426 | 2025
20261-227194-01 | Goodhue County Coop Electric | 43 | 7460 | Co-op | NOVA13990 | 11.52 | Solar |  |  | Active Application | Dennison | 55018 | Cannon Falls | 11 | Residential |  | 34204 | 2025
20262-228568-01 | Grand Rapids Public Utilities Commission | 44 | 7489 | Muni | S-01-15 | 2.16 | Solar |  |  | Interconnected | Grand Rapids | 55744 | Forest Lake | FL13 | Residential | Rebate | 9422.44 | 2015 | 2015
20262-228568-01 | Grand Rapids Public Utilities Commission | 44 | 7489 | Muni | S-01-08 | 4.05 | Solar |  |  | Interconnected | Grand Rapids | 55744 | East | ES06 | Commercial |  |  | 2008 | 2008
20262-228568-01 | Grand Rapids Public Utilities Commission | 44 | 7489 | Muni | S-01-14 | 92 | Solar |  |  | Interconnected | Grand Rapids | 55744 | East | ES05 | Commercial |  | 321313 | 2013 | 2014
20262-228568-01 | Grand Rapids Public Utilities Commission | 44 | 7489 | Muni | S-02-14 | 2.7 | Solar |  |  | Interconnected | Grand Rapids | 55744 | Main | 320 | Residential | Rebate | 11907 | 2014 | 2014
20262-228568-01 | Grand Rapids Public Utilities Commission | 44 | 7489 | Muni | S-01-13 | 4.56 | Solar |  |  | Interconnected | Grand Rapids | 55744 | Main | 326 | Residential | Rebate |  | 2013 | 2013
20262-228568-01 | Grand Rapids Public Utilities Commission | 44 | 7489 | Muni | S-02-13 | 10 | Solar |  |  | Interconnected | Grand Rapids | 55744 | Main | 326 | Residential | Rebate |  | 2013 | 2013
20262-228568-01 | Grand Rapids Public Utilities Commission | 44 | 7489 | Muni | S-01-09 | 4 | Solar |  |  | Interconnected | Grand Rapids | 55744 | Tioga | Tioga | Residential | Rebate |  | 2009 | 2009
20262-228568-01 | Grand Rapids Public Utilities Commission | 44 | 7489 | Muni | S-03-14 | 4 | Solar |  |  | Interconnected | Grand Rapids | 55744 | Main | 320 | Residential | Rebate | 18864 | 2014 | 2014
20262-228568-01 | Grand Rapids Public Utilities Commission | 44 | 7489 | Muni | S-01-16 | 2.22 | Solar |  |  | Interconnected | Grand Rapids | 55744 | Main | 327 | Commercial |  | 108610.4 | 2015 | 2016
20262-228568-01 | Grand Rapids Public Utilities Commission | 44 | 7489 | Muni | S-01-21 | 13.6 | Solar |  |  | Interconnected | Grand Rapids | 55744 | Tioga | Tioga | Residential |  | 63012.35 | 2021 | 2021
20262-228568-01 | Grand Rapids Public Utilities Commission | 44 | 7489 | Muni | S-02-21 | 39.15 | Solar |  |  | Interconnected | Grand Rapids | 55744 | Main | 326 | Commercial | Rebate |  | 2021 | 2021
20262-228568-01 | Grand Rapids Public Utilities Commission | 44 | 7489 | Muni | S-01-22 | 5.8 | Solar |  |  | Interconnected | Grand Rapids | 55744 | Main | 320 | Residential |  | 27650 | 2022 | 2022
20262-228568-01 | Grand Rapids Public Utilities Commission | 44 | 7489 | Muni | S-02-22 | 19.8 | Solar |  |  | Interconnected | Grand Rapids | 55744 | Main | 326 | Commercial |  |  | 2022 | 2022
20262-228568-01 | Grand Rapids Public Utilities Commission | 44 | 7489 | Muni | S-03-22 | 8.12 | Solar |  |  | Interconnected | Grand Rapids | 55744 | Main | SS12 | Residential |  | 46421 | 2022 | 2022
20262-228568-01 | Grand Rapids Public Utilities Commission | 44 | 7489 | Muni | S-04-22 | 0.58 | Solar |  |  | Interconnected | Grand Rapids | 55744 | Main | 320 | Residential |  | 29167 | 2022 | 2022
20262-228568-01 | Grand Rapids Public Utilities Commission | 44 | 7489 | Muni | S-01-23 | 12.624 | Solar |  |  | Interconnected | Grand Rapids | 55744 | Main | ES06 | Residential | Rebate | 51850 | 2023 | 2023
20262-228568-01 | Grand Rapids Public Utilities Commission | 44 | 7489 | Muni | S-02-23 | 17.3 | Solar |  |  | Interconnected | Grand Rapids | 55744 | Main | 320 | Commercial | Rebate | 57135 | 2023 | 2023
20262-228568-01 | Grand Rapids Public Utilities Commission | 44 | 7489 | Muni | S-01-24 | 13.6 | Solar |  |  | Interconnected | Grand Rapids | 55744 | Main | 320 | Commercial | Rebate | 45100 | 2024 | 2024
20262-228568-01 | Grand Rapids Public Utilities Commission | 44 | 7489 | Muni | S-01-25 | 11.5 | Solar |  |  | Interconnected | Grand Rapids | 55744 | Main | 326 | Residential | Rebate | 50302.32 | 2025 | 2025
20262-228568-01 | Grand Rapids Public Utilities Commission | 44 | 7489 | Muni | S-02-25 | 12.25 | Solar |  |  | Interconnected | Grand Rapids | 55744 | Tioga | Tioga | Residential | Rebate | 41250 | 2025 | 2025
20262-227808-01 | Grove City Electric | 208 | 7732 | Muni | 01-1470-00-9 | 18 | Solar |  |  | Interconnected | Grove City | 56243 | Grove City |  | Residential | Sellback |  | 2018 | 2018
20262-227808-01 | Grove City Electric | 208 | 7732 | Muni | 01-2435-001-1 | 39.7 | Solar |  |  | Interconnected | Grove City | 56243 | Grove City |  | Commercial | Sellback |  | 2015 | 2015
20262-228508-01 | Hawley Public Utilities | 47 | 8307 | Muni | NOVA8856 | 11.14 | Solar |  |  | Interconnected | Hawley | 56549 | Hawley Municipal | 3 | Residential |  | 17610 | 2023 | 2024
20262-228508-01 | Hawley Public Utilities | 47 | 8307 | Muni | NOVA9047 | 15.85 | Solar |  |  | Interconnected | Hawley | 56549 | Hawley Municipal | 5 | Commercial |  | 68500 | 2024 | 2024
20262-228508-01 | Hawley Public Utilities | 47 | 8307 | Muni | NOVA13788 | 11.9 | Solar |  |  | Active Application | Hawley | 56549 | Hawley Municipal | 4 | Residential |  | 45156 | 2025
20262-228058-01 | Heartland Power Cooperativer | 260 | 8319 | Co-op | MN-1 | 7.65 | Solar |  | X | Interconnected | Le Roy | 55951 | Vandermyde | 2 | Residential |  |  | 2021 | 2021
20262-228419-01 | Hibbing Public Utilities | 162 | 8543 | Muni | 1 |  | Solar |  |  | decommissioned | Hibbing | 55746 |  | 3 | Commercial
20262-228419-01 | Hibbing Public Utilities | 162 | 8543 | Muni | 2 |  | Solar |  |  | Interconnected | Hibbing | 55746 | Firehall | 40 | Commercial
20262-228419-01 | Hibbing Public Utilities | 162 | 8543 | Muni | 3 |  | Solar |  |  | Interconnected | Hibbing | 55746 | power plant | 3 | Commercial
20262-228419-01 | Hibbing Public Utilities | 162 | 8543 | Muni | 4 |  | Solar |  |  | Interconnected | Hibbing | 55746 | power plant | 3 | Commercial
20262-228419-01 | Hibbing Public Utilities | 162 | 8543 | Muni | 5 |  | Solar |  |  | Interconnected | Hibbing | 55746 |  | 5 | Commercial
20262-228419-01 | Hibbing Public Utilities | 162 | 8543 | Muni | 6 |  | Solar |  |  | Interconnected | Hibbing | 55746 | ansley | 4 | Residential
20262-228419-01 | Hibbing Public Utilities | 162 | 8543 | Muni | 7 | 7.25 | Solar |  |  | Interconnected | Hibbing | 55746 | ansley | 4 | Residential |  | 24189 | 2022
20262-228419-01 | Hibbing Public Utilities | 162 | 8543 | Muni | 8 | 5.76 | Solar |  |  | Interconnected | Hibbing | 55746 | ansley | 4 | Residential |  |  | 2022 | 2023
20262-228419-01 | Hibbing Public Utilities | 162 | 8543 | Muni | 9 | 15.2 | Solar |  |  | withdrawn | Hibbing | 55746 |  |  | Residential |  |  | 2022
20262-228419-01 | Hibbing Public Utilities | 162 | 8543 | Muni | 10 |  | Solar |  |  | withdrawn | Hibbing | 55746 |  |  | Commercial |  |  | 2024
20262-228419-01 | Hibbing Public Utilities | 162 | 8543 | Muni | 11 | 19.68 | Solar |  |  | Interconnected | Hibbing | 55746 | greenhaven | 51 | Residential |  | 91557.3 | 2024 | 2024
20262-228419-01 | Hibbing Public Utilities | 162 | 8543 | Muni | 12 | 19.8 | Solar |  |  | Interconnected | Hibbing | 55746 | greenhaven | 51 | Residential |  | 75000 | 2024 | 2024
20262-228419-01 | Hibbing Public Utilities | 162 | 8543 | Muni | 13 | 11.52 | Solar |  |  | Interconnected | Hibbing | 55746 | mahoning | 3 | Residential |  | 45027.78 | 2025 | 2025
20261-227069-01 | Hutchinson Utilities Commission | 49 | 9130 | Muni | System 1 | 400 | Solar |  |  | Interconnected | Hutchinson | 55350 | Plant 1 | 14 | Commercial |  | 1510000 | 2014 | 2014
20261-227069-01 | Hutchinson Utilities Commission | 49 | 9130 | Muni | System 2 | 80 | Solar |  |  | Interconnected | Hutchinson | 55350 | Plant1 | 15 | Commercial |  | 250000 | 2015 | 2015
20261-227069-01 | Hutchinson Utilities Commission | 49 | 9130 | Muni | System 3 | 10 | Solar |  |  | Interconnected | Hutchinson | 55350 | Plant 1 | 18 | Commercial |  |  | 2006 | 2006
20261-227069-01 | Hutchinson Utilities Commission | 49 | 9130 | Muni | System 4 | 10.72 | Solar |  |  | Interconnected | Hutchinson | 55350 | Plant 1 | 17 | Residential |  | 28082 | 2018 | 2018
20261-227069-01 | Hutchinson Utilities Commission | 49 | 9130 | Muni | System 5 | 37 | Solar |  |  | Interconnected | Hutchinson | 55350 | Plant 1 | 11 | Commercial |  | 87720 | 2020 | 2020
20261-227069-01 | Hutchinson Utilities Commission | 49 | 9130 | Muni | System 6 | 39 | Solar |  |  | Interconnected | Hutchinson | 55350 | Plant 1 | 11 | Commercial |  | 71808 | 2020 | 2020
20261-227069-01 | Hutchinson Utilities Commission | 49 | 9130 | Muni | System 7 | 240 | Solar |  |  | Interconnected | Hutchinson | 55350 | Plant 1 | 16 | Commercial |  | 5e+05 | 2021 | 2021
20261-227069-01 | Hutchinson Utilities Commission | 49 | 9130 | Muni | System 8 | 6.96 | Solar |  |  | Interconnected | Hutchinson | 55350 | Plant 1 | 17 | Residential |  | 25016 | 2021 | 2021
20261-227069-01 | Hutchinson Utilities Commission | 49 | 9130 | Muni | System 9 | 27.84 | Solar |  |  | Interconnected | Hutchinson | 55350 | Plant 1 | 19 | Commercial |  | 66000 | 2021 | 2021
20261-227069-01 | Hutchinson Utilities Commission | 49 | 9130 | Muni | System 10 | 28.71 | Solar |  |  | Interconnected | Hutchinson | 55350 | Plant 1 | 19 | Commercial |  | 68000 | 2021 | 2021
20261-227069-01 | Hutchinson Utilities Commission | 49 | 9130 | Muni | System 11 | 39.73 | Solar |  |  | Interconnected | Hutchinson | 55350 | Plant 1 | 19 | Commercial |  | 95000 | 2021 | 2021
20261-227069-01 | Hutchinson Utilities Commission | 49 | 9130 | Muni | System 12 | 625 | Solar |  |  | Interconnected | Hutchinson | 55350 | Plant 2 | 24 | Utility |  | 976967 | 2021 | 2021
20261-227069-01 | Hutchinson Utilities Commission | 49 | 9130 | Muni | System 13 | 21 | Solar |  |  | Interconnected | Hutchinson | 55350 | Plant2 | 22 | Residential |  | 94389.47 | 2022 | 2023
20261-227069-01 | Hutchinson Utilities Commission | 49 | 9130 | Muni | System 14 | 39.76 | Solar |  |  | Interconnected | Hutchinson | 55350 | Plant 1 | 12 | Commercial |  | 90000 | 2023 | 2023
20261-227069-01 | Hutchinson Utilities Commission | 49 | 9130 | Muni | System 15 | 39.79 | Solar |  |  | Interconnected | Hutchinson | 55350 | Plant1 | 12 | Commercial |  | 90000 | 2023 | 2023
20261-227069-01 | Hutchinson Utilities Commission | 49 | 9130 | Muni | System 16 | 39.79 | Solar |  |  | Interconnected | Hutchinson | 55350 | Plant 1 | 12 | Commercial |  | 90000 | 2023 | 2023
20261-227069-01 | Hutchinson Utilities Commission | 49 | 9130 | Muni | System 17 | 10 | Solar |  |  | Interconnected | Hutchinson | 55350 | Plant 1 | 12 | Residential |  | 37400 | 2023 | 2023
20261-227069-01 | Hutchinson Utilities Commission | 49 | 9130 | Muni | System 18 | 7.6 | Solar |  |  | Interconnected | Hutchinson | 55350 | Plant 1 | 17 | Residential |  | 30156.5 | 2023 | 2023
20261-227069-01 | Hutchinson Utilities Commission | 49 | 9130 | Muni | System 19 | 7 | Solar |  |  | Interconnected | Hutchinson | 55350 | Plant 1 | 18 | Residential |  | 43070 | 2024 | 2024
20261-227069-01 | Hutchinson Utilities Commission | 49 | 9130 | Muni | System 20 | 157 | Solar |  |  | Interconnected | Hutchinson | 55350 | Plant 1 | 19 | Commercial |  | 400240 | 2024 | 2024
20261-227069-01 | Hutchinson Utilities Commission | 49 | 9130 | Muni | System 21 | 4.48 | Solar |  |  | Interconnected | Hutchinson | 55350 | Plant 1 | 18 | Commercial |  | 30326 | 2025 | 2025
20261-227520-01 | Itasca-Mantrap Electric Cooperative | 18 | 9475 | Co-op | 41-29-0-14133 | 5.184 | Solar |  |  | Interconnected | Menahga | 56464 | 3 | 5 | Residential |  |  | 2011 | 2011
20261-227520-01 | Itasca-Mantrap Electric Cooperative | 18 | 9475 | Co-op | 30-05-0-08661 | 9.135 | Solar |  |  | Interconnected | Park Rapids | 56470 | 10 | 1 | Residential |  |  | 2019 | 2020
20261-227520-01 | Itasca-Mantrap Electric Cooperative | 18 | 9475 | Co-op | 09-11-0-57220 | 20.3 | Solar |  |  | Interconnected | Detroit Lakes | 56501 | 6 | 2 | Residential |  |  | 2019 | 2019
20261-227520-01 | Itasca-Mantrap Electric Cooperative | 18 | 9475 | Co-op | 20-12-0-09386 | 3.8 | Solar |  |  | Interconnected | Park Rapids | 56470 | 4 | 6 | Residential |  |  | 2015 | 2015
20261-227520-01 | Itasca-Mantrap Electric Cooperative | 18 | 9475 | Co-op | 19-26-0-56012 | 10.95 | Solar |  |  | Interconnected | Nevis | 56467 | 2 | 2 | Residential |  |  | 2017 | 2018
20261-227520-01 | Itasca-Mantrap Electric Cooperative | 18 | 9475 | Co-op | 29-07-0-03718 | 5.61 | Solar |  |  | Interconnected | Osage | 56570 | 3 | 2 | Residential |  |  | 2015 | 2015
20261-227520-01 | Itasca-Mantrap Electric Cooperative | 18 | 9475 | Co-op | 13-26-0-10071 | 14.85 | Solar |  |  | Interconnected | Park Rapids | 56470 | 4 | 3 | Residential |  |  | 2018 | 2019
20261-227520-01 | Itasca-Mantrap Electric Cooperative | 18 | 9475 | Co-op | 19-33-0-14730 | 38.5 | Solar |  |  | Interconnected | Nevis | 56467 | 2 | 6 | Commercial |  |  | 2020 | 2020
20261-227520-01 | Itasca-Mantrap Electric Cooperative | 18 | 9475 | Co-op | 38-18-0-13611 | 30.68 | Solar |  |  | Interconnected | Nevis | 56467 | 7 | 4 | Residential |  |  | 2020 | 2020
20261-227520-01 | Itasca-Mantrap Electric Cooperative | 18 | 9475 | Co-op | 38-02-0-12255 | 2.1 | Solar |  |  | Interconnected | Akeley | 56433 | 8 | 3 | Residential |  |  | 2009 | 2009
20261-227520-01 | Itasca-Mantrap Electric Cooperative | 18 | 9475 | Co-op | 24-18-0-07066 | 2.2 | Solar |  |  | Interconnected | Ponsford | 56575 | 12 | 3 | Residential |  |  | 2011 | 2011
20261-227520-01 | Itasca-Mantrap Electric Cooperative | 18 | 9475 | Co-op | 17-05-0-11761 | 25.2 | Solar |  |  | Interconnected | Akeley | 56433 | 9 | 2 | Residential |  |  | 2020 | 2020
20261-227520-01 | Itasca-Mantrap Electric Cooperative | 18 | 9475 | Co-op | 31-06-0-15102 | 5.18 | Solar |  |  | Interconnected | Park Rapids | 56470 | 1 | 4 | Residential |  |  | 2009 | 2009
20261-227520-01 | Itasca-Mantrap Electric Cooperative | 18 | 9475 | Co-op | 41-10-0-09767 | 3.44 | Solar |  |  | Interconnected | Park Rapids | 56470 | 5 | 1 | Residential |  |  | 2011 | 2011
20261-227520-01 | Itasca-Mantrap Electric Cooperative | 18 | 9475 | Co-op | 22-03-0-08677 | 2.2 | Solar |  |  | Interconnected | Park Rapids | 56470 | 10 | 4 | Residential |  |  | 2019 | 2020
20261-227520-01 | Itasca-Mantrap Electric Cooperative | 18 | 9475 | Co-op | 33-02-0-09857 | 10 | Solar |  |  | Interconnected | Akeley | 56433 | 9 | 3 | Residential |  |  | 2017 | 2017
20261-227520-01 | Itasca-Mantrap Electric Cooperative | 18 | 9475 | Co-op | 37-25-0-06836 | 5.5 | Solar |  |  | Interconnected | Backus | 56435 | 8 | 4 | Residential |  |  | 2020 | 2020
20261-227520-01 | Itasca-Mantrap Electric Cooperative | 18 | 9475 | Co-op | 20-16-0-13530 | 3.44 | Solar |  |  | Interconnected | Park Rapids | 56470 | 4 | 2 | Residential |  |  | 2010 | 2010
20261-227520-01 | Itasca-Mantrap Electric Cooperative | 18 | 9475 | Co-op | 32-30-0-56636 | 7.6 | Solar |  |  | Interconnected | Nevis | 56467 | 2 | 5 | Residential |  |  | 2018 | 2018
20261-227520-01 | Itasca-Mantrap Electric Cooperative | 18 | 9475 | Co-op | 34-31-0-12553 | 9.995 | Solar |  |  | Interconnected | Backus | 56435 | 8 | 1 | Residential |  |  | 2020 | 2020
20261-227520-01 | Itasca-Mantrap Electric Cooperative | 18 | 9475 | Co-op | 39-03-0-00796 | 30.68 | Solar |  |  | Interconnected | Park Rapids | 56470 | 2 | 5 | Residential |  |  | 2020 | 2020
20261-227520-01 | Itasca-Mantrap Electric Cooperative | 18 | 9475 | Co-op | 20-17-0-05976 | 6 | Solar |  |  | Interconnected | Park Rapids | 56470 | 4 | 2 | Residential |  |  | 2015 | 2015
20261-227520-01 | Itasca-Mantrap Electric Cooperative | 18 | 9475 | Co-op | 24-19-0-11119 | 5.4 | Solar |  |  | Interconnected | Ponsford | 56575 | 12 | 3 | Commercial |  |  | 2012 | 2012
20261-227520-01 | Itasca-Mantrap Electric Cooperative | 18 | 9475 | Co-op | 30-08-0-13309 | 11.46 | Solar |  |  | Interconnected | Park Rapids | 56470 | 1 | 2 | Residential |  |  | 2018 | 2018
20261-227520-01 | Itasca-Mantrap Electric Cooperative | 18 | 9475 | Co-op | 33-11-0-57248 | 7.08 | Solar |  |  | Interconnected | Akeley | 56433 | 9 | 3 | Residential |  |  | 2019 | 2020
20261-227520-01 | Itasca-Mantrap Electric Cooperative | 18 | 9475 | Co-op | 41-10-0-52364 | 20 | Wind |  |  | Decommissioned | Park Rapids | 56470 | 5 | 1 | Residential |  |  | 2008 | 2008 | 2023
20261-227520-01 | Itasca-Mantrap Electric Cooperative | 18 | 9475 | Co-op | 51-17-0-11666 | 20 | Wind |  |  | Interconnected | Menahga | 56464 | 7 | 2 | Residential |  |  | 2009 | 2009
20261-227520-01 | Itasca-Mantrap Electric Cooperative | 18 | 9475 | Co-op | 41-02-0-14851 | 20 | Wind |  |  | Interconnected | Park Rapids | 56470 | 5 | 1 | Commercial |  |  | 2010 | 2010
20261-227520-01 | Itasca-Mantrap Electric Cooperative | 18 | 9475 | Co-op | 31-31-0-56630 | 46 | Solar |  |  | Interconnected | Park Rapids | 56470 | 1 | 2 | Community Solar Garden |  |  | 2014 | 2015
20261-227520-01 | Itasca-Mantrap Electric Cooperative | 18 | 9475 | Co-op | 20-12-0-09386 | 1.36 | Solar |  |  | Interconnected | Park Rapids | 56470 | 4 | 6 | Residential |  |  | 2020 | 2021
20261-227520-01 | Itasca-Mantrap Electric Cooperative | 18 | 9475 | Co-op | 21-05-0-07661 | 5.12 | Solar |  |  | Interconnected | Park Rapids | 56470 | 10 | 4 | Residential |  |  | 2021 | 2021
20261-227520-01 | Itasca-Mantrap Electric Cooperative | 18 | 9475 | Co-op | NOVA10308 | 38 | Solar |  |  | Interconnected | Park Rapids | 56470 | Palmer Lake | 2 | Residential |  | 80000 | 2024 | 2024
20261-227520-01 | Itasca-Mantrap Electric Cooperative | 18 | 9475 | Co-op | NOVA10336 | 11.5 | Solar |  | X | Interconnected | Park Rapids | 56470 | Potato Lake | 4 | Residential |  | 55000 | 2024 | 2024
20261-227520-01 | Itasca-Mantrap Electric Cooperative | 18 | 9475 | Co-op | NOVA10440 | 8.83 | Solar |  |  | Interconnected | Nevis | 56467 | Palmer Lake | 4 | Residential |  | 21022 | 2024 | 2024
20261-227520-01 | Itasca-Mantrap Electric Cooperative | 18 | 9475 | Co-op | NOVA10568 | 8.38 | Solar |  |  | Interconnected | Park Rapids | 56470 | Pine Point | 1 | Residential |  | 32381.42 | 2024 | 2024
20261-227520-01 | Itasca-Mantrap Electric Cooperative | 18 | 9475 | Co-op | NOVA12008 | 868 | Solar |  | X | Active Application | Ponsford | 56575 | Shell Lake | 3 | Commercial |  | 2800000 | 2024
20261-227520-01 | Itasca-Mantrap Electric Cooperative | 18 | 9475 | Co-op | NOVA12008-S | 500 | Storage |  |  | Active Application | Ponsford | 56575 | Shell Lake | 3 | Commercial |  | 2800000 | 2024
20261-227520-01 | Itasca-Mantrap Electric Cooperative | 18 | 9475 | Co-op | NOVA12010 | 36.76 | Solar |  | X | Interconnected | Park Rapids | 56470 | Potato Lake | 4 | Residential |  | 31884 | 2024 | 2025
20261-227520-01 | Itasca-Mantrap Electric Cooperative | 18 | 9475 | Co-op | NOVA12036 | 18.2 | Solar |  |  | Withdrawn | Lake George | 56458 | Mantrap | 3 | Residential |  | 90898.7 | 2024
20261-227520-01 | Itasca-Mantrap Electric Cooperative | 18 | 9475 | Co-op | NOVA12063 | 4.61 | Solar |  |  | Withdrawn | Ponsford | 56575 | Pine Point | 2 | Residential |  | 20480.75 | 2024
20261-227520-01 | Itasca-Mantrap Electric Cooperative | 18 | 9475 | Co-op | NOVA12070 | 16.25 | Solar |  |  | Interconnected | Akeley | 56433 | Shingobee | 1 | Residential |  | 64318 | 2024 | 2024
20261-227520-01 | Itasca-Mantrap Electric Cooperative | 18 | 9475 | Co-op | NOVA12169 | 10.8 | Solar |  |  | Interconnected | Backus | 56435 | Tripp Lake | 1 | Residential |  | 7080 | 2024 | 2025
20261-227520-01 | Itasca-Mantrap Electric Cooperative | 18 | 9475 | Co-op | NOVA12222 | 6.14 | Solar |  |  | Interconnected | Nevis | 56467 | Nevis | 3 | Residential |  | 27364 | 2024 | 2024
20261-227520-01 | Itasca-Mantrap Electric Cooperative | 18 | 9475 | Co-op | NOVA12346 | 10.75 | Solar |  |  | Withdrawn | Bigfork | 56628 |  |  | Residential |  | 50800 | 2024
20261-227520-01 | Itasca-Mantrap Electric Cooperative | 18 | 9475 | Co-op | NOVA12374 | 39.98 | Solar |  |  | Interconnected | Park Rapids | 56470 | Long Lake | 1 | Residential |  | 139537 | 2024 | 2025
20261-227520-01 | Itasca-Mantrap Electric Cooperative | 18 | 9475 | Co-op | NOVA12714 | 6.95 | Solar |  |  | Interconnected | Park Rapids | 56470 | Pine Point | 1 | Residential |  | 26670.88 | 2025 | 2025
20261-227520-01 | Itasca-Mantrap Electric Cooperative | 18 | 9475 | Co-op | NOVA12731 | 19.18 | Solar |  | X | Interconnected | Backus | 56435 | Tripp Lake | 4 | Residential |  | 44212 | 2025 | 2025
20261-227520-01 | Itasca-Mantrap Electric Cooperative | 18 | 9475 | Co-op | NOVA13256 | 5 | Solar |  |  | Interconnected | Lake George |  | Mantrap | 3 | Residential |  | 10500 | 2025 | 2025
20261-227520-01 | Itasca-Mantrap Electric Cooperative | 18 | 9475 | Co-op | NOVA13699 | 11.5 | Solar |  | X | Active Application | Nevis | 56467 | Nevis | 5 | Residential |  | 53862.5 | 2025
20261-227520-01 | Itasca-Mantrap Electric Cooperative | 18 | 9475 | Co-op | NOVA13699-S | 11.5 | Storage |  |  | Active Application | Nevis | 56467 | Nevis | 5 | Residential |  | 53862.5 | 2025
20261-227520-01 | Itasca-Mantrap Electric Cooperative | 18 | 9475 | Co-op | NOVA13744 | 15.2 | Solar |  |  | Active Application | Nevis | 56467 | Nevis | 5 | Residential |  | 39500 | 2025
20261-227520-01 | Itasca-Mantrap Electric Cooperative | 18 | 9475 | Co-op | NOVA4858 | 14.65 | Solar |  |  | Interconnected | Park Rapids | 56470 | Long Lake | 1 | Residential |  | 56872 | 2021 | 2021
20261-227520-01 | Itasca-Mantrap Electric Cooperative | 18 | 9475 | Co-op | NOVA5253 | 16.24 | Solar |  |  | Interconnected | Park Rapids | 56470 | Long Lake | 1 | Residential |  | 59548.47 | 2021 | 2022
20261-227520-01 | Itasca-Mantrap Electric Cooperative | 18 | 9475 | Co-op | NOVA5255 | 10.2 | Solar |  |  | Interconnected | Menahga | 56464 | RDO | 1 | Residential |  | 10000 | 2021 | 2022
20261-227520-01 | Itasca-Mantrap Electric Cooperative | 18 | 9475 | Co-op | NOVA6173 | 8.7 | Solar |  |  | Interconnected | Waubun | 56589 | Pine Point | 2 | Residential |  | 49736 | 2022 | 2023
20261-227520-01 | Itasca-Mantrap Electric Cooperative | 18 | 9475 | Co-op | NOVA6250 | 34.99 | Solar |  |  | Interconnected | Akeley |  | Tripp Lake | 3 | Commercial |  | 129225.05 | 2022 | 2022
20261-227520-01 | Itasca-Mantrap Electric Cooperative | 18 | 9475 | Co-op | NOVA6265 | 14.5 | Solar |  |  | Interconnected | Osage | 56570 | Osage | 5 | Residential |  | 76000 | 2022 | 2022
20261-227520-01 | Itasca-Mantrap Electric Cooperative | 18 | 9475 | Co-op | NOVA6722 | 9.89 | Solar |  | X | Interconnected | Backus | 56435 | Tripp Lake | 4 | Residential |  | 38419 | 2022 | 2023
20261-227520-01 | Itasca-Mantrap Electric Cooperative | 18 | 9475 | Co-op | NOVA6976 | 19.2 | Solar |  |  | Interconnected | Akeley | 56433 | Nevis | 4 | Residential |  | 51840 | 2022 | 2023
20261-227520-01 | Itasca-Mantrap Electric Cooperative | 18 | 9475 | Co-op | NOVA7367 | 19.86 | Solar |  | X | Interconnected | Park Rapids | 56470 | Mantrap | 5 | Residential |  | 31564 | 2022 | 2023
20261-227520-01 | Itasca-Mantrap Electric Cooperative | 18 | 9475 | Co-op | NOVA7522 | 23.04 | Solar |  |  | Interconnected | Akeley | 56433 | Nevis | 4 | Residential |  | 69964 | 2023 | 2023
20261-227520-01 | Itasca-Mantrap Electric Cooperative | 18 | 9475 | Co-op | NOVA7715 | 38.5 | Solar |  |  | Interconnected | Park Rapids | 56470 | Long Lake | 5 | Residential |  | 77000 | 2023 | 2023
20261-227520-01 | Itasca-Mantrap Electric Cooperative | 18 | 9475 | Co-op | NOVA8161 | 18.3 | Solar |  | X | Interconnected | Park Rapids | 56470 | Potato Lake | 2 | Residential |  | 53209 | 2023 | 2023
20261-227520-01 | Itasca-Mantrap Electric Cooperative | 18 | 9475 | Co-op | NOVA8177 | 11.9 | Solar |  |  | Interconnected | Park Rapids | 56470 | Pine Point | 1 | Residential |  | 46950 | 2023 | 2023
20261-227520-01 | Itasca-Mantrap Electric Cooperative | 18 | 9475 | Co-op | NOVA8558 | 15.85 | Solar |  |  | Interconnected | Backus | 56435 | Tripp Lake | 1 | Residential |  | 20000 | 2023 | 2023
20261-227520-01 | Itasca-Mantrap Electric Cooperative | 18 | 9475 | Co-op | NOVA8806 | 4.61 | Solar |  |  | Interconnected | Waubun | 56589 | Pine Point | 2 | Residential |  | 24100 | 2023 | 2024
20261-227520-01 | Itasca-Mantrap Electric Cooperative | 18 | 9475 | Co-op | NOVA8848 | 8.96 | Solar |  |  | Withdrawn | Park Rapids | 56470 | Long Lake | 1 | Residential |  | 48619 | 2023
20261-227520-01 | Itasca-Mantrap Electric Cooperative | 18 | 9475 | Co-op | NOVA9079 | 10.37 | Solar |  |  | Interconnected | Park Rapids | 56470 | Potato Lake | 4 | Residential |  | 36855 | 2024 | 2024
20262-228091-01 | Barnesville Municipal Utility | 150 | 1233 | Muni | Barnesville Solar Garden | 26.4 | Solar |  |  | Interconnected | Barnesville | 56514 | Downtown | 11 | Community Solar Garden |  | 59900 | 2018 | 2018
20262-228091-01 | Barnesville Municipal Utility | 150 | 1233 | Muni | Solar 00007708-9 | 10.44 | Solar |  |  | Interconnected | Barnesville | 56514 | East | 21 | Residential |  | 48828 | 2022 | 2022
20262-228091-01 | Barnesville Municipal Utility | 150 | 1233 | Muni | Solar 00019996-2 | 11.78 | Solar |  |  | Interconnected | Barnesville | 56514 | East | 20 | Residential |  | 47334 | 2023 | 2023
20262-228091-01 | Barnesville Municipal Utility | 150 | 1233 | Muni | Solar 00048149-8 | 40 | Solar |  |  | Interconnected | Barnesville | 56514 | East | 21 | Commercial |  | 140000 | 2024 | 2024
20261-227248-01 | Janesville Municipal Utilities | 132 | 9650 | Muni | NOVA7490 | 11.7 | Solar |  |  | Interconnected | Janesville | 56048 | POWER PLANT | Northwest | Residential |  | 53922 | 2023 | 2023
20261-227248-01 | Janesville Municipal Utilities | 132 | 9650 | Muni | NOVA10734 | 40 | Solar |  |  | Interconnected | Janesville | 56048 | POWER PLANT | East | Commercial |  | 162500 | 2024 | 2024
20261-227248-01 | Janesville Municipal Utilities | 132 | 9650 | Muni | NOVA10771 | 6.53 | Solar |  |  | Interconnected | Janesville | 56048 | POWER PLANT | Northwest | Residential |  | 21675 | 2024 | 2024
20261-227248-01 | Janesville Municipal Utilities | 132 | 9650 | Muni | NOVA12904 | 9.3 | Solar |  |  | Interconnected | Janesville | 56048 | POWER PLANT | Industrial | Residential |  | 29386 | 2025 | 2025
20262-227731-01 | Kandiyohi Power Cooperative | 19 | 9991 | Co-op | NOVA0001-7326410 | 39.9 | Wind |  |  | Interconnected | Kerkhoven | 56252 | Pennock | 4 | Residential |  | 89000 | 2003 | 2003
20262-227731-01 | Kandiyohi Power Cooperative | 19 | 9991 | Co-op | NOVA0002-4221700 | 1.5 | Solar |  |  | Interconnected | New London | 56273 | Prairie Woods | 3 | Residential |  | 9000 | 2005 | 2005
20262-227731-01 | Kandiyohi Power Cooperative | 19 | 9991 | Co-op | NOVA0003-5235400 | 11 | Solar |  |  | Interconnected | Spicer | 56288 | Spicer | 4 | Commercial |  | 50000 | 2007 | 2007
20262-227731-01 | Kandiyohi Power Cooperative | 19 | 9991 | Co-op | NOVA0004-72034075 | 40 | Wind |  |  | Interconnected | Kerkhoven | 56252 | Sunburg | 3 | Residential |  | 89000 | 2009 | 2009
20262-227731-01 | Kandiyohi Power Cooperative | 19 | 9991 | Co-op | NOVA0005-4220382 | 2.4 | Wind |  |  | Interconnected | New London | 56273 | Prairie Woods | 3 | Residential |  | 15000 | 2009 | 2009
20262-227731-01 | Kandiyohi Power Cooperative | 19 | 9991 | Co-op | NOVA0006-7234250 | 5.5 | Solar |  |  | Interconnected | Kerkhoven | 56252 | Sunburg | 3 | Residential |  | 40000 | 2010 | 2010
20262-227731-01 | Kandiyohi Power Cooperative | 19 | 9991 | Co-op | NOVA0007-7234252 | 11 | Solar |  |  | Interconnected | Kerkhoven | 56252 | Sunburg | 3 | Residential |  | 88000 | 2010 | 2010
20262-227731-01 | Kandiyohi Power Cooperative | 19 | 9991 | Co-op | NOVA0008-6114500 | 4.5 | Solar |  |  | Interconnected | Brooten | 55316 | Sunburg | 1 | Residential |  | 36000 | 2010 | 2010
20262-227731-01 | Kandiyohi Power Cooperative | 19 | 9991 | Co-op | NOVA0009-4306212 | 1.5 | Solar |  |  | Interconnected | Spicer | 56288 | Spicer | 1 | Residential |  | 14000 | 2010 | 2010
20262-227731-01 | Kandiyohi Power Cooperative | 19 | 9991 | Co-op | NOVA0010-5233870 | 3 | Solar |  |  | Interconnected | Spicer | 56288 | Sunburg | 2 | Residential |  | 24000 | 2010 | 2010
20262-227731-01 | Kandiyohi Power Cooperative | 19 | 9991 | Co-op | NOVA0011-5233875 | 5 | Solar |  |  | Interconnected | Spicer | 56288 | Sunburg | 2 | Residential |  | 40000 | 2010 | 2010
20262-227731-01 | Kandiyohi Power Cooperative | 19 | 9991 | Co-op | NOVA0012-4304695 | 5.4 | Solar |  |  | Interconnected | Spicer | 56288 | Spicer | 1 | Residential |  | 37500 | 2010 | 2010
20262-227731-01 | Kandiyohi Power Cooperative | 19 | 9991 | Co-op | NOVA0013-3421020 | 8 | Solar |  |  | Interconnected | Atwater | 56209 | Kandiyohi | 2 | Residential |  | 56000 | 2010 | 2011
20262-227731-01 | Kandiyohi Power Cooperative | 19 | 9991 | Co-op | NOVA0014-5522470 | 39.9 | Wind |  |  | Interconnected | Willmar | 56201 | Svea | 4 | Residential |  | 136000 | 2011 | 2011
20262-227731-01 | Kandiyohi Power Cooperative | 19 | 9991 | Co-op | NOVA0015-5201680 | 4.25 | Solar |  |  | Interconnected | New London | 56273 | Prairie Woods | 4 | Commercial |  | 29000 | 2011 | 2011
20262-227731-01 | Kandiyohi Power Cooperative | 19 | 9991 | Co-op | NOVA0016-6113720 | 39.9 | Wind |  |  | Interconnected | Brooten | 56316 | Sunburg | 1 | Residential |  | 180000 | 2013 | 2013
20262-227731-01 | Kandiyohi Power Cooperative | 19 | 9991 | Co-op | NOVA0017-5220352 | 8 | Solar |  |  | Interconnected | New London | 56273 | Sunburg | 2 | Residential |  | 56000 | 2014 | 2014
20262-227731-01 | Kandiyohi Power Cooperative | 19 | 9991 | Co-op | NOVA0018-5334300 | 20 | Solar |  |  | Interconnected | Willmar | 56201 | Kandiyohi | 4 | Residential |  | 120000 | 2014 | 2014
20262-227731-01 | Kandiyohi Power Cooperative | 19 | 9991 | Co-op | NOVA0019-5207870 | 9 | Solar |  |  | Interconnected | Pennock | 56279 | Sunburg | 2 | Residential |  | 54000 | 2014 | 2014
20262-227731-01 | Kandiyohi Power Cooperative | 19 | 9991 | Co-op | NOVA0020-6103400 | 12 | Solar |  |  | Interconnected | Brooten | 56316 | Sunburg | 1 | Residential |  | 72000 | 2015 | 2015
20262-227731-01 | Kandiyohi Power Cooperative | 19 | 9991 | Co-op | NOVA0021-4131710 | 11 | Solar |  |  | Interconnected | New London | 56273 | Hawick | 4 | Commercial |  | 75000 | 2015 | 2015
20262-227731-01 | Kandiyohi Power Cooperative | 19 | 9991 | Co-op | NOVA0022-5132850 | 14 | Solar |  |  | Interconnected | Sunburg | 56289 | Sunburg | 1 | Residential |  | 95000 | 2015 | 2015
20262-227731-01 | Kandiyohi Power Cooperative | 19 | 9991 | Co-op | NOVA0023-6216480 | 36 | Solar |  |  | Interconnected | Pennock | 56279 | Sunburg | 4 | Residential |  | 2e+05 | 2018 | 2018
20262-227731-01 | Kandiyohi Power Cooperative | 19 | 9991 | Co-op | NOVA0024-4305470 | 20 | Solar |  |  | Interconnected | Spicer | 56288 | Spicer | 1 | Residential |  | 120000 | 2018 | 2018
20262-227731-01 | Kandiyohi Power Cooperative | 19 | 9991 | Co-op | NOVA0025-5324310 | 39.2 | Solar |  |  | Interconnected | Willmar | 56201 | Spicer | 3 | Commercial |  | 196000 | 2019 | 2019
20262-227731-01 | Kandiyohi Power Cooperative | 19 | 9991 | Co-op | NOVA1518-6129760 | 12.24 | Solar |  |  | Interconnected | Sunburg | 56289 | Sunburg | 2 | Residential |  | 18360 | 2019 | 2019
20262-227731-01 | Kandiyohi Power Cooperative | 19 | 9991 | Co-op | NOVA2114-5234770 | 13.43 | Solar |  |  | Interconnected | Spicer | 56288 | Prairie Woods | 4 | Residential |  | 41900 | 2019 | 2019
20262-227731-01 | Kandiyohi Power Cooperative | 19 | 9991 | Co-op | NOVA2314-5433620 | 15.2 | Solar |  |  | Interconnected | Willmar | 56201 | Willmar | 3 | Residential |  |  | 2019 | 2019
20262-227731-01 | Kandiyohi Power Cooperative | 19 | 9991 | Co-op | NOVA2382-5133843 | 13.14 | Solar |  |  | Interconnected | New London | 56273 | Sunburg | 2 | Residential |  | 43000 | 2019 | 2020
20262-227731-01 | Kandiyohi Power Cooperative | 19 | 9991 | Co-op | NOVA2469-3208340 | 34.2 | Solar |  |  | Interconnected | Hawick | 56273 | Green Lake | 1 | Residential |  | 80000 | 2019 | 2020
20262-227731-01 | Kandiyohi Power Cooperative | 19 | 9991 | Co-op | NOVA2526-5235650 | 7.92 | Solar |  |  | Interconnected | Spicer | 56288 | Spicer | 4 | Commercial |  | 25740 | 2019 | 2020
20262-227731-01 | Kandiyohi Power Cooperative | 19 | 9991 | Co-op | NOVA3010-4317160 | 40 | Solar |  | X | Interconnected | Spicer | 56288 | Spicer | 4 | Residential |  | 142800 | 2020 | 2020
20262-227731-01 | Kandiyohi Power Cooperative | 19 | 9991 | Co-op | NOVA3283-5434020 | 33.3 | Solar |  |  | Interconnected | Willmar | 56201 | Willmar | 3 | Commercial |  | 143480 | 2020 | 2020
20262-227731-01 | Kandiyohi Power Cooperative | 19 | 9991 | Co-op | NOVA3474-4308510 | 28.75 | Solar |  |  | Interconnected | Spicer | 56288 | Spicer | 4 | Residential |  | 91000 | 2020 | 2020
20262-227731-01 | Kandiyohi Power Cooperative | 19 | 9991 | Co-op | NOVA3688-4233290 | 6.4 | Solar |  |  | Interconnected | Spicer | 56288 | Spicer | 1 | Residential |  | 9280 | 2020 | 2020
20262-227731-01 | Kandiyohi Power Cooperative | 19 | 9991 | Co-op | NOVA3834-4305494 | 14.85 | Solar |  |  | Interconnected | Spicer | 56288 | Spicer | 1 | Residential |  | 42322 | 2020 | 2020
20262-227731-01 | Kandiyohi Power Cooperative | 19 | 9991 | Co-op | NOVA3473-4419907 | 10.7 | Solar |  |  | Interconnected | Willmar | 56201 | Willmar | 2 | Residential |  | 43000 | 2020 | 2021
20262-227731-01 | Kandiyohi Power Cooperative | 19 | 9991 | Co-op | NOVA3684-5117550 | 7.7 | Solar |  |  | Interconnected | New London | 56273 | Hawick | 4 | Residential |  | 26500 | 2020 | 2021
20262-227731-01 | Kandiyohi Power Cooperative | 19 | 9991 | Co-op | NOVA3949-5133843 | 27 | Solar |  |  | Interconnected | New London | 56273 | Sunburg | 2 | Residential |  | 15000 | 2020 | 2021
20262-227731-01 | Kandiyohi Power Cooperative | 19 | 9991 | Co-op | NOVA4050-7221610 | 10 | Solar |  |  | Interconnected | Murdock | 56271 | Sunburg | 4 | Residential |  | 66971 | 2021 | 2021
20262-227731-01 | Kandiyohi Power Cooperative | 19 | 9991 | Co-op | NOVA4080-4308140 | 10 | Solar |  |  | Interconnected | Spicer | 56288 | Spicer | 1 | Residential |  | 30000 | 2021 | 2021
20262-227731-01 | Kandiyohi Power Cooperative | 19 | 9991 | Co-op | NOVA4081-4308146 | 17.6 | Solar |  |  | Interconnected | Spicer | 56288 | Spicer | 1 | Residential |  | 45000 | 2021 | 2021
20262-227731-01 | Kandiyohi Power Cooperative | 19 | 9991 | Co-op | NOVA4817-6326800 | 17.6 | Solar |  |  | Interconnected | Pennock | 56279 | Sunburg | 3 | Residential |  | 51800 | 2021 | 2021
20262-227731-01 | Kandiyohi Power Cooperative | 19 | 9991 | Co-op | NOVA4964-4216937 | 7.83 | Solar |  |  | Interconnected | New London | 56273 | Prairie Woods | 3 | Residential | Water Heater and AC | 33142 | 2021 | 2021
20262-227731-01 | Kandiyohi Power Cooperative | 19 | 9991 | Co-op | NOVA5176-6235260 | 11.4 | Solar |  |  | Interconnected | Pennock | 56279 | Sunburg | 1 | Residential | Water Heater & Dual Fuel | 38400 | 2021 | 2021
20262-227731-01 | Kandiyohi Power Cooperative | 19 | 9991 | Co-op | NOVA5186-4212120 | 15.2 | Solar |  |  | Interconnected | New London | 56273 | Hawick | 2 | Residential |  | 71321 | 2021 | 2021
20262-227731-01 | Kandiyohi Power Cooperative | 19 | 9991 | Co-op | NOVA5188-5101550 | 38.4 | Solar |  |  | Interconnected | Belgrade | 56312 | Hawick | 4 | Commercial |  | 125000 | 2021 | 2021
20262-227731-01 | Kandiyohi Power Cooperative | 19 | 9991 | Co-op | NOVA4459-7332300 | 25 | Wind |  |  | Interconnected | Kerkhoven | 56252 | Pennock | 4 | Residential |  | 150000 | 2021 | 2022
20262-227731-01 | Kandiyohi Power Cooperative | 19 | 9991 | Co-op | NOVA4461-7332265 | 25 | Wind |  |  | Interconnected | Kerkhoven | 56252 | Pennock | 4 | Residential |  | 150000 | 2021 | 2022
20262-227731-01 | Kandiyohi Power Cooperative | 19 | 9991 | Co-op | NOVA5182-6523330 | 38.5 | Solar |  |  | Interconnected | Raymond | 56282 | Svea | 4 | Commercial |  | 134568 | 2021 | 2022
20262-227731-01 | Kandiyohi Power Cooperative | 19 | 9991 | Co-op | NOVA5291-3434216 | 5.51 | Solar |  |  | Interconnected | Atwater | 56209 | Kandiyohi | 2 | Residential |  | 23575 | 2021 | 2022
20262-227731-01 | Kandiyohi Power Cooperative | 19 | 9991 | Co-op | NOVA5420-5323096 | 10 | Solar |  |  | Interconnected | Willmar | 56201 | Spicer | 4 | Residential |  | 30340 | 2021 | 2022
20262-227731-01 | Kandiyohi Power Cooperative | 19 | 9991 | Co-op | NOVA4462-7331130 | 25 | Wind |  |  | Withdrawn | Kerkhoven | 56252 | Pennock | 4 | Residential |  | 150000 | 2021
20262-227731-01 | Kandiyohi Power Cooperative | 19 | 9991 | Co-op | NOVA5183-6314600 | 35 | Solar |  |  | Withdrawn | Pennock | 56279 | Sunburg | 3 | Commercial |  | 182450 | 2021
20262-227731-01 | Kandiyohi Power Cooperative | 19 | 9991 | Co-op | NOVA5342-7327230 | 30.8 | Solar |  |  | Interconnected | Kerkhoven | 56252 | Pennock | 4 | Residential |  | 134000 | 2022 | 2022
20262-227731-01 | Kandiyohi Power Cooperative | 19 | 9991 | Co-op | NOVA5629-5322895 | 7.7 | Solar |  |  | Interconnected | Willmar | 56201 | Spicer | 4 | Residential |  | 34176 | 2022 | 2022
20262-227731-01 | Kandiyohi Power Cooperative | 19 | 9991 | Co-op | NOVA5859-3208325 | 33.2 | Solar |  |  | Interconnected | Hawick | 56273 | Green Lake | 1 | Residential |  | 80000 | 2022 | 2022
20262-227731-01 | Kandiyohi Power Cooperative | 19 | 9991 | Co-op | NOVA6116-5321125 | 10 | Solar |  |  | Interconnected | Willmar | 56201 | Spicer | 4 | Residential |  | 37951 | 2022 | 2022
20262-227731-01 | Kandiyohi Power Cooperative | 19 | 9991 | Co-op | NOVA6260-6314600 | 38.5 | Solar |  |  | Interconnected | Pennock | 56279 | Sunburg | 3 | Commercial |  | 182450 | 2022 | 2022
20262-227731-01 | Kandiyohi Power Cooperative | 19 | 9991 | Co-op | NOVA6741-5234677 | 12.6 | Solar |  |  | Interconnected | Spicer | 56288 | Prairie Woods | 4 | Residential |  | 33670 | 2022 | 2022
20262-227731-01 | Kandiyohi Power Cooperative | 19 | 9991 | Co-op | NOVA6178-4327012 | 38.18 | Solar |  |  | Interconnected | Kandiyohi | 56251 | Kandiyohi | 1 | Residential |  | 137500 | 2022 | 2023
20262-227731-01 | Kandiyohi Power Cooperative | 19 | 9991 | Co-op | NOVA6609-4403115 | 25 | Wind |  |  | Interconnected | Kandiyohi | 56251 | Kandiyohi | 2 | Residential |  | 169000 | 2022 | 2023
20262-227731-01 | Kandiyohi Power Cooperative | 19 | 9991 | Co-op | NOVA7223-4233858 | 18 | Solar |  |  | Interconnected | Spicer | 56288 | Spicer | 1 | Residential |  | 63842 | 2022 | 2023
20262-227731-01 | Kandiyohi Power Cooperative | 19 | 9991 | Co-op | NOVA5617-5316925 | 25 | Wind |  |  | Withdrawn | Willmar | 56201 | Spicer | 4 | Commercial |  | 115000 | 2022
20262-227731-01 | Kandiyohi Power Cooperative | 19 | 9991 | Co-op | NOVA6835-3116325 | 12.44 | Solar |  |  | Withdrawn | New London | 56273 | Hawick | 1 | Residential |  | 15000 | 2022
20262-227731-01 | Kandiyohi Power Cooperative | 19 | 9991 | Co-op | NOVA6981-5531120 | 12 | Solar |  |  | Interconnected | Raymond | 56282 | Svea | 4 | Residential |  | 52794 | 2023 | 2023
20262-227731-01 | Kandiyohi Power Cooperative | 19 | 9991 | Co-op | NOVA7539-5323900 | 10 | Solar |  | X | Interconnected | Willmar | 56201 | Spicer | 4 | Residential |  | 54572.2 | 2023 | 2023
20262-227731-01 | Kandiyohi Power Cooperative | 19 | 9991 | Co-op | NOVA7539-5323900-S | 10 | Storage |  |  | Interconnected | Willmar | 56201 | Spicer | 4 | Residential |  | 54572.2 | 2023 | 2023
20262-227731-01 | Kandiyohi Power Cooperative | 19 | 9991 | Co-op | NOVA8158-4403390 | 7.7 | Solar |  |  | Interconnected | Kandiyohi | 56251 | Kandiyohi | 2 | Residential |  | 54000 | 2023 | 2023
20262-227731-01 | Kandiyohi Power Cooperative | 19 | 9991 | Co-op | NOVA8394-4336275 | 18.5 | Solar |  |  | Interconnected | Kandiyohi | 56251 | Kandiyohi | 2 | Residential |  | 50000 | 2023 | 2023
20262-227731-01 | Kandiyohi Power Cooperative | 19 | 9991 | Co-op | NOVA8549-4404730 | 8.45 | Solar |  |  | Interconnected | Kandiyohi | 56251 | Kandiyohi | 3 | Residential |  | 18480 | 2023 | 2023
20262-227731-01 | Kandiyohi Power Cooperative | 19 | 9991 | Co-op | NOVA8792-7433240 | 22.8 | Solar |  | X | Interconnected | Raymond | 56282 | Pennock | 4 | Residential |  | 80000 | 2023 | 2024
20262-227731-01 | Kandiyohi Power Cooperative | 19 | 9991 | Co-op | NOVA8829-6126120 | 11.34 | Solar |  |  | Interconnected | Sunburg | 56289 | Sunburg | 1 | Residential |  | 22680 | 2023 | 2024
20262-227731-01 | Kandiyohi Power Cooperative | 19 | 9991 | Co-op | NOVA10354-4215871 | 40 | Solar |  |  | Interconnected | New London | 56273 | Prairie Woods | 3 | Commercial |  | 162500 | 2024 | 2024
20262-227731-01 | Kandiyohi Power Cooperative | 19 | 9991 | Co-op | NOVA10410-4215870 | 40 | Solar |  |  | Interconnected | New London | 56273 | Prairie Woods | 3 | Commercial |  | 162500 | 2024 | 2024
20262-227731-01 | Kandiyohi Power Cooperative | 19 | 9991 | Co-op | NOVA10411-4216205 | 40 | Solar |  |  | Interconnected | New London | 56273 | Prairie Woods | 3 | Commercial |  | 162500 | 2024 | 2024
20262-227731-01 | Kandiyohi Power Cooperative | 19 | 9991 | Co-op | NOVA10412-5301910 | 10.37 | Solar |  |  | Interconnected | Spicer | 56288 | Spicer | 4 | Residential |  | 29000 | 2024 | 2024
20262-227731-01 | Kandiyohi Power Cooperative | 19 | 9991 | Co-op | NOVA10729-3335360 | 11.52 | Solar |  |  | Interconnected | Atwater | 56209 | Kandiyohi | 2 | Residential |  | 28114 | 2024 | 2024
20262-227731-01 | Kandiyohi Power Cooperative | 19 | 9991 | Co-op | NOVA11932-5227518 | 13.82 | Solar |  |  | Interconnected | Spicer | 56288 | Prairie Woods | 4 | Residential |  | 51450 | 2024 | 2024
20262-227731-01 | Kandiyohi Power Cooperative | 19 | 9991 | Co-op | NOVA12288-7514520 | 23.4 | Solar |  |  | Interconnected | Raymond | 56282 | Pennock | 3 | Residential |  | 52000 | 2024 | 2024
20262-227731-01 | Kandiyohi Power Cooperative | 19 | 9991 | Co-op | NOVA9010-3420495 | 13.86 | Solar |  |  | Interconnected | Atwater | 56209 | Kandiyohi | 2 | Residential | Solar | 52369 | 2024 | 2024
20262-227731-01 | Kandiyohi Power Cooperative | 19 | 9991 | Co-op | NOVA10360-3335360 | 10.75 | Solar |  |  | Withdrawn | Atwater | 56209 | Kandiyohi | 2 | Residential |  | 17850 | 2024
20262-227731-01 | Kandiyohi Power Cooperative | 19 | 9991 | Co-op | NOVA12523-4404730 | 11.5 | Solar |  | X | Interconnected | Kandiyohi | 56251 | Kandiyohi | 3 | Residential |  | 39364 | 2025 | 2025
20262-227731-01 | Kandiyohi Power Cooperative | 19 | 9991 | Co-op | NOVA12633-4318890 | 100 | Solar |  |  | Interconnected | Spicer | 56288 | Spicer | 4 | Commercial |  | 281700 | 2025 | 2025
20262-227731-01 | Kandiyohi Power Cooperative | 19 | 9991 | Co-op | NOVA12881-5406175 | 12.29 | Solar |  |  | Interconnected | Willmar | 56201 | Sunburg | 3 | Residential |  | 44292 | 2025 | 2025
20262-227731-01 | Kandiyohi Power Cooperative | 19 | 9991 | Co-op | NOVA13271-3231267 | 22.8 | Solar |  |  | Interconnected | Spicer | 56288 | Green Lake | 4 | Residential |  | 80603.24 | 2025 | 2025
20262-227731-01 | Kandiyohi Power Cooperative | 19 | 9991 | Co-op | NOVA13283-4201248 | 29.57 | Solar |  |  | Interconnected | New London | 56273 | Hawick | 3 | Residential |  | 96040 | 2025 | 2025
20262-227731-01 | Kandiyohi Power Cooperative | 19 | 9991 | Co-op | NOVA13674-5315538 | 13.44 | Solar |  |  | Interconnected | Willmar | 56201 | Spicer | 4 | Residential |  | 51468 | 2025 | 2025
20262-227731-01 | Kandiyohi Power Cooperative | 19 | 9991 | Co-op | NOVA13790-5213040 | 14.59 | Solar |  |  | Interconnected | New London | 56273 | Prairie Woods | 4 | Residential |  | 30000 | 2025 | 2025
20262-227731-01 | Kandiyohi Power Cooperative | 19 | 9991 | Co-op | NOVA13826-4229795 | 20.74 | Solar |  |  | Interconnected | Spicer | 56228 | Prairie Woods | 3 | Residential |  | 57000 | 2025 | 2026
20262-227731-01 | Kandiyohi Power Cooperative | 19 | 9991 | Co-op | NOVA13935-6420150 | 15.4 | Solar |  |  | Interconnected | Raymond | 56282 | Pennock | 2 | Residential |  | 40000 | 2025 | 2026
20262-227731-01 | Kandiyohi Power Cooperative | 19 | 9991 | Co-op | NOVA12789-4201248 | 29.57 | Solar |  |  | Withdrawn | New London | 56273 | Hawick | 3 | Residential |  |  | 2025
20262-227979-01 | Kenyon Municipal | 153 | 10179 | Muni | NOVA12261 | 7.6 | Solar |  |  | Withdrawn | Kenyon | 55946 | Kenyon | Southside Business | Residential |  | 39017.22 | 2024
20262-227910-01 | Lake City Utilities | 56 | 10595 | Muni | 14100530103 | 10.64 | Solar |  |  | Interconnected | Lake City | 55041 | 10th Street |  | Commercial |  |  | 2014 | 2015
20262-227910-01 | Lake City Utilities | 56 | 10595 | Muni | 13101540000 | 6.08 | Solar |  |  | Interconnected | Lake City | 55041 | 10th Street |  | Residential |  | 11769 | 2019 | 2019
20262-227910-01 | Lake City Utilities | 56 | 10595 | Muni | 12101465000 | 9.28 | Solar |  |  | Interconnected | Lake City | 55041 | 10th Street |  | Residential |  | 50703 | 2019 | 2020
20262-227910-01 | Lake City Utilities | 56 | 10595 | Muni | 12101460201 | 6.38 | Solar |  |  | Interconnected | Lake City | 55041 | 10th Street |  | Residential |  | 29079 | 2019 | 2019
20262-227910-01 | Lake City Utilities | 56 | 10595 | Muni | 12101500104 | 9.28 | Solar |  | X | Interconnected | Lake City | 55041 | 10th Street |  | Residential |  | 69382 | 2019 | 2020
20262-227910-01 | Lake City Utilities | 56 | 10595 | Muni | 77008442 | 6 | Solar |  |  | Interconnected | Lake City | 55041 | 10th Street |  | Residential |  |  | 2020 | 2020
20262-227910-01 | Lake City Utilities | 56 | 10595 | Muni | 12101460101 | 36 | Solar |  |  | Interconnected | Lake City | 55041 | 10th Street |  | Residential |  |  | 2020 | 2020
20262-227910-01 | Lake City Utilities | 56 | 10595 | Muni | 7100450005 | 7.6 | Solar |  |  | Interconnected | Lake City | 55041 | 10th Street |  | Residential |  | 11633 | 2021 | 2021
20262-227910-01 | Lake City Utilities | 56 | 10595 | Muni | 8100980002 | 8.12 | Solar |  |  | Interconnected | Lake City | 55041 | 10th Street |  | Residential |  | 49605 | 2021 | 2022
20262-227910-01 | Lake City Utilities | 56 | 10595 | Muni | 14101130003 | 3.8 | Solar |  |  | Interconnected | Lake City | 55041 | 11th Street |  | Residential |  | 23331 | 2020 | 2021
20262-227910-01 | Lake City Utilities | 56 | 10595 | Muni | 343425336 | 4.725 | Solar |  |  | Interconnected | Lake City | 55041 | 10th Street |  | Residential |  | 26000 | 2024 | 2024
20262-227910-01 | Lake City Utilities | 56 | 10595 | Muni | 84138669 | 4.095 | Solar |  |  | Interconnected | Lake City | 55041 | 10th Street |  | Residential |  | 28118.9 | 2024 | 2024
20262-227910-01 | Lake City Utilities | 56 | 10595 | Muni | 343384831 | 7.6 | Solar |  |  | Interconnected | Lake City | 55041 | 10th Street |  | Residential |  | 37884 | 2025 | 2025
20262-227910-01 | Lake City Utilities | 56 | 10595 | Muni | 337699510 | 15.2 | Solar |  |  | Interconnected | Lake City | 55041 | 10th Street |  | Residential |  |  | 2024 | 2025
20262-227910-01 | Lake City Utilities | 56 | 10595 | Muni | 84138790 | 10.26 | Solar |  |  | Interconnected | Lake City | 55041 | 10th Street |  | Residential |  | 24689 | 2025 | 2025
20262-227910-01 | Lake City Utilities | 56 | 10595 | Muni | 18100141001 | 200 | Solar |  |  | Active Application | Lake City | 55041 | 10th Street |  | Commercial |  | 645656 | 2025
20262-227910-01 | Lake City Utilities | 56 | 10595 | Muni | 18100090001 | 200 | Solar |  |  | Active Application | Lake City | 55041 | 10th Street |  | Commercial |  | 645656 | 2025
20262-227910-01 | Lake City Utilities | 56 | 10595 | Muni | 9101000001 | 12.288 | Solar |  |  | Active Application | Lake City | 55041 | 10th Street |  | Residential |  | 44282.16 | 2025
20262-227818-01 | Lake Country Power | 14 | 10697 | Co-op | NOVA0001-304142250 | 0.96 | Solar |  |  | Interconnected | Grand Rapids | 55744 | Pokegama | 2167 | Residential |  |  | 2002 | 2002
20262-227818-01 | Lake Country Power | 14 | 10697 | Co-op | NOVA0002-423003473 | 2.6 | Solar |  |  | Interconnected | Holyoke | 55749 | Sturgeon Lake B | 2543 | Residential |  |  | 2003 | 2003
20262-227818-01 | Lake Country Power | 14 | 10697 | Co-op | NOVA0003-241022233 | 2.5 | Solar |  |  | Interconnected | Grand Rapids | 55744 | Arbo | 2453 | Residential |  |  | 2006 | 2006
20262-227818-01 | Lake Country Power | 14 | 10697 | Co-op | NOVA0004-261002468 | 2.1 | Solar |  |  | Interconnected | Grand Rapids | 55744 | Cohasset | 2255 | Residential |  |  | 2006 | 2006
20262-227818-01 | Lake Country Power | 14 | 10697 | Co-op | NOVA0005-285003093 | 1.8 | Solar |  |  | Interconnected | Bovey | 55709 | Blackberry | 2158 | Residential |  |  | 2007 | 2007
20262-227818-01 | Lake Country Power | 14 | 10697 | Co-op | NOVA0006-241012210 | 3.6 | Solar |  |  | Interconnected | Grand Rapids | 55744 | Arbo | 2453 | Residential |  |  | 2007 | 2007
20262-227818-01 | Lake Country Power | 14 | 10697 | Co-op | NOVA0007-356053101 | 4.2 | Solar |  |  | Interconnected | Duluth | 55803 | Bergen Lake | 2141 | Residential |  |  | 2007 | 2007
20262-227818-01 | Lake Country Power | 14 | 10697 | Co-op | NOVA0008-384003272 | 2 | Solar |  |  | Interconnected | Tamarack | 55787 | Wright | 2237 | Residential |  |  | 2007 | 2007
20262-227818-01 | Lake Country Power | 14 | 10697 | Co-op | NOVA0009-137001007 | 4.16 | Solar |  |  | Interconnected | Orr | 55771 | Meadowbrook | 2303 | Residential |  |  | 2007 | 2007
20262-227818-01 | Lake Country Power | 14 | 10697 | Co-op | NOVA0010-289000602 | 4 | Solar |  |  | Interconnected | Hibbing | 55746 | Peary | 2201 | Residential |  |  | 2007 | 2007
20262-227818-01 | Lake Country Power | 14 | 10697 | Co-op | NOVA0011-123003102 | 2 | Solar |  |  | Interconnected | Orr | 55771 | Meadowbrook | 2303 | Residential |  |  | 2007 | 2007
20262-227818-01 | Lake Country Power | 14 | 10697 | Co-op | NOVA0012-203002701 | 6.8 | Solar |  |  | Interconnected | Chisholm | 55710 | Sand Lake | 2112 | Residential |  |  | 2008 | 2008
20262-227818-01 | Lake Country Power | 14 | 10697 | Co-op | NOVA0013-145053204 | 9.36 | Solar |  |  | Interconnected | Ely | 55731 | Clear Lake | 2307 | Residential |  |  | 2008 | 2008
20262-227818-01 | Lake Country Power | 14 | 10697 | Co-op | NOVA0014-146011836 | 1.2 | Solar |  |  | Interconnected | Ely | 55731 | Winton B | 2206B | Residential |  |  | 2010 | 2010
20262-227818-01 | Lake Country Power | 14 | 10697 | Co-op | NOVA0015-429011140 | 6.4 | Solar |  |  | Interconnected | Kerrick | 55756 | Sturgeon Lake B | 2543 | Residential |  |  | 2009 | 2009
20262-227818-01 | Lake Country Power | 14 | 10697 | Co-op | NOVA0016-405003355 | 11 | Solar |  |  | Interconnected | Cromwell | 55726 | Kettle River | 2147 | Residential |  |  | 2007 | 2009
20262-227818-01 | Lake Country Power | 14 | 10697 | Co-op | NOVA0017-429003003 | 0.9 | Solar |  |  | Interconnected | Sturgeon Lake | 55783 | Sturgeon Lake | 2139 | Residential |  |  | 2009 | 2010
20262-227818-01 | Lake Country Power | 14 | 10697 | Co-op | NOVA0018-413002438 | 3 | Solar |  |  | Interconnected | Kettle River | 55757 | Kettle River | 2147 | Residential |  |  | 2009 | 2009
20262-227818-01 | Lake Country Power | 14 | 10697 | Co-op | NOVA0019-405003090 | 2 | Solar |  |  | Interconnected | Cromwell | 55726 | Cromwell | 2233 | Residential |  |  | 2010 | 2010
20262-227818-01 | Lake Country Power | 14 | 10697 | Co-op | NOVA0020-286002616 | 3 | Solar |  |  | Interconnected | Hibbing | 55746 | Goodland | 2361 | Residential |  |  | 2010 | 2010
20262-227818-01 | Lake Country Power | 14 | 10697 | Co-op | NOVA0021-247001404 | 4.2 | Solar |  |  | Interconnected | Mountain Iron | 55768 | Iron | 2108 | Residential |  |  | 2010 | 2010
20262-227818-01 | Lake Country Power | 14 | 10697 | Co-op | NOVA0022-145053212 | 6.5 | Solar |  |  | Interconnected | Ely | 55731 | Clear Lake | 2307 | Residential |  |  | 2010 | 2010
20262-227818-01 | Lake Country Power | 14 | 10697 | Co-op | NOVA0023-241012226 | 4.3 | Solar |  |  | Interconnected | Grand Rapids | 55744 | Arbo | 2453 | Residential |  |  | 2011 | 2011
20262-227818-01 | Lake Country Power | 14 | 10697 | Co-op | NOVA0024-333000701 | 2.7 | Solar |  |  | Interconnected | Canyon | 55717 | Cotton | 2411 | Residential |  |  | 2012 | 2012
20262-227818-01 | Lake Country Power | 14 | 10697 | Co-op | NOVA0025-420002455 | 5 | Solar |  |  | Interconnected | Moose Lake | 55767 | Sturgeon Lake B | 2443 | Residential |  |  | 2012 | 2012
20262-227818-01 | Lake Country Power | 14 | 10697 | Co-op | NOVA0026-241012201 | 2.6 | Solar |  |  | Interconnected | Grand Rapids | 55744 | Arbo | 2453 | Residential |  |  | 2012 | 2012
20262-227818-01 | Lake Country Power | 14 | 10697 | Co-op | NOVA0027-172000204 | 5.52 | Solar |  |  | Interconnected | Embarrass | 55732 | Clear Lake | 2107 | Commercial |  |  | 2012 | 2012
20262-227818-01 | Lake Country Power | 14 | 10697 | Co-op | NOVA0028-325003077 | 10.4 | Solar |  |  | Interconnected | Grand Rapids | 55744 | Hill City | 2156 | Residential |  |  | 2013 | 2013
20262-227818-01 | Lake Country Power | 14 | 10697 | Co-op | NOVA0029-227013564 | 3.5 | Solar |  |  | Interconnected | Eveleth | 55734 | Lakeland | 2210 | Residential |  |  | 2013 | 2013
20262-227818-01 | Lake Country Power | 14 | 10697 | Co-op | NOVA0030-306012830 | 3.12 | Solar |  |  | Interconnected | Warba | 55793 | Blackberry | 2258 | Commercial |  |  | 2013 | 2013
20262-227818-01 | Lake Country Power | 14 | 10697 | Co-op | NOVA0031-123032366 | 21.2 | Solar |  |  | Interconnected | Orr | 55771 | Orr | 2417 | Commercial |  |  | 2014 | 2014
20262-227818-01 | Lake Country Power | 14 | 10697 | Co-op | NOVA0032-356000849 | 6.48 | Solar |  |  | Interconnected | Duluth | 55803 | Bergen Lake | 2241 | Residential |  |  | 2014 | 2014
20262-227818-01 | Lake Country Power | 14 | 10697 | Co-op | NOVA0033-155002601 | 10 | Solar |  |  | Decommissioned | Cook | 55723 | Frazer Bay | 2216 | Residential |  |  | 2014 | 2014 | 2024
20262-227818-01 | Lake Country Power | 14 | 10697 | Co-op | NOVA0034-123020965 | 12 | Solar |  |  | Interconnected | Orr | 55771 | Meadowbrook | 2303 | Commercial |  |  | 2014 | 2014
20262-227818-01 | Lake Country Power | 14 | 10697 | Co-op | NOVA0035-201022426 | 3.2 | Solar |  |  | Interconnected | Chisholm | 55719 | Side Lake | 2204 | Residential |  |  | 2014 | 2014
20262-227818-01 | Lake Country Power | 14 | 10697 | Co-op | NOVA0036-240001508 | 4.86 | Solar |  |  | Interconnected | Deer River | 56636 | Arbo | 2353 | Residential |  |  | 2014 | 2014
20262-227818-01 | Lake Country Power | 14 | 10697 | Co-op | NOVA0037-367011345 | 6.5 | Solar |  |  | Interconnected | Saginaw | 55779 | Bergen Lake | 2141 | Residential |  |  | 2015 | 2015
20262-227818-01 | Lake Country Power | 14 | 10697 | Co-op | NOVA0038-390002685 | 5 | Solar |  |  | Interconnected | Duluth | 55810 | Solway | 2438 | Residential |  |  | 2015 | 2015
20262-227818-01 | Lake Country Power | 14 | 10697 | Co-op | NOVA0039-181001605 | 6 | Solar |  |  | Interconnected | Britt | 55710 | Sand Lake | 2212 | Commercial |  |  | 2015 | 2015
20262-227818-01 | Lake Country Power | 14 | 10697 | Co-op | NOVA0040-161052907 | 2.6 | Solar |  |  | Interconnected | Ely | 55731 | Winton A | 2306A | Residential |  |  | 2015 | 2016
20262-227818-01 | Lake Country Power | 14 | 10697 | Co-op | NOVA0041-161021254 | 7.6 | Solar |  |  | Interconnected | Ely | 55731 | Winton A | 2306A | Residential |  |  | 2015 | 2016
20262-227818-01 | Lake Country Power | 14 | 10697 | Co-op | NOVA0042-285001635 | 1 | Solar |  |  | Interconnected | Bovey | 55709 | Blackberry | 2158 | Residential |  |  | 2016 | 2016
20262-227818-01 | Lake Country Power | 14 | 10697 | Co-op | NOVA0043-304111559 | 2.7 | Solar |  |  | Interconnected | Grand Rapids | 55744 | Gunn | 2159 | Residential |  |  | 2016 | 2016
20262-227818-01 | Lake Country Power | 14 | 10697 | Co-op | NOVA0044-277011702 | 7.63 | Solar |  |  | Interconnected | Remer | 56672 | Bena | 2460 | Residential |  |  | 2016 | 2016
20262-227818-01 | Lake Country Power | 14 | 10697 | Co-op | NOVA0045-161020110 | 4.15 | Solar |  |  | Interconnected | Ely | 55731 | Winton A | 2306A | Residential |  |  | 2016 | 2016
20262-227818-01 | Lake Country Power | 14 | 10697 | Co-op | NOVA0045-390002122 | 5.4 | Solar |  |  | Withdrawn | Cloquet | 55720 | Solway | 2438 | Residential |  |  | 2016 | 2016
20262-227818-01 | Lake Country Power | 14 | 10697 | Co-op | NOVA0046-422000724 | 3.12 | Solar |  |  | Interconnected | Barnum | 55707 | Kettle River | 2547 | Residential |  |  | 2016 | 2016
20262-227818-01 | Lake Country Power | 14 | 10697 | Co-op | NOVA0047-284032230 | 13 | Solar |  |  | Interconnected | Bovey | 55709 | Gunn | 2459 | Residential |  |  | 2016 | 2016
20262-227818-01 | Lake Country Power | 14 | 10697 | Co-op | NOVA0048-285003387 | 6 | Solar |  |  | Interconnected | Bovey | 55709 | Blackberry | 2158 | Residential |  |  | 2016 | 2016
20262-227818-01 | Lake Country Power | 14 | 10697 | Co-op | NOVA0049-394013131 | 1.84 | Solar |  |  | Interconnected | Tamarack | 55787 | Wright | 2237 | Residential |  |  | 2016 | 2016
20262-227818-01 | Lake Country Power | 14 | 10697 | Co-op | NOVA0050-141011107 | 5.7 | Solar |  |  | Interconnected | Orr | 55771 | Cook | 2213 | Residential |  |  | 2016 | 2016
20262-227818-01 | Lake Country Power | 14 | 10697 | Co-op | NOVA0051-140022054 | 30.4 | Solar |  |  | Interconnected | Vermilion Dr | 55723 | Cook | 2213 | Commercial |  |  | 2017 | 2017
20262-227818-01 | Lake Country Power | 14 | 10697 | Co-op | NOVA0052-337001124 | 11.4 | Solar |  |  | Interconnected | Walker | 56484 | Onigum | 2251 | Residential |  |  | 2017 | 2017
20262-227818-01 | Lake Country Power | 14 | 10697 | Co-op | NOVA0053-422003122 | 2.36 | Solar |  |  | Interconnected | Moose Lake | 55767 | Sturgeon Lake B | 2543 | Residential |  |  | 2017 | 2017
20262-227818-01 | Lake Country Power | 14 | 10697 | Co-op | NOVA0054-237001890 | 37.5 | Solar |  |  | Interconnected | Deer River | 56636 | Ball Club | 2354 | Commercial |  |  | 2017 | 2017
20262-227818-01 | Lake Country Power | 14 | 10697 | Co-op | NOVA0055-407000660 | 3.2 | Solar |  |  | Interconnected | Sawyer | 55780 | Cromwell | 2433 | Residential |  |  | 2017 | 2017
20262-227818-01 | Lake Country Power | 14 | 10697 | Co-op | NOVA0056-399001809 | 3.2 | Solar |  |  | Interconnected | Cloquet | 55720 | Brandon | 2331 | Residential |  |  | 2017 | 2017
20262-227818-01 | Lake Country Power | 14 | 10697 | Co-op | NOVA0057-428002412 | 2.5 | Solar |  |  | Interconnected | Sturgeon Lake | 55783 | Sturgeon Lake | 2139 | Residential |  |  | 2017 | 2017
20262-227818-01 | Lake Country Power | 14 | 10697 | Co-op | NOVA0058-303002779 | 7 | Solar |  |  | Interconnected | Cohasset | 55721 | Pokegama | 2367 | Residential |  | 21000 | 2017 | 2017
20262-227818-01 | Lake Country Power | 14 | 10697 | Co-op | NOVA0060-376000856 | 7.6 | Solar |  |  | Interconnected | Saginaw | 55779 | Grand Lake | 2234 | Residential |  |  | 2017 | 2017
20262-227818-01 | Lake Country Power | 14 | 10697 | Co-op | NOVA0061-123050130 | 11.6 | Solar |  |  | Interconnected | Orr | 55771 | Orr | 2217 | Commercial |  |  | 2017 | 2017
20262-227818-01 | Lake Country Power | 14 | 10697 | Co-op | NOVA0062-375001348 | 20.7 | Solar |  |  | Interconnected | Saginaw | 55779 | Grand Lake | 2234 | Residential |  |  | 2017 | 2017
20262-227818-01 | Lake Country Power | 14 | 10697 | Co-op | NOVA0063-243001602 | 10 | Solar |  |  | Interconnected | Nashwauk | 55769 | Shoal Lake | 2266 | Residential |  |  | 2017 | 2017
20262-227818-01 | Lake Country Power | 14 | 10697 | Co-op | NOVA0064-241012201 | 4.8 | Solar |  |  | Interconnected | Grand Rapids | 55744 | Arbo | 2453 | Residential |  |  | 2017 | 2017
20262-227818-01 | Lake Country Power | 14 | 10697 | Co-op | NOVA0065-293003201 | 4.56 | Solar |  |  | Interconnected | Cotton | 55724 | Cotton | 2211 | Residential |  |  | 2017 | 2017
20262-227818-01 | Lake Country Power | 14 | 10697 | Co-op | NOVA10209-428131686 | 13.82 | Solar |  |  | Interconnected | Sturgeon Lake | 55783 | Sturgeon Lake | 2139 | Residential |  | 15032 | 2024 | 2024
20262-227818-01 | Lake Country Power | 14 | 10697 | Co-op | NOVA10233-155002601 | 10 | Solar |  |  | Interconnected | Cook | 55723 | Frazer Bay | 2216 | Residential |  | 33600 | 2024 | 2024
20262-227818-01 | Lake Country Power | 14 | 10697 | Co-op | NOVA10236-164000201 | 14.21 | Solar |  |  | Interconnected | Cook | 55723 | Meadowbrook | 2103 | Residential |  | 50269 | 2024 | 2024
20262-227818-01 | Lake Country Power | 14 | 10697 | Co-op | NOVA10266-414003460 | 14.21 | Solar |  |  | Interconnected | Barnum | 55707 | Kettle River | 2547 | Residential |  | 64000 | 2024 | 2024
20262-227818-01 | Lake Country Power | 14 | 10697 | Co-op | NOVA10305-421002543 | 12.29 | Solar |  |  | Interconnected | Moose Lake | 55767 | Sturgeon Lake B | 2543 | Residential |  | 42473 | 2024 | 2024
20262-227818-01 | Lake Country Power | 14 | 10697 | Co-op | NOVA10320-277011703 | 24.72 | Solar |  | X | Interconnected | Bena | 56626 | Bena | 2460 | Residential |  | 81360 | 2024 | 2024
20262-227818-01 | Lake Country Power | 14 | 10697 | Co-op | NOVA10348-324002584 | 23.04 | Solar |  |  | Withdrawn | Hill City | 55748 | Hill City | 2156 | Residential |  | 68045.45 | 2024
20262-227818-01 | Lake Country Power | 14 | 10697 | Co-op | NOVA10371-418003021 | 6.53 | Solar |  |  | Interconnected | Sturgeon Lake | 55783 | Kettle River | 2347 | Residential |  | 22911 | 2024 | 2024
20262-227818-01 | Lake Country Power | 14 | 10697 | Co-op | NOVA10452-262032024 | 6.93 | Solar |  |  | Withdrawn | Grand Rapids | 55744 | Arbo | 2153 | Residential |  | 44690 | 2024
20262-227818-01 | Lake Country Power | 14 | 10697 | Co-op | NOVA10475-205031211 | 10.25 | Solar |  |  | Interconnected | Virginia | 55792 | Pike River | 2102 | Residential |  | 17596 | 2024 | 2024
20262-227818-01 | Lake Country Power | 14 | 10697 | Co-op | NOVA10498-355033609 | 6 | Solar |  |  | Interconnected | Saginaw | 55779 | Bergen Lake | 2141 | Residential |  | 36000 | 2024 | 2024
20262-227818-01 | Lake Country Power | 14 | 10697 | Co-op | NOVA10506-304001420 | 7.68 | Solar |  |  | Interconnected | Grand Rapids | 55744 | Gunn | 2159 | Residential |  | 28532 | 2024 | 2024
20262-227818-01 | Lake Country Power | 14 | 10697 | Co-op | NOVA10509-277003550 | 27 | Solar |  | X | Interconnected | Federal Dam | 56641 | Boy River | 2352 | Residential |  | 75382.82 | 2024 | 2024
20262-227818-01 | Lake Country Power | 14 | 10697 | Co-op | NOVA10523-355011425 | 11.4 | Solar |  |  | Interconnected | Duluth | 55803 | Bergen Lake | 2141 | Residential |  | 46093.6 | 2024 | 2024
20262-227818-01 | Lake Country Power | 14 | 10697 | Co-op | NOVA10534-354003605 | 10.8 | Solar |  |  | Interconnected | Saginaw | 55779 | Grand Lake | 2134 | Residential |  | 41552 | 2024 | 2024
20262-227818-01 | Lake Country Power | 14 | 10697 | Co-op | NOVA10589-328001495 | 7.68 | Solar |  |  | Withdrawn | Floodwood | 55736 | Cedar Valley | 2136 | Residential |  | 45305.95 | 2024
20262-227818-01 | Lake Country Power | 14 | 10697 | Co-op | NOVA10606-262042948 | 10.26 | Solar |  |  | Interconnected | Grand Rapids | 55744 | Arbo | 2153 | Residential |  | 42048 | 2024 | 2024
20262-227818-01 | Lake Country Power | 14 | 10697 | Co-op | NOVA10633-173052566 | 5.99 | Solar |  |  | Interconnected | Babbitt | 55706 | Babbitt | 2209 | Residential |  | 25317.5 | 2024 | 2024
20262-227818-01 | Lake Country Power | 14 | 10697 | Co-op | NOVA10658-259003462 | 17.6 | Solar |  |  | Interconnected | Deer River | 56636 | Ball Club | 2354 | Residential |  | 11000 | 2024 | 2024
20262-227818-01 | Lake Country Power | 14 | 10697 | Co-op | NOVA10662-338000560 | 23 | Solar |  | X | Interconnected | Walker | 56484 | Onigum | 2351 | Residential |  | 45000 | 2024 | 2024
20262-227818-01 | Lake Country Power | 14 | 10697 | Co-op | NOVA10662-338000560-S | 11.5 | Storage |  |  | Interconnected | Walker | 56484 | Onigum | 2351 | Residential |  | 45000 | 2024 | 2024
20262-227818-01 | Lake Country Power | 14 | 10697 | Co-op | NOVA10678-184073508 | 7.68 | Solar |  |  | Interconnected | Embarrass | 55732 | Babbitt | 2109 | Residential |  | 12750 | 2024 | 2024
20262-227818-01 | Lake Country Power | 14 | 10697 | Co-op | NOVA10704-339001208 | 34.94 | Solar |  |  | Interconnected | Longville | 56655 | Onigum | 2151 | Residential |  | 118950 | 2024 | 2024
20262-227818-01 | Lake Country Power | 14 | 10697 | Co-op | NOVA10722-262032024 | 5.61 | Solar |  |  | Interconnected | Grand Rapids | 55744 | Arbo | 2153 | Residential |  | 43187 | 2024 | 2024
20262-227818-01 | Lake Country Power | 14 | 10697 | Co-op | NOVA10725-328001156 | 11.3 | Solar |  |  | Interconnected | Floodwood | 55736 | Cedar Valley | 2136 | Residential |  | 41850 | 2024 | 2024
20262-227818-01 | Lake Country Power | 14 | 10697 | Co-op | NOVA10726-303001306 | 10.19 | Solar |  |  | Interconnected | Grand Rapids | 55744 | Pokegama | 2367 | Residential |  | 37785 | 2024 | 2025
20262-227818-01 | Lake Country Power | 14 | 10697 | Co-op | NOVA10727-261040418 | 11.4 | Solar |  | X | Active Application | Grand Rapids | 55744 | Arbo | 2253 | Residential |  | 17000 | 2024
20262-227818-01 | Lake Country Power | 14 | 10697 | Co-op | NOVA10727-261040418-S | 5 | Storage |  |  | Active Application | Grand Rapids | 55744 | Arbo | 2253 | Residential |  | 17000 | 2024
20262-227818-01 | Lake Country Power | 14 | 10697 | Co-op | NOVA10730-328001495 | 16 | Solar |  | X | Withdrawn | Floodwood | 55736 | Cedar Valley | 2136 | Residential |  | 50831.11 | 2024
20262-227818-01 | Lake Country Power | 14 | 10697 | Co-op | NOVA10759-303320474 | 5.76 | Solar |  |  | Interconnected | Cohasset | 55721 | Cohasset | 2455 | Residential |  | 18416 | 2024 | 2024
20262-227818-01 | Lake Country Power | 14 | 10697 | Co-op | NOVA10816-228033339 | 10.75 | Solar |  |  | Interconnected | Gilbert | 55741 | Lakeland | 2210 | Residential |  | 51772.73 | 2024 | 2024
20262-227818-01 | Lake Country Power | 14 | 10697 | Co-op | NOVA1114-226032313 | 13.8 | Solar |  |  | Interconnected | Mountain Iron | 55768 | Peary | 2101 | Residential |  | 42134 | 2019 | 2019
20262-227818-01 | Lake Country Power | 14 | 10697 | Co-op | NOVA11853-242022216 | 32.71 | Solar |  |  | Interconnected | Bovey | 55709 | Shoal Lake | 2366 | Residential |  | 91212.34 | 2024 | 2024
20262-227818-01 | Lake Country Power | 14 | 10697 | Co-op | NOVA11854-351002429 | 10.75 | Solar |  |  | Interconnected | Floodwood | 55736 | Gowan | 2232 | Residential |  | 48657.54 | 2024 | 2024
20262-227818-01 | Lake Country Power | 14 | 10697 | Co-op | NOVA11888-202011815 | 12.29 | Solar |  |  | Withdrawn | Chisholm | 55719 | Side Lake | 2204 | Residential |  | 58649.35 | 2024
20262-227818-01 | Lake Country Power | 14 | 10697 | Co-op | NOVA11896-229011441 | 15.3 | Solar |  |  | Interconnected | Aurora | 55705 | Lakeland B | 2419 | Residential |  | 42240 | 2024 | 2024
20262-227818-01 | Lake Country Power | 14 | 10697 | Co-op | NOVA11902-306003242 | 6 | Solar |  |  | Interconnected | Warba | 55793 | Blackberry | 2258 | Residential |  | 44101 | 2024 | 2024
20262-227818-01 | Lake Country Power | 14 | 10697 | Co-op | NOVA11911-393121759 | 8.12 | Solar |  |  | Interconnected | Mcgregor | 55760 | Big Sandy | 2144 | Residential |  | 36600 | 2024 | 2024
20262-227818-01 | Lake Country Power | 14 | 10697 | Co-op | NOVA11954-178031942 | 15.6 | Solar |  |  | Interconnected | Side Lake | 55781 | Side Lake | 2104 | Residential |  | 78753.254 | 2024 | 2024
20262-227818-01 | Lake Country Power | 14 | 10697 | Co-op | NOVA11966-388002744 | 13.23 | Solar |  |  | Withdrawn | Cloquet | 55720 | Brandon | 2331 | Residential |  | 42228 | 2024
20262-227818-01 | Lake Country Power | 14 | 10697 | Co-op | NOVA11992-312000307 | 21.5 | Solar |  |  | Interconnected | Cotton | 55724 | Cotton | 2311 | Residential |  | 146000 | 2024 | 2025
20262-227818-01 | Lake Country Power | 14 | 10697 | Co-op | NOVA12001-243000770 | 12.29 | Solar |  |  | Withdrawn | Nashwauk | 55769 | Shoal Lake | 2266 | Residential |  | 20400 | 2024
20262-227818-01 | Lake Country Power | 14 | 10697 | Co-op | NOVA12108-262032025 | 10.64 | Solar |  |  | Withdrawn | Grand Rapids | 55744 | Arbo | 2153 | Residential |  | 51129 | 2024
20262-227818-01 | Lake Country Power | 14 | 10697 | Co-op | NOVA12133-145072610 | 5.7 | Solar |  |  | Interconnected | Ely | 55731 | Winton B | 2506B | Residential |  | 24584 | 2024 | 2024
20262-227818-01 | Lake Country Power | 14 | 10697 | Co-op | NOVA12241-328001495 | 26.3 | Solar |  | X | Interconnected | Wawina | 55736 | Cedar Valley | 2136 | Residential |  | 50831.11 | 2024 | 2024
20262-227818-01 | Lake Country Power | 14 | 10697 | Co-op | NOVA12252-262032025 | 12.16 | Solar |  |  | Interconnected | Grand Rapids | 55744 | Arbo | 2153 | Residential |  | 51129 | 2024 | 2024
20262-227818-01 | Lake Country Power | 14 | 10697 | Co-op | NOVA12459-243000770 | 26.45 | Solar |  |  | Interconnected | Nashwauk | 55769 | Shoal Lake | 2166 | Residential |  | 109994.32 | 2024 | 2025
20262-227818-01 | Lake Country Power | 14 | 10697 | Co-op | NOVA12555-303072046 | 12 | Solar |  |  | Withdrawn | Cohasset | 55721 | Pokegama | 2367 | Residential |  | 36665 | 2025
20262-227818-01 | Lake Country Power | 14 | 10697 | Co-op | NOVA12576-356000849 | 11.4 | Solar |  | X | Interconnected | Duluth | 55803 | Bergen Lake | 2241 | Residential |  | 38762 | 2025 | 2025
20262-227818-01 | Lake Country Power | 14 | 10697 | Co-op | NOVA12581-310001710 | 31.49 | Solar |  |  | Interconnected | Meadowlands | 55765 | Cedar Valley | 2236 | Residential |  | 96800 | 2025 | 2025
20262-227818-01 | Lake Country Power | 14 | 10697 | Co-op | NOVA12597-365001144 | 9.22 | Solar |  |  | Interconnected | Swatara | 55785 | Hill City | 2256 | Residential |  | 41520 | 2025 | 2025
20262-227818-01 | Lake Country Power | 14 | 10697 | Co-op | NOVA12603-284000250 | 23.04 | Solar |  |  | Withdrawn | Bovey | 55709 | Blackberry | 2158 | Residential |  | 64085 | 2025
20262-227818-01 | Lake Country Power | 14 | 10697 | Co-op | NOVA12687-161002005 | 9.88 | Solar |  |  | Interconnected | Ely | 55731 | Winton A | 2306A | Residential |  | 31579 | 2025 | 2025
20262-227818-01 | Lake Country Power | 14 | 10697 | Co-op | NOVA12691-284000250 | 23.81 | Solar |  |  | Interconnected | Bovey | 55709 | Blackberry | 2158 | Residential |  | 64085 | 2025 | 2025
20262-227818-01 | Lake Country Power | 14 | 10697 | Co-op | NOVA12701-303072046 | 12 | Solar |  |  | Interconnected | Cohasset | 55721 | Pokegama | 2367 | Residential |  | 57000 | 2025 | 2025
20262-227818-01 | Lake Country Power | 14 | 10697 | Co-op | NOVA12761-268003603 | 27.65 | Solar |  |  | Interconnected | Zim | 55738 | Peary | 2201 | Residential |  | 75208 | 2025 | 2025
20262-227818-01 | Lake Country Power | 14 | 10697 | Co-op | NOVA12853-251032414 | 13.96 | Solar |  | X | Interconnected | Aurora | 55705 | Lakeland B | 2119 | Residential |  | 5000 | 2025 | 2025
20262-227818-01 | Lake Country Power | 14 | 10697 | Co-op | NOVA12866-198002901 | 3.49 | Solar |  |  | Interconnected | Bovey | 55709 | Shoal Lake | 2366 | Residential |  | 24274.42 | 2025 | 2025
20262-227818-01 | Lake Country Power | 14 | 10697 | Co-op | NOVA12879-345002473 | 4.56 | Solar |  |  | Interconnected | Hill City | 55748 | Hill City | 2456 | Residential |  | 25056 | 2025 | 2025
20262-227818-01 | Lake Country Power | 14 | 10697 | Co-op | NOVA12899-421002458 | 31.76 | Solar |  |  | Interconnected | Moose Lake | 55767 | Sturgeon Lake B | 2543 | Residential |  | 98600 | 2025 | 2025
20262-227818-01 | Lake Country Power | 14 | 10697 | Co-op | NOVA12907-389000324 | 3.84 | Solar |  |  | Interconnected | Saginaw | 55779 | Grand Lake | 2334 | Residential |  | 12000 | 2025 | 2025
20262-227818-01 | Lake Country Power | 14 | 10697 | Co-op | NOVA12915-248010817 | 38.4 | Solar |  |  | Withdrawn | Iron | 55751 | Iron | 2408 | Residential |  | 31500 | 2025
20262-227818-01 | Lake Country Power | 14 | 10697 | Co-op | NOVA12921-181000705 | 19.18 | Solar |  | X | Interconnected | Angora | 55703 | Sand Lake | 2212 | Residential |  | 44560 | 2025 | 2025
20262-227818-01 | Lake Country Power | 14 | 10697 | Co-op | NOVA12921-181000705-S | 11.5 | Storage |  |  | Interconnected | Angora | 55703 | Sand Lake | 2212 | Residential |  | 44560 | 2025 | 2025
20262-227818-01 | Lake Country Power | 14 | 10697 | Co-op | NOVA13012-241001882 | 11.9 | Solar |  |  | Interconnected | Grand Rapids | 55744 | Arbo | 2353 | Residential |  | 29164.8 | 2025 | 2025
20262-227818-01 | Lake Country Power | 14 | 10697 | Co-op | NOVA13018-304192471 | 5.38 | Solar |  |  | Interconnected | Grand Rapids | 55744 | Gunn | 2159 | Residential |  | 25396 | 2025 | 2025
20262-227818-01 | Lake Country Power | 14 | 10697 | Co-op | NOVA13056-286012072 | 8.36 | Solar |  |  | Interconnected | Floodwood | 55736 | Gowan | 2432 | Residential |  | 33637 | 2025 | 2025
20262-227818-01 | Lake Country Power | 14 | 10697 | Co-op | NOVA13066-248010817 | 39.8 | Solar |  |  | Interconnected | Iron | 55751 | Iron | 2408 | Residential |  | 32000 | 2025 | 2025
20262-227818-01 | Lake Country Power | 14 | 10697 | Co-op | NOVA13089-272002401 | 17.28 | Solar |  |  | Interconnected | Makinen | 55763 | Lakeland B | 2619 | Residential |  | 58240 | 2025 | 2025
20262-227818-01 | Lake Country Power | 14 | 10697 | Co-op | NOVA13138-376001009 | 11.52 | Solar |  |  | Interconnected | Saginaw | 55779 | Bergen Lake | 2141 | Residential |  | 35351.5 | 2025 | 2025
20262-227818-01 | Lake Country Power | 14 | 10697 | Co-op | NOVA13161-353001240 | 7.6 | Solar |  |  | Interconnected | Alborn | 55702 | Grand Lake | 2334 | Residential |  | 26250 | 2025 | 2025
20262-227818-01 | Lake Country Power | 14 | 10697 | Co-op | NOVA13169-288001466 | 9.6 | Solar |  | X | Interconnected | Hibbing | 55746 | Cedar Valley | 2236 | Residential |  | 36620 | 2025 | 2025
20262-227818-01 | Lake Country Power | 14 | 10697 | Co-op | NOVA13172-389023583 | 33.79 | Solar |  |  | Interconnected | Cloquet | 55720 | Knife Falls | 2245 | Residential |  | 52360 | 2025 | 2025
20262-227818-01 | Lake Country Power | 14 | 10697 | Co-op | NOVA13192-134003601 | 26.6 | Solar |  | X | Interconnected | Ely | 55731 | Winton B | 2106B | Residential |  | 55600 | 2025 | 2025
20262-227818-01 | Lake Country Power | 14 | 10697 | Co-op | NOVA13192-134003601-S | 13.5 | Storage |  |  | Interconnected | Ely | 55731 | Winton B | 2106B | Residential |  | 55600 | 2025 | 2025
20262-227818-01 | Lake Country Power | 14 | 10697 | Co-op | NOVA13196-413000211 | 5.76 | Solar |  | X | Interconnected | Cromwell | 55726 | Kettle River | 2147 | Residential |  | 44798.55 | 2025 | 2025
20262-227818-01 | Lake Country Power | 14 | 10697 | Co-op | NOVA13208-421021244 | 19.97 | Solar |  |  | Withdrawn | Barnum | 55767 | Kettle River | 2147 | Residential |  | 58990 | 2025
20262-227818-01 | Lake Country Power | 14 | 10697 | Co-op | NOVA13230-398001239 | 23.73 | Solar |  |  | Interconnected | Cloquet | 55720 | Brandon | 2331 | Residential |  | 65720 | 2025 | 2025
20262-227818-01 | Lake Country Power | 14 | 10697 | Co-op | NOVA13263-261040432 | 9.07 | Solar |  |  | Interconnected | Grand Rapids | 55744 | Arbo | 2153 | Residential |  | 29900 | 2025 | 2025
20262-227818-01 | Lake Country Power | 14 | 10697 | Co-op | NOVA13298-161052908 | 16 | Solar |  | X | Active Application | Ely | 55731 | Winton A | 2306A | Residential |  | 16000 | 2025
20262-227818-01 | Lake Country Power | 14 | 10697 | Co-op | NOVA13298-161052908-S | 28.6 | Storage |  |  | Active Application | Ely | 55731 | Winton A | 2306A | Residential |  | 16000 | 2025
20262-227818-01 | Lake Country Power | 14 | 10697 | Co-op | NOVA13324-284001717 | 43.32 | Solar |  | X | Interconnected | Bovey | 55709 | Gunn | 2459 | Residential |  | 118000 | 2025 | 2025
20262-227818-01 | Lake Country Power | 14 | 10697 | Co-op | NOVA13340-UNKNOWN | 10.82 | Solar |  |  | Withdrawn | Tower | 55790 |  |  |  |  | 48489 | 2025
20262-227818-01 | Lake Country Power | 14 | 10697 | Co-op | NOVA13366-161001007 | 2.44 | Solar |  |  | Interconnected | Ely | 55731 | Winton A | 2306A | Residential |  | 12880 | 2025 | 2025
20262-227818-01 | Lake Country Power | 14 | 10697 | Co-op | NOVA13374-393080354 | 10.64 | Solar |  |  | Interconnected | Mcgregor | 55760 | Big Sandy | 2144 | Residential |  | 43818 | 2025 | 2025
20262-227818-01 | Lake Country Power | 14 | 10697 | Co-op | NOVA13399-165000808 | 9.22 | Solar |  |  | Withdrawn | Cook | 55723 | Meadowbrook | 2103 | Residential |  | 36710 | 2025
20262-227818-01 | Lake Country Power | 14 | 10697 | Co-op | NOVA13435-219112230 | 8.38 | Solar |  |  | Interconnected | Bovey |  | Shoal Lake | 2366 | Residential |  | 33742 | 2025 | 2025
20262-227818-01 | Lake Country Power | 14 | 10697 | Co-op | NOVA13470-242003078 | 8.38 | Solar |  |  | Interconnected | Grand Rapids | 55744 | Shoal Lake | 2366 | Residential |  | 31600 | 2025 | 2025
20262-227818-01 | Lake Country Power | 14 | 10697 | Co-op | NOVA13475-421021244 | 19.97 | Solar |  |  | Interconnected | Barnum | 55707 | Kettle River | 2547 | Residential |  | 60000 | 2025 | 2025
20262-227818-01 | Lake Country Power | 14 | 10697 | Co-op | NOVA13502-405000650 | 23.24 | Solar |  |  | Interconnected | Cromwell | 55726 | Cromwell | 2333 | Residential |  | 75000 | 2025 | 2025
20262-227818-01 | Lake Country Power | 14 | 10697 | Co-op | NOVA13511-422003001 | 12.6 | Solar |  |  | Interconnected | Moose Lake | 55767 | Sturgeon Lake B | 2543 | Residential |  | 41472 | 2025 | 2025
20262-227818-01 | Lake Country Power | 14 | 10697 | Co-op | NOVA13514-245032624 | 16.2 | Solar |  |  | Interconnected | Hibbing | 55746 | Keewatin | 2105 | Residential |  | 47477 | 2025 | 2025
20262-227818-01 | Lake Country Power | 14 | 10697 | Co-op | NOVA13589-226001502 | 12 | Solar |  | X | Interconnected | Mountain Iron | 55768 | Iron | 2408 | Residential |  | 18000 | 2025 | 2025
20262-227818-01 | Lake Country Power | 14 | 10697 | Co-op | NOVA13589-226001502-S | 30 | Storage |  |  | Interconnected | Mountain Iron | 55768 | Iron | 2408 | Residential |  | 18000 | 2025 | 2025
20262-227818-01 | Lake Country Power | 14 | 10697 | Co-op | NOVA13705-413000210 | 14.98 | Solar |  |  | Interconnected | Cromwell | 55726 | Kettle River | 2147 | Residential |  | 43524.77 | 2025 | 2025
20262-227818-01 | Lake Country Power | 14 | 10697 | Co-op | NOVA13739-167003204 | 11.5 | Solar |  |  | Interconnected | Angora | 55703 | Meadowbrook | 2103 | Residential |  | 58640 | 2025 | 2025
20262-227818-01 | Lake Country Power | 14 | 10697 | Co-op | NOVA13751-356021990 | 22.4 | Solar |  |  | Interconnected | Duluth | 55803 | Bergen Lake | 2141 | Residential |  | 65236 | 2025 | 2025
20262-227818-01 | Lake Country Power | 14 | 10697 | Co-op | NOVA1384-428002712 | 32.8 | Solar |  |  | Interconnected | Sturgeon Lake | 55783 | Sturgeon Lake | 2139 | Residential |  | 107955 | 2019 | 2019
20262-227818-01 | Lake Country Power | 14 | 10697 | Co-op | NOVA13841-247001203 | 10 | Solar |  |  | Interconnected | Mountain Iron | 55768 | Iron | 2208 | Residential |  | 20952 | 2025 | 2026
20262-227818-01 | Lake Country Power | 14 | 10697 | Co-op | NOVA13853-171002912 | 39.96 | Solar |  |  | Active Application | Tower | 55790 | Pike River | 2202 | Commercial |  | 160000 | 2025
20262-227818-01 | Lake Country Power | 14 | 10697 | Co-op | NOVA13872-273000101 | 39.96 | Solar |  |  | Active Application | Makinen | 55741 | Lakeland B | 2619 | Commercial |  | 170000 | 2025
20262-227818-01 | Lake Country Power | 14 | 10697 | Co-op | NOVA13915-413002341 | 18.91 | Solar |  | X | Active Application | Kettle River | 55757 | Kettle River | 2147 | Residential |  | 55776 | 2025
20262-227818-01 | Lake Country Power | 14 | 10697 | Co-op | NOVA13926-165000801 | 9.22 | Solar |  |  | Interconnected | Cook | 55723 | Meadowbrook | 2103 | Residential |  | 36000 | 2025 | 2025
20262-227818-01 | Lake Country Power | 14 | 10697 | Co-op | NOVA13958-205010415 | 10.75 | Solar |  |  | Active Application | Virginia | 55792 | Pike River | 2102 | Residential |  | 49479 | 2025
20262-227818-01 | Lake Country Power | 14 | 10697 | Co-op | NOVA14004-390001757 | 4.19 | Solar |  |  | Active Application | Cloquet | 55720 | Solway | 2438 | Residential |  | 18723 | 2025
20262-227818-01 | Lake Country Power | 14 | 10697 | Co-op | NOVA14053-282003387 | 18.43 | Solar |  |  | Active Application | Cohasset | 55721 | Cohasset | 2455 | Residential |  | 69564 | 2025
20262-227818-01 | Lake Country Power | 14 | 10697 | Co-op | NOVA14063-421033260 | 13.7 | Solar |  |  | Active Application | Moose Lake | 55767 | Sturgeon Lake B | 2443 | Residential |  | 62839 | 2025
20262-227818-01 | Lake Country Power | 14 | 10697 | Co-op | NOVA14072-405000650 | 39.87 | Solar |  |  | Interconnected | Cromwell | 55726 | Cromwell | 2233 | Residential |  | 37616 | 2025 | 2025
20262-227818-01 | Lake Country Power | 14 | 10697 | Co-op | NOVA14092-376033218 | 39.9 | Solar |  |  | Active Application | Saginaw | 55779 | Grand Lake | 2134 | Residential |  | 163409.55 | 2025
20262-227818-01 | Lake Country Power | 14 | 10697 | Co-op | NOVA1506-386011942 | 8.7 | Solar |  |  | Interconnected | Floodwood | 55736 | Gowan | 2432 | Residential |  | 20000 | 2019 | 2019
20262-227818-01 | Lake Country Power | 14 | 10697 | Co-op | NOVA1714-241012201 | 11.71 | Solar |  |  | Interconnected | Grand Rapids | 55744 | Arbo | 2453 | Residential |  | 17414 | 2019 | 2020
20262-227818-01 | Lake Country Power | 14 | 10697 | Co-op | NOVA1777-428070340 | 12 | Solar |  |  | Withdrawn | Moose Lake | 55767 | Sturgeon Lake B | 2443 | Residential |  | 16330 | 2019
20262-227818-01 | Lake Country Power | 14 | 10697 | Co-op | NOVA1880-338000938 | 3.8 | Solar |  |  | Interconnected | Walker | 56484 | Onigum | 2151 | Residential |  | 16372.59 | 2019 | 2019
20262-227818-01 | Lake Country Power | 14 | 10697 | Co-op | NOVA1974-303002914 | 2.9 | Solar |  |  | Interconnected | Cohasset | 55721 | Pokegama | 2367 | Residential |  | 14706 | 2019 | 2020
20262-227818-01 | Lake Country Power | 14 | 10697 | Co-op | NOVA2206-304122240 | 10 | Solar |  |  | Interconnected | Grand Rapids | 55744 | Pokegama | 2167 | Residential |  | 35850 | 2019 | 2019
20262-227818-01 | Lake Country Power | 14 | 10697 | Co-op | NOVA2245-181003510 | 10 | Solar |  |  | Interconnected | Britt | 55792 | Sand Lake | 2312 | Residential |  | 26600 | 2019 | 2019
20262-227818-01 | Lake Country Power | 14 | 10697 | Co-op | NOVA2254-221032747 | 6 | Solar |  |  | Interconnected | Nashwauk | 55769 | Shoal Lake | 2266 | Residential |  | 9500 | 2019 | 2020
20262-227818-01 | Lake Country Power | 14 | 10697 | Co-op | NOVA2336-UNKNOWN | 10 | Solar |  |  | Withdrawn | Wright | 55798 |  |  |  |  | 54708 | 2019
20262-227818-01 | Lake Country Power | 14 | 10697 | Co-op | NOVA2357-404020392 | 10 | Solar |  |  | Interconnected | Wright | 55798 | Wright | 2437 | Residential |  | 54708 | 2019 | 2020
20262-227818-01 | Lake Country Power | 14 | 10697 | Co-op | NOVA2443-145053212 | 16.94 | Solar |  |  | Interconnected | Ely | 55731 | Clear Lake | 2307 | Residential |  | 53964 | 2019 | 2019
20262-227818-01 | Lake Country Power | 14 | 10697 | Co-op | NOVA2493-173052568 | 6 | Solar |  |  | Interconnected | Babbitt | 55706 | Babbitt | 2209 | Residential |  | 6588 | 2019 | 2020
20262-227818-01 | Lake Country Power | 14 | 10697 | Co-op | NOVA2502-201022426 | 19.8 | Solar |  |  | Interconnected | Chisholm | 55719 | Side Lake | 2202 | Residential |  | 80000 | 2019 | 2020
20262-227818-01 | Lake Country Power | 14 | 10697 | Co-op | NOVA2544-140000204 | 8.85 | Solar |  |  | Interconnected | Cook | 55723 | Cook | 2213 | Residential |  | 44662 | 2019 | 2020
20262-227818-01 | Lake Country Power | 14 | 10697 | Co-op | NOVA2545-123050130 | 17.4 | Solar |  |  | Interconnected | Orr | 55771 | Orr | 2217 | Residential |  | 60000 | 2019 | 2020
20262-227818-01 | Lake Country Power | 14 | 10697 | Co-op | NOVA2677-429003010 | 17.6 | Solar |  |  | Interconnected | Sturgeon Lake | 55783 | Sturgeon Lake | 2139 | Residential |  | 56297 | 2019 | 2020
20262-227818-01 | Lake Country Power | 14 | 10697 | Co-op | NOVA2724-285001635 | 10 | Solar |  |  | Interconnected | Bovey | 55709 | Blackberry | 2158 | Residential |  | 25000 | 2020 | 2020
20262-227818-01 | Lake Country Power | 14 | 10697 | Co-op | NOVA2800-262032020 | 4.93 | Solar |  |  | Interconnected | Grand Rapids | 55744 | Arbo | 2153 | Residential |  | 20547 | 2020 | 2020
20262-227818-01 | Lake Country Power | 14 | 10697 | Co-op | NOVA2813-266010211 | 4.13 | Solar |  |  | Interconnected | Hibbing | 55746 | Keewatin | 2305 | Residential |  | 25000 | 2020 | 2021
20262-227818-01 | Lake Country Power | 14 | 10697 | Co-op | NOVA2814-251021603 | 10 | Solar |  |  | Interconnected | Aurora | 55705 | Lakeland B | 2119 | Residential |  | 44000 | 2020 | 2020
20262-227818-01 | Lake Country Power | 14 | 10697 | Co-op | NOVA2855-262000438 | 11.4 | Solar |  |  | Interconnected | Grand Rapids | 55744 | Arbo | 2453 | Residential |  | 42259 | 2020 | 2020
20262-227818-01 | Lake Country Power | 14 | 10697 | Co-op | NOVA2857-386000737 | 7.29 | Solar |  |  | Interconnected | Floodwood | 55736 | Gowan | 2432 | Residential |  | 20496 | 2020 | 2020
20262-227818-01 | Lake Country Power | 14 | 10697 | Co-op | NOVA3009-353010838 | 4.8 | Solar |  |  | Interconnected | Alborn | 55702 | Cotton | 2411 | Residential |  | 18542 | 2020 | 2020
20262-227818-01 | Lake Country Power | 14 | 10697 | Co-op | NOVA3045-285000153 | 4.21 | Solar |  |  | Interconnected | Pengilly | 55775 | Goodland | 2161 | Residential |  | 15000 | 2020 | 2020
20262-227818-01 | Lake Country Power | 14 | 10697 | Co-op | NOVA3147-219071850 | 10.8 | Solar |  | X | Interconnected | Marcell | 56657 | Shoal Lake | 2366 | Residential |  | 31492 | 2020 | 2020
20262-227818-01 | Lake Country Power | 14 | 10697 | Co-op | NOVA3232-340062335 | 10.62 | Solar |  |  | Interconnected | Longville | 56655 | Longville | 2365 | Residential |  | 38000 | 2020 | 2020
20262-227818-01 | Lake Country Power | 14 | 10697 | Co-op | NOVA3238-261123632 | 10.62 | Solar |  |  | Interconnected | Grand Rapids | 55744 | Cohasset | 2255 | Residential |  | 49000 | 2020 | 2020
20262-227818-01 | Lake Country Power | 14 | 10697 | Co-op | NOVA3250-201032816 | 8.85 | Solar |  |  | Interconnected | Hibbing | 55746 | Side Lake | 2204 | Residential |  | 21600 | 2020 | 2020
20262-227818-01 | Lake Country Power | 14 | 10697 | Co-op | NOVA3294-340000888 | 5.58 | Solar |  |  | Interconnected | Longville | 56655 | Longville | 2365 | Residential |  | 21000 | 2020 | 2020
20262-227818-01 | Lake Country Power | 14 | 10697 | Co-op | NOVA3388-240002504 | 5.58 | Solar |  |  | Interconnected | Grand Rapids | 55744 | Arbo | 2353 | Residential |  | 29777 | 2020 | 2020
20262-227818-01 | Lake Country Power | 14 | 10697 | Co-op | NOVA3417-413002438 | 4.92 | Solar |  |  | Interconnected | Kettle River | 55757 | Kettle River | 2147 | Residential |  | 10613 | 2020 | 2020
20262-227818-01 | Lake Country Power | 14 | 10697 | Co-op | NOVA3440-182011402 | 11.75 | Solar |  |  | Interconnected | Virginia | 55792 | Pike River | 2202 | Residential |  | 65800 | 2020 | 2020
20262-227818-01 | Lake Country Power | 14 | 10697 | Co-op | NOVA3499-152002702 | 11.4 | Solar |  |  | Interconnected | Cook | 55723 | Meadowbrook | 2103 | Residential |  | 43520 | 2020 | 2020
20262-227818-01 | Lake Country Power | 14 | 10697 | Co-op | NOVA3513-415002260 | 18 | Solar |  |  | Withdrawn | Barnum | 55707 | Kettle River | 2547 | Residential |  | 20000 | 2020
20262-227818-01 | Lake Country Power | 14 | 10697 | Co-op | NOVA3643-181003005 | 8.7 | Solar |  |  | Interconnected | Britt | 55710 | Sand Lake | 2112 | Residential |  | 36626 | 2020 | 2020
20262-227818-01 | Lake Country Power | 14 | 10697 | Co-op | NOVA3703-284041708 | 6.28 | Solar |  |  | Interconnected | Bovey | 55709 | Gunn | 2459 | Residential |  | 24858 | 2020 | 2020
20262-227818-01 | Lake Country Power | 14 | 10697 | Co-op | NOVA3710-422003671 | 13 | Solar |  |  | Withdrawn | Kerrick | 55756 | Sturgeon Lake B | 2543 | Residential |  | 15000 | 2020
20262-227818-01 | Lake Country Power | 14 | 10697 | Co-op | NOVA3722-304010136 | 10 | Solar |  |  | Interconnected | Grand Rapids | 55744 | Gunn | 2159 | Residential |  | 14848 | 2020 | 2020
20262-227818-01 | Lake Country Power | 14 | 10697 | Co-op | NOVA3727-429011578 | 8.22 | Solar |  |  | Withdrawn | Kerrick | 55756 | Sturgeon Lake B | 2543 | Residential |  | 45260 | 2020
20262-227818-01 | Lake Country Power | 14 | 10697 | Co-op | NOVA3738-345121451 | 5.15 | Solar |  |  | Interconnected | Hill City | 55748 | Hill City | 2156 | Residential |  | 14000 | 2020 | 2020
20262-227818-01 | Lake Country Power | 14 | 10697 | Co-op | NOVA3746-281001455 | 8.85 | Solar |  |  | Interconnected | Cohasset | 55721 | Cohasset | 2555 | Residential |  | 35000 | 2020 | 2020
20262-227818-01 | Lake Country Power | 14 | 10697 | Co-op | NOVA3757-154001605 | 8.55 | Solar |  | X | Interconnected | Cook | 55723 | Cook | 2413 | Residential |  | 25678 | 2020 | 2022
20262-227818-01 | Lake Country Power | 14 | 10697 | Co-op | NOVA3788-427000303 | 15.2 | Solar |  |  | Interconnected | Moose Lake | 55767 | Kettle River | 2447 | Residential |  | 47058 | 2020 | 2020
20262-227818-01 | Lake Country Power | 14 | 10697 | Co-op | NOVA3827-375001357 | 6 | Solar |  |  | Interconnected | Saginaw | 55779 | Grand Lake | 2234 | Residential |  | 7500 | 2020 | 2020
20262-227818-01 | Lake Country Power | 14 | 10697 | Co-op | NOVA3880-422003228 | 9.07 | Solar |  |  | Interconnected | Moose Lake | 55767 | Sturgeon Lake B | 2543 | Residential |  | 33000 | 2020 | 2021
20262-227818-01 | Lake Country Power | 14 | 10697 | Co-op | NOVA3942-161020102 | 9.57 | Solar |  |  | Interconnected | Ely | 55731 | Winton A | 2306A | Residential |  | 41212 | 2020 | 2021
20262-227818-01 | Lake Country Power | 14 | 10697 | Co-op | NOVA3968-140022055 | 7.6 | Solar |  |  | Interconnected | Cook | 55723 | Cook | 2213 | Residential |  | 15000 | 2021 | 2021
20262-227818-01 | Lake Country Power | 14 | 10697 | Co-op | NOVA3978-390001564 | 12.5 | Solar |  | X | Interconnected | Cloquet |  | Solway | 2438 | Residential |  | 40000 | 2020 | 2021
20262-227818-01 | Lake Country Power | 14 | 10697 | Co-op | NOVA3978-390001564-S | 7.5 | Storage |  |  | Interconnected | Cloquet |  | Solway | 2438 | Residential |  | 40000 | 2020 | 2021
20262-227818-01 | Lake Country Power | 14 | 10697 | Co-op | NOVA3989-304102182 | 7.7 | Solar |  |  | Interconnected | Grand Rapids | 55744 | Pokegama | 2267 | Residential |  | 30000 | 2020 | 2020
20262-227818-01 | Lake Country Power | 14 | 10697 | Co-op | NOVA4086-395001801 | 3.6 | Solar |  |  | Interconnected | Wright | 55798 | Wright | 2237 | Residential |  | 19000 | 2021 | 2021
20262-227818-01 | Lake Country Power | 14 | 10697 | Co-op | NOVA4090-283031887 | 19.8 | Solar |  |  | Withdrawn | Grand Rapids | 55744 | Cohasset | 2355 | Residential |  | 1e+05 | 2021 |  | 2022
20262-227818-01 | Lake Country Power | 14 | 10697 | Co-op | NOVA4185-243000940 | 6 | Solar |  |  | Interconnected | Nashwauk | 55769 | Shoal Lake | 2266 | Residential |  | 38060 | 2021 | 2021
20262-227818-01 | Lake Country Power | 14 | 10697 | Co-op | NOVA4199-321000740 | 7.51 | Solar |  |  | Interconnected | Remer | 56672 | Boy River | 2152 | Residential |  | 54176 | 2021 | 2021
20262-227818-01 | Lake Country Power | 14 | 10697 | Co-op | NOVA4248-184073314 | 7.6 | Solar |  |  | Interconnected | Embarrass | 55732 | Pike River | 2302 | Residential |  | 45000 | 2021 | 2021
20262-227818-01 | Lake Country Power | 14 | 10697 | Co-op | NOVA4262-428090840 | 3.8 | Solar |  |  | Interconnected | Sturgeon Lake | 55783 | Sturgeon Lake B | 2443 | Residential |  | 19245 | 2021 | 2021
20262-227818-01 | Lake Country Power | 14 | 10697 | Co-op | NOVA4391-282322705 | 6 | Solar |  |  | Interconnected | Cohasset | 55721 | Cohasset | 2455 | Residential |  | 22159.2 | 2021 | 2021
20262-227818-01 | Lake Country Power | 14 | 10697 | Co-op | NOVA4454-304111538 | 7.6 | Solar |  |  | Interconnected | Grand Rapids | 55744 | Gunn | 2159 | Residential |  | 48008 | 2021 | 2021
20262-227818-01 | Lake Country Power | 14 | 10697 | Co-op | NOVA4476-272063503 | 9.44 | Solar |  |  | Interconnected | Makinen | 55763 | Lakeland B | 2119 | Residential |  | 40000 | 2021 | 2021
20262-227818-01 | Lake Country Power | 14 | 10697 | Co-op | NOVA4477-396003228 | 7.08 | Solar |  |  | Interconnected | Wright | 55798 | Cromwell | 2433 | Residential |  | 34362 | 2021 | 2021
20262-227818-01 | Lake Country Power | 14 | 10697 | Co-op | NOVA4489-159000501 | 15 | Solar |  |  | Interconnected | Ely | 55804 | Clear Lake | 2107 | Residential |  | 42624 | 2021 | 2021
20262-227818-01 | Lake Country Power | 14 | 10697 | Co-op | NOVA4515-407003140 | 6.99 | Solar |  |  | Withdrawn | Barnum | 55707 | Kettle River | 2547 | Residential |  | 46080 | 2021
20262-227818-01 | Lake Country Power | 14 | 10697 | Co-op | NOVA4591-241051735 | 9.28 | Solar |  |  | Interconnected | Grand Rapids | 55744 | Arbo | 2353 | Residential |  | 38389 | 2021 | 2021
20262-227818-01 | Lake Country Power | 14 | 10697 | Co-op | NOVA4633-113021825 | 6 | Solar |  |  | Interconnected | Ott | 55771 | Meadowbrook | 2303 | Residential |  | 29693.5 | 2021 | 2021
20262-227818-01 | Lake Country Power | 14 | 10697 | Co-op | NOVA4648-375003240 | 16.24 | Solar |  |  | Interconnected | Saginaw | 55779 | Grand Lake | 2334 | Residential |  | 63359 | 2021 | 2021
20262-227818-01 | Lake Country Power | 14 | 10697 | Co-op | NOVA4650-329000535 | 10 | Solar |  |  | Interconnected | Floodwood | 55736 | Cedar Valley | 2136 | Residential |  | 35995 | 2021 | 2021
20262-227818-01 | Lake Country Power | 14 | 10697 | Co-op | NOVA4666-356002258 | 8.74 | Solar |  |  | Withdrawn | Duluth | 55803 | Bergen Lake | 2241 | Residential |  | 16312.5 | 2021
20262-227818-01 | Lake Country Power | 14 | 10697 | Co-op | NOVA4704-311011504 | 7.6 | Solar |  |  | Interconnected | Cotton | 55724 | Cotton | 2111 | Residential |  | 28250 | 2021 | 2021
20262-227818-01 | Lake Country Power | 14 | 10697 | Co-op | NOVA4707-428000113 | 10 | Solar |  |  | Interconnected | Sturgeon Lake | 55783 | Sturgeon Lake B | 2543 | Residential |  | 55000 | 2021 | 2021
20262-227818-01 | Lake Country Power | 14 | 10697 | Co-op | NOVA4727-389042555 | 11.8 | Solar |  |  | Interconnected | Cloquet | 55720 | Knife Falls | 2245 | Residential |  | 40760 | 2021 | 2021
20262-227818-01 | Lake Country Power | 14 | 10697 | Co-op | NOVA4781-183001301 | 10 | Solar |  |  | Interconnected | Embarrass | 55732 | Pike River | 2302 | Residential |  | 30375 | 2021 | 2021
20262-227818-01 | Lake Country Power | 14 | 10697 | Co-op | NOVA4800-288001374 | 11.6 | Solar |  | X | Withdrawn | Hibbing | 55746 | Cedar Valley | 2236 | Residential |  | 84784.19 | 2021
20262-227818-01 | Lake Country Power | 14 | 10697 | Co-op | NOVA4813-292032812 | 6.7 | Solar |  |  | Withdrawn | Cotton | 55724 | Cotton | 2211 | Residential |  | 12506.25 | 2021
20262-227818-01 | Lake Country Power | 14 | 10697 | Co-op | NOVA4824-428002412 | 2.63 | Solar |  |  | Interconnected | Sturgeon Lake | 55783 | Sturgeon Lake | 2139 | Residential |  | 4200 | 2021 | 2021
20262-227818-01 | Lake Country Power | 14 | 10697 | Co-op | NOVA4826-282212305 | 3.48 | Solar |  |  | Withdrawn | Cohasset | 55721 | Cohasset | 2455 | Residential |  | 14551 | 2021
20262-227818-01 | Lake Country Power | 14 | 10697 | Co-op | NOVA4872-237002852 | 12.56 | Solar |  |  | Interconnected | Deer River | 56636 | Ball Club | 2354 | Residential |  | 76764 | 2021 | 2021
20262-227818-01 | Lake Country Power | 14 | 10697 | Co-op | NOVA4879-160010405 | 7.6 | Solar |  |  | Interconnected | Ely | 55731 | Clear Lake | 2307 | Residential |  | 25000 | 2021 | 2021
20262-227818-01 | Lake Country Power | 14 | 10697 | Co-op | NOVA4918-356021930 | 12.2 | Solar |  |  | Interconnected | Duluth | 55803 | Bergen Lake | 2241 | Residential |  | 44407 | 2021 | 2021
20262-227818-01 | Lake Country Power | 14 | 10697 | Co-op | NOVA4953-123020851 | 7.83 | Solar |  |  | Interconnected | Orr | 55771 | Meadowbrook | 2303 | Residential |  | 32767 | 2021 | 2021
20262-227818-01 | Lake Country Power | 14 | 10697 | Co-op | NOVA4957-353002105 | 6 | Solar |  |  | Interconnected | Alborn | 55702 | Cotton | 2411 | Residential |  | 39750 | 2021 | 2022
20262-227818-01 | Lake Country Power | 14 | 10697 | Co-op | NOVA5172-159022507 | 9.07 | Solar |  |  | Interconnected | Ely | 55731 | Clear Lake | 2107 | Residential |  | 36510 | 2021 | 2021
20262-227818-01 | Lake Country Power | 14 | 10697 | Co-op | NOVA5246-251043216 | 5.8 | Solar |  |  | Interconnected | Aurora | 55705 | Lakeland B | 2619 | Residential |  | 24161 | 2021 | 2021
20262-227818-01 | Lake Country Power | 14 | 10697 | Co-op | NOVA5319-248032801 | 10.2 | Solar |  |  | Interconnected | Iron Junction | 55751 | Peary | 2401 | Residential |  | 10000 | 2021 | 2022
20262-227818-01 | Lake Country Power | 14 | 10697 | Co-op | NOVA5391-146031309 | 7.67 | Solar |  |  | Interconnected | Ely | 55731 | Winton B | 2106B | Residential |  | 34665 | 2021 | 2022
20262-227818-01 | Lake Country Power | 14 | 10697 | Co-op | NOVA5442-428240880 | 16 | Solar |  |  | Interconnected | Sturgeon Lake | 55783 | Sturgeon Lake B | 2443 | Residential |  | 20000 | 2021 | 2022
20262-227818-01 | Lake Country Power | 14 | 10697 | Co-op | NOVA5466-376002020 | 10 | Solar |  |  | Interconnected | Saginaw | 55779 | Grand Lake | 2234 | Residential |  | 49297 | 2022 | 2022
20262-227818-01 | Lake Country Power | 14 | 10697 | Co-op | NOVA5566-146031301 | 11.6 | Solar |  |  | Interconnected | Ely | 55731 | Winton A | 2306A | Residential |  | 51220 | 2022 | 2022
20262-227818-01 | Lake Country Power | 14 | 10697 | Co-op | NOVA5583-383013433 | 11.35 | Solar |  |  | Interconnected | Mcgregor | 55760 | Big Sandy | 2144 | Residential |  | 33000 | 2022 | 2022
20262-227818-01 | Lake Country Power | 14 | 10697 | Co-op | NOVA5639-241002633 | 7.25 | Solar |  |  | Interconnected | Grand Rapids | 55744 | Arbo | 2453 | Residential |  | 29550 | 2022 | 2022
20262-227818-01 | Lake Country Power | 14 | 10697 | Co-op | NOVA5644-205031211 | 7.32 | Solar |  |  | Interconnected | Virginia | 55792 | Pike River | 2102 | Residential |  | 26000 | 2022 | 2022
20262-227818-01 | Lake Country Power | 14 | 10697 | Co-op | NOVA5661-428070347 | 19.76 | Solar |  |  | Withdrawn | Sturgeon Lake | 55783 | Sturgeon Lake B | 2443 | Residential |  | 66096 | 2022
20262-227818-01 | Lake Country Power | 14 | 10697 | Co-op | NOVA5663-303330989 | 9.15 | Solar |  |  | Interconnected | Cohasset | 55721 | Pokegama | 2367 | Residential |  | 30100 | 2022 | 2022
20262-227818-01 | Lake Country Power | 14 | 10697 | Co-op | NOVA5693-303330976 | 8.78 | Solar |  |  | Interconnected | Cohasset | 55721 | Pokegama | 2367 | Residential |  | 28800 | 2022 | 2022
20262-227818-01 | Lake Country Power | 14 | 10697 | Co-op | NOVA5708-305003072 | 12 | Solar |  |  | Interconnected | Grand Rapids | 55744 | Blackberry | 2458 | Residential |  | 2000 | 2022 | 2022
20262-227818-01 | Lake Country Power | 14 | 10697 | Co-op | NOVA5724-154011305 | 12.6 | Solar |  |  | Interconnected | Cook | 55723 | Cook | 2413 | Residential |  | 44774 | 2022 | 2022
20262-227818-01 | Lake Country Power | 14 | 10697 | Co-op | NOVA5758-377000132 | 9.05 | Solar |  |  | Interconnected | Duluth | 55803 | Solway | 2338 | Residential |  | 20000 | 2022 | 2022
20262-227818-01 | Lake Country Power | 14 | 10697 | Co-op | NOVA5777-377002040 | 10 | Solar |  |  | Interconnected | Duluth | 55811 | Solway | 2338 | Residential |  | 51347 | 2022 | 2023
20262-227818-01 | Lake Country Power | 14 | 10697 | Co-op | NOVA5864-221033419 | 8.41 | Solar |  |  | Interconnected | Nashwauk | 55769 | Shoal Lake | 2266 | Residential |  | 33191 | 2022 | 2022
20262-227818-01 | Lake Country Power | 14 | 10697 | Co-op | NOVA5924-428070347 | 21.96 | Solar |  |  | Interconnected | Sturgeon Lake | 55783 | Sturgeon Lake B | 2443 | Residential |  | 66000 | 2022 | 2022
20262-227818-01 | Lake Country Power | 14 | 10697 | Co-op | NOVA5939-241001595 | 12.47 | Solar |  | X | Interconnected | Grand Rapids | 55744 | Arbo | 2453 | Residential |  | 76467 | 2022 | 2022
20262-227818-01 | Lake Country Power | 14 | 10697 | Co-op | NOVA5993-407003140 | 12.6 | Solar |  |  | Interconnected | Barnum | 55707 | Kettle River | 2547 | Residential |  | 42480 | 2022 | 2022
20262-227818-01 | Lake Country Power | 14 | 10697 | Co-op | NOVA6016-393040782 | 30.4 | Other |  | X | Interconnected | Mcgregor | 55760 | Big Sandy | 2444 | Residential |  | 184500 | 2023 | 2023
20262-227818-01 | Lake Country Power | 14 | 10697 | Co-op | NOVA6036-345001227 | 15 | Solar |  |  | Interconnected | Hill City | 55748 | Hill City | 2156 | Residential |  | 72297 | 2022 | 2022
20262-227818-01 | Lake Country Power | 14 | 10697 | Co-op | NOVA6037-272063506 | 28 | Solar |  |  | Interconnected | Makinen | 55763 | Lakeland B | 2619 | Residential |  | 124864.86 | 2022 | 2023
20262-227818-01 | Lake Country Power | 14 | 10697 | Co-op | NOVA6038-398000140 | 12.95 | Solar |  |  | Interconnected | Cloquet | 55720 | Brandon | 2331 | Residential |  | 58031 | 2022 | 2022
20262-227818-01 | Lake Country Power | 14 | 10697 | Co-op | NOVA6058-145082707 | 7.32 | Solar |  |  | Interconnected | Ely | 55731 | Winton B | 2506B | Residential |  | 31000 | 2022 | 2022
20262-227818-01 | Lake Country Power | 14 | 10697 | Co-op | NOVA6104-313000802 | 16.4 | Solar |  |  | Interconnected | Cotton | 55724 | Cotton | 2211 | Residential |  | 82000 | 2022 | 2022
20262-227818-01 | Lake Country Power | 14 | 10697 | Co-op | NOVA6112-241022233 | 11.4 | Solar |  |  | Interconnected | Grand Rapids | 55744 | Arbo | 2453 | Residential |  | 41875 | 2022 | 2022
20262-227818-01 | Lake Country Power | 14 | 10697 | Co-op | NOVA6190-404030917 | 10 | Solar |  |  | Interconnected | Wright | 55798 | Wright | 2437 | Residential |  | 15000 | 2022 | 2022
20262-227818-01 | Lake Country Power | 14 | 10697 | Co-op | NOVA6224-261001443 | 9.95 | Solar |  |  | Interconnected | Grand Rapids | 55744 | Cohasset | 2255 | Residential |  | 34500 | 2022 | 2022
20262-227818-01 | Lake Country Power | 14 | 10697 | Co-op | NOVA6225-247021719 | 11.4 | Solar |  |  | Interconnected | Mountain Iron | 55768 | Iron | 2108 | Residential |  | 35964 | 2022 | 2022
20262-227818-01 | Lake Country Power | 14 | 10697 | Co-op | NOVA6238-241000831 | 9.15 | Solar |  |  | Interconnected | Grand Rapids | 55744 | Arbo | 2353 | Residential |  | 38500 | 2022 | 2022
20262-227818-01 | Lake Country Power | 14 | 10697 | Co-op | NOVA6329-282002369 | 6.28 | Solar |  | X | Interconnected | Cohasset | 55721 | Cohasset | 2455 | Residential |  | 53910 | 2022 | 2022
20262-227818-01 | Lake Country Power | 14 | 10697 | Co-op | NOVA6342-270002401 | 11.4 | Solar |  |  | Interconnected | Eveleth | 55734 | Peary | 2101 | Residential |  | 35600 | 2022 | 2022
20262-227818-01 | Lake Country Power | 14 | 10697 | Co-op | NOVA6375-307000526 | 6.59 | Solar |  |  | Interconnected | Goodland | 55742 | Goodland | 2161 | Residential |  | 32177 | 2022 | 2023
20262-227818-01 | Lake Country Power | 14 | 10697 | Co-op | NOVA6429-248042511 | 5.11 | Solar |  |  | Interconnected | Eveleth | 55734 | Peary | 2401 | Residential |  | 18655 | 2022 | 2022
20262-227818-01 | Lake Country Power | 14 | 10697 | Co-op | NOVA6457-345091401 | 11.52 | Solar |  | X | Interconnected | Hill City | 55748 | Hill City | 2256 | Residential |  | 76989 | 2022 | 2022
20262-227818-01 | Lake Country Power | 14 | 10697 | Co-op | NOVA6541-348022702 | 11.17 | Solar |  | X | Interconnected | Jacobson | 55752 | Cedar Valley | 2136 | Residential |  | 73033 | 2022 | 2022
20262-227818-01 | Lake Country Power | 14 | 10697 | Co-op | NOVA6587-282003202 | 7.32 | Solar |  |  | Interconnected | Cohasset | 55721 | Cohasset | 2455 | Residential |  | 25530 | 2022 | 2022
20262-227818-01 | Lake Country Power | 14 | 10697 | Co-op | NOVA6594-350002476 | 7.54 | Solar |  |  | Interconnected | Floodwood | 55736 | Cedar Valley | 2336 | Residential |  | 40000 | 2022 | 2023
20262-227818-01 | Lake Country Power | 14 | 10697 | Co-op | NOVA6628-422000764 | 10 | Solar |  |  | Interconnected | Moose Lake | 55767 | Kettle River | 2547 | Residential |  | 34560 | 2022 | 2022
20262-227818-01 | Lake Country Power | 14 | 10697 | Co-op | NOVA6629-183003114 | 6.98 | Solar |  |  | Withdrawn | Embarrass | 55732 | Pike River | 2302 | Residential |  | 53757 | 2022
20262-227818-01 | Lake Country Power | 14 | 10697 | Co-op | NOVA6632-376082932 | 6.59 | Solar |  |  | Interconnected | Saginaw | 55779 | Grand Lake | 2134 | Residential |  | 26494 | 2022 | 2022
20262-227818-01 | Lake Country Power | 14 | 10697 | Co-op | NOVA6638-241012201 | 15.01 | Solar |  | X | Interconnected | Grand Rapids | 55744 | Arbo | 2453 | Residential |  | 42901 | 2022 | 2022
20262-227818-01 | Lake Country Power | 14 | 10697 | Co-op | NOVA6640-351002968 | 37.84 | Solar |  |  | Interconnected | Floodwood | 55736 | Cedar Valley | 2336 | Residential |  | 80000 | 2022 | 2022
20262-227818-01 | Lake Country Power | 14 | 10697 | Co-op | NOVA6696-283072362 | 6.59 | Solar |  |  | Interconnected | Grand Rapids | 55744 | Gunn | 2359 | Residential |  | 26440 | 2022 | 2022
20262-227818-01 | Lake Country Power | 14 | 10697 | Co-op | NOVA6752-376000829 | 15 | Solar |  |  | Interconnected | Saginaw | 55779 | Bergen Lake | 2141 | Residential |  | 27625 | 2022 | 2023
20262-227818-01 | Lake Country Power | 14 | 10697 | Co-op | NOVA6775-205031207 | 7.54 | Solar |  |  | Interconnected | Virginia | 55792 | Pike River | 2102 | Residential |  | 30695 | 2022 | 2023
20262-227818-01 | Lake Country Power | 14 | 10697 | Co-op | NOVA6783-304001225 | 22.8 | Solar |  |  | Interconnected | Grand Rapids | 55744 | Blackberry | 2458 | Residential |  | 67700 | 2022 | 2023
20262-227818-01 | Lake Country Power | 14 | 10697 | Co-op | NOVA6842-283051224 | 10.15 | Solar |  |  | Interconnected | Bovey | 55709 | Gunn | 2459 | Residential |  | 21000 | 2022 | 2023
20262-227818-01 | Lake Country Power | 14 | 10697 | Co-op | NOVA6894-310002225 | 2.1 | Solar |  |  | Interconnected | Meadowlands | 55765 | Cedar Valley | 2236 | Commercial |  | 9500 | 2022 | 2022
20262-227818-01 | Lake Country Power | 14 | 10697 | Co-op | NOVA6904-267001405 | 22.8 | Solar |  |  | Interconnected | Hibbing | 55746 | Keewatin | 2305 | Residential |  | 67680 | 2022 | 2023
20262-227818-01 | Lake Country Power | 14 | 10697 | Co-op | NOVA6915-348022223 | 14.64 | Solar |  |  | Interconnected | Jacobson | 55752 | Cedar Valley | 2136 | Residential |  | 52250 | 2022 | 2023
20262-227818-01 | Lake Country Power | 14 | 10697 | Co-op | NOVA6917-171010801 | 7.83 | Solar |  |  | Interconnected | Tower | 55790 | Vermilion | 2115 | Residential |  | 43857 | 2022 | 2023
20262-227818-01 | Lake Country Power | 14 | 10697 | Co-op | NOVA6956-377000180 | 10 | Solar |  |  | Interconnected | Duluth | 55803 | Solway | 2338 | Residential |  | 50344 | 2022 | 2023
20262-227818-01 | Lake Country Power | 14 | 10697 | Co-op | NOVA7034-312000404 | 16.82 | Solar |  |  | Interconnected | Cotton | 55724 | Cotton | 2311 | Residential |  | 34800 | 2022 | 2023
20262-227818-01 | Lake Country Power | 14 | 10697 | Co-op | NOVA7088-243012718 | 19.72 | Solar |  |  | Interconnected | Nashwauk | 55769 | Shoal Lake | 2266 | Residential |  | 75525 | 2022 | 2023
20262-227818-01 | Lake Country Power | 14 | 10697 | Co-op | NOVA7089-181022655 | 7.7 | Solar |  |  | Interconnected | Britt | 55710 | Sand Lake | 2312 | Residential |  | 30000 | 2023 | 2023
20262-227818-01 | Lake Country Power | 14 | 10697 | Co-op | NOVA7110-161021254 | 7.6 | Solar |  |  | Interconnected | Ely |  | Winton A | 2306A | Residential |  | 26642 | 2022 | 2023
20262-227818-01 | Lake Country Power | 14 | 10697 | Co-op | NOVA7140-271030308 | 14.5 | Solar |  |  | Interconnected | Makinen | 55763 | Lakeland | 2510 | Residential |  | 60529 | 2022 | 2023
20262-227818-01 | Lake Country Power | 14 | 10697 | Co-op | NOVA7207-228053420 | 5.8 | Solar |  |  | Withdrawn | Gilbert | 55741 | Lakeland | 2210 | Residential |  | 36390 | 2022
20262-227818-01 | Lake Country Power | 14 | 10697 | Co-op | NOVA7391-259003462 | 17.6 | Solar |  | X | Interconnected | Deer River | 56636 | Ball Club | 2354 | Residential |  | 32000 | 2023 | 2024
20262-227818-01 | Lake Country Power | 14 | 10697 | Co-op | NOVA7418-104010717 | 17.68 | Solar |  | X | Interconnected | Crane Lake | 55127 | Orr | 2117 | Residential |  | 65822 | 2023 | 2023
20262-227818-01 | Lake Country Power | 14 | 10697 | Co-op | NOVA7460-389042552 | 8 | Solar |  |  | Interconnected | Cloquet | 55720 | Knife Falls | 2245 | Residential |  | 31947 | 2023 | 2023
20262-227818-01 | Lake Country Power | 14 | 10697 | Co-op | NOVA7500-421033104 | 16.98 | Solar |  | X | Interconnected | Moose Lake | 55767 | Sturgeon Lake B | 2443 | Residential |  | 58777 | 2023 | 2023
20262-227818-01 | Lake Country Power | 14 | 10697 | Co-op | NOVA7523-303021726 | 2.8 | Solar |  |  | Interconnected | Cohasset |  | Pokegama | 2367 | Residential |  | 17000 | 2023 | 2023
20262-227818-01 | Lake Country Power | 14 | 10697 | Co-op | NOVA7532-228082776 | 10.98 | Solar |  |  | Interconnected | Gilbert | 55741 | Lakeland | 2310 | Residential |  | 39483 | 2023 | 2023
20262-227818-01 | Lake Country Power | 14 | 10697 | Co-op | NOVA7550-278000893 | 5.2 | Solar |  |  | Withdrawn | Bena | 56626 | Bena | 2360 | Residential |  | 26708 | 2023
20262-227818-01 | Lake Country Power | 14 | 10697 | Co-op | NOVA7579-145053212 | 18.56 | Solar |  |  | Interconnected | Ely | 55731 | Clear Lake | 2307 | Residential |  | 28087 | 2023 | 2023
20262-227818-01 | Lake Country Power | 14 | 10697 | Co-op | NOVA7637-278000893 | 6.5 | Solar |  |  | Interconnected | Bena | 56626 | Bena | 2360 | Residential |  | 31780 | 2023 | 2023
20262-227818-01 | Lake Country Power | 14 | 10697 | Co-op | NOVA7656-398000246 | 8.78 | Solar |  |  | Interconnected | Cloquet | 55720 | Brandon | 2331 | Residential |  | 30636 | 2023 | 2023
20262-227818-01 | Lake Country Power | 14 | 10697 | Co-op | NOVA7693-221001281 | 11.4 | Solar |  |  | Interconnected | Nashwauk | 55769 | Shoal Lake | 2266 | Residential |  | 38988 | 2023 | 2023
20262-227818-01 | Lake Country Power | 14 | 10697 | Co-op | NOVA7752-345061428 | 15.37 | Solar |  |  | Interconnected | Hill City | 55748 | Hill City | 2156 | Residential |  | 51660 | 2023 | 2023
20262-227818-01 | Lake Country Power | 14 | 10697 | Co-op | NOVA7863-284001718 | 15.6 | Solar |  |  | Interconnected | Bovey | 55709 | Gunn | 2459 | Residential |  | 62915 | 2023 | 2023
20262-227818-01 | Lake Country Power | 14 | 10697 | Co-op | NOVA7926-261000315 | 16.47 | Solar |  |  | Interconnected | Grand Rapids | 55744 | Arbo | 2253 | Residential |  | 61928.97 | 2023 | 2023
20262-227818-01 | Lake Country Power | 14 | 10697 | Co-op | NOVA7933-248011801 | 8.19 | Solar |  |  | Interconnected | Iron | 55751 | Iron | 2408 | Residential |  | 25000 | 2023 | 2023
20262-227818-01 | Lake Country Power | 14 | 10697 | Co-op | NOVA7996-240002116 | 8 | Solar |  | X | Withdrawn | Deer River | 56636 | Arbo | 2353 | Residential |  | 54750 | 2023
20262-227818-01 | Lake Country Power | 14 | 10697 | Co-op | NOVA7996-240002116-S | 9.2 | Storage |  |  | Withdrawn | Deer River | 56636 | Arbo | 2353 | Residential |  | 54750 | 2023
20262-227818-01 | Lake Country Power | 14 | 10697 | Co-op | NOVA8009-355011429 | 4.39 | Solar |  |  | Interconnected | Duluth | 55803 | Bergen Lake | 2241 | Residential |  | 24452 | 2023 | 2023
20262-227818-01 | Lake Country Power | 14 | 10697 | Co-op | NOVA8016-146052124 | 3.8 | Solar |  |  | Interconnected | Ely | 55731 | Winton B | 2506B | Residential |  | 15000 | 2023 | 2023
20262-227818-01 | Lake Country Power | 14 | 10697 | Co-op | NOVA8050-157050707 | 30.8 | Solar |  |  | Interconnected | Tower | 55790 | Frazer Bay | 2316 | Residential |  | 76121 | 2023 | 2023
20262-227818-01 | Lake Country Power | 14 | 10697 | Co-op | NOVA8065-262071977 | 11.6 | Solar |  |  | Interconnected | Grand Rapids | 55744 | Arbo | 2153 | Residential |  | 54174 | 2023 | 2023
20262-227818-01 | Lake Country Power | 14 | 10697 | Co-op | NOVA8141-389001043 | 13.23 | Solar |  | X | Withdrawn | Cloquet | 55720 | Grand Lake | 2334 | Residential |  | 96120 | 2023
20262-227818-01 | Lake Country Power | 14 | 10697 | Co-op | NOVA8147-376000267 | 11.52 | Solar |  |  | Interconnected | Saginaw | 55779 | Bergen Lake | 2141 | Residential |  | 36654.55 | 2023 | 2023
20262-227818-01 | Lake Country Power | 14 | 10697 | Co-op | NOVA8199-356032911 | 26.88 | Solar |  |  | Interconnected | Duluth | 55803 | Bergen Lake | 2141 | Residential |  | 60900 | 2023 | 2023
20262-227818-01 | Lake Country Power | 14 | 10697 | Co-op | NOVA8274-375001357 | 9.8 | Solar |  |  | Withdrawn | Saginaw | 55779 | Grand Lake | 2234 | Residential |  | 1200 | 2023
20262-227818-01 | Lake Country Power | 14 | 10697 | Co-op | NOVA8306-184092551 | 12.16 | Solar |  |  | Withdrawn | Embarrass | 55732 | Babbitt | 2109 | Residential |  | 58654 | 2023
20262-227818-01 | Lake Country Power | 14 | 10697 | Co-op | NOVA8322-376082908 | 7.54 | Solar |  |  | Interconnected | Saginaw | 55779 | Grand Lake | 2134 | Residential |  | 15000 | 2024 | 2024
20262-227818-01 | Lake Country Power | 14 | 10697 | Co-op | NOVA8325-428131692 | 11.52 | Solar |  |  | Interconnected | Sturgeon Lake | 55783 | Sturgeon Lake | 2139 | Residential |  | 30000 | 2023 | 2023
20262-227818-01 | Lake Country Power | 14 | 10697 | Co-op | NOVA8329-259003044 | 14.98 | Solar |  |  | Interconnected | Deer River | 56636 | Ball Club | 2254 | Residential |  | 56284 | 2023 | 2023
20262-227818-01 | Lake Country Power | 14 | 10697 | Co-op | NOVA8338-406003626 | 7.56 | Solar |  |  | Interconnected | Mahtowa | 55707 | Kettle River | 2547 | Residential |  | 42034 | 2023 | 2023
20262-227818-01 | Lake Country Power | 14 | 10697 | Co-op | NOVA8349-375001357 | 11 | Solar |  |  | Interconnected | Saginaw | 55779 | Grand Lake | 2134 | Residential |  | 2400 | 2023 | 2023
20262-227818-01 | Lake Country Power | 14 | 10697 | Co-op | NOVA8461-303170370 | 0.77 | Solar |  |  | Interconnected | Cohasset | 55721 | Cohasset | 2455 | Residential |  | 1000 | 2023 | 2023
20262-227818-01 | Lake Country Power | 14 | 10697 | Co-op | NOVA8483-155001305 | 6.91 | Solar |  |  | Interconnected | Cook | 55723 | Frazer Bay | 2216 | Residential |  | 20000 | 2023 | 2023
20262-227818-01 | Lake Country Power | 14 | 10697 | Co-op | NOVA8487-185021109 | 17.6 | Solar |  |  | Interconnected | Embarrass | 55732 | Babbitt | 2109 | Residential |  | 56045 | 2024 | 2024
20262-227818-01 | Lake Country Power | 14 | 10697 | Co-op | NOVA8509-221033416 | 26 | Solar |  |  | Interconnected | Nashwauk | 55769 | Shoal Lake | 2266 | Residential |  | 97316 | 2023 | 2023
20262-227818-01 | Lake Country Power | 14 | 10697 | Co-op | NOVA8523-428002413 | 6.9 | Solar |  |  | Interconnected | Sturgeon Lake | 55783 | Sturgeon Lake | 2139 | Residential |  | 6000 | 2023 | 2023
20262-227818-01 | Lake Country Power | 14 | 10697 | Co-op | NOVA8540-228033305 | 38 | Solar |  |  | Interconnected | Gilbert | 55741 | Lakeland | 2210 | Residential |  | 50000 | 2023 | 2024
20262-227818-01 | Lake Country Power | 14 | 10697 | Co-op | NOVA8542-221032753 | 12 | Solar |  |  | Interconnected | Nashwauk | 55769 | Shoal Lake | 2266 | Residential |  | 44160 | 2023 | 2023
20262-227818-01 | Lake Country Power | 14 | 10697 | Co-op | NOVA8567-240002116 | 15 | Solar |  | X | Interconnected | Deer River | 56636 | Arbo | 2353 | Residential |  | 54750 | 2023 | 2023
20262-227818-01 | Lake Country Power | 14 | 10697 | Co-op | NOVA8567-240002116-S | 9.2 | Storage |  |  | Interconnected | Deer River | 56636 | Arbo | 2353 | Residential |  | 54750 | 2023 | 2023
20262-227818-01 | Lake Country Power | 14 | 10697 | Co-op | NOVA8633-349001878 | 18.5 | Solar |  |  | Interconnected | Jacobson | 55752 | Cedar Valley | 2136 | Residential |  | 119443.97 | 2023 | 2024
20262-227818-01 | Lake Country Power | 14 | 10697 | Co-op | NOVA8670-389001043 | 13.23 | Solar |  |  | Interconnected | Cloquet | 55720 | Grand Lake | 2334 | Residential |  | 80450 | 2023 | 2023
20262-227818-01 | Lake Country Power | 14 | 10697 | Co-op | NOVA8708-UNKNOWN | 6.08 | Solar |  | X | Withdrawn | Grand Rapids | 55744 |  |  |  |  | 49155 | 2023
20262-227818-01 | Lake Country Power | 14 | 10697 | Co-op | NOVA8712-184092551 | 14.59 | Solar |  |  | Interconnected | Embarrass | 55732 | Babbitt | 2109 | Residential |  | 83791 | 2023 | 2023
20262-227818-01 | Lake Country Power | 14 | 10697 | Co-op | NOVA8716-388012333 | 13.44 | Solar |  |  | Interconnected | Cloquet | 55720 | Brandon | 2331 | Residential |  | 32000 | 2023 | 2023
20262-227818-01 | Lake Country Power | 14 | 10697 | Co-op | NOVA8738-251042908 | 13.96 | Solar |  |  | Interconnected | Aurora | 55705 | Lakeland B | 2619 | Residential |  | 79277 | 2023 | 2023
20262-227818-01 | Lake Country Power | 14 | 10697 | Co-op | NOVA8751-342020179 | 10.37 | Solar |  |  | Interconnected | Remer | 56672 | Remer | 2264 | Residential |  | 28269.46 | 2023 | 2024
20262-227818-01 | Lake Country Power | 14 | 10697 | Co-op | NOVA8799-415002260 | 18 | Solar |  |  | Active Application | Barnum | 55707 | Kettle River | 2147 | Residential |  | 25000 | 2023
20262-227818-01 | Lake Country Power | 14 | 10697 | Co-op | NOVA8820-389053642 | 28.42 | Solar |  |  | Withdrawn | Cloquet | 55720 | Knife Falls | 2145 | Residential |  | 117437.95 | 2023
20262-227818-01 | Lake Country Power | 14 | 10697 | Co-op | NOVA8822-428070319 | 10 | Solar |  |  | Interconnected | Sturgeon Lake | 55783 | Sturgeon Lake | 2139 | Residential |  | 15000 | 2023 | 2024
20262-227818-01 | Lake Country Power | 14 | 10697 | Co-op | NOVA8867-354002943 | 8.7 | Solar |  |  | Withdrawn | Culver | 55779 | Grand Lake | 2234 | Residential |  | 45020.44 | 2023
20262-227818-01 | Lake Country Power | 14 | 10697 | Co-op | NOVA8876-270032558 | 13.86 | Solar |  |  | Interconnected | Eveleth | 55734 | Peary | 2101 | Residential |  | 53292 | 2023 | 2024
20262-227818-01 | Lake Country Power | 14 | 10697 | Co-op | NOVA8938-311011311 | 12 | Solar |  |  | Interconnected | Cotton | 55724 | Cotton | 2111 | Residential |  | 18000 | 2023 | 2024
20262-227818-01 | Lake Country Power | 14 | 10697 | Co-op | NOVA8970-241001582 | 21.44 | Solar |  | X | Interconnected | Grand Rapids | 55744 | Arbo | 2453 | Residential |  | 46817 | 2023 | 2024
20262-227818-01 | Lake Country Power | 14 | 10697 | Co-op | NOVA8986-430000530 | 11.75 | Solar |  | X | Interconnected | Nickerson | 55749 | Sturgeon Lake B | 2443 | Residential |  | 6525 | 2023 | 2024
20262-227818-01 | Lake Country Power | 14 | 10697 | Co-op | NOVA9001-393202227 | 5.76 | Solar |  |  | Interconnected | Mcgregor | 55760 | Round Lake | 2135 | Residential |  | 14070 | 2023 | 2024
20262-227818-01 | Lake Country Power | 14 | 10697 | Co-op | NOVA9044-140062747 | 13.55 | Solar |  |  | Interconnected | Cook | 55723 | Frazer Bay | 2216 | Residential |  | 67322 | 2024 | 2024
20262-227818-01 | Lake Country Power | 14 | 10697 | Co-op | NOVA9054-420010937 | 5.67 | Solar |  |  | Interconnected | Kettle River | 55757 | Kettle River | 2247 | Residential |  | 11340 | 2024 | 2024
20262-227818-01 | Lake Country Power | 14 | 10697 | Co-op | NOVA9120-UNKNOWN | 39.9 | Solar |  |  | Withdrawn | Hill City | 55748 |  |  |  |  | 162500 | 2024
20262-227818-01 | Lake Country Power | 14 | 10697 | Co-op | NOVA9122-329000949 | 6.91 | Solar |  |  | Interconnected | Floodwood | 55736 | Cedar Valley | 2136 | Residential |  | 32000 | 2024 | 2024
20262-227818-01 | Lake Country Power | 14 | 10697 | Co-op | NOVA9143-390002812 | 6.7 | Solar |  |  | Interconnected | Cloquet | 55720 | Solway | 2438 | Residential |  | 23131 | 2024 | 2024
20262-227818-01 | Lake Country Power | 14 | 10697 | Co-op | NOVA9166-303221455 | 11.52 | Solar |  |  | Interconnected | Grand Rapids | 55744 | Pokegama | 2367 | Residential |  | 13382.61 | 2024 | 2024
20262-227818-01 | Lake Country Power | 14 | 10697 | Co-op | NOVA9171-251010801 | 6.14 | Solar |  |  | Interconnected | Aurora | 55705 | Lakeland B | 2419 | Residential |  | 10080 | 2024 | 2024
20262-227818-01 | Lake Country Power | 14 | 10697 | Co-op | NOVA9188-390001609 | 13.06 | Solar |  |  | Interconnected | Cloquet | 55720 | Grand Lake | 2134 | Residential |  | 44000 | 2024 | 2024
20262-227818-01 | Lake Country Power | 14 | 10697 | Co-op | NOVA9203-345091456 | 40 | Solar |  |  | Interconnected | Hill City | 55748 | Hill City | 2156 | Commercial |  | 162500 | 2024 | 2024
20262-228635-01 | Lake Crystal Municipal Utilities | 57 | 10596 | Muni | 29035000 | 12.18 | Solar |  |  | Interconnected | Lake Crystal | 56055 | Lake Crystal |  | Residential |  |  | 2021 | 2021
20262-228635-01 | Lake Crystal Municipal Utilities | 57 | 10596 | Muni | 542000 | 13 | Solar |  |  | Interconnected | Lake Crystal | 56055 | Lake Crystal |  | Residential |  |  | 2015 | 2015
20262-228635-01 | Lake Crystal Municipal Utilities | 57 | 10596 | Muni | 3801000 | 39.9 | Solar |  | X | Interconnected | Lake Crystal | 56055 | Lake Crystal |  | Commercial |  |  | 2022 | 2022
20262-228635-01 | Lake Crystal Municipal Utilities | 57 | 10596 | Muni | 77000 | 9 | Solar |  | X | Interconnected | Lake Crystal | 56055 | Lake Crystal |  | Residential |  |  | 2023 | 2023
20262-228635-01 | Lake Crystal Municipal Utilities | 57 | 10596 | Muni | 674000 | 5.985 | Solar |  |  | Interconnected | Lake Crystal | 56055 | Lake Crystal |  | Residential |  |  | 2023 | 2023
20262-228635-01 | Lake Crystal Municipal Utilities | 57 | 10596 | Muni | 1922000 | 13.056 | Solar |  |  | Interconnected | Lake Crystal | 56055 | Lake Crystal |  | Residential |  |  | 2023 | 2024
20262-228635-01 | Lake Crystal Municipal Utilities | 57 | 10596 | Muni | 4201000 | 39.9 | Solar |  |  | Interconnected | Lake Crystal | 56055 | Lake Crystal |  | Commercial |  |  | 2024 | 2024
20262-228635-01 | Lake Crystal Municipal Utilities | 57 | 10596 | Muni | 6995000 | 39.9 | Solar |  |  | Interconnected | Lake Crystal | 56055 | Lake Crystal |  | Commercial |  |  | 2024 | 2024
20262-228635-01 | Lake Crystal Municipal Utilities | 57 | 10596 | Muni | 8005000 | 11.4 | Solar |  |  | Interconnected | Lake Crystal | 56055 | Lake Crystal |  | Residential |  |  | 2025 | 2025
20262-228635-01 | Lake Crystal Municipal Utilities | 57 | 10596 | Muni | 2282000 | 10 | Solar |  |  | Interconnected | Lake Crystal | 56055 | Lake Crystal |  | Residential |  |  | 2025 | 2025
20262-228068-01 | Lake Region Electric Coop | 59 | 10618 | Co-op | NOVA012009 | 5.1 | Solar |  |  | Interconnected | Menahga | 56464 | Evergreen | Feeder 3 | Residential |  | 0.01 | 2009 | 2009
20262-228068-01 | Lake Region Electric Coop | 59 | 10618 | Co-op | NOVA012010 | 2.07 | Solar |  |  | Interconnected | New York Mills | 56567 | New York Mills | Feeder 4 | Residential |  | 0.01 | 2010 | 2010
20262-228068-01 | Lake Region Electric Coop | 59 | 10618 | Co-op | NOVA012012 | 15 | Solar |  |  | Interconnected | Frazee | 56544 |  |  | Residential |  | 0.01 | 2012 | 2012
20262-228068-01 | Lake Region Electric Coop | 59 | 10618 | Co-op | NOVA012013 | 6.75 | Solar |  |  | Interconnected | Pelican Rapids | 56572 | Erhard | Feeder 3 | Residential |  | 0.01 | 2013 | 2013
20262-228068-01 | Lake Region Electric Coop | 59 | 10618 | Co-op | NOVA012014 | 6 | Solar |  |  | Interconnected | Cormorant | 56568 | Cormorant | Feeder 2 | Residential |  | 0.01 | 2014 | 2014
20262-228068-01 | Lake Region Electric Coop | 59 | 10618 | Co-op | NOVA012015 | 4.48 | Solar |  |  | Interconnected | Richville |  | Dent | Feeder 2 | Residential |  | 0.01 | 2015 | 2015
20262-228068-01 | Lake Region Electric Coop | 59 | 10618 | Co-op | NOVA012016 | 13.6 | Solar |  |  | Interconnected | Perham | 56573 | Butler | Feeder 1 | Residential |  | 0.01 | 2016 | 2016
20262-228068-01 | Lake Region Electric Coop | 59 | 10618 | Co-op | NOVA012017 | 10.9 | Solar |  |  | Interconnected | Frazee | 56544 | Frazee | Feeder 2 | Residential |  | 0.01 | 2017 | 2017
20262-228068-01 | Lake Region Electric Coop | 59 | 10618 | Co-op | NOVA012018 | 9 | Solar |  |  | Interconnected | Pelican Rapids | 56572 | Erhard | Feeder 3 | Residential |  | 0.01 | 2018 | 2018
20262-228068-01 | Lake Region Electric Coop | 59 | 10618 | Co-op | NOVA012019 | 38 | Solar |  |  | Interconnected | Barnesville | 56514 | Tansem | Feeder 1 | Residential |  | 0.01 | 2019 | 2019
20262-228068-01 | Lake Region Electric Coop | 59 | 10618 | Co-op | NOVA022014 | 5.6 | Solar |  |  | Interconnected | Frazee | 56544 | Frazee | Feeder 4 | Residential |  | 0.01 | 2014 | 2014
20262-228068-01 | Lake Region Electric Coop | 59 | 10618 | Co-op | NOVA022015 | 4.5 | Solar |  |  | Interconnected | Frazee | 56544 | Frazee | Feeder 2 | Residential |  | 0.01 | 2015 | 2015
20262-228068-01 | Lake Region Electric Coop | 59 | 10618 | Co-op | NOVA022017 | 6 | Solar |  |  | Interconnected | Pelican Rapids | 56572 | Lake Eunice | Feeder 4 | Residential | GoWest | 16000 | 2017 | 2017
20262-228068-01 | Lake Region Electric Coop | 59 | 10618 | Co-op | NOVA022018 | 8.3 | Solar |  |  | Interconnected | Pelican Rapids | 56572 | Erhard | Feeder 1 | Residential |  | 0.01 | 2018 | 2018
20262-228068-01 | Lake Region Electric Coop | 59 | 10618 | Co-op | NOVA022019 | 4.64 | Solar |  |  | Interconnected | Maine |  | Maine | Feeder 1 |  |  | 0.01 | 2019 | 2019
20262-228068-01 | Lake Region Electric Coop | 59 | 10618 | Co-op | NOVA032015 | 16.8 | Solar |  |  | Interconnected | Fergus Falls | 56537 | Elizabeth | Feeder 3 | Residential |  | 0.01 | 2015 | 2015
20262-228068-01 | Lake Region Electric Coop | 59 | 10618 | Co-op | NOVA032017 | 12 | Solar |  |  | Interconnected | Fergus Falls | 56537 | Underwood | Feeder 1 | Residential |  | 0.01 | 2017 | 2017
20262-228068-01 | Lake Region Electric Coop | 59 | 10618 | Co-op | NOVA032018 | 11.4 | Solar |  |  | Interconnected | Pelican Rapids | 56572 | Erhard | Feeder 3 | Residential |  | 0.01 | 2018 | 2018
20262-228068-01 | Lake Region Electric Coop | 59 | 10618 | Co-op | NOVA032019 | 11.4 | Solar |  |  | Interconnected | Frazee |  | Frazee | Feeder 1 | Residential |  | 0.01 | 2019 | 2019
20262-228068-01 | Lake Region Electric Coop | 59 | 10618 | Co-op | NOVA042018 | 36 | Solar |  |  | Interconnected | New York Mills | 56567 | New York Mills | Feeder 1 | Residential |  | 0.01 | 2018 | 2018
20262-228068-01 | Lake Region Electric Coop | 59 | 10618 | Co-op | NOVA042019 | 38 | Solar |  |  | Interconnected | Barnesville | 56514 | Roberts | Feeder 1 | Residential |  | 0.01 | 2019 | 2019
20262-228068-01 | Lake Region Electric Coop | 59 | 10618 | Co-op | NOVA052018 | 36 | Solar |  |  | Interconnected | New York Mills | 56567 | New York Mills | Feeder 1 | Residential |  | 0.01 | 2018 | 2018
20262-228068-01 | Lake Region Electric Coop | 59 | 10618 | Co-op | NOVA052019 | 36 | Solar |  |  | Interconnected | Breckenridge | 56520 | Everdell | Feeder 1 | Residential |  | 0.01 | 2019 | 2019
20262-228068-01 | Lake Region Electric Coop | 59 | 10618 | Co-op | NOVA062018 | 34.2 | Solar |  |  | Interconnected | Deer Creek | 56527 | Elmo | Feeder 1 | Residential |  | 0.01 | 2018 | 2018
20262-228068-01 | Lake Region Electric Coop | 59 | 10618 | Co-op | NOVA062019 | 38 | Solar |  |  | Interconnected | Barnesville | 56514 | Tansem | Feeder 1 | Residential |  | 0.01 | 2019 | 2019
20262-228068-01 | Lake Region Electric Coop | 59 | 10618 | Co-op | NOVA072019 | 7.56 | Solar |  |  | Interconnected | Richville | 56576 | Dent | Feeder 2 | Residential |  | 0.01 | 2019 | 2019
20262-228068-01 | Lake Region Electric Coop | 59 | 10618 | Co-op | NOVA10309 | 16.13 | Solar |  |  | Interconnected | Pelican Rapids | 56572 | Lake Eunice | Feeder 4 | Residential |  | 69177 | 2024 | 2024
20262-228068-01 | Lake Region Electric Coop | 59 | 10618 | Co-op | NOVA10319 | 14.59 | Solar |  |  | Interconnected | New York Mills | 56567 | New York Mills | Feeder 4 | Residential |  |  | 2024 | 2024
20262-228068-01 | Lake Region Electric Coop | 59 | 10618 | Co-op | NOVA10495 | 38.5 | Solar |  |  | Interconnected | Meadows Township | 56520 | Rothsay | Feeder 3 | Residential |  |  | 2024 | 2024
20262-228068-01 | Lake Region Electric Coop | 59 | 10618 | Co-op | NOVA10547 | 10.89 | Solar |  |  | Interconnected | Ottertail | 56571 | Battle Lake | Feeder 1 | Residential |  | 42600 | 2024 | 2024
20262-228068-01 | Lake Region Electric Coop | 59 | 10618 | Co-op | NOVA112010 | 3.13 | Solar |  |  | Interconnected | New York Mills | 56567 | New York Mills | Feeder 4 | Residential |  | 0.01 | 2010 | 2010
20262-228068-01 | Lake Region Electric Coop | 59 | 10618 | Co-op | NOVA11971 | 13.92 | Solar |  |  | Withdrawn | Wadena | 56482 | Elmo | Feeder 2 | Residential |  | 102441.6 | 2024
20262-228068-01 | Lake Region Electric Coop | 59 | 10618 | Co-op | NOVA12025 | 7.3 | Solar |  |  | Interconnected | Battle Lake | 56515 | Battle Lake | Feeder 1 | Residential |  | 20000 | 2024 | 2024
20262-228068-01 | Lake Region Electric Coop | 59 | 10618 | Co-op | NOVA12190 | 30.4 | Solar |  |  | Interconnected | Fergus Falls | 56537 | Ten Mile Lake | Feeder 2 | Residential |  | 174500 | 2024 | 2025
20262-228068-01 | Lake Region Electric Coop | 59 | 10618 | Co-op | NOVA12207 | 9.74 | Solar |  |  | Interconnected | Parkers Prairie | 56361 | Parkers Prairie | Feeder 1 | Residential |  | 25000 | 2024 | 2025
20262-228068-01 | Lake Region Electric Coop | 59 | 10618 | Co-op | NOVA12254 | 27.56 | Solar |  | X | Withdrawn | Dent | 56528 | Dent | Feeder 3 | Residential |  | 35253 | 2024
20262-228068-01 | Lake Region Electric Coop | 59 | 10618 | Co-op | NOVA12373 | 13.82 | Solar |  |  | Interconnected | Fergus Falls | 56537 | Elizabeth | Feeder 3 | Residential |  | 86075.32 | 2025 | 2025
20262-228068-01 | Lake Region Electric Coop | 59 | 10618 | Co-op | NOVA12437 | 33 | Solar |  | X | Interconnected | Pelican Rapids | 56572 | Pelican Lake | Feeder 4 | Residential |  | 259000 | 2024 | 2025
20262-228068-01 | Lake Region Electric Coop | 59 | 10618 | Co-op | NOVA12663 | 26.88 | Solar |  |  | Interconnected | Lake Park | 56554 | Pelican Lake | Feeder 3 | Residential |  | 55062 | 2025 | 2025
20262-228068-01 | Lake Region Electric Coop | 59 | 10618 | Co-op | NOVA12692 | 11.31 | Solar |  |  | Interconnected | Underwood | 56586 | Underwood | Feeder 4 | Residential |  | 59000 | 2025 | 2025
20262-228068-01 | Lake Region Electric Coop | 59 | 10618 | Co-op | NOVA12760 | 39.94 | Solar |  |  | Interconnected | Dent | 56528 | Maine | Feeder 3 | Residential |  | 150000 | 2025 | 2025
20262-228068-01 | Lake Region Electric Coop | 59 | 10618 | Co-op | NOVA12792 | 16.13 | Solar |  |  | Interconnected | Fergus Falls | 56537 | Orwell | Feeder 1 | Residential |  | 53080 | 2025 | 2025
20262-228068-01 | Lake Region Electric Coop | 59 | 10618 | Co-op | NOVA12955 | 38 | Solar |  |  | Interconnected | Frazee | 56544 | Frazee | Feeder 1 | Residential |  | 130120 | 2025 | 2025
20262-228068-01 | Lake Region Electric Coop | 59 | 10618 | Co-op | NOVA12979 | 11.4 | Solar |  |  | Interconnected | Fergus Falls | 56537 | Elizabeth | Feeder 2 | Residential |  | 29903.91 | 2025 | 2025
20262-228068-01 | Lake Region Electric Coop | 59 | 10618 | Co-op | NOVA13067 | 18.82 | Solar |  |  | Interconnected | Perham | 56573 | Perham | Feeder 3 | Residential |  | 69774.75 | 2025 | 2025
20262-228068-01 | Lake Region Electric Coop | 59 | 10618 | Co-op | NOVA13094 | 14.08 | Solar |  | X | Interconnected | Clitherall | 56524 | Stalker Lake | Feeder 3 | Residential |  | 53674.86 | 2025 | 2025
20262-228068-01 | Lake Region Electric Coop | 59 | 10618 | Co-op | NOVA13143 | 38 | Solar |  |  | Interconnected | Barnesville | 56514 | Tansem | Feeder 1 | Residential |  | 167140 | 2025 | 2025
20262-228068-01 | Lake Region Electric Coop | 59 | 10618 | Co-op | NOVA13185 | 20.9 | Solar |  |  | Interconnected | Pelican Rapids | 56572 | Erhard | Feeder 3 | Residential |  | 87290 | 2025 | 2025
20262-228068-01 | Lake Region Electric Coop | 59 | 10618 | Co-op | NOVA13524 | 2400 | Solar |  |  | Withdrawn | Pelican Rapids | 56572 |  |  |  |  | 3390000 | 2025
20262-228068-01 | Lake Region Electric Coop | 59 | 10618 | Co-op | NOVA13604 | 7.6 | Solar |  |  | Interconnected | Perham | 56573 | Butler | Feeder 1 | Residential |  | 30000 | 2025 | 2025
20262-228068-01 | Lake Region Electric Coop | 59 | 10618 | Co-op | NOVA13643 | 9.6 | Solar |  |  | Active Application | Underwood | 56586 | Maine | Feeder 4 | Residential |  | 30900 | 2025
20262-228068-01 | Lake Region Electric Coop | 59 | 10618 | Co-op | NOVA13663 | 12 | Solar |  | X | Interconnected | Dent | 56528 | Dent | Feeder 3 | Residential |  |  | 2025 | 2026
20262-228068-01 | Lake Region Electric Coop | 59 | 10618 | Co-op | NOVA13690 | 15.3 | Solar |  | X | Interconnected | Battle Lake | 56515 | Maine | Feeder 4 | Residential |  | 34780 | 2025 | 2025
20262-228068-01 | Lake Region Electric Coop | 59 | 10618 | Co-op | NOVA13694 | 11.4 | Solar |  |  | Interconnected | Dalton | 56324 | Underwood | Feeder 4 | Residential |  | 45900 | 2025 | 2026
20262-228068-01 | Lake Region Electric Coop | 59 | 10618 | Co-op | NOVA13807 | 8.25 | Solar |  |  | Active Application | Wadena | 56482 | New York Mills | Feeder 4 | Residential |  | 10000 | 2025
20262-228068-01 | Lake Region Electric Coop | 59 | 10618 | Co-op | NOVA13813 | 12 | Solar |  | X | Interconnected | Vining | 56588 | Henning | Feeder 2 | Residential |  | 49500 | 2025 | 2026
20262-228068-01 | Lake Region Electric Coop | 59 | 10618 | Co-op | NOVA13813-S | 12 | Storage |  |  | Interconnected | Vining | 56588 | Henning | Feeder 2 | Residential |  | 49500 | 2025 | 2026
20262-228068-01 | Lake Region Electric Coop | 59 | 10618 | Co-op | NOVA13851 | 19.2 | Solar |  |  | Active Application | Ashby | 56309 | Stalker Lake | Feeder 1 | Residential |  | 64720.7 | 2025
20262-228068-01 | Lake Region Electric Coop | 59 | 10618 | Co-op | NOVA13861 | 24 | Solar |  |  | Active Application | Fergus Falls | 56537 | Underwood | Feeder 1 | Residential |  | 11000 | 2025
20262-228068-01 | Lake Region Electric Coop | 59 | 10618 | Co-op | NOVA13986 | 9.1 | Solar |  |  | Active Application | Frazee | 56544 | Frazee | Feeder 1 | Residential |  | 20000 | 2025
20262-228068-01 | Lake Region Electric Coop | 59 | 10618 | Co-op | NOVA13999 | 12 | Solar |  | X | Active Application | Battle Lake | 56515 | Battle Lake | Feeder 1 | Residential |  | 48761.25 | 2025
20262-228068-01 | Lake Region Electric Coop | 59 | 10618 | Co-op | NOVA13999-S | 14.34 | Storage |  |  | Active Application | Battle Lake | 56515 | Battle Lake | Feeder 1 | Residential |  | 48761.25 | 2025
20262-228068-01 | Lake Region Electric Coop | 59 | 10618 | Co-op | NOVA14006 | 9.98 | Solar |  |  | Active Application | Fergus Falls | 56537 | Elizabeth | Feeder 1 | Residential |  | 39338 | 2025
20262-228068-01 | Lake Region Electric Coop | 59 | 10618 | Co-op | NOVA14007 | 12 | Solar |  | X | Active Application | Dent | 56528 | Dent | Feeder 4 | Residential |  | 63294.69 | 2025
20262-228068-01 | Lake Region Electric Coop | 59 | 10618 | Co-op | NOVA14007-S | 12 | Storage |  |  | Active Application | Dent | 56528 | Dent | Feeder 4 | Residential |  | 63294.69 | 2025
20262-228068-01 | Lake Region Electric Coop | 59 | 10618 | Co-op | NOVA14060-S | 12 | Storage |  |  | Withdrawn | Hawley | 56549 | Tansem | Feeder 3 | Residential |  | 14975 | 2025
20262-228068-01 | Lake Region Electric Coop | 59 | 10618 | Co-op | NOVA2318 | 7.56 | Solar |  |  | Interconnected | Richville | 56576 | Dent | Feeder 2 | Residential |  | 30937 | 2019 | 2020
20262-228068-01 | Lake Region Electric Coop | 59 | 10618 | Co-op | NOVA2353 | 38 | Solar |  |  | Interconnected | Barnesville | 56514 | Tansem | Feeder 1 | Residential |  | 112000 | 2019 | 2020
20262-228068-01 | Lake Region Electric Coop | 59 | 10618 | Co-op | NOVA2454 | 10.62 | Solar |  |  | Interconnected | Frazee | 56544 | Burlington | Feeder 1 | Residential |  | 57726 | 2019 | 2020
20262-228068-01 | Lake Region Electric Coop | 59 | 10618 | Co-op | NOVA3173 | 10 | Solar |  |  | Interconnected | Wolverton | 56594 | Roberts | Feeder 4 | Residential |  | 37200 | 2020 | 2020
20262-228068-01 | Lake Region Electric Coop | 59 | 10618 | Co-op | NOVA3207 | 38 | Solar |  |  | Interconnected | Barnesville | 56514 | Tansem | Feeder 4 | Residential |  | 65000 | 2020 | 2020
20262-228068-01 | Lake Region Electric Coop | 59 | 10618 | Co-op | NOVA3332 | 29.64 | Solar |  |  | Interconnected | Pelican Rapids | 56572 | Pelican Lake | Feeder 1 | Residential |  | 80710 | 2020 | 2020
20262-228068-01 | Lake Region Electric Coop | 59 | 10618 | Co-op | NOVA3406 | 11.4 | Solar |  |  | Interconnected | Pelican Rapids | 56554 | Pelican Lake | Feeder 3 | Residential |  | 66500 | 2020 | 2020
20262-228068-01 | Lake Region Electric Coop | 59 | 10618 | Co-op | NOVA3572 | 34.2 | Solar |  |  | Interconnected | Richville | 56576 | Dent | Feeder 2 | Commercial |  | 102296 | 2020 | 2020
20262-228068-01 | Lake Region Electric Coop | 59 | 10618 | Co-op | NOVA3691 | 15 | Solar |  |  | Interconnected | Pelican Rapids | 56572 | Pelican Lake | Feeder 1 | Residential |  | 51000 | 2020 | 2020
20262-228068-01 | Lake Region Electric Coop | 59 | 10618 | Co-op | NOVA4049 | 12.76 | Solar |  |  | Interconnected | Pelican Rapids | 56572 | Cormorant | Feeder 4 | Residential |  | 54513 | 2021 | 2021
20262-228068-01 | Lake Region Electric Coop | 59 | 10618 | Co-op | NOVA4129 | 38.5 | Solar |  |  | Interconnected | Frazee | 56544 | Frazee | Feeder 1 | Residential |  | 70000 | 2021 | 2021
20262-228068-01 | Lake Region Electric Coop | 59 | 10618 | Co-op | NOVA4331 | 20 | Solar |  |  | Interconnected | Parkers Prairie | 56308 | Parkers Prairie | Feeder 1 | Residential |  | 56298 | 2021 | 2021
20262-228068-01 | Lake Region Electric Coop | 59 | 10618 | Co-op | NOVA4410 | 18.37 | Solar |  | X | Interconnected | Pelican Rapids | 56572 | Pelican Lake | Feeder 4 | Residential |  | 78565 | 2021 | 2021
20262-228068-01 | Lake Region Electric Coop | 59 | 10618 | Co-op | NOVA4542 | 5.8 | Solar |  |  | Interconnected | Richville | 56576 | Maine | Feeder 1 | Residential |  | 22911 | 2021 | 2021
20262-228068-01 | Lake Region Electric Coop | 59 | 10618 | Co-op | NOVA4543 | 15.2 | Solar |  |  | Interconnected | Kent | 56553 | Roberts | Feeder 2 | Residential |  | 47918 | 2021 | 2021
20262-228068-01 | Lake Region Electric Coop | 59 | 10618 | Co-op | NOVA4587 | 4.37 | Solar |  |  | Withdrawn | Ottertail | 56571 | Henning | Feeder 2 | Residential |  | 6960 | 2021
20262-228068-01 | Lake Region Electric Coop | 59 | 10618 | Co-op | NOVA4588 | 3.49 | Solar |  |  | Withdrawn | Vining | 56588 | Henning | Feeder 1 | Residential |  | 6525 | 2021
20262-228068-01 | Lake Region Electric Coop | 59 | 10618 | Co-op | NOVA4622 | 10 | Solar |  |  | Interconnected | Vergas | 56587 | Dora | Feeder 1 | Residential |  | 37300 | 2021 | 2021
20262-228068-01 | Lake Region Electric Coop | 59 | 10618 | Co-op | NOVA4628 | 7.6 | Solar |  |  | Interconnected | Deer Creek | 56527 | Elmo | Feeder 1 | Residential |  | 50238 | 2021 | 2023
20262-228068-01 | Lake Region Electric Coop | 59 | 10618 | Co-op | NOVA4630 | 7.6 | Solar |  |  | Withdrawn | Henning | 56551 | Henning | Feeder 2 | Residential |  | 33062.21 | 2021
20262-228068-01 | Lake Region Electric Coop | 59 | 10618 | Co-op | NOVA4651 | 39.2 | Solar |  |  | Withdrawn | Henning | 56551 | Elmo | Feeder 1 | Residential |  | 75000 | 2021
20262-228068-01 | Lake Region Electric Coop | 59 | 10618 | Co-op | NOVA4670 | 10.2 | Solar |  |  | Withdrawn | Audubon | 56511 | Cormorant | Feeder 2 | Residential |  | 19031.25 | 2021
20262-228068-01 | Lake Region Electric Coop | 59 | 10618 | Co-op | NOVA4687 | 6.98 | Solar |  |  | Interconnected | Dent | 56528 | Dent | Feeder 2 | Residential |  | 26250 | 2021 | 2021
20262-228068-01 | Lake Region Electric Coop | 59 | 10618 | Co-op | NOVA5023 | 5 | Solar |  |  | Withdrawn | Vining | 56588 | Henning | Feeder 1 | Residential |  | 26775 | 2021
20262-228068-01 | Lake Region Electric Coop | 59 | 10618 | Co-op | NOVA5090 | 18.96 | Solar |  | X | Withdrawn | Audubon | 56511 | Cormorant | Feeder 2 | Residential |  | 92933.14 | 2021
20262-228068-01 | Lake Region Electric Coop | 59 | 10618 | Co-op | NOVA5109 | 12 | Solar |  | X | Interconnected | Pelican Rapids | 56572 | Lake Eunice | Feeder 4 | Residential |  | 37500 | 2022 | 2022
20262-228068-01 | Lake Region Electric Coop | 59 | 10618 | Co-op | NOVA5109-S | 10 | Storage |  |  | Interconnected | Pelican Rapids | 56572 | Lake Eunice | Feeder 4 | Residential |  | 37500 | 2022 | 2022
20262-228068-01 | Lake Region Electric Coop | 59 | 10618 | Co-op | NOVA5219 | 36 | Solar |  |  | Interconnected | Breckenridge | 56520 | Roberts | Feeder 2 | Residential |  | 232000 | 2021 | 2022
20262-228068-01 | Lake Region Electric Coop | 59 | 10618 | Co-op | NOVA5222 | 39.8 | Solar |  |  | Interconnected | Foxhome | 56543 | Everdell | Feeder 3 | Residential |  | 245640 | 2021 | 2022
20262-228068-01 | Lake Region Electric Coop | 59 | 10618 | Co-op | NOVA5406 | 39.5 | Solar |  |  | Interconnected | Wolverton | 56594 | Roberts | Feeder 1 | Residential |  | 95000 | 2021 | 2023
20262-228068-01 | Lake Region Electric Coop | 59 | 10618 | Co-op | NOVA5673 | 15.08 | Solar |  | X | Interconnected | Detroit Lakes | 56501 | Lake Eunice | Feeder 4 | Residential |  | 80450 | 2022 | 2023
20262-228068-01 | Lake Region Electric Coop | 59 | 10618 | Co-op | NOVA5679 | 14.21 | Solar |  |  | Interconnected | Deer Creek | 56527 | Elmo | Feeder 2 | Residential |  | 63845 | 2022 | 2022
20262-228068-01 | Lake Region Electric Coop | 59 | 10618 | Co-op | NOVA5823 | 11.4 | Solar |  |  | Withdrawn | Fergus Falls | 56537 | Elizabeth | Feeder 2 | Residential |  | 16650 | 2022
20262-228068-01 | Lake Region Electric Coop | 59 | 10618 | Co-op | NOVA6184 | 38.5 | Solar |  |  | Interconnected | Parkers Prairie | 56361 | Elmo | Feeder 2 | Residential |  | 1e+05 | 2022 | 2022
20262-228068-01 | Lake Region Electric Coop | 59 | 10618 | Co-op | NOVA6241 | 22.04 | Solar |  |  | Interconnected | Pelican Rapids | 56572 | Pelican Lake | Feeder 1 | Residential |  | 79720 | 2022 | 2023
20262-228068-01 | Lake Region Electric Coop | 59 | 10618 | Co-op | NOVA6445 | 9 | Solar |  |  | Interconnected | Hawley | 56549 | Tansem | Feeder 3 | Residential |  | 29400 | 2022 | 2023
20262-228068-01 | Lake Region Electric Coop | 59 | 10618 | Co-op | NOVA6469 | 38.28 | Solar |  |  | Interconnected | Dalton | 56324 | Ten Mile Lake | Feeder 1 | Residential |  | 183783.8 | 2022 | 2023
20262-228068-01 | Lake Region Electric Coop | 59 | 10618 | Co-op | NOVA6687 | 39.2 | Solar |  |  | Interconnected | Hawley |  | Tansem | Feeder 3 | Residential |  | 149000 | 2022 | 2022
20262-228068-01 | Lake Region Electric Coop | 59 | 10618 | Co-op | NOVA6801 | 39.2 | Solar |  |  | Interconnected | Hawley | 56549 | Tansem | Feeder 3 | Residential |  | 149000 | 2022 | 2022
20262-228068-01 | Lake Region Electric Coop | 59 | 10618 | Co-op | NOVA6881 | 38 | Solar |  | X | Interconnected | Parkers Prairie | 56361 | Parkers Prairie | Feeder 3 | Residential |  | 158177 | 2022 | 2022
20262-228068-01 | Lake Region Electric Coop | 59 | 10618 | Co-op | NOVA6910 | 19.14 | Solar |  |  | Interconnected | Audubon | 56511 | Cormorant | Feeder 2 | Residential |  | 124918.9 | 2022 | 2023
20262-228068-01 | Lake Region Electric Coop | 59 | 10618 | Co-op | NOVA6996 | 6.38 | Solar |  |  | Withdrawn | Pelican Rapids | 56572 | Pelican Lake | Feeder 4 | Residential |  | 20700 | 2022
20262-228068-01 | Lake Region Electric Coop | 59 | 10618 | Co-op | NOVA7402 | 16.24 | Solar |  |  | Interconnected | Clitherall | 56524 | Parkers Prairie | Feeder 3 | Residential |  | 74027 | 2023 | 2023
20262-228068-01 | Lake Region Electric Coop | 59 | 10618 | Co-op | NOVA7527 | 16.64 | Solar |  |  | Withdrawn | Frazee | 56544 | Burlington | Feeder 1 | Residential |  | 31200 | 2023
20262-228068-01 | Lake Region Electric Coop | 59 | 10618 | Co-op | NOVA7607 | 30.8 | Solar |  |  | Interconnected | Fergus Falls | 56537 | Elizabeth | Feeder 3 | Residential |  | 82522 | 2023 | 2023
20262-228068-01 | Lake Region Electric Coop | 59 | 10618 | Co-op | NOVA7675 | 20 | Solar |  |  | Interconnected | Pelican Rapids | 56572 | Erhard | Feeder 3 | Residential |  |  | 2023 | 2024
20262-228068-01 | Lake Region Electric Coop | 59 | 10618 | Co-op | NOVA7704 | 30.72 | Solar |  |  | Interconnected | Breckenridge | 56520 | Everdell | Feeder 1 | Residential |  | 133500 | 2023 | 2023
20262-228068-01 | Lake Region Electric Coop | 59 | 10618 | Co-op | NOVA7718 | 12.16 | Solar |  |  | Interconnected | Bertha | 56437 | Elmo | Feeder 2 | Residential |  | 55293 | 2023 | 2023
20262-228068-01 | Lake Region Electric Coop | 59 | 10618 | Co-op | NOVA7720 | 34.2 | Solar |  |  | Interconnected | Henning | 56551 | Henning | Feeder 2 | Residential |  | 1e+05 | 2023 | 2023
20262-228068-01 | Lake Region Electric Coop | 59 | 10618 | Co-op | NOVA7822 | 38 | Solar |  |  | Interconnected | Pelican Lake | 56572 | Pelican Lake | Feeder 4 | Residential |  | 145000 | 2023 | 2023
20262-228068-01 | Lake Region Electric Coop | 59 | 10618 | Co-op | NOVA7858 | 10.24 | Solar |  |  | Withdrawn | Parkers Prairie | 56361 | Parkers Prairie | Feeder 1 | Residential |  | 44000 | 2023
20262-228068-01 | Lake Region Electric Coop | 59 | 10618 | Co-op | NOVA7859 | 6.5 | Solar |  |  | Interconnected | Clitherall | 56524 | Stalker Lake | Feeder 1 | Residential |  | 38570 | 2023 | 2023
20262-228068-01 | Lake Region Electric Coop | 59 | 10618 | Co-op | NOVA8041 | 19.2 | Solar |  |  | Interconnected | Frazee | 56544 | Burlington | Feeder 1 | Residential |  | 30000 | 2023 | 2023
20262-228068-01 | Lake Region Electric Coop | 59 | 10618 | Co-op | NOVA8090 | 34.56 | Solar |  |  | Interconnected | Frazee | 56544 | Evergreen | Feeder 4 | Residential |  | 96000 | 2023 | 2023
20262-228068-01 | Lake Region Electric Coop | 59 | 10618 | Co-op | NOVA8127 | 39.6 | Solar |  |  | Withdrawn | Wolverton | 56594 | Roberts | Feeder 4 | Residential |  | 28762.15 | 2023
20262-228068-01 | Lake Region Electric Coop | 59 | 10618 | Co-op | NOVA8242 | 32.26 | Solar |  |  | Interconnected | Wolverton | 56594 | Roberts | Feeder 3 | Residential |  | 50000 | 2023 | 2023
20262-228068-01 | Lake Region Electric Coop | 59 | 10618 | Co-op | NOVA8360 | 31.2 | Solar |  |  | Withdrawn | Fergus Falls | 56537 | Ten Mile Lake | Feeder 2 | Residential |  | 75000 | 2023
20262-228068-01 | Lake Region Electric Coop | 59 | 10618 | Co-op | NOVA8464 | 10.24 | Solar |  |  | Interconnected | Parkers Prairie | 56361 | Parkers Prairie | Feeder 1 | Residential |  | 44000 | 2023 | 2023
20262-228068-01 | Lake Region Electric Coop | 59 | 10618 | Co-op | NOVA8491 | 12.29 | Solar |  |  | Interconnected | Audubon | 56511 | Cormorant | Feeder 2 | Residential |  | 28224 | 2023 | 2023
20262-228068-01 | Lake Region Electric Coop | 59 | 10618 | Co-op | NOVA8494 | 31.2 | Solar |  |  | Interconnected | Fergus Falls | 56537 | Ten Mile Lake | Feeder 2 | Residential |  | 75000 | 2023 | 2024
20262-228068-01 | Lake Region Electric Coop | 59 | 10618 | Co-op | NOVA8594 | 5.67 | Solar |  |  | Withdrawn | Dent | 56528 | Dent | Feeder 2 | Residential |  | 29000 | 2023
20262-228068-01 | Lake Region Electric Coop | 59 | 10618 | Co-op | NOVA8771 | 12 | Solar |  |  | Interconnected | Fergus Falls | 56537 | Underwood | Feeder 2 | Residential |  | 12000 | 2023 | 2024
20262-228068-01 | Lake Region Electric Coop | 59 | 10618 | Co-op | NOVA8875 | 18.43 | Solar |  |  | Interconnected | Sebeka | 56477 | New York Mills | Feeder 4 | Residential |  | 54440 | 2024 | 2024
20262-228068-01 | Lake Region Electric Coop | 59 | 10618 | Co-op | NOVA8904 | 38.4 | Solar |  |  | Interconnected | Wolverton | 56594 | Roberts | Feeder 4 | Residential |  | 28762.15 | 2023 | 2024
20262-228068-01 | Lake Region Electric Coop | 59 | 10618 | Co-op | NOVA8907 | 5.8 | Solar |  |  | Withdrawn | Parkers Prairie | 56361 | Parkers Prairie | Feeder 1 | Residential |  | 37850.67 | 2023
20262-228068-01 | Lake Region Electric Coop | 59 | 10618 | Co-op | NOVA8916 | 5.67 | Solar |  |  | Interconnected | Dent | 56528 | Dent | Feeder 2 | Residential |  | 29000 | 2023 | 2023
20262-228068-01 | Lake Region Electric Coop | 59 | 10618 | Co-op | NOVA8926 | 39.6 | Solar |  |  | Interconnected | Detroit Lakes | 56501 | Lake Eunice | Feeder 2 | Residential |  | 115500 | 2023 | 2024
20262-228068-01 | Lake Region Electric Coop | 59 | 10618 | Co-op | GW SOL | 6 | Solar |  |  | Interconnected |  |  | Tansem | Feeder 1 | Residential
20262-228068-01 | Lake Region Electric Coop | 59 | 10618 | Co-op | GW SOL | 7.7 | Solar |  |  | Interconnected |  |  | Elmo | Feeder 1 | Residential
20262-228068-01 | Lake Region Electric Coop | 59 | 10618 | Co-op | GW SOL | 7.7 | Solar |  |  | Interconnected |  |  | Henning | Feeder 2 | Residential
20262-228068-01 | Lake Region Electric Coop | 59 | 10618 | Co-op | GW SOL | 15.4 | Solar |  |  | Interconnected |  |  | Lake Eunice | Feeder 2 | Residential
20262-228068-01 | Lake Region Electric Coop | 59 | 10618 | Co-op | GW SOL | 6 | Solar |  |  | Interconnected |  |  | Evergreen | Feeder 4 | Residential
20262-228068-01 | Lake Region Electric Coop | 59 | 10618 | Co-op | GW SOL | 6 | Solar |  |  | Interconnected |  |  | Evergreen | Feeder 3 | Residential
20262-228068-01 | Lake Region Electric Coop | 59 | 10618 | Co-op | GW SOL | 3.8 | Solar |  |  | Interconnected |  |  | Lake Eunice | Feeder 2 | Residential
20262-228068-01 | Lake Region Electric Coop | 59 | 10618 | Co-op | GW SOL | 3 | Solar |  |  | Interconnected |  |  | Parkers Prairie | Feeder 3 | Residential
20262-228068-01 | Lake Region Electric Coop | 59 | 10618 | Co-op | GW SOL | 3 | Solar |  |  | Interconnected |  |  | Elizabeth | Feeder 3 | Residential
20262-228068-01 | Lake Region Electric Coop | 59 | 10618 | Co-op | GW SOL | 3 | Solar |  |  | Interconnected |  |  | Roberts | Feeder 3 | Residential
20262-228068-01 | Lake Region Electric Coop | 59 | 10618 | Co-op | GW SOL | 7.7 | Solar |  |  | Interconnected |  |  | Roberts | Feeder 1 | Residential
20262-228068-01 | Lake Region Electric Coop | 59 | 10618 | Co-op | GW SOL | 3 | Solar |  |  | Interconnected |  |  | Erhard | Feeder 2 | Residential
20262-228068-01 | Lake Region Electric Coop | 59 | 10618 | Co-op | GW SOL | 7.7 | Solar |  |  | Interconnected |  |  | Butler | Feeder 1 | Residential
20262-228068-01 | Lake Region Electric Coop | 59 | 10618 | Co-op | GW SOL | 3.8 | Solar |  |  | Interconnected |  |  | Erhard | Feeder 2 | Residential
20262-228068-01 | Lake Region Electric Coop | 59 | 10618 | Co-op | GW SOL | 3.8 | Solar |  |  | Interconnected |  |  | Stalker Lake | Feeder 2 | Residential
20262-228068-01 | Lake Region Electric Coop | 59 | 10618 | Co-op | GW SOL | 7.7 | Solar |  |  | Interconnected |  |  | Lake Eunice | Feeder 4 | Residential
20262-228068-01 | Lake Region Electric Coop | 59 | 10618 | Co-op | GW SOL | 7.6 | Solar |  |  | Interconnected |  |  | Erhard | Feeder 2 | Residential
20262-228068-01 | Lake Region Electric Coop | 59 | 10618 | Co-op | GW SOL | 6 | Solar |  |  | Interconnected |  |  | Lake Eunice | Feeder 4 | Residential
20262-228068-01 | Lake Region Electric Coop | 59 | 10618 | Co-op | GW SOL | 7.7 | Solar |  |  | Interconnected |  |  | Pelican Lake | Feeder 4 | Residential
20262-228068-01 | Lake Region Electric Coop | 59 | 10618 | Co-op | GW SOL | 7.7 | Solar |  |  | Interconnected |  |  | Roberts | Feeder 3 | Residential
20262-228068-01 | Lake Region Electric Coop | 59 | 10618 | Co-op | GW SOL | 7.7 | Solar |  |  | Interconnected |  |  | New York Mills | Feeder 3 | Residential
20262-228068-01 | Lake Region Electric Coop | 59 | 10618 | Co-op | GW SOL | 7.6 | Solar |  |  | Interconnected |  |  | New York Mills | Feeder 6 | Residential
20262-228068-01 | Lake Region Electric Coop | 59 | 10618 | Co-op | Wind | 10 | Wind |  |  | Interconnected |  |  | Dent | Feeder 3 | Residential
20262-228068-01 | Lake Region Electric Coop | 59 | 10618 | Co-op | Wind | 10 | Wind |  |  | Interconnected |  |  | Evergreen | Feeder 6 | Residential
20262-228068-01 | Lake Region Electric Coop | 59 | 10618 | Co-op | Wind | 1.8 | Wind |  |  | Interconnected |  |  | New York Mills | Feeder 6 | Residential
20262-228068-01 | Lake Region Electric Coop | 59 | 10618 | Co-op | Wind | 2.4 | Wind |  |  | Interconnected |  |  | Otto | Feeder 3 | Residential
20262-228068-01 | Lake Region Electric Coop | 59 | 10618 | Co-op | Wind/Solar | 16 | Wind/Solar |  |  | Interconnected |  |  | Dora | Feeder 2 | Residential
20262-228068-01 | Lake Region Electric Coop | 59 | 10618 | Co-op | GW SOL25001 | 7.7 | Solar |  |  | Interconnected |  |  | Pelican Lake | Feeder 1 | Residential |  |  | 2025 | 2025
20262-228068-01 | Lake Region Electric Coop | 59 | 10618 | Co-op | GW SOL25002 | 7.7 | Solar |  |  | Interconnected |  |  | cormorant | Feeder 2 | Residential |  |  | 2025 | 2025
20262-228546-01 | Lakefield Public Utilities | 58 | 10622 | Muni | S-01-22 | 39.4 | Solar |  | X | Active Application | Lakefield | 56150 | Lakefield | South Lakefield | Commercial |  | 135000 | 2022 | 2023
20263-229686-01 | Grand Marais Public Utilities | 17 | 7487 | Muni | 12928 | 13.176 | Solar |  |  | Interconnected | Grand Marais | 55604 | Power Plant | Downtown | Residential |  | 51033 | 2025 | 2025
20263-229686-01 | Grand Marais Public Utilities | 17 | 7487 | Muni | 12730 | 10 | Solar |  |  | Interconnected | Grand Marais | 55604 | Power Plant | Downtown | Commercial |  | 35549.9 | 2025 | 2025
20263-229686-01 | Grand Marais Public Utilities | 17 | 7487 | Muni | 12716 | 9.216 | Solar |  |  | Interconnected | Grand Marais | 55604 | Power Plant | Hospital | Residential |  | 38412 | 2025 | 2025
20263-229686-01 | Grand Marais Public Utilities | 17 | 7487 | Muni | 12515 | 22.8 | Solar |  |  | Interconnected | Grand Marais | 55604 | Power Plant | Downtown | Commercial |  | 75821.44 | 2025 | 2025
20263-229686-01 | Grand Marais Public Utilities | 17 | 7487 | Muni | 7410 | 10.248 | Solar |  |  | Interconnected | Grand Marais | 55604 | Power Plant | Downtown | Residential |  | 34670 | 2023 | 2023
20263-229686-01 | Grand Marais Public Utilities | 17 | 7487 | Muni | 7595 | 7.8 | Solar |  |  | Interconnected | Grand Marais | 55604 | Power Plant | Downtown | Residential |  | 35313 | 2023 | 2023
20263-229686-01 | Grand Marais Public Utilities | 17 | 7487 | Muni | 7601 | 22.91 | Solar |  |  | Interconnected | Grand Marais | 55604 | Power Plant | Downtown | Commercial |  | 48000 | 2023 | 2023
20263-229686-01 | Grand Marais Public Utilities | 17 | 7487 | Muni | 7724 | 11.4 | Solar |  |  | Interconnected | Grand Marais | 55604 | Power Plant | Downtown | Residential |  | 45380 | 2023 | 2023
20263-229686-01 | Grand Marais Public Utilities | 17 | 7487 | Muni | 7536 | 6.4 | Solar |  |  | Interconnected | Grand Marais | 55604 | Power Plant | Hospital | Residential |  | 29000 | 2023 | 2023
20263-229686-01 | Grand Marais Public Utilities | 17 | 7487 | Muni | 8049 | 10.98 | Solar |  |  | Interconnected | Grand Marais | 55604 | Power Plant | Hospital | Residential |  | 38000 | 2023 | 2023
20263-229686-01 | Grand Marais Public Utilities | 17 | 7487 | Muni | 8094 | 8.19 | Solar |  |  | Interconnected | Grand Marais | 55604 | Power Plant | Downtown | Residential |  | 38815 | 2023 | 2023
20263-229686-01 | Grand Marais Public Utilities | 17 | 7487 | Muni | 8584 | 12.144 | Solar |  | X | Interconnected | Grand Marais | 55604 | Power Plant | Hospital | Residential |  | 20777 | 2023 | 2023
20263-229686-01 | Grand Marais Public Utilities | 17 | 7487 | Muni | 8922 | 3.294 | Solar |  |  | Interconnected | Grand Marais | 55604 | Power Plant | Downtown | Residential |  | 16367 | 2023 | 2024
20263-229686-01 | Grand Marais Public Utilities | 17 | 7487 | Muni | 8934 | 4.48 | Solar |  |  | Interconnected | Grand Marais | 55604 | Power Plant | Downtown | Residential |  | 24395 | 2023 | 2024
20263-229686-01 | Grand Marais Public Utilities | 17 | 7487 | Muni | 8944 | 9.45 | Solar |  |  | Interconnected | Grand Marais | 55604 | Power Plant | Hospital | Residential |  | 44661 | 2023 | 2024
20263-229686-01 | Grand Marais Public Utilities | 17 | 7487 | Muni | 8709 | 5.76 | Solar |  |  | Interconnected | Grand Marais | 55604 | Power Plant | Hospital | Residential |  | 27368 | 2023 | 2024
20263-229686-01 | Grand Marais Public Utilities | 17 | 7487 | Muni | 7249 | 8.32 | Solar |  |  | Interconnected | Grand Marais | 55604 | Power Plant | Downtown | Residential |  | 43376 | 2022 | 2023
20263-229686-01 | Grand Marais Public Utilities | 17 | 7487 | Muni | 7376 | 6.96 | Solar |  |  | Interconnected | Grand Marais | 55604 | Power Plant | Downtown | Residential |  | 44108 | 2022 | 2023
20263-229686-01 | Grand Marais Public Utilities | 17 | 7487 | Muni | 6555 | 7.6 | Solar |  |  | Interconnected | Grand Marais | 55604 | Power Plant | Hospital | Residential |  | 25384 | 2022 | 2022
20263-229686-01 | Grand Marais Public Utilities | 17 | 7487 | Muni | 6322 | 19 | Solar |  |  | Interconnected | Grand Marais | 55604 | Power Plant | Hospital | Residential |  | 64070 | 2022 | 2022
20263-229686-01 | Grand Marais Public Utilities | 17 | 7487 | Muni | 5987 | 10.79 | Solar |  |  | Interconnected | Grand Marais | 55604 | Power Plant | Downtown | Residential |  | 30000 | 2022 | 2022
20263-229686-01 | Grand Marais Public Utilities | 17 | 7487 | Muni | 5793 | 6 | Solar |  |  | Interconnected | Grand Marais | 55604 | Power Plant | Hospital | Residential |  | 20749.35 | 2022 | 2022
20263-229686-01 | Grand Marais Public Utilities | 17 | 7487 | Muni | 5791 | 6 | Solar |  |  | Interconnected | Grand Marais | 55604 | Power Plant | Hospital | Residential |  | 20749.35 | 2022 | 2022
20263-229686-01 | Grand Marais Public Utilities | 17 | 7487 | Muni | 5675 | 6.588 | Solar |  |  | Interconnected | Grand Marais | 55604 | Power Plant | Hospital | Residential |  | 21600 | 2022 | 2022
20263-229686-01 | Grand Marais Public Utilities | 17 | 7487 | Muni | 5202 | 5.8 | Solar |  |  | Interconnected | Grand Marais | 55604 | Power Plant | Hospital | Residential |  | 24730 | 2021 | 2022
20263-229686-01 | Grand Marais Public Utilities | 17 | 7487 | Muni | 4556 | 4.72 | Solar |  |  | Interconnected | Grand Marais | 55604 | Power Plant | Hospital | Residential |  | 16576 | 2021 | 2021
20263-229686-01 | Grand Marais Public Utilities | 17 | 7487 | Muni | 4555 | 5.6 | Solar |  |  | Interconnected | Grand Marais | 55604 | Power Plant | Downtown | Residential |  | 22692 | 2021 | 2021
20263-229686-01 | Grand Marais Public Utilities | 17 | 7487 | Muni | 4414 | 2.95 | Solar |  |  | Interconnected | Grand Marais | 55604 | Power Plant | Downtown | Residential |  | 12210 | 2021 | 2021
20263-229686-01 | Grand Marais Public Utilities | 17 | 7487 | Muni | 4356 | 2.65 | Solar |  |  | Interconnected | Grand Marais | 55604 | Power Plant | Hospital | Residential |  | 11255 | 2021 | 2021
20263-229686-01 | Grand Marais Public Utilities | 17 | 7487 | Muni | 3697 | 5 | Solar |  |  | Interconnected | Grand Marais | 55604 | Power Plant | Hospital | Residential |  | 16000 | 2020 | 2021
20263-229686-01 | Grand Marais Public Utilities | 17 | 7487 | Muni | 1714 | 4.55 | Solar |  |  | Interconnected | Grand Marais | 55604 | Power Plant | Hospital | Residential |  |  | 2019 | 2019
20263-229686-01 | Grand Marais Public Utilities | 17 | 7487 | Muni | 2988 | 20.4 | Solar |  |  | Interconnected | Grand Marais | 55604 | Power Plant | Downtown | Residential |  |  | 2018 | 2018
20263-229686-01 | Grand Marais Public Utilities | 17 | 7487 | Muni | 2957 | 5.12 | Solar |  |  | Interconnected | Grand Marais | 55604 | Power Plant | Downtown | Residential |  |  | 2015 | 2015
20263-229686-01 | Grand Marais Public Utilities | 17 | 7487 | Muni | 1955 | 1.77 | Solar |  |  | Interconnected | Grand Marais | 55604 | Power Plant | Hospital | Residential |  |  | 2019 | 2019
20263-229686-01 | Grand Marais Public Utilities | 17 | 7487 | Muni | 3091 | 16.24 | Solar |  |  | Interconnected | Grand Marais | 55604 | Power Plant | Downtown | Residential |  |  | 2019 | 2019
20263-229686-01 | Grand Marais Public Utilities | 17 | 7487 | Muni | 2346 | 4.64 | Solar |  |  | Interconnected | Grand Marais | 55604 | Power Plant | Hospital | Residential |  |  | 2019 | 2019
20263-229686-01 | Grand Marais Public Utilities | 17 | 7487 | Muni | 3051 | 10.78 | Solar |  |  | Interconnected | Grand Marais | 55604 | Power Plant | Downtown | Residential |  |  | 2019 | 2019
20263-229686-01 | Grand Marais Public Utilities | 17 | 7487 | Muni | 1988 | 10 | Solar |  |  | Interconnected | Grand Marais | 55604 | Power Plant | Downtown | Residential |  |  | 2017 | 2017
20263-229686-01 | Grand Marais Public Utilities | 17 | 7487 | Muni | 473 | 22.32 | Solar |  |  | Interconnected | Grand Marais | 55604 | Power Plant | Downtown | Commercial |  |  | 2016 | 2016
20263-229686-01 | Grand Marais Public Utilities | 17 | 7487 | Muni | 751 | 7.6 | Solar |  |  | Interconnected | Grand Marais | 55604 | Power Plant | Downtown | Residential |  |  | 2019 | 2019
20263-229686-01 | Grand Marais Public Utilities | 17 | 7487 | Muni | 3443 | 71.6 | Solar |  |  | Interconnected | Grand Marais | 55604 | Power Plant | Downtown | Utility |  |  | 2020 | 2020
20263-228838-01 | Xcel Energy | 85 | 13781 | IOU | SRC066182 | 1000 | Solar |  |  | Withdrawn | Trade Secret | Trade |  |  | Community Solar Garden | Solar*Rewards Community | Trade Secret | 2018
20263-228838-01 | Xcel Energy | 85 | 13781 | IOU | SRC042191 | 1000 | Solar |  |  | Withdrawn | Trade Secret | Trade |  |  | Community Solar Garden | Solar*Rewards Community | Trade Secret | 2015
20263-228838-01 | Xcel Energy | 85 | 13781 | IOU | 03123369 | 1000 | Solar |  |  | Interconnected | North Branch | Trade | CHI | CHI311 | Community Solar Garden | Solar*Rewards Community | Trade Secret | 2016 | 2018
20263-228838-01 |  |  |  |  | SRO29402 |  | Solar |  |  | Withdrawn | Trade Secret | Trade |  |  |  | Other |  | 2013
20263-228838-01 |  |  |  |  | 05016616 |  |  |  |  | Active Application | Trade Secret | Trade |  |  | Residential |  |  | 2022
20263-228838-01 | Xcel Energy | 85 | 13781 | IOU | SRC040914 | 1000 | Solar |  |  | Withdrawn | Trade Secret | Trade |  |  | Community Solar Garden | Solar*Rewards Community | Trade Secret | 2015
20263-228838-01 | Xcel Energy | 85 | 13781 | IOU | 03125909 | 1000 | Solar |  |  | Interconnected | Paynesville | Trade | PAT | PAT313 | Community Solar Garden | Solar*Rewards Community | Trade Secret | 2018 | 2020
20263-228838-01 | Xcel Energy | 85 | 13781 | IOU | 03127771 | 1000 | Solar |  |  | Interconnected | Paynesville | Trade | PAT | PAT313 | Community Solar Garden | Solar*Rewards Community | Trade Secret | 2014 | 2016
20263-228838-01 | Xcel Energy | 85 | 13781 | IOU | 03123436 | 1000 | Solar |  |  | Interconnected | Waseca | Trade | WAS | WAS092 | Community Solar Garden | Solar*Rewards Community | Trade Secret | 2018 | 2020
20263-228838-01 | Xcel Energy | 85 | 13781 | IOU | SRO27870 | 5 | Solar |  |  | Withdrawn | Trade Secret | Trade |  |  |  | Solar*Rewards | Trade Secret | 2012
20263-228838-01 |  |  |  |  | SRO29440 |  | Solar |  |  | Withdrawn | Trade Secret | Trade |  |  |  | Other |  | 2013
20263-228838-01 | Xcel Energy | 85 | 13781 | IOU | 03180147 | 7.83 | Solar |  |  | Withdrawn | Trade Secret | Trade |  |  | Residential | Solar*Rewards | Trade Secret | 2019
20263-228838-01 | Xcel Energy | 85 | 13781 | IOU | 04405950 | 6.028 | Solar |  |  | Active Application | Trade Secret | Trade | CGR | CGR063 | Residential | Solar*Rewards | Trade Secret | 2021
20263-228838-01 |  |  |  |  | 04429154 |  | Solar |  |  | Active Application | Trade Secret | Trade |  |  | Residential | Solar*Rewards |  | 2021
20263-228838-01 |  |  |  |  | 05130674 |  |  |  |  | Active Application | Trade Secret | Trade |  |  | Residential |  |  | 2022
20263-228838-01 |  |  |  |  | 05587509 |  | Solar |  |  | Active Application | Trade Secret | Trade |  |  | Residential | Solar*Rewards |  | 2023
20263-228838-01 |  |  |  |  | 05267132 |  |  |  |  | Active Application | Trade Secret | Trade |  |  | Residential |  |  | 2022
20263-228838-01 |  |  |  |  | 06045487 |  | Solar |  |  | Active Application | Trade Secret | Trade |  |  | Residential | Solar*Rewards |  | 2024
20263-228838-01 | Xcel Energy | 85 | 13781 | IOU | SRC038435 | 1000 | Solar |  |  | Withdrawn | Trade Secret | Trade | PAT | PAT313 | Community Solar Garden | Solar*Rewards Community | Trade Secret | 2014
20263-228838-01 | Xcel Energy | 85 | 13781 | IOU | SRC042267 | 1000 | Solar |  |  | Withdrawn | Trade Secret | Trade | WTN | WTN062 | Community Solar Garden | Solar*Rewards Community | Trade Secret | 2015
20263-228838-01 |  |  |  |  | 04850121 |  | Solar |  |  | Active Application | Trade Secret | Trade |  |  | Residential | Solar*Rewards |  | 2022
20263-228838-01 | Xcel Energy | 85 | 13781 | IOU | SRC038736 | 1000 | Solar |  |  | Withdrawn | Trade Secret | Trade | VMR | VMR061 | Community Solar Garden | Solar*Rewards Community | Trade Secret | 2014
20263-228838-01 | Xcel Energy | 85 | 13781 | IOU | 03124789 | 1000 | Solar |  |  | Interconnected | Clear Lake | Trade | SCL | SCL322 | Community Solar Garden | Solar*Rewards Community | Trade Secret | 2018 | 2020
20263-228838-01 |  |  |  |  | 05159105 |  | Solar |  |  | Active Application | Trade Secret | Trade |  |  | Residential | Solar*Rewards |  | 2022
20263-228838-01 | Xcel Energy | 85 | 13781 | IOU | 03128461 | 1000 | Solar |  |  | Interconnected | Scandia | Trade | SCA | SCA021 | Community Solar Garden | Solar*Rewards Community | Trade Secret | 2015 | 2017
20263-228838-01 | Xcel Energy | 85 | 13781 | IOU | 04082667 | 1000 | Solar |  |  | Withdrawn | Trade Secret | Trade | HAD | HAD022 | Community Solar Garden | Solar*Rewards Community | Trade Secret | 2021
20263-228838-01 | Xcel Energy | 85 | 13781 | IOU | SRC052771 | 200 | Solar |  |  | Withdrawn | Trade Secret | Trade | CDV | CDV061 | Community Solar Garden | Solar*Rewards Community | Trade Secret | 2017
20263-228838-01 | Xcel Energy | 85 | 13781 | IOU | 03126048 | 250 | Solar |  |  | Interconnected | Hastings | Trade | CGR | CGR063 | Community Solar Garden | Solar*Rewards Community | Trade Secret | 2015 | 2018
20263-228838-01 |  |  |  |  | 06268359 |  |  |  |  | Active Application | Trade Secret | Trade |  |  | Residential |  |  | 2025
20263-228838-01 | Xcel Energy | 85 | 13781 | IOU | SRC041317 | 1000 | Solar |  |  | Withdrawn | Trade Secret | Trade | WCS | WCS064 | Community Solar Garden | Solar*Rewards Community | Trade Secret | 2015
20263-228838-01 |  |  |  |  | 05980962 |  | Solar |  |  | Active Application | Trade Secret | Trade |  |  | Residential | Solar*Rewards |  | 2024
20263-228838-01 |  |  |  |  | 05506057 |  |  |  |  | Withdrawn | Trade Secret | Trade |  |  | Residential |  |  | 2023
20263-228838-01 | Xcel Energy | 85 | 13781 | IOU | SRC052820 | 1000 | Solar |  |  | Withdrawn | Trade Secret | Trade |  |  | Community Solar Garden | Solar*Rewards Community | Trade Secret | 2017
20263-228838-01 | Xcel Energy | 85 | 13781 | IOU | SRC069885 | 1000 | Solar |  |  | Withdrawn | Trade Secret | Trade | CHI | CHI311 | Community Solar Garden | Solar*Rewards Community | Trade Secret | 2018
20263-228838-01 | Xcel Energy | 85 | 13781 | IOU | 03128397 | 1000 | Solar |  |  | Interconnected | Randolph | Trade | CTF | CTF021 | Community Solar Garden | Solar*Rewards Community | Trade Secret | 2015 | 2019
20263-228838-01 | Xcel Energy | 85 | 13781 | IOU | SRC039436 | 1000 | Solar |  |  | Withdrawn | Trade Secret | Trade | NOF | NOF071 | Community Solar Garden | Solar*Rewards Community | Trade Secret | 2015
20263-228838-01 | Xcel Energy | 85 | 13781 | IOU | SRC040476 | 1000 | Solar |  |  | Withdrawn | Trade Secret | Trade | WAB | WAB031 | Community Solar Garden | Solar*Rewards Community | Trade Secret | 2015
20263-228838-01 | Xcel Energy | 85 | 13781 | IOU | SRC042341 | 250 | Solar |  |  | Withdrawn | Trade Secret | Trade | NOF | NOF061 | Community Solar Garden | Solar*Rewards Community | Trade Secret | 2015
20263-228838-01 | Xcel Energy | 85 | 13781 | IOU | 04124406 | 1000 | Solar |  |  | Interconnected | Northfield | Trade | NOF | NOF071 | LMI | Solar*Rewards Community | Trade Secret | 2021 | 2025
20263-228838-01 |  |  |  |  | 04476004 |  | Solar |  |  | Active Application | Trade Secret | Trade |  |  | Residential | Solar*Rewards |  | 2021
20263-228838-01 | Xcel Energy | 85 | 13781 | IOU | 05612502 | 1000 | Solar |  |  | Withdrawn | Trade Secret | Trade | FRA | FRA001 | Community Solar Garden | Solar*Rewards Community | Trade Secret | 2023
20263-228838-01 | Xcel Energy | 85 | 13781 | IOU | 05657300 | 1000 | Solar |  |  | Withdrawn | Trade Secret | Trade | BRO | BRO021 | Community Solar Garden | Solar*Rewards Community | Trade Secret | 2023
20263-228838-01 | Xcel Energy | 85 | 13781 | IOU | 05660836 | 1000 | Solar |  |  | Active Application | Trade Secret | Trade |  |  | Community Solar Garden | Solar*Rewards Community | Trade Secret | 2023
20263-228838-01 |  |  |  |  | 06103459 |  | Solar |  |  | Active Application | Trade Secret | Trade |  |  | Residential | Solar*Rewards |  | 2025
20263-228838-01 | Xcel Energy | 85 | 13781 | IOU | SRC039434 | 1000 | Solar |  |  | Withdrawn | Trade Secret | Trade | NOF | NOF071 | Community Solar Garden | Solar*Rewards Community | Trade Secret | 2015
20263-228838-01 | Xcel Energy | 85 | 13781 | IOU | 03130295 | 7.616 | Solar |  |  | Withdrawn | Trade Secret | Trade |  |  | Residential | Solar*Rewards | Trade Secret | 2019
20263-228838-01 | Xcel Energy | 85 | 13781 | IOU | SRC052816 | 1000 | Solar |  |  | Withdrawn | Trade Secret | Trade | SCL | SCL322 | Community Solar Garden | Solar*Rewards Community | Trade Secret | 2017
20263-228838-01 | Xcel Energy | 85 | 13781 | IOU | SRC042573 | 1000 | Solar |  |  | Withdrawn | Trade Secret | Trade | AFT | AFT322 | Community Solar Garden | Solar*Rewards Community | Trade Secret | 2015
20263-228838-01 |  |  |  |  | 04819851 |  |  |  |  | Active Application | Trade Secret | Trade |  |  | Residential |  |  | 2022
20263-228838-01 |  |  |  |  | 05666920 |  |  |  |  | Active Application | Trade Secret | Trade |  |  | Residential |  |  | 2023
20263-228838-01 |  |  |  |  | 05606980 |  |  |  |  | Active Application | Trade Secret | Trade |  |  | Residential |  |  | 2023
20263-228838-01 |  |  |  |  | 06329664 |  |  |  |  | Withdrawn | Trade Secret | Trade |  |  | Residential |  |  | 2026
20263-228838-01 |  |  |  |  | 05685434 |  |  |  |  | Active Application | Trade Secret | Trade |  |  | Residential |  |  | 2023
20263-228838-01 | Xcel Energy | 85 | 13781 | IOU | 05477251 | 9.984 | Solar |  |  | Withdrawn | Trade Secret | Trade |  |  | Community Solar Garden | Solar*Rewards Community | Trade Secret | 2023
20263-228838-01 |  |  |  |  | 05535783 |  |  |  |  | Active Application | Trade Secret | Trade |  |  | Residential |  |  | 2023
20263-228838-01 |  |  |  |  | 06271246 |  |  |  |  | Active Application | Trade Secret | Trade |  |  | Residential |  |  | 2025
20263-228838-01 |  |  |  |  | 06341377 |  | Solar |  |  | Active Application | Trade Secret | Trade |  |  | Residential | Solar*Rewards |  | 2026
20263-228838-01 |  |  |  |  | 05868200 |  | Solar |  |  | Active Application | Trade Secret | Trade |  |  | Residential | Solar*Rewards |  | 2024
20263-228838-01 |  |  |  |  | 06319503 |  | Solar |  |  | Active Application | Trade Secret | Trade |  |  | Residential |  |  | 2026
20263-228838-01 | Xcel Energy | 85 | 13781 | IOU | SRC038973 | 1000 | Solar |  |  | Withdrawn | Trade Secret | Trade | WAV | WAV021 | Community Solar Garden | Solar*Rewards Community | Trade Secret | 2015
20263-228838-01 | Xcel Energy | 85 | 13781 | IOU | SRC065960 | 1000 | Solar |  |  | Withdrawn | Trade Secret | Trade |  |  | Community Solar Garden | Solar*Rewards Community | Trade Secret | 2018
20263-228838-01 | Xcel Energy | 85 | 13781 | IOU | SRC050659 | 810 | Solar |  |  | Withdrawn | Trade Secret | Trade |  |  | Community Solar Garden | Solar*Rewards Community | Trade Secret | 2016
20263-228838-01 | Xcel Energy | 85 | 13781 | IOU | 03125988 | 972 | Solar |  |  | Interconnected | Saint Joseph | Trade | WTB | WTB021 | Community Solar Garden | Solar*Rewards Community | Trade Secret | 2015 | 2017
20263-228838-01 | Xcel Energy | 85 | 13781 | IOU | 03127144 | 1000 | Solar |  |  | Interconnected | Morristown | Trade | MTW | MTW021 | Community Solar Garden | Solar*Rewards Community | Trade Secret | 2015 | 2020
20263-228838-01 | Xcel Energy | 85 | 13781 | IOU | 03127348 | 1000 | Solar |  |  | Interconnected | Saint Cloud | Trade | SCL | SCL322 | Community Solar Garden | Solar*Rewards Community | Trade Secret | 2015 | 2018
20263-228838-01 | Xcel Energy | 85 | 13781 | IOU | 04011352 | 320 | Solar |  |  | Active Application | Trade Secret | Trade | TSS | TSS061 | LMI | Solar*Rewards Community | Trade Secret | 2021
20263-228838-01 | Xcel Energy | 85 | 13781 | IOU | OID2806258 | 1000 | Other |  |  | Interconnected | Trade Secret | Trade |  |  | Commercial |  | Trade Secret | 2008 | 2009
20263-228838-01 | Xcel Energy | 85 | 13781 | IOU | 05830030 | 4000 | Solar |  |  | Withdrawn | Trade Secret | Trade |  |  | Commercial | Other | Trade Secret | 2024
20263-228838-01 | Xcel Energy | 85 | 13781 | IOU | SRC041389 | 972 | Solar |  |  | Withdrawn | Trade Secret | Trade | LAP | LAP311 | Community Solar Garden | Solar*Rewards Community | Trade Secret | 2015
20263-228838-01 | Xcel Energy | 85 | 13781 | IOU | SRC042272 | 1000 | Solar |  |  | Withdrawn | Trade Secret | Trade |  |  | Community Solar Garden | Solar*Rewards Community | Trade Secret | 2015
20263-228838-01 | Xcel Energy | 85 | 13781 | IOU | SRC038656 | 1000 | Solar |  |  | Withdrawn | Trade Secret | Trade | LNS | LNS033 | Community Solar Garden | Solar*Rewards Community | Trade Secret | 2014
20263-228838-01 | Xcel Energy | 85 | 13781 | IOU | SRC038550 | 1000 | Solar |  |  | Withdrawn | Trade Secret | Trade |  |  | Community Solar Garden | Solar*Rewards Community | Trade Secret | 2014
20263-228838-01 | Xcel Energy | 85 | 13781 | IOU | 03127859 | 1000 | Solar |  |  | Interconnected | Northfield | Trade | DND | DND071 | Community Solar Garden | Solar*Rewards Community | Trade Secret | 2015 | 2020
20263-228838-01 |  |  |  |  | SRO28798 |  | Solar |  |  | Withdrawn | Trade Secret | Trade |  |  |  | Other |  | 2013
20263-228838-01 |  |  |  |  | 05163131 |  |  |  |  | Active Application | Trade Secret | Trade |  |  | Residential |  |  | 2022
20263-228838-01 |  |  |  |  | 05572704 |  | Solar |  |  | Active Application | Trade Secret | Trade |  |  | Residential | Solar*Rewards |  | 2023
20263-228838-01 | Xcel Energy | 85 | 13781 | IOU | 05592106 | 3000 | Solar |  |  | Withdrawn | Trade Secret | Trade |  |  | Commercial | Other | Trade Secret | 2023
20263-228838-01 | Xcel Energy | 85 | 13781 | IOU | 03121449 | 1000 | Solar |  |  | Interconnected | Saint Michael | Trade | LAP | LAP311 | Community Solar Garden | Solar*Rewards Community | Trade Secret | 2015 | 2018
20263-228838-01 | Xcel Energy | 85 | 13781 | IOU | 03126028 | 1000 | Solar |  |  | Interconnected | Cottage Grove | Trade | CGR | CGR063 | Community Solar Garden | Solar*Rewards Community | Trade Secret | 2015 | 2018
20263-228838-01 |  |  |  |  | 06272752 |  |  |  |  | Active Application | Trade Secret | Trade |  |  | Residential |  |  | 2025
20263-228838-01 | Xcel Energy | 85 | 13781 | IOU | SRC084697 | 1000 | Solar |  |  | Withdrawn | Trade Secret | Trade | WAT | WAT021 | Community Solar Garden | Solar*Rewards Community | Trade Secret | 2021
20263-228838-01 | Xcel Energy | 85 | 13781 | IOU | SRC051683 | 1000 | Solar |  |  | Withdrawn | Trade Secret | Trade | LAK | LAK032 | Community Solar Garden | Solar*Rewards Community | Trade Secret | 2016
20263-228838-01 | Xcel Energy | 85 | 13781 | IOU | SRC042347 | 998 | Solar |  |  | Withdrawn | Trade Secret | Trade | BEK | BEK311 | Community Solar Garden | Solar*Rewards Community | Trade Secret | 2015
20263-228838-01 |  |  |  |  | 05672764 |  |  |  |  | Withdrawn | Trade Secret | Trade |  |  | Residential |  |  | 2023
20263-228838-01 | Xcel Energy | 85 | 13781 | IOU | SRC069881 | 1000 | Solar |  |  | Withdrawn | Trade Secret | Trade | CSR | CSR001 | Community Solar Garden | Solar*Rewards Community | Trade Secret | 2018
20263-228838-01 | Xcel Energy | 85 | 13781 | IOU | SRC040470 | 950 | Solar |  |  | Withdrawn | Trade Secret | Trade | FRA | FRA001 | Community Solar Garden | Solar*Rewards Community | Trade Secret | 2015
20263-228838-01 | Xcel Energy | 85 | 13781 | IOU | SRC068910 | 1000 | Solar |  |  | Withdrawn | Trade Secret | Trade | MHW | MHW311 | Community Solar Garden | Solar*Rewards Community | Trade Secret | 2018
20263-228838-01 | Xcel Energy | 85 | 13781 | IOU | SRC040911 | 1000 | Solar |  |  | Withdrawn | Trade Secret | Trade |  |  | Community Solar Garden | Solar*Rewards Community | Trade Secret | 2015
20263-228838-01 | Xcel Energy | 85 | 13781 | IOU | SRC052731 | 1000 | Solar |  |  | Withdrawn | Trade Secret | Trade | BUR | BUR032 | Community Solar Garden | Solar*Rewards Community | Trade Secret | 2016
20263-228838-01 | Xcel Energy | 85 | 13781 | IOU | 03128387 | 1000 | Solar |  |  | Interconnected | Randolph | Trade | CTF | CTF021 | Community Solar Garden | Solar*Rewards Community | Trade Secret | 2015 | 2019
20263-228838-01 | Xcel Energy | 85 | 13781 | IOU | 05438343 | 1000 | Solar |  |  | Withdrawn | Trade Secret | Trade | SLW | SLW061 | Community Solar Garden | Solar*Rewards Community | Trade Secret | 2023
20263-228838-01 | Xcel Energy | 85 | 13781 | IOU | 05437799 | 1000 | Solar |  |  | Withdrawn | Trade Secret | Trade | MRN | MRN021 | Community Solar Garden | Solar*Rewards Community | Trade Secret | 2023
20263-228838-01 | Xcel Energy | 85 | 13781 | IOU | SRC039616 | 1000 | Solar |  |  | Withdrawn | Trade Secret | Trade | PIL | PIL021 | Community Solar Garden | Solar*Rewards Community | Trade Secret | 2015
20263-228838-01 | Xcel Energy | 85 | 13781 | IOU | SRC040614 | 950 | Solar |  |  | Withdrawn | Trade Secret | Trade | FRA | FRA001 | Community Solar Garden | Solar*Rewards Community | Trade Secret | 2015
20263-228838-01 | Xcel Energy | 85 | 13781 | IOU | 03128626 | 1000 | Solar |  |  | Interconnected | Claremont | Trade | DOC | DOC031 | Community Solar Garden | Solar*Rewards Community | Trade Secret | 2015 | 2017
20263-228838-01 | Xcel Energy | 85 | 13781 | IOU | 03124708 | 1000 | Solar |  |  | Interconnected | Rosemount | Trade | RMT | RMT311 | Community Solar Garden | Solar*Rewards Community | Trade Secret | 2015 | 2017
20263-228838-01 |  |  |  |  | 03201656 |  | Solar |  |  | Withdrawn | Trade Secret | Trade |  |  | Residential | Solar*Rewards |  | 2019
20263-228838-01 | Xcel Energy | 85 | 13781 | IOU | 05601929 | 1000 | Solar |  |  | Withdrawn | Trade Secret | Trade | GRC | GRC312 | Community Solar Garden | Solar*Rewards Community | Trade Secret | 2023
20263-228838-01 |  |  |  |  | 04079910 |  | Solar |  |  | Active Application | Trade Secret | Trade |  |  | Residential | Solar*Rewards |  | 2020
20263-228838-01 |  |  |  |  | 05274418 |  |  |  |  | Active Application | Trade Secret | Trade |  |  | Residential |  |  | 2022
20263-228838-01 |  |  |  |  | 03894785 |  | Solar |  |  | Active Application | Trade Secret | Trade |  |  | Residential | Solar*Rewards |  | 2020
20263-228838-01 |  |  |  |  | 04794620 |  | Solar |  |  | Active Application | Trade Secret | Trade |  |  | Residential | Solar*Rewards |  | 2022
20263-228838-01 | Xcel Energy | 85 | 13781 | IOU | 05538260 | 4995 | Solar |  |  | Withdrawn | Trade Secret | Trade |  |  | Commercial | Other | Trade Secret | 2023
20263-228838-01 |  |  |  |  | 05379542 |  | Solar |  |  | Active Application | Trade Secret | Trade |  |  | Residential | Solar*Rewards |  | 2023
20263-228838-01 |  |  |  |  | 05811810 |  | Solar |  |  | Active Application | Trade Secret | Trade |  |  | Residential | Solar*Rewards |  | 2024
20263-228838-01 | Xcel Energy | 85 | 13781 | IOU | SRC040873 | 1000 | Solar |  |  | Withdrawn | Trade Secret | Trade |  |  | Community Solar Garden | Solar*Rewards Community | Trade Secret | 2015
20263-228838-01 | Xcel Energy | 85 | 13781 | IOU | 03128014 | 1000 | Solar |  |  | Interconnected | Waconia | Trade | WCS | WCS064 | Community Solar Garden | Solar*Rewards Community | Trade Secret | 2015 | 2018
20263-228838-01 |  |  |  |  | 04821788 |  | Solar |  |  | Active Application | Trade Secret | Trade |  |  | Residential | Solar*Rewards |  | 2022
20263-228838-01 | Xcel Energy | 85 | 13781 | IOU | SRC069884 | 1000 | Solar |  |  | Withdrawn | Trade Secret | Trade | PAT | PAT312 | Community Solar Garden | Solar*Rewards Community | Trade Secret | 2018
20263-228838-01 |  |  |  |  | 05844177 |  |  |  |  | Withdrawn | Trade Secret | Trade |  |  | Residential |  |  | 2024
20263-228838-01 | Xcel Energy | 85 | 13781 | IOU | SRC042468 | 950 | Solar |  |  | Withdrawn | Trade Secret | Trade | GIB | GIB021 | Community Solar Garden | Solar*Rewards Community | Trade Secret | 2015
20263-228838-01 | Xcel Energy | 85 | 13781 | IOU | SRC040103 | 1000 | Solar |  |  | Withdrawn | Trade Secret | Trade | PAT | PAT312 | Community Solar Garden | Solar*Rewards Community | Trade Secret | 2015
20263-228838-01 | Xcel Energy | 85 | 13781 | IOU | SRC052833 | 1000 | Solar |  |  | Withdrawn | Trade Secret | Trade | MTW | MTW021 | Community Solar Garden | Solar*Rewards Community | Trade Secret | 2017
20263-228838-01 | Xcel Energy | 85 | 13781 | IOU | 03511202 | 1000 | Solar |  |  | Withdrawn | Trade Secret | Trade | WAS | WAS091 | Community Solar Garden | Solar*Rewards Community | Trade Secret | 2023
20263-228838-01 |  |  |  |  | 04441881 |  | Solar |  |  | Active Application | Trade Secret | Trade |  |  | Residential | Solar*Rewards |  | 2021
20263-228838-01 |  |  |  |  | 06017820 |  | Solar |  |  | Withdrawn | Trade Secret | Trade |  |  | Residential | Solar*Rewards |  | 2024
20263-228838-01 | Xcel Energy | 85 | 13781 | IOU | SRC039108 | 1000 | Solar |  |  | Withdrawn | Trade Secret | Trade | WTN | WTN062 | Community Solar Garden | Solar*Rewards Community | Trade Secret | 2015
20263-228838-01 | Xcel Energy | 85 | 13781 | IOU | SRC039301 | 1000 | Solar |  |  | Withdrawn | Trade Secret | Trade |  |  | Community Solar Garden | Solar*Rewards Community | Trade Secret | 2015
20263-228838-01 | Xcel Energy | 85 | 13781 | IOU | SRC038313 | 1000 | Solar |  |  | Withdrawn | Trade Secret | Trade | RMT | RMT311 | Community Solar Garden | Solar*Rewards Community | Trade Secret | 2014
20263-228838-01 | Xcel Energy | 85 | 13781 | IOU | 03121421 | 1000 | Solar |  |  | Interconnected | Pipestone | Trade | PIP | PIP090 | Community Solar Garden | Solar*Rewards Community | Trade Secret | 2015 | 2017
20263-228838-01 | Xcel Energy | 85 | 13781 | IOU | 03127581 | 1000 | Solar |  |  | Interconnected | Taylors Falls | Trade | LCR | LCR311 | Community Solar Garden | Solar*Rewards Community | Trade Secret | 2014 | 2016
20263-228838-01 | Xcel Energy | 85 | 13781 | IOU | SRO12708 | 0.76 | Solar |  | X | Withdrawn | Trade Secret | Trade |  |  |  | Solar*Rewards | Trade Secret | 2010
20263-228838-01 | Xcel Energy | 85 | 13781 | IOU | SRC038569 | 1000 | Solar |  |  | Withdrawn | Trade Secret | Trade | FRM | FRM062 | Community Solar Garden | Solar*Rewards Community | Trade Secret | 2014
20263-228838-01 | Xcel Energy | 85 | 13781 | IOU | SRC039307 | 1000 | Solar |  |  | Withdrawn | Trade Secret | Trade |  |  | Community Solar Garden | Solar*Rewards Community | Trade Secret | 2015
20263-228838-01 | Xcel Energy | 85 | 13781 | IOU | SRC042496 | 1000 | Solar |  |  | Withdrawn | Trade Secret | Trade | ORO | ORO061 | Community Solar Garden | Solar*Rewards Community | Trade Secret | 2015
20263-228838-01 | Xcel Energy | 85 | 13781 | IOU | SRC040913 | 1000 | Solar |  |  | Withdrawn | Trade Secret | Trade |  |  | Community Solar Garden | Solar*Rewards Community | Trade Secret | 2015
20263-228838-01 | Xcel Energy | 85 | 13781 | IOU | 04620359 | 1000 | Solar |  |  | Active Application | Trade Secret | Trade | PIP | PIP061 | Community Solar Garden | Solar*Rewards Community | Trade Secret | 2024
20263-228838-01 | Xcel Energy | 85 | 13781 | IOU | SRC038754 | 1000 | Solar |  |  | Withdrawn | Trade Secret | Trade | LNS | LNS033 | Community Solar Garden | Solar*Rewards Community | Trade Secret | 2014
20263-228838-01 | Xcel Energy | 85 | 13781 | IOU | SRC071175 | 1000 | Solar |  |  | Withdrawn | Trade Secret | Trade | CHE | CHE075 | Community Solar Garden | Solar*Rewards Community | Trade Secret | 2019
20263-228838-01 | Xcel Energy | 85 | 13781 | IOU | SRC042721 | 950 | Solar |  |  | Withdrawn | Trade Secret | Trade | MTV | MTV022 | Community Solar Garden | Solar*Rewards Community | Trade Secret | 2015
20263-228838-01 | Xcel Energy | 85 | 13781 | IOU | 03128392 | 1000 | Solar |  |  | Interconnected | Wyoming | Trade | WYO | WYO022 | Community Solar Garden | Solar*Rewards Community | Trade Secret | 2015 | 2018
20263-228838-01 |  |  |  |  | 05433459 |  |  |  |  | Active Application | Trade Secret | Trade |  |  | Residential |  |  | 2023
20263-228838-01 | Xcel Energy | 85 | 13781 | IOU | SRC038715 | 1000 | Solar |  |  | Withdrawn | Trade Secret | Trade | SCL | SCL322 | Community Solar Garden | Solar*Rewards Community | Trade Secret | 2014
20263-228838-01 | Xcel Energy | 85 | 13781 | IOU | SRC040020 | 1000 | Solar |  |  | Withdrawn | Trade Secret | Trade |  |  | Community Solar Garden | Solar*Rewards Community | Trade Secret | 2015
20263-228838-01 | Xcel Energy | 85 | 13781 | IOU | 03126873 | 1000 | Solar |  |  | Interconnected | Watertown | Trade | WTN | WTN061 | Community Solar Garden | Solar*Rewards Community | Trade Secret | 2015 | 2017
20263-228838-01 | Xcel Energy | 85 | 13781 | IOU | 03127502 | 400 | Solar |  |  | Interconnected | Jordan | Trade | JOR | JOR021 | Community Solar Garden | Solar*Rewards Community | Trade Secret | 2017 | 2019
20263-228838-01 | Xcel Energy | 85 | 13781 | IOU | SRC044950 | 1000 | Solar |  |  | Withdrawn | Trade Secret | Trade |  |  | Community Solar Garden | Solar*Rewards Community | Trade Secret | 2016
20263-228838-01 | Xcel Energy | 85 | 13781 | IOU | SRO12635 | 333 | Solar |  |  | Withdrawn | Trade Secret | Trade |  |  |  | Solar*Rewards | Trade Secret | 2010
20263-228838-01 | Xcel Energy | 85 | 13781 | IOU | OID2806369 | 20 | Wind |  |  | Interconnected | Trade Secret | Trade |  |  | Residential |  | Trade Secret | 2009 | 2010
20263-228838-01 |  |  |  |  | 06212535 |  | Solar |  |  | Active Application | Trade Secret | Trade |  |  | Residential | Solar*Rewards |  | 2025
20263-228838-01 |  |  |  |  | 05799919 |  |  |  |  | Active Application | Trade Secret | Trade |  |  | Residential |  |  | 2024
20263-228838-01 | Xcel Energy | 85 | 13781 | IOU | 05668278 | 0.8 | Solar |  |  | Active Application | Trade Secret | Trade |  |  | Community Solar Garden | Solar*Rewards Community | Trade Secret | 2023
20263-228838-01 |  |  |  |  | 05799548 |  |  |  |  | Active Application | Trade Secret | Trade |  |  | Residential |  |  | 2024
20263-228838-01 | Xcel Energy | 85 | 13781 | IOU | SRC041324 | 1000 | Solar |  |  | Withdrawn | Trade Secret | Trade | LSP | LSP021 | Community Solar Garden | Solar*Rewards Community | Trade Secret | 2015
20263-228838-01 | Xcel Energy | 85 | 13781 | IOU | 03123334 | 1000 | Solar |  |  | Interconnected | Freeport | Trade | WOB | WOB021 | Community Solar Garden | Solar*Rewards Community | Trade Secret | 2015 | 2017
20263-228838-01 | Xcel Energy | 85 | 13781 | IOU | 03127845 | 1000 | Solar |  |  | Interconnected | Taylors Falls | Trade | LCR | LCR311 | Community Solar Garden | Solar*Rewards Community | Trade Secret | 2014 | 2016
20263-228838-01 | Xcel Energy | 85 | 13781 | IOU | SRC040101 | 1000 | Solar |  |  | Withdrawn | Trade Secret | Trade | BEL | BEL062 | Community Solar Garden | Solar*Rewards Community | Trade Secret | 2015
20263-228838-01 | Xcel Energy | 85 | 13781 | IOU | 03126829 | 1000 | Solar |  |  | Interconnected | Farmington | Trade | FRM | FRM071 | Community Solar Garden | Solar*Rewards Community | Trade Secret | 2015 | 2017
20263-228838-01 | Xcel Energy | 85 | 13781 | IOU | 03127457 | 1000 | Solar |  |  | Interconnected | Gibbon | Trade | GIB | GIB021 | Community Solar Garden | Solar*Rewards Community | Trade Secret | 2015 | 2019
20263-228838-01 |  |  |  |  | 05604381 |  | Solar |  |  | Active Application | Trade Secret | Trade |  |  | Residential | Solar*Rewards |  | 2023
20263-228838-01 | Xcel Energy | 85 | 13781 | IOU | SRC039767 | 1000 | Solar |  |  | Withdrawn | Trade Secret | Trade | FAP | FAP071 | Community Solar Garden | Solar*Rewards Community | Trade Secret | 2015
20263-228838-01 |  |  |  |  | OID2806310 |  | Solar |  |  | Withdrawn | Trade Secret | Trade | [5 empty] | 2009
20263-228838-01 |  |  |  |  | OID2806682 |  | Solar |  |  | Withdrawn | Trade Secret | Trade | [5 empty] | 2014
20263-228838-01 | Xcel Energy | 85 | 13781 | IOU | 03195170 | 27 | Storage |  |  | Interconnected | Trade Secret | Trade | WSG | WSG071 | Residential |  | Trade Secret | 2019 | 2015
20263-228838-01 |  |  |  |  | 05536862 |  |  |  |  | Withdrawn | Trade Secret | Trade |  |  | Residential |  |  | 2023
20263-228838-01 | Xcel Energy | 85 | 13781 | IOU | 03983932 | 1000 | Solar |  |  | Withdrawn | Trade Secret | Trade | PAT | PAT312 | Community Solar Garden | Solar*Rewards Community | Trade Secret | 2020
20263-228838-01 | Xcel Energy | 85 | 13781 | IOU | 04276601 | 1000 | Solar |  |  | Withdrawn | Trade Secret | Trade | KAN | KAN021 | Community Solar Garden | Solar*Rewards Community | Trade Secret | 2021
20263-228838-01 | Xcel Energy | 85 | 13781 | IOU | 05512222 | 1000 | Solar |  |  | Withdrawn | Trade Secret | Trade | HUG | HUG321 | Community Solar Garden | Solar*Rewards Community | Trade Secret | 2023
20263-228838-01 |  |  |  |  | 05985470 |  | Solar |  |  | Active Application | Trade Secret | Trade |  |  | Residential | Solar*Rewards |  | 2024
20263-228838-01 | Xcel Energy | 85 | 13781 | IOU | SRC042761 | 950 | Solar |  |  | Withdrawn | Trade Secret | Trade | KAN | KAN031 | Community Solar Garden | Solar*Rewards Community | Trade Secret | 2015
20263-228838-01 | Xcel Energy | 85 | 13781 | IOU | SRC038690 | 1000 | Solar |  |  | Withdrawn | Trade Secret | Trade | VMR | VMR061 | Community Solar Garden | Solar*Rewards Community | Trade Secret | 2014
20263-228838-01 | Xcel Energy | 85 | 13781 | IOU | 03128570 | 1000 | Solar |  |  | Interconnected | Raymond | Trade | CLC | CLC221 | Community Solar Garden | Solar*Rewards Community | Trade Secret | 2018 | 2020
20263-228838-01 | Xcel Energy | 85 | 13781 | IOU | 03127489 | 1000 | Solar |  |  | Interconnected | North Branch | Trade | CHI | CHI311 | Community Solar Garden | Solar*Rewards Community | Trade Secret | 2017 | 2018
20263-228838-01 |  |  |  |  | 04193989 |  | Solar |  |  | Active Application | Trade Secret | Trade |  |  | Community Solar Garden | Solar*Rewards Community |  | 2020
20263-228838-01 |  |  |  |  | 03512232 |  |  |  |  | Withdrawn | Trade Secret | Trade |  |  | Residential |  |  | 2019
20263-228838-01 | Xcel Energy | 85 | 13781 | IOU | SRC041639 | 972 | Solar |  |  | Withdrawn | Trade Secret | Trade | COK | COK061 | Community Solar Garden | Solar*Rewards Community | Trade Secret | 2015
20263-228838-01 | Xcel Energy | 85 | 13781 | IOU | SRC038728 | 1000 | Solar |  |  | Withdrawn | Trade Secret | Trade | FSL | FSL311 | Community Solar Garden | Solar*Rewards Community | Trade Secret | 2014
20263-228838-01 | Xcel Energy | 85 | 13781 | IOU | SRC040883 | 1000 | Solar |  |  | Withdrawn | Trade Secret | Trade |  |  | Community Solar Garden | Solar*Rewards Community | Trade Secret | 2015
20263-228838-01 | Xcel Energy | 85 | 13781 | IOU | 03127812 | 950 | Solar |  |  | Interconnected | Waite Park | Trade | SAK | SAK312 | Community Solar Garden | Solar*Rewards Community | Trade Secret | 2015 | 2019
20263-228838-01 |  |  |  |  | 04993802 |  | Solar |  |  | Active Application | Trade Secret | Trade |  |  | Residential | Solar*Rewards |  | 2022
20263-228838-01 |  |  |  |  | OID2806387 |  | Solar |  |  | Withdrawn | Trade Secret | Trade | [5 empty] | 2009
20263-228838-01 | Xcel Energy | 85 | 13781 | IOU | SRC042793 | 950 | Solar |  |  | Withdrawn | Trade Secret | Trade | DOC | DOC031 | Community Solar Garden | Solar*Rewards Community | Trade Secret | 2015
20263-228838-01 | Xcel Energy | 85 | 13781 | IOU | SRC038373 | 1000 | Solar |  |  | Withdrawn | Trade Secret | Trade | RMT | RMT311 | Community Solar Garden | Solar*Rewards Community | Trade Secret | 2014
20263-228838-01 | Xcel Energy | 85 | 13781 | IOU | 03126993 | 1000 | Solar |  |  | Interconnected | Corcoran | Trade | GFD | GFD021 | Community Solar Garden | Solar*Rewards Community | Trade Secret | 2015 | 2019
20263-228838-01 | Xcel Energy | 85 | 13781 | IOU | SRC039232 | 1000 | Solar |  |  | Withdrawn | Trade Secret | Trade | RCH | RCH061 | Community Solar Garden | Solar*Rewards Community | Trade Secret | 2015
20263-228838-01 | Xcel Energy | 85 | 13781 | IOU | 03127458 | 1000 | Solar |  |  | Interconnected | Shakopee | Trade | BLL | BLL071 | Community Solar Garden | Solar*Rewards Community | Trade Secret | 2015 | 2016
20263-228838-01 | Xcel Energy | 85 | 13781 | IOU | 05681070 | 5.248 | Solar |  |  | Interconnected | Trade Secret | Trade | AFT | AFT321 | Residential |  | Trade Secret | 2024 | 2024
20263-228838-01 | Xcel Energy | 85 | 13781 | IOU | 03132828 | 7.616 | Solar |  |  | Interconnected | Trade Secret | Trade | OSS | OSS062 | Residential | Made in Minnesota | Trade Secret | 2018 | 2018
20263-228838-01 | Xcel Energy | 85 | 13781 | IOU | OID3066565 | 7.625 | Solar |  |  | Withdrawn | Trade Secret | Trade | OSS | OSS062 | Residential | Made in Minnesota | Trade Secret | 2017
20263-228838-01 | Xcel Energy | 85 | 13781 | IOU | 06133402 | 39.425 | Solar |  |  | Active Application | Trade Secret | Trade | GSL | GSL341 | Commercial |  | Trade Secret | 2025
20263-228838-01 | Xcel Energy | 85 | 13781 | IOU | OID3389581 | 19.999 | Solar |  |  | Withdrawn | Trade Secret | Trade | ALD | ALD097 | Commercial | Solar*Rewards | Trade Secret | 2018
20263-228838-01 | Xcel Energy | 85 | 13781 | IOU | 03129842 | 39.998 | Solar |  |  | Interconnected | Trade Secret | Trade | ALD | ALD097 | Commercial | Solar*Rewards | Trade Secret | 2018 | 2019
20263-228838-01 | Xcel Energy | 85 | 13781 | IOU | 04399428 | 20.242 | Solar |  |  | Active Application | Trade Secret | Trade | WDY | WDY312 | Residential | Solar*Rewards | Trade Secret | 2021
20263-228838-01 | Xcel Energy | 85 | 13781 | IOU | 04438201 | 18.497 | Solar |  | X | Interconnected | Trade Secret | Trade | WDY | WDY312 | Residential | Solar*Rewards | Trade Secret | 2021 | 2021
20263-228838-01 | Xcel Energy | 85 | 13781 | IOU | 05366465 | 34.6 | Solar |  |  | Withdrawn | Trade Secret | Trade | SOU | SOU065 | Commercial | Solar*Rewards | Trade Secret | 2023
20263-228838-01 | Xcel Energy | 85 | 13781 | IOU | 03131846 | 9.94 | Solar |  |  | Interconnected | Trade Secret | Trade | SMT | SMT061 | Residential | Made in Minnesota | Trade Secret | 2017 | 2017
20263-228838-01 | Xcel Energy | 85 | 13781 | IOU | 05122227 | 500 | Solar |  |  | Interconnected | Trade Secret | Trade | HSN | HSN311 | Commercial |  | Trade Secret | 2022 | 2024
20263-228838-01 | Xcel Energy | 85 | 13781 | IOU | 06321839 | 8.7 | Solar |  |  | Withdrawn | Trade Secret | Trade |  |  | Residential | Solar*Rewards | Trade Secret | 2026
20263-228838-01 | Xcel Energy | 85 | 13781 | IOU | 06321805 | 5.226 | Solar |  |  | Active Application | Trade Secret | Trade | GNL | GNL062 | Residential | Solar*Rewards | Trade Secret | 2026
20263-228838-01 | Xcel Energy | 85 | 13781 | IOU | 06321807 | 5.226 | Solar |  |  | Active Application | Trade Secret | Trade | WIL | WIL081 | Residential | Solar*Rewards | Trade Secret | 2026
20263-228838-01 | Xcel Energy | 85 | 13781 | IOU | 06321810 | 5.226 | Solar |  |  | Active Application | Trade Secret | Trade | GNL | GNL062 | Residential | Solar*Rewards | Trade Secret | 2026
20263-228838-01 | Xcel Energy | 85 | 13781 | IOU | 06321815 | 5.226 | Solar |  |  | Active Application | Trade Secret | Trade |  |  | Residential | Solar*Rewards | Trade Secret | 2026
20263-228838-01 | Xcel Energy | 85 | 13781 | IOU | 06321799 | 5.226 | Solar |  |  | Active Application | Trade Secret | Trade |  |  | Residential | Solar*Rewards | Trade Secret | 2026
20263-228838-01 | Xcel Energy | 85 | 13781 | IOU | 06321811 | 5.226 | Solar |  |  | Active Application | Trade Secret | Trade | GNL | GNL062 | Residential | Solar*Rewards | Trade Secret | 2026
20263-228838-01 | Xcel Energy | 85 | 13781 | IOU | 06321814 | 5.226 | Solar |  |  | Active Application | Trade Secret | Trade | WIL | WIL081 | Residential | Solar*Rewards | Trade Secret | 2026
20263-228838-01 | Xcel Energy | 85 | 13781 | IOU | 06321801 | 5.226 | Solar |  |  | Active Application | Trade Secret | Trade | GNL | GNL062 | Residential | Solar*Rewards | Trade Secret | 2026
20263-228838-01 | Xcel Energy | 85 | 13781 | IOU | 05981084 | 4875 | Solar |  |  | Active Application | Trade Secret | Trade | KAN | KAN031 | Commercial |  | Trade Secret | 2024
20263-228838-01 | Xcel Energy | 85 | 13781 | IOU | 05799955 | 2970 | Solar |  |  | Active Application | Trade Secret | Trade | EGL | EGL022 | Commercial |  | Trade Secret | 2024
20263-228838-01 | Xcel Energy | 85 | 13781 | IOU | 05800002 | 4990 | Solar |  |  | Active Application | Trade Secret | Trade | MHW | MHW311 | Commercial |  | Trade Secret | 2024
20263-228838-01 | Xcel Energy | 85 | 13781 | IOU | 05800184 | 3250 | Solar |  |  | Active Application | Trade Secret | Trade | YLM | YLM211 | Commercial |  | Trade Secret | 2024
20263-228838-01 | Xcel Energy | 85 | 13781 | IOU | 05800309 | 2000 | Solar |  |  | Active Application | Trade Secret | Trade | MGN | MGN211 | Commercial |  | Trade Secret | 2024
20263-228838-01 | Xcel Energy | 85 | 13781 | IOU | 06053617 | 5000 | Solar |  |  | Active Application | Trade Secret | Trade | HAD | HAD022 | Commercial |  | Trade Secret | 2025
20263-228838-01 | Xcel Energy | 85 | 13781 | IOU | 06041023 | 5000 | Solar |  |  | Active Application | Trade Secret | Trade |  |  | Commercial |  | Trade Secret | 2024
20263-228838-01 | Xcel Energy | 85 | 13781 | IOU | 05800058 | 5000 | Solar |  |  | Active Application | Trade Secret | Trade | AVR | AVR212 | Commercial |  | Trade Secret | 2024
20263-228838-01 | Xcel Energy | 85 | 13781 | IOU | 06053609 | 5000 | Solar |  |  | Active Application | Trade Secret | Trade | HAD | HAD022 | Commercial |  | Trade Secret | 2025
20263-228838-01 | Xcel Energy | 85 | 13781 | IOU | 06053624 | 5000 | Solar |  |  | Active Application | Trade Secret | Trade | HAD | HAD021 | Commercial |  | Trade Secret | 2025
20263-228838-01 | Xcel Energy | 85 | 13781 | IOU | 06053620 | 5000 | Solar |  |  | Active Application | Trade Secret | Trade | HAD | HAD021 | Commercial |  | Trade Secret | 2025
20263-228838-01 | Xcel Energy | 85 | 13781 | IOU | 05800083 | 5000 | Solar |  |  | Active Application | Trade Secret | Trade | AVR | AVR212 | Commercial |  | Trade Secret | 2024
20263-228838-01 | Xcel Energy | 85 | 13781 | IOU | 05800078 | 5000 | Solar |  |  | Active Application | Trade Secret | Trade | AVR | AVR211 | Commercial |  | Trade Secret | 2024
20263-228838-01 | Xcel Energy | 85 | 13781 | IOU | 06028033 | 5000 | Solar |  |  | Active Application | Trade Secret | Trade |  |  | Commercial |  | Trade Secret | 2024
20263-228838-01 | Xcel Energy | 85 | 13781 | IOU | 06033615 | 5000 | Solar |  |  | Active Application | Trade Secret | Trade |  |  | Commercial |  | Trade Secret | 2024
20263-228838-01 | Xcel Energy | 85 | 13781 | IOU | 06035353 | 5000 | Solar |  |  | Active Application | Trade Secret | Trade |  |  | Commercial |  | Trade Secret | 2024
20263-228838-01 | Xcel Energy | 85 | 13781 | IOU | 06053579 | 5000 | Solar |  |  | Active Application | Trade Secret | Trade | HSN | HSN321 | Commercial |  | Trade Secret | 2025
20263-228838-01 | Xcel Energy | 85 | 13781 | IOU | 05800076 | 5000 | Solar |  |  | Withdrawn | Trade Secret | Trade |  |  | Commercial |  | Trade Secret | 2024
20263-228838-01 | Xcel Energy | 85 | 13781 | IOU | 05800032 | 5000 | Solar |  |  | Active Application | Trade Secret | Trade | AVR | AVR212 | Commercial |  | Trade Secret | 2024
20263-228838-01 | Xcel Energy | 85 | 13781 | IOU | 06053627 | 5000 | Solar |  |  | Active Application | Trade Secret | Trade | HAD | HAD021 | Commercial |  | Trade Secret | 2025
20263-228838-01 | Xcel Energy | 85 | 13781 | IOU | 06190236 | 2000 | Solar |  |  | Active Application | Trade Secret | Trade | MNL | MNL001 | Commercial |  | Trade Secret | 2025
20263-228838-01 | Xcel Energy | 85 | 13781 | IOU | 06035340 | 5000 | Solar |  |  | Active Application | Trade Secret | Trade |  |  | Commercial |  | Trade Secret | 2024
20263-228838-01 | Xcel Energy | 85 | 13781 | IOU | 05800067 | 5000 | Solar |  |  | Active Application | Trade Secret | Trade | AVR | AVR212 | Commercial |  | Trade Secret | 2024
20263-228838-01 | Xcel Energy | 85 | 13781 | IOU | 05812544 | 2000 | Solar |  |  | Active Application | Trade Secret | Trade | NER | NER021 | Commercial |  | Trade Secret | 2024
20263-228838-01 | Xcel Energy | 85 | 13781 | IOU | 06033629 | 5000 | Solar |  |  | Active Application | Trade Secret | Trade |  |  | Commercial |  | Trade Secret | 2024
20263-228838-01 | Xcel Energy | 85 | 13781 | IOU | 04807100 | 21.6 | Solar |  |  | Withdrawn | Trade Secret | Trade | WRR | WRR064 | Residential | Solar*Rewards | Trade Secret | 2022
20263-228838-01 | Xcel Energy | 85 | 13781 | IOU | 05987783 | 25.2 | Solar |  |  | Active Application | Trade Secret | Trade | WRR | WRR064 | Commercial | Solar*Rewards | Trade Secret | 2024
20263-228838-01 | Xcel Energy | 85 | 13781 | IOU | 06076705 | 3.2 | Solar |  |  | Active Application | Trade Secret | Trade |  |  | Residential | Solar*Rewards | Trade Secret | 2025
20263-228838-01 | Xcel Energy | 85 | 13781 | IOU | 06322161 | 4.608 | Solar |  |  | Active Application | Trade Secret | Trade |  |  | Residential | Solar*Rewards | Trade Secret | 2026
20263-228838-01 | Xcel Energy | 85 | 13781 | IOU | 06321054 | 3.84 | Solar |  |  | Active Application | Trade Secret | Trade |  |  | Commercial |  | Trade Secret | 2026
20263-228838-01 | Xcel Energy | 85 | 13781 | IOU | 06322018 | 3.072 | Solar |  |  | Active Application | Trade Secret | Trade |  |  | Residential | Solar*Rewards | Trade Secret | 2026
20263-228838-01 | Xcel Energy | 85 | 13781 | IOU | 06322080 | 3.072 | Solar |  |  | Active Application | Trade Secret | Trade |  |  | Residential | Solar*Rewards | Trade Secret | 2026
20263-228838-01 | Xcel Energy | 85 | 13781 | IOU | 06322100 | 3.072 | Solar |  |  | Active Application | Trade Secret | Trade |  |  | Residential | Solar*Rewards | Trade Secret | 2026
20263-228838-01 | Xcel Energy | 85 | 13781 | IOU | 06067732 | 1.92 | Solar |  |  | Active Application | Trade Secret | Trade |  |  | Residential | Solar*Rewards | Trade Secret | 2025
20263-228838-01 | Xcel Energy | 85 | 13781 | IOU | 06322054 | 3.072 | Solar |  |  | Active Application | Trade Secret | Trade |  |  | Residential | Solar*Rewards | Trade Secret | 2026
20263-228838-01 | Xcel Energy | 85 | 13781 | IOU | 06321969 | 3.072 | Solar |  |  | Active Application | Trade Secret | Trade |  |  | Residential | Solar*Rewards | Trade Secret | 2026
20263-228838-01 | Xcel Energy | 85 | 13781 | IOU | 06322139 | 3.072 | Solar |  |  | Active Application | Trade Secret | Trade |  |  | Residential | Solar*Rewards | Trade Secret | 2026
20263-228838-01 | Xcel Energy | 85 | 13781 | IOU | 06321995 | 3.28 | Solar |  |  | Active Application | Trade Secret | Trade |  |  | Residential | Solar*Rewards | Trade Secret | 2026
20263-228838-01 | Xcel Energy | 85 | 13781 | IOU | 06322086 | 3.072 | Solar |  |  | Active Application | Trade Secret | Trade |  |  | Residential | Solar*Rewards | Trade Secret | 2026
20263-228838-01 | Xcel Energy | 85 | 13781 | IOU | 06076677 | 3.2 | Solar |  |  | Active Application | Trade Secret | Trade |  |  | Residential | Solar*Rewards | Trade Secret | 2025
20263-228838-01 | Xcel Energy | 85 | 13781 | IOU | 06321889 | 3.072 | Solar |  |  | Active Application | Trade Secret | Trade |  |  | Residential | Solar*Rewards | Trade Secret | 2026
20263-228838-01 | Xcel Energy | 85 | 13781 | IOU | 06076312 | 3.2 | Solar |  |  | Active Application | Trade Secret | Trade |  |  | Residential | Solar*Rewards | Trade Secret | 2025
20263-228838-01 | Xcel Energy | 85 | 13781 | IOU | 06322254 | 4.608 | Solar |  |  | Active Application | Trade Secret | Trade |  |  | Residential | Solar*Rewards | Trade Secret | 2026
20263-228838-01 | Xcel Energy | 85 | 13781 | IOU | 06076662 | 3.2 | Solar |  |  | Active Application | Trade Secret | Trade |  |  | Residential | Solar*Rewards | Trade Secret | 2025
20263-228838-01 | Xcel Energy | 85 | 13781 | IOU | 06322189 | 4.608 | Solar |  |  | Active Application | Trade Secret | Trade |  |  | Residential | Solar*Rewards | Trade Secret | 2026
20263-228838-01 | Xcel Energy | 85 | 13781 | IOU | 05799956 | 5000 | Solar |  |  | Active Application | Trade Secret | Trade | GRC | GRC312 | Commercial |  | Trade Secret | 2024
20263-228838-01 | Xcel Energy | 85 | 13781 | IOU | 05800609 | 1000 | Solar |  |  | Withdrawn | Trade Secret | Trade | PIP | PIP062 | Commercial |  | Trade Secret | 2024
20263-228838-01 | Xcel Energy | 85 | 13781 | IOU | 05799998 | 1000 | Solar |  |  | Withdrawn | Trade Secret | Trade |  |  | Commercial |  | Trade Secret | 2024
20263-228838-01 | Xcel Energy | 85 | 13781 | IOU | 05799973 | 5000 | Solar |  |  | Withdrawn | Trade Secret | Trade |  |  | Commercial |  | Trade Secret | 2024
20263-228838-01 | Xcel Energy | 85 | 13781 | IOU | 05799954 | 4000 | Solar |  |  | Active Application | Trade Secret | Trade | ADA | ADA081 | Commercial |  | Trade Secret | 2024
20263-228838-01 | Xcel Energy | 85 | 13781 | IOU | 05799984 | 5000 | Solar |  |  | Withdrawn | Trade Secret | Trade |  |  | Commercial |  | Trade Secret | 2024
20263-228838-01 | Xcel Energy | 85 | 13781 | IOU | 05799974 | 5000 | Solar |  |  | Active Application | Trade Secret | Trade |  |  | Commercial |  | Trade Secret | 2024
20263-228838-01 | Xcel Energy | 85 | 13781 | IOU | 05846902 | 5000 | Solar |  |  | Active Application | Trade Secret | Trade | GRC | GRC312 | Commercial |  | Trade Secret | 2024
20263-228838-01 | Xcel Energy | 85 | 13781 | IOU | 05799976 | 5000 | Solar |  |  | Active Application | Trade Secret | Trade | GRC | GRC312 | Commercial |  | Trade Secret | 2024
20263-228838-01 | Xcel Energy | 85 | 13781 | IOU | 06341032 | 80 | Solar |  |  | Active Application | Trade Secret | Trade |  |  | Commercial |  | Trade Secret | 2026
20263-228838-01 | Xcel Energy | 85 | 13781 | IOU | 05499803 | 30.74 | Solar |  |  | Withdrawn | Trade Secret | Trade | RIV | RIV073 | Commercial |  | Trade Secret | 2023
20263-228838-01 | Xcel Energy | 85 | 13781 | IOU | 05381542 | 160 | Solar |  |  | Active Application | Trade Secret | Trade |  |  | Commercial |  | Trade Secret | 2023
20263-228838-01 | Xcel Energy | 85 | 13781 | IOU | 05126838 | 99.9 | Solar |  |  | Withdrawn | Trade Secret | Trade |  |  | Commercial |  | Trade Secret | 2022
20263-228838-01 | Xcel Energy | 85 | 13781 | IOU | 05950544 | 49.6 |  |  |  | Active Application | Trade Secret | Trade |  |  | Commercial |  | Trade Secret | 2024
20263-228838-01 | Xcel Energy | 85 | 13781 | IOU | 05555951 | 40 |  |  |  | Active Application | Trade Secret | Trade |  |  | Commercial |  | Trade Secret | 2023
20263-228838-01 | Xcel Energy | 85 | 13781 | IOU | 06329954 | 80 | Solar |  |  | Active Application | Trade Secret | Trade |  |  | Commercial |  | Trade Secret | 2026
20263-228838-01 | Xcel Energy | 85 | 13781 | IOU | 06166159 | 5000 | Solar |  |  | Active Application | Trade Secret | Trade |  |  | Commercial |  | Trade Secret | 2025
20263-228838-01 | Xcel Energy | 85 | 13781 | IOU | 06193385 | 3500 | Solar |  |  | Active Application | Trade Secret | Trade |  |  | Commercial |  | Trade Secret | 2025
20263-228838-01 | Xcel Energy | 85 | 13781 | IOU | 05799924 | 4950 | Solar |  |  | Active Application | Trade Secret | Trade | WEF | WEF061 | LMI | Solar*Rewards Community | Trade Secret | 2024
20263-228838-01 | Xcel Energy | 85 | 13781 | IOU | 05836153 | 4950 | Solar |  |  | Active Application | Trade Secret | Trade | ALK | ALK067 | LMI | Solar*Rewards Community | Trade Secret | 2024
20263-228838-01 | Xcel Energy | 85 | 13781 | IOU | 05800281 | 5000 | Solar |  |  | Active Application | Trade Secret | Trade | ADA | ADA081 | LMI | Solar*Rewards Community | Trade Secret | 2024
20263-228838-01 | Xcel Energy | 85 | 13781 | IOU | 05794115 | 4950 | Solar |  |  | Active Application | Trade Secret | Trade | KEN | KEN022 | Commercial |  | Trade Secret | 2025
20263-228838-01 | Xcel Energy | 85 | 13781 | IOU | 06150004 | 39.75 | Solar |  |  | Active Application | Trade Secret | Trade | MDT | MDT074 | Commercial |  | Trade Secret | 2025
20263-228838-01 | Xcel Energy | 85 | 13781 | IOU | 05242035 | 1000 | Solar |  |  | Active Application | Trade Secret | Trade |  |  | Commercial |  | Trade Secret | 2022
20263-228838-01 | Xcel Energy | 85 | 13781 | IOU | 05952483 | 250 | Solar |  |  | Active Application | Trade Secret | Trade |  |  | Commercial |  | Trade Secret | 2024
20263-228838-01 | Xcel Energy | 85 | 13781 | IOU | 06322304 | 39.75 | Solar |  |  | Active Application | Trade Secret | Trade | AFT | AFT322 | Commercial | Solar*Rewards | Trade Secret | 2026
20263-228838-01 | Xcel Energy | 85 | 13781 | IOU | 06124483 | 39.75 | Solar |  |  | Active Application | Trade Secret | Trade | AFT | AFT321 | Commercial | Solar*Rewards | Trade Secret | 2025
20263-228838-01 | Xcel Energy | 85 | 13781 | IOU | 06322421 | 39.75 | Solar |  |  | Active Application | Trade Secret | Trade |  |  | Commercial | Solar*Rewards | Trade Secret | 2026
20263-228838-01 | Xcel Energy | 85 | 13781 | IOU | 05726158 | 1.742 | Solar |  |  | Active Application | Trade Secret | Trade |  |  | Residential | Solar*Rewards | Trade Secret | 2024
20263-228838-01 | Xcel Energy | 85 | 13781 | IOU | 05446376 | 500 | Solar |  |  | Active Application | Trade Secret | Trade | RMT | RMT311 | Commercial |  | Trade Secret | 2023
20263-228838-01 | Xcel Energy | 85 | 13781 | IOU | 06203974 | 50 | Solar |  |  | Active Application | Trade Secret | Trade | MDT | MDT073 | Commercial |  | Trade Secret | 2025
20263-228838-01 | Xcel Energy | 85 | 13781 | IOU | 04802928 | 39.74 | Solar |  |  | Active Application | Trade Secret | Trade | LCR | LCR311 | Commercial | Solar*Rewards | Trade Secret | 2022
20263-228838-01 | Xcel Energy | 85 | 13781 | IOU | 05715285 | 38.8 | Solar |  |  | Withdrawn | Trade Secret | Trade | MOL | MOL073 | Commercial | Solar*Rewards | Trade Secret | 2024
20263-228838-01 | Xcel Energy | 85 | 13781 | IOU | 06095708 | 23 | Solar |  |  | Active Application | Trade Secret | Trade |  |  | Residential | Solar*Rewards | Trade Secret | 2025
20263-228838-01 | Xcel Energy | 85 | 13781 | IOU | 06140392 | 39.75 | Solar |  |  | Active Application | Trade Secret | Trade | AFT | AFT322 | Commercial | Solar*Rewards | Trade Secret | 2025
20263-228838-01 | Xcel Energy | 85 | 13781 | IOU | 05343251 | 24.36 | Solar |  |  | Active Application | Trade Secret | Trade |  |  | Commercial |  | Trade Secret | 2022
20263-228838-01 | Xcel Energy | 85 | 13781 | IOU | 05459503 | 39.75 | Solar |  |  | Withdrawn | Trade Secret | Trade |  |  | Commercial | Solar*Rewards | Trade Secret | 2023
20263-228838-01 | Xcel Energy | 85 | 13781 | IOU | 06181603 | 39.75 | Solar |  |  | Active Application | Trade Secret | Trade |  |  | Commercial | Solar*Rewards | Trade Secret | 2025
20263-228838-01 | Xcel Energy | 85 | 13781 | IOU | 06182500 | 39.75 | Solar |  |  | Active Application | Trade Secret | Trade |  |  | Commercial | Solar*Rewards | Trade Secret | 2025
20263-228838-01 | Xcel Energy | 85 | 13781 | IOU | 06290835 | 25 | Solar |  |  | Active Application | Trade Secret | Trade | MOL | MOL077 | Commercial |  | Trade Secret | 2025
20263-228838-01 | Xcel Energy | 85 | 13781 | IOU | 05446323 | 500 | Solar |  |  | Active Application | Trade Secret | Trade | RMT | RMT311 | Commercial |  | Trade Secret | 2023
20263-228838-01 | Xcel Energy | 85 | 13781 | IOU | 05446438 | 500 | Solar |  |  | Active Application | Trade Secret | Trade | RMT | RMT311 | Commercial |  | Trade Secret | 2023
20263-228838-01 | Xcel Energy | 85 | 13781 | IOU | 05786893 | 500 | Solar |  |  | Active Application | Trade Secret | Trade | CHE | CHE063 | Commercial |  | Trade Secret | 2024
20263-228838-01 | Xcel Energy | 85 | 13781 | IOU | 06140393 | 200 | Solar |  |  | Active Application | Trade Secret | Trade | AFT | AFT322 | Commercial |  | Trade Secret | 2025
20263-228838-01 | Xcel Energy | 85 | 13781 | IOU | 06262050 | 312 | Solar |  |  | Active Application | Trade Secret | Trade | DND | DND072 | Commercial |  | Trade Secret | 2025
20263-228838-01 | Xcel Energy | 85 | 13781 | IOU | 05367165 | 39.75 | Solar |  |  | Active Application | Trade Secret | Trade | EDA | EDA071 | Commercial | Solar*Rewards | Trade Secret | 2023
20263-228838-01 | Xcel Energy | 85 | 13781 | IOU | 05338129 | 50 | Solar |  |  | Active Application | Trade Secret | Trade | HAS | HAS021 | Commercial |  | Trade Secret | 2023
20263-228838-01 | Xcel Energy | 85 | 13781 | IOU | 05359984 | 34.6 | Solar |  |  | Active Application | Trade Secret | Trade | DBL | DBL069 | Commercial | Solar*Rewards | Trade Secret | 2023
20263-228838-01 | Xcel Energy | 85 | 13781 | IOU | 05457749 | 50 | Solar |  |  | Withdrawn | Trade Secret | Trade |  |  | Commercial | Solar*Rewards | Trade Secret | 2023
20263-228838-01 | Xcel Energy | 85 | 13781 | IOU | 06322002 | 39.75 | Solar |  |  | Active Application | Trade Secret | Trade | HWW | HWW063 | Commercial | Solar*Rewards | Trade Secret | 2026
20263-228838-01 | Xcel Energy | 85 | 13781 | IOU | 05446455 | 500 | Solar |  |  | Active Application | Trade Secret | Trade | RMT | RMT311 | Commercial |  | Trade Secret | 2023
20263-228838-01 | Xcel Energy | 85 | 13781 | IOU | 05800194 | 5000 | Solar |  |  | Active Application | Trade Secret | Trade |  |  | Commercial |  | Trade Secret | 2024
20263-228838-01 | Xcel Energy | 85 | 13781 | IOU | 06161880 | 39.75 | Solar |  |  | Active Application | Trade Secret | Trade | HWW | HWW063 | Commercial | Solar*Rewards | Trade Secret | 2025
20263-228838-01 | Xcel Energy | 85 | 13781 | IOU | 06195998 | 999 | Solar |  |  | Active Application | Trade Secret | Trade | HUG | HUG321 | Commercial |  | Trade Secret | 2025
20263-228838-01 | Xcel Energy | 85 | 13781 | IOU | 05799999 | 999 | Solar |  |  | Active Application | Trade Secret | Trade | ADA | ADA081 | LMI | Solar*Rewards Community | Trade Secret | 2024
20263-228838-01 | Xcel Energy | 85 | 13781 | IOU | 05799990 | 2500 | Solar |  |  | Active Application | Trade Secret | Trade | TSS | TSS061 | Commercial |  | Trade Secret | 2024
20263-228838-01 | Xcel Energy | 85 | 13781 | IOU | 06251039 | 4999 | Solar |  |  | Active Application | Trade Secret | Trade | VIL | VIL021 | Commercial |  | Trade Secret | 2025
20263-228838-01 | Xcel Energy | 85 | 13781 | IOU | 06288022 | 4999 | Solar |  |  | Active Application | Trade Secret | Trade |  |  | Commercial |  | Trade Secret | 2025
20263-228838-01 | Xcel Energy | 85 | 13781 | IOU | 05800782 | 3000 | Solar |  |  | Active Application | Trade Secret | Trade | VES | VES021 | Commercial |  | Trade Secret | 2024
20263-228838-01 | Xcel Energy | 85 | 13781 | IOU | 05800016 | 4999 | Solar |  |  | Active Application | Trade Secret | Trade | TSS | TSS061 | Commercial |  | Trade Secret | 2024
20263-228838-01 | Xcel Energy | 85 | 13781 | IOU | 05800024 | 4999 | Solar |  |  | Active Application | Trade Secret | Trade | CLC | CLC022 | Commercial |  | Trade Secret | 2024
20263-228838-01 | Xcel Energy | 85 | 13781 | IOU | 05800669 | 4999 | Solar |  |  | Active Application | Trade Secret | Trade | SCH | SCH211 | Commercial |  | Trade Secret | 2024
20263-228838-01 | Xcel Energy | 85 | 13781 | IOU | 05800050 | 1000 | Solar |  |  | Active Application | Trade Secret | Trade | SMT | SMT072 | Commercial |  | Trade Secret | 2024
20263-228838-01 | Xcel Energy | 85 | 13781 | IOU | 06259874 | 1000 | Solar |  |  | Active Application | Trade Secret | Trade | PIL | PIL022 | Commercial |  | Trade Secret | 2025
20263-228838-01 | Xcel Energy | 85 | 13781 | IOU | 05799979 | 4999 | Solar |  |  | Active Application | Trade Secret | Trade | LCR | LCR311 | Commercial |  | Trade Secret | 2024
20263-228838-01 | Xcel Energy | 85 | 13781 | IOU | 05800735 | 4999 | Solar |  |  | Withdrawn | Trade Secret | Trade | MNL | MNL001 | Commercial |  | Trade Secret | 2024
20263-228838-01 | Xcel Energy | 85 | 13781 | IOU | 06324604 | 4999 | Solar |  |  | Active Application | Trade Secret | Trade | ESG | ESG001 | Commercial |  | Trade Secret | 2026
20263-228838-01 | Xcel Energy | 85 | 13781 | IOU | 05800011 | 4999 | Solar |  |  | Active Application | Trade Secret | Trade | AVR | AVR212 | Commercial |  | Trade Secret | 2024
20263-228838-01 | Xcel Energy | 85 | 13781 | IOU | 05995882 | 4000 | Solar |  |  | Active Application | Trade Secret | Trade | WOB | WOB022 | Commercial |  | Trade Secret | 2024
20263-228838-01 | Xcel Energy | 85 | 13781 | IOU | 06242735 | 1000 | Solar |  |  | Active Application | Trade Secret | Trade | PIL | PIL022 | Commercial |  | Trade Secret | 2025
20263-228838-01 | Xcel Energy | 85 | 13781 | IOU | 05799957 | 4999 | Solar |  |  | Active Application | Trade Secret | Trade | SRD | SRD211 | Commercial |  | Trade Secret | 2024
20263-228838-01 | Xcel Energy | 85 | 13781 | IOU | 05942036 | 4999 | Solar |  |  | Active Application | Trade Secret | Trade | LIL | LIL021 | Commercial |  | Trade Secret | 2024
20263-228838-01 | Xcel Energy | 85 | 13781 | IOU | 05799995 | 4999 | Solar |  |  | Active Application | Trade Secret | Trade | MPN | MPN081 | Commercial |  | Trade Secret | 2024
20263-228838-01 | Xcel Energy | 85 | 13781 | IOU | 05799992 | 5000 | Solar |  |  | Withdrawn | Trade Secret | Trade |  |  | Commercial |  | Trade Secret | 2024
20263-228838-01 | Xcel Energy | 85 | 13781 | IOU | 05800747 | 4999 | Solar |  |  | Withdrawn | Trade Secret | Trade | PKY | PKY021 | Commercial |  | Trade Secret | 2024
20263-228838-01 | Xcel Energy | 85 | 13781 | IOU | 05799965 | 1000 | Solar |  |  | Withdrawn | Trade Secret | Trade | PIL | PIL022 | Commercial |  | Trade Secret | 2024
20263-228838-01 | Xcel Energy | 85 | 13781 | IOU | 05800029 | 4999 | Solar |  |  | Withdrawn | Trade Secret | Trade | DOC | DOC031 | Commercial |  | Trade Secret | 2024
20263-228838-01 | Xcel Energy | 85 | 13781 | IOU | 05800476 | 4999 | Solar |  |  | Withdrawn | Trade Secret | Trade | HAD | HAD022 | Commercial |  | Trade Secret | 2024
20263-228838-01 | Xcel Energy | 85 | 13781 | IOU | 05800678 | 4999 | Solar |  |  | Active Application | Trade Secret | Trade | WAV | WAV021 | Commercial |  | Trade Secret | 2024
20263-228838-01 | Xcel Energy | 85 | 13781 | IOU | 05800687 | 4999 | Solar |  |  | Withdrawn | Trade Secret | Trade | PIL | PIL022 | Commercial |  | Trade Secret | 2024
20263-228838-01 | Xcel Energy | 85 | 13781 | IOU | 05800728 | 3000 | Solar |  |  | Active Application | Trade Secret | Trade | GAY | GAY002 | Commercial |  | Trade Secret | 2024
20263-228838-01 | Xcel Energy | 85 | 13781 | IOU | 05800027 | 4999 | Solar |  |  | Withdrawn | Trade Secret | Trade | PIL | PIL021 | Commercial |  | Trade Secret | 2024
20263-228838-01 | Xcel Energy | 85 | 13781 | IOU | 05800581 | 4000 | Solar |  |  | Active Application | Trade Secret | Trade | KEN | KEN021 | Commercial |  | Trade Secret | 2024
20263-228838-01 | Xcel Energy | 85 | 13781 | IOU | 06000277 | 3750 | Solar |  |  | Active Application | Trade Secret | Trade | ESG | ESG001 | Commercial |  | Trade Secret | 2024
20263-228838-01 | Xcel Energy | 85 | 13781 | IOU | 05834503 | 4999 | Solar |  |  | Active Application | Trade Secret | Trade | WAT | WAT081 | Commercial |  | Trade Secret | 2024
20263-228838-01 | Xcel Energy | 85 | 13781 | IOU | 05800709 | 4999 | Solar |  |  | Active Application | Trade Secret | Trade | NER | NER021 | Commercial |  | Trade Secret | 2024
20263-228838-01 | Xcel Energy | 85 | 13781 | IOU | 05800053 | 1000 | Solar |  |  | Active Application | Trade Secret | Trade | SMT | SMT072 | Commercial |  | Trade Secret | 2024
20263-228838-01 | Xcel Energy | 85 | 13781 | IOU | 05800010 | 4999 | Solar |  |  | Active Application | Trade Secret | Trade | CTF | CTF021 | Commercial |  | Trade Secret | 2024
20263-228838-01 | Xcel Energy | 85 | 13781 | IOU | 05822210 | 4999 | Solar |  |  | Active Application | Trade Secret | Trade |  |  | Commercial |  | Trade Secret | 2024
20263-228838-01 | Xcel Energy | 85 | 13781 | IOU | 05799996 | 4999 | Solar |  |  | Active Application | Trade Secret | Trade | STW | STW021 | Commercial |  | Trade Secret | 2024
20263-228838-01 | Xcel Energy | 85 | 13781 | IOU | 05799980 | 4999 | Solar |  |  | Active Application | Trade Secret | Trade | AVR | AVR212 | Commercial |  | Trade Secret | 2024
20263-228838-01 | Xcel Energy | 85 | 13781 | IOU | 05800038 | 1000 | Solar |  |  | Active Application | Trade Secret | Trade | PIL | PIL022 | Commercial |  | Trade Secret | 2024
20263-228838-01 | Xcel Energy | 85 | 13781 | IOU | 05800047 | 4999 | Solar |  |  | Active Application | Trade Secret | Trade | SCH | SCH211 | Commercial |  | Trade Secret | 2024
20263-228838-01 | Xcel Energy | 85 | 13781 | IOU | 06333216 | 4999 | Solar |  |  | Active Application | Trade Secret | Trade | SMT | SMT072 | Commercial |  | Trade Secret | 2026
20263-228838-01 | Xcel Energy | 85 | 13781 | IOU | 05799982 | 2750 | Solar |  |  | Active Application | Trade Secret | Trade | EGL | EGL021 | Commercial |  | Trade Secret | 2024
20263-228838-01 | Xcel Energy | 85 | 13781 | IOU | 05800001 | 4999 | Solar |  |  | Active Application | Trade Secret | Trade | LAK | LAK032 | Commercial |  | Trade Secret | 2024
20263-228838-01 | Xcel Energy | 85 | 13781 | IOU | 05800028 | 2950 | Solar |  |  | Active Application | Trade Secret | Trade | NER | NER021 | Commercial |  | Trade Secret | 2024
20263-228838-01 | Xcel Energy | 85 | 13781 | IOU | 05799970 | 4999 | Solar |  |  | Active Application | Trade Secret | Trade | RCH | RCH061 | Commercial |  | Trade Secret | 2024
20263-228838-01 | Xcel Energy | 85 | 13781 | IOU | 05800750 | 2000 | Solar |  |  | Active Application | Trade Secret | Trade | GAY | GAY002 | Commercial |  | Trade Secret | 2024
20263-228838-01 | Xcel Energy | 85 | 13781 | IOU | 06314139 | 4999 | Solar |  |  | Active Application | Trade Secret | Trade | PIL | PIL021 | Commercial |  | Trade Secret | 2026
20263-228838-01 | Xcel Energy | 85 | 13781 | IOU | 05800005 | 4999 | Solar |  |  | Active Application | Trade Secret | Trade | MAZ | MAZ021 | Commercial |  | Trade Secret | 2024
20263-228838-01 | Xcel Energy | 85 | 13781 | IOU | 05799993 | 4999 | Solar |  |  | Withdrawn | Trade Secret | Trade | CTF | CTF021 | Commercial |  | Trade Secret | 2024
20263-228838-01 | Xcel Energy | 85 | 13781 | IOU | 06175329 | 249 | Solar |  |  | Active Application | Trade Secret | Trade |  |  | Commercial |  | Trade Secret | 2025
20263-228838-01 | Xcel Energy | 85 | 13781 | IOU | 05800507 | 4999 | Solar |  |  | Active Application | Trade Secret | Trade | KAN | KAN031 | Commercial |  | Trade Secret | 2024
20263-228838-01 | Xcel Energy | 85 | 13781 | IOU | 05800737 | 2000 | Solar |  |  | Active Application | Trade Secret | Trade | LIL | LIL021 | Commercial |  | Trade Secret | 2024
20263-228838-01 | Xcel Energy | 85 | 13781 | IOU | 06182455 | 4999.999 | Solar |  |  | Active Application | Trade Secret | Trade | GRC | GRC312 | Commercial |  | Trade Secret | 2025
20263-228838-01 | Xcel Energy | 85 | 13781 | IOU | 05800855 | 4050 | Solar |  |  | Active Application | Trade Secret | Trade | PIP | PIP062 | Commercial |  | Trade Secret | 2024
20263-228838-01 | Xcel Energy | 85 | 13781 | IOU | 06020842 | 4999.972 | Solar |  |  | Active Application | Trade Secret | Trade |  |  | Commercial |  | Trade Secret | 2024
20263-228838-01 | Xcel Energy | 85 | 13781 | IOU | 06066836 | 4999.972 | Solar |  |  | Active Application | Trade Secret | Trade | MHW | MHW311 | Commercial |  | Trade Secret | 2025
20263-228838-01 | Xcel Energy | 85 | 13781 | IOU | 06178154 | 4999.999 | Solar |  |  | Active Application | Trade Secret | Trade |  |  | Commercial |  | Trade Secret | 2025
20263-228838-01 |  |  |  |  | 06332482 |  |  |  |  | Active Application | Trade Secret | Trade |  |  | Commercial |  |  | 2026
20263-228838-01 | Xcel Energy | 85 | 13781 | IOU | 06285574 | 4950 | Solar |  |  | Active Application | Trade Secret | Trade | MTV | MTV021 | Commercial |  | Trade Secret | 2025
20263-228838-01 | Xcel Energy | 85 | 13781 | IOU | 06118355 | 4950 | Solar |  |  | Withdrawn | Trade Secret | Trade |  |  | Commercial |  | Trade Secret | 2025
20263-228838-01 | Xcel Energy | 85 | 13781 | IOU | 06144057 | 980 | Solar |  |  | Active Application | Trade Secret | Trade | HWW | HWW061 | Commercial |  | Trade Secret | 2025
20263-228838-01 | Xcel Energy | 85 | 13781 | IOU | 06079361 | 3997.125 | Solar |  |  | Active Application | Trade Secret | Trade | CLC | CLC022 | Commercial |  | Trade Secret | 2025
20263-228838-01 | Xcel Energy | 85 | 13781 | IOU | 06043484 | 4975 | Solar |  |  | Active Application | Trade Secret | Trade | MTV | MTV022 | Commercial |  | Trade Secret | 2025
20263-228838-01 | Xcel Energy | 85 | 13781 | IOU | 06254565 | 4950 | Solar |  |  | Active Application | Trade Secret | Trade | WAS | WAS092 | Commercial |  | Trade Secret | 2025
20263-228838-01 | Xcel Energy | 85 | 13781 | IOU | 06120388 | 4950 | Solar |  |  | Active Application | Trade Secret | Trade | WAS | WAS091 | Commercial |  | Trade Secret | 2025
20263-228838-01 | Xcel Energy | 85 | 13781 | IOU | 06285607 | 4950 | Solar |  |  | Active Application | Trade Secret | Trade | MTV | MTV021 | Commercial |  | Trade Secret | 2025
20263-228838-01 | Xcel Energy | 85 | 13781 | IOU | 06285601 | 4950 | Solar |  |  | Active Application | Trade Secret | Trade | MTV | MTV021 | Commercial |  | Trade Secret | 2025
20263-228838-01 | Xcel Energy | 85 | 13781 | IOU | 06285588 | 4950 | Solar |  |  | Active Application | Trade Secret | Trade | MTV | MTV021 | Commercial |  | Trade Secret | 2025
20263-228838-01 | Xcel Energy | 85 | 13781 | IOU | 05799928 | 4950 | Solar |  |  | Active Application | Trade Secret | Trade | YLM | YLM211 | LMI | Solar*Rewards Community | Trade Secret | 2024
20263-228838-01 | Xcel Energy | 85 | 13781 | IOU | 05802088 | 2500 | Solar |  |  | Active Application | Trade Secret | Trade | VMR | VMR061 | Commercial |  | Trade Secret | 2024
20263-228838-01 | Xcel Energy | 85 | 13781 | IOU | 05800003 | 5000 | Solar |  |  | Active Application | Trade Secret | Trade | LIN | LIN031 | LMI | Solar*Rewards Community | Trade Secret | 2024
20263-228838-01 | Xcel Energy | 85 | 13781 | IOU | 05800324 | 5000 | Solar |  |  | Withdrawn | Trade Secret | Trade |  |  | Commercial |  | Trade Secret | 2024
20263-228838-01 | Xcel Energy | 85 | 13781 | IOU | 05800450 | 4999.972 | Solar |  |  | Active Application | Trade Secret | Trade | YLM | YLM211 | Commercial |  | Trade Secret | 2024
20263-228838-01 | Xcel Energy | 85 | 13781 | IOU | 06007006 | 4999.972 | Solar |  |  | Active Application | Trade Secret | Trade | NER | NER021 | Commercial |  | Trade Secret | 2024
20263-228838-01 | Xcel Energy | 85 | 13781 | IOU | 05799949 | 4999.972 | Solar |  |  | Withdrawn | Trade Secret | Trade | CHE | CHE075 | Commercial |  | Trade Secret | 2024
20263-228838-01 | Xcel Energy | 85 | 13781 | IOU | 05800303 | 4999.972 | Solar |  |  | Active Application | Trade Secret | Trade | ROC | ROC091 | Commercial |  | Trade Secret | 2024
20263-228838-01 | Xcel Energy | 85 | 13781 | IOU | 05800223 | 4875 | Solar |  |  | Withdrawn | Trade Secret | Trade |  |  | Commercial |  | Trade Secret | 2024
20263-228838-01 | Xcel Energy | 85 | 13781 | IOU | 06143508 | 4999.999 | Solar |  |  | Active Application | Trade Secret | Trade | ROC | ROC090 | Commercial |  | Trade Secret | 2025
20263-228838-01 | Xcel Energy | 85 | 13781 | IOU | 04793907 | 37.12 | Solar |  |  | Withdrawn | Trade Secret | Trade |  |  | Commercial | Solar*Rewards | Trade Secret | 2022
20263-228838-01 | Xcel Energy | 85 | 13781 | IOU | 05799929 | 4950 | Solar |  |  | Active Application | Trade Secret | Trade | WEF | WEF061 | Commercial |  | Trade Secret | 2024
20263-228838-01 | Xcel Energy | 85 | 13781 | IOU | 05800061 | 3250 | Solar |  |  | Active Application | Trade Secret | Trade | NOF | NOF072 | LMI | Solar*Rewards Community | Trade Secret | 2024
20263-228838-01 | Xcel Energy | 85 | 13781 | IOU | 06073934 | 4990 | Solar |  |  | Active Application | Trade Secret | Trade | MTV | MTV021 | Commercial |  | Trade Secret | 2025
20263-228838-01 | Xcel Energy | 85 | 13781 | IOU | 05800250 | 2800.02 | Solar |  |  | Active Application | Trade Secret | Trade | CHE | CHE075 | Commercial |  | Trade Secret | 2025
20263-228838-01 |  |  |  |  | 05800245 |  | Solar |  |  | Withdrawn | Trade Secret | Trade |  |  | Commercial |  |  | 2024
20263-228838-01 | Xcel Energy | 85 | 13781 | IOU | 06013397 | 4875 | Solar |  |  | Active Application | Trade Secret | Trade | SWN | SWN022 | Commercial |  | Trade Secret | 2025
20263-228838-01 | Xcel Energy | 85 | 13781 | IOU | 06119433 | 4999 | Solar |  |  | Active Application | Trade Secret | Trade | ROC | ROC090 | Commercial |  | Trade Secret | 2025
20263-228838-01 | Xcel Energy | 85 | 13781 | IOU | 06119437 | 4999.9 | Solar |  |  | Active Application | Trade Secret | Trade |  |  | Commercial |  | Trade Secret | 2025
20263-228838-01 | Xcel Energy | 85 | 13781 | IOU | 06038991 | 5000 | Solar |  |  | Active Application | Trade Secret | Trade |  |  | Commercial |  | Trade Secret | 2024
20263-228838-01 | Xcel Energy | 85 | 13781 | IOU | 05830746 | 4999 | Solar |  |  | Active Application | Trade Secret | Trade | BEL | BEL061 | Commercial |  | Trade Secret | 2024
20263-228838-01 | Xcel Energy | 85 | 13781 | IOU | 05985117 | 4250 | Solar |  |  | Withdrawn | Trade Secret | Trade | PLA | PLA022 | Commercial |  | Trade Secret | 2024
20263-228838-01 | Xcel Energy | 85 | 13781 | IOU | 05799933 | 4990 | Solar |  |  | Withdrawn | Trade Secret | Trade | PIL | PIL022 | Commercial |  | Trade Secret | 2024
20263-228838-01 | Xcel Energy | 85 | 13781 | IOU | 06102211 | 4990 | Solar |  |  | Withdrawn | Trade Secret | Trade | LAF | LAF001 | Commercial |  | Trade Secret | 2025
20263-228838-01 | Xcel Energy | 85 | 13781 | IOU | 06007068 | 4990 | Solar |  |  | Withdrawn | Trade Secret | Trade | DGC | DGC061 | Commercial |  | Trade Secret | 2024
20263-228838-01 | Xcel Energy | 85 | 13781 | IOU | 06154393 | 4990 | Solar |  |  | Withdrawn | Trade Secret | Trade | MAZ | MAZ021 | Commercial |  | Trade Secret | 2025
20263-228838-01 | Xcel Energy | 85 | 13781 | IOU | 05800586 | 4999 | Solar |  |  | Withdrawn | Trade Secret | Trade | MGN | MGN211 | Commercial |  | Trade Secret | 2024
20263-228838-01 | Xcel Energy | 85 | 13781 | IOU | 05800098 | 5000 | Solar |  |  | Withdrawn | Trade Secret | Trade | MDF | MDF021 | Commercial |  | Trade Secret | 2024
20263-228838-01 | Xcel Energy | 85 | 13781 | IOU | 05828780 | 4990 | Solar |  |  | Withdrawn | Trade Secret | Trade | LOW | LOW021 | Commercial |  | Trade Secret | 2024
20263-228838-01 | Xcel Energy | 85 | 13781 | IOU | 05799921 | 5000 | Solar |  |  | Active Application | Trade Secret | Trade | EGL | EGL021 | Commercial |  | Trade Secret | 2024
20263-228838-01 | Xcel Energy | 85 | 13781 | IOU | 06137545 | 4990 | Solar |  |  | Withdrawn | Trade Secret | Trade | LAF | LAF001 | Commercial |  | Trade Secret | 2025
20263-228838-01 | Xcel Energy | 85 | 13781 | IOU | 05799920 | 3000 | Solar |  |  | Withdrawn | Trade Secret | Trade | RNV | RNV021 | Commercial |  | Trade Secret | 2024
20263-228838-01 | Xcel Energy | 85 | 13781 | IOU | 05800034 | 4999 | Solar |  |  | Withdrawn | Trade Secret | Trade | NER | NER021 | Commercial |  | Trade Secret | 2024
20263-228838-01 | Xcel Energy | 85 | 13781 | IOU | 05799940 | 4990 | Solar |  |  | Withdrawn | Trade Secret | Trade | DND | DND072 | Commercial |  | Trade Secret | 2024
20263-228838-01 | Xcel Energy | 85 | 13781 | IOU | 06066197 | 4990 | Solar |  |  | Withdrawn | Trade Secret | Trade | MTV | MTV021 | Commercial |  | Trade Secret | 2025
20263-228838-01 | Xcel Energy | 85 | 13781 | IOU | 06103104 | 4990 | Solar |  |  | Withdrawn | Trade Secret | Trade | LAF | LAF001 | Commercial |  | Trade Secret | 2025
20263-228838-01 | Xcel Energy | 85 | 13781 | IOU | 05799945 | 3500 | Solar |  |  | Withdrawn | Trade Secret | Trade | MEI | MEI021 | Commercial |  | Trade Secret | 2024
20263-228838-01 | Xcel Energy | 85 | 13781 | IOU | 05800030 | 4999 | Solar |  |  | Withdrawn | Trade Secret | Trade | KEN | KEN021 | Commercial |  | Trade Secret | 2024
20263-228838-01 | Xcel Energy | 85 | 13781 | IOU | 05800698 | 4999 | Solar |  |  | Withdrawn | Trade Secret | Trade | KEN | KEN021 | Commercial |  | Trade Secret | 2024
20263-228838-01 | Xcel Energy | 85 | 13781 | IOU | 05800018 | 4999 | Solar |  |  | Withdrawn | Trade Secret | Trade | VIL | VIL021 | Commercial |  | Trade Secret | 2024
20263-228838-01 | Xcel Energy | 85 | 13781 | IOU | 05800721 | 4999 | Solar |  |  | Withdrawn | Trade Secret | Trade | NER | NER021 | Commercial |  | Trade Secret | 2024
20263-228838-01 | Xcel Energy | 85 | 13781 | IOU | 05816962 | 5000 | Solar |  |  | Withdrawn | Trade Secret | Trade | FRA | FRA211 | Commercial |  | Trade Secret | 2024
20263-228838-01 | Xcel Energy | 85 | 13781 | IOU | 06129042 | 4990 | Solar |  |  | Withdrawn | Trade Secret | Trade | LAF | LAF001 | Commercial |  | Trade Secret | 2025
20263-228838-01 | Xcel Energy | 85 | 13781 | IOU | 05967034 | 5000 | Solar |  |  | Withdrawn | Trade Secret | Trade | CKG | CKG041 | Commercial |  | Trade Secret | 2024
20263-228838-01 | Xcel Energy | 85 | 13781 | IOU | 05800042 | 5000 | Solar |  |  | Withdrawn | Trade Secret | Trade |  |  | Commercial |  | Trade Secret | 2024
20263-228838-01 |  |  |  |  | 06020676 |  | Solar |  |  | Active Application | Trade Secret | Trade |  |  | Commercial |  |  | 2024
20263-228838-01 |  |  |  |  | 06071587 |  | Solar |  |  | Active Application | Trade Secret | Trade |  |  | Commercial |  |  | 2025
20263-228838-01 | Xcel Energy | 85 | 13781 | IOU | 05800017 | 3250 | Solar |  |  | Withdrawn | Trade Secret | Trade | DAN | DAN021 | Commercial |  | Trade Secret | 2024
20263-228838-01 | Xcel Energy | 85 | 13781 | IOU | 06020525 | 1125 | Solar |  |  | Withdrawn | Trade Secret | Trade |  |  | Commercial |  | Trade Secret | 2024
20263-228838-01 | Xcel Energy | 85 | 13781 | IOU | 06071524 | 5000 | Solar |  |  | Active Application | Trade Secret | Trade | DAN | DAN021 | Commercial |  | Trade Secret | 2025
20263-228838-01 | Xcel Energy | 85 | 13781 | IOU | 06075547 | 5000 | Solar |  |  | Active Application | Trade Secret | Trade | DAN | DAN021 | Commercial |  | Trade Secret | 2025
20263-228838-01 | Xcel Energy | 85 | 13781 | IOU | 06059665 | 7000 | Solar |  |  | Active Application | Trade Secret | Trade | BUR | BUR032 | Commercial |  | Trade Secret | 2025
20263-228838-01 | Xcel Energy | 85 | 13781 | IOU | 05800188 | 2750 | Solar |  |  | Active Application | Trade Secret | Trade | YLM | YLM212 | Commercial |  | Trade Secret | 2024
20263-228838-01 | Xcel Energy | 85 | 13781 | IOU | 05800190 | 5000 | Solar |  |  | Active Application | Trade Secret | Trade | SCH | SCH211 | Commercial |  | Trade Secret | 2024
20263-228838-01 | Xcel Energy | 85 | 13781 | IOU | 05800192 | 5000 | Solar |  |  | Active Application | Trade Secret | Trade | CHI | CHI311 | Commercial |  | Trade Secret | 2024
20263-228838-01 | Xcel Energy | 85 | 13781 | IOU | 05799961 | 4000 | Solar |  |  | Active Application | Trade Secret | Trade | MNV | MNV211 | Commercial |  | Trade Secret | 2024
20263-228838-01 | Xcel Energy | 85 | 13781 | IOU | 05853462 | 3750 | Solar |  |  | Active Application | Trade Secret | Trade | CHI | CHI311 | Commercial |  | Trade Secret | 2024
20263-228838-01 | Xcel Energy | 85 | 13781 | IOU | 05800191 | 1200 | Solar |  |  | Active Application | Trade Secret | Trade | ATW | ATW061 | Commercial |  | Trade Secret | 2024
20263-228838-01 | Xcel Energy | 85 | 13781 | IOU | 05853530 | 2750 | Solar |  |  | Active Application | Trade Secret | Trade | YLM | YLM212 | Commercial |  | Trade Secret | 2024
20263-228838-01 | Xcel Energy | 85 | 13781 | IOU | 05800351 | 1250 | Solar |  |  | Active Application | Trade Secret | Trade | CHI | CHI311 | Commercial |  | Trade Secret | 2024
20263-228838-01 | Xcel Energy | 85 | 13781 | IOU | 05800189 | 5000 | Solar |  |  | Active Application | Trade Secret | Trade | WEF | WEF071 | Commercial |  | Trade Secret | 2024
20263-228838-01 | Xcel Energy | 85 | 13781 | IOU | 05800182 | 3750 | Solar |  |  | Active Application | Trade Secret | Trade | SCH | SCH211 | Commercial |  | Trade Secret | 2024
20263-228838-01 | Xcel Energy | 85 | 13781 | IOU | 05800327 | 2750 | Solar |  |  | Active Application | Trade Secret | Trade | YLM | YLM212 | Commercial |  | Trade Secret | 2024
20263-228838-01 | Xcel Energy | 85 | 13781 | IOU | 05799962 | 5000 | Solar |  |  | Active Application | Trade Secret | Trade | YLM | YLM212 | Commercial |  | Trade Secret | 2024
20263-228838-01 | Xcel Energy | 85 | 13781 | IOU | 06149872 | 3500 | Solar |  |  | Active Application | Trade Secret | Trade | PKY | PKY021 | Commercial |  | Trade Secret | 2025
20263-228838-01 | Xcel Energy | 85 | 13781 | IOU | 05800339 | 2500 | Solar |  |  | Active Application | Trade Secret | Trade | WAS | WAS092 | Commercial |  | Trade Secret | 2024
20263-228838-01 | Xcel Energy | 85 | 13781 | IOU | 05800186 | 5000 | Solar |  |  | Active Application | Trade Secret | Trade | SCH | SCH211 | Commercial |  | Trade Secret | 2024
20263-228838-01 | Xcel Energy | 85 | 13781 | IOU | 05800334 | 1750 | Solar |  |  | Active Application | Trade Secret | Trade | CHI | CHI311 | Commercial |  | Trade Secret | 2024
20263-228838-01 | Xcel Energy | 85 | 13781 | IOU | 05800340 | 1750 | Solar |  |  | Active Application | Trade Secret | Trade | CHI | CHI311 | Commercial |  | Trade Secret | 2024
20263-228838-01 | Xcel Energy | 85 | 13781 | IOU | 04818183 | 24.3 | Solar |  |  | Active Application | Trade Secret | Trade | ALD | ALD082 | Commercial | Solar*Rewards | Trade Secret | 2022
20263-228838-01 | Xcel Energy | 85 | 13781 | IOU | 04793488 | 39.998 | Solar |  |  | Active Application | Trade Secret | Trade |  |  | Commercial | Solar*Rewards | Trade Secret | 2022
20263-228838-01 | Xcel Energy | 85 | 13781 | IOU | 05799964 | 5000 | Solar |  |  | Active Application | Trade Secret | Trade | YLM | YLM212 | Commercial |  | Trade Secret | 2024
20263-228838-01 | Xcel Energy | 85 | 13781 | IOU | 05800360 | 1750 | Solar |  |  | Active Application | Trade Secret | Trade | CHI | CHI311 | Commercial |  | Trade Secret | 2024
20263-228838-01 | Xcel Energy | 85 | 13781 | IOU | 06065375 | 2071.006 | Solar |  |  | Active Application | Trade Secret | Trade | WEB | WEB021 | Commercial |  | Trade Secret | 2025
20263-228838-01 | Xcel Energy | 85 | 13781 | IOU | 05800060 | 3999.996 | Solar |  |  | Active Application | Trade Secret | Trade | DND | DND071 | Commercial |  | Trade Secret | 2024
20263-228838-01 | Xcel Energy | 85 | 13781 | IOU | 05800014 | 4999.968 | Solar |  |  | Active Application | Trade Secret | Trade | HUG | HUG321 | Commercial |  | Trade Secret | 2024
20263-228838-01 | Xcel Energy | 85 | 13781 | IOU | 05800064 | 1670.4 | Solar |  |  | Active Application | Trade Secret | Trade | PIP | PIP062 | Commercial |  | Trade Secret | 2024
20263-228838-01 | Xcel Energy | 85 | 13781 | IOU | 06171263 | 2750 | Solar |  |  | Active Application | Trade Secret | Trade |  |  | Commercial |  | Trade Secret | 2025
20263-228838-01 | Xcel Energy | 85 | 13781 | IOU | 06073809 | 4999.972 | Solar |  |  | Active Application | Trade Secret | Trade | NER | NER021 | Commercial |  | Trade Secret | 2025
20263-228838-01 | Xcel Energy | 85 | 13781 | IOU | 06004746 | 999.99 | Solar |  |  | Active Application | Trade Secret | Trade | SMT | SMT082 | Commercial |  | Trade Secret | 2024
20263-228838-01 | Xcel Energy | 85 | 13781 | IOU | 05800056 | 4999.972 | Solar |  |  | Active Application | Trade Secret | Trade | DND | DND071 | Commercial |  | Trade Secret | 2024
20263-228838-01 | Xcel Energy | 85 | 13781 | IOU | 06269520 | 980 | Solar |  |  | Active Application | Trade Secret | Trade |  |  | Commercial |  | Trade Secret | 2025
20263-228838-01 |  |  |  |  | 06307135 |  | Solar |  |  | Active Application | Trade Secret | Trade |  |  | Commercial |  |  | 2025
20263-228838-01 | Xcel Energy | 85 | 13781 | IOU | 06269523 | 980 | Solar |  |  | Active Application | Trade Secret | Trade |  |  | Commercial |  | Trade Secret | 2025
20263-228838-01 | Xcel Energy | 85 | 13781 | IOU | 06073677 | 8.129 | Solar |  |  | Active Application | Trade Secret | Trade | ALD | ALD083 | Residential | Solar*Rewards | Trade Secret | 2025
20263-228838-01 | Xcel Energy | 85 | 13781 | IOU | 06070876 | 86.4 | Solar |  |  | Withdrawn | Trade Secret | Trade | GFD | GFD022 | Commercial |  | Trade Secret | 2025
20263-228838-01 | Xcel Energy | 85 | 13781 | IOU | 06321800 | 8.129 | Solar |  |  | Active Application | Trade Secret | Trade | WRR | WRR075 | Residential | Solar*Rewards | Trade Secret | 2026
20263-228838-01 | Xcel Energy | 85 | 13781 | IOU | 06069983 | 99.999 | Solar |  |  | Active Application | Trade Secret | Trade | SAK | SAK311 | Commercial |  | Trade Secret | 2025
20263-228838-01 | Xcel Energy | 85 | 13781 | IOU | 06321823 | 8.129 | Solar |  |  | Active Application | Trade Secret | Trade | WRR | WRR064 | Residential | Solar*Rewards | Trade Secret | 2026
20263-228838-01 | Xcel Energy | 85 | 13781 | IOU | 06321838 | 39.999 | Solar |  |  | Active Application | Trade Secret | Trade | WIL | WIL076 | Commercial | Solar*Rewards | Trade Secret | 2026
20263-228838-01 | Xcel Energy | 85 | 13781 | IOU | 06321939 | 6.387 | Solar |  |  | Withdrawn | Trade Secret | Trade |  |  | Residential | Solar*Rewards | Trade Secret | 2026
20263-228838-01 | Xcel Energy | 85 | 13781 | IOU | 06072833 | 8.129 | Solar |  |  | Active Application | Trade Secret | Trade |  |  | Residential | Solar*Rewards | Trade Secret | 2025
20263-228838-01 | Xcel Energy | 85 | 13781 | IOU | 06073672 | 8.129 | Solar |  |  | Active Application | Trade Secret | Trade | WRR | WRR064 | Residential | Solar*Rewards | Trade Secret | 2025
20263-228838-01 | Xcel Energy | 85 | 13781 | IOU | 06321797 | 5.85 | Solar |  |  | Active Application | Trade Secret | Trade | TWL | TWL075 | Residential | Solar*Rewards | Trade Secret | 2026
20263-228838-01 | Xcel Energy | 85 | 13781 | IOU | 06083023 | 50 | Solar |  |  | Active Application | Trade Secret | Trade | HWW | HWW074 | Commercial |  | Trade Secret | 2025
20263-228838-01 |  |  |  |  | 05572746 |  | Solar |  |  | Withdrawn | Trade Secret | Trade |  |  | Residential | Solar*Rewards |  | 2023
20263-228838-01 | Xcel Energy | 85 | 13781 | IOU | 06145589 | 39.999 | Solar |  |  | Withdrawn | Trade Secret | Trade |  |  | Commercial |  | Trade Secret | 2025
20263-228838-01 | Xcel Energy | 85 | 13781 | IOU | 06321841 | 6.387 | Solar |  |  | Active Application | Trade Secret | Trade | OAD | OAD074 | Residential | Solar*Rewards | Trade Secret | 2026
20263-228838-01 | Xcel Energy | 85 | 13781 | IOU | 06321818 | 8.129 | Solar |  |  | Active Application | Trade Secret | Trade | ALD | ALD083 | Residential | Solar*Rewards | Trade Secret | 2026
20263-228838-01 | Xcel Energy | 85 | 13781 | IOU | 06330500 | 92 | Solar |  |  | Active Application | Trade Secret | Trade |  |  | Commercial |  | Trade Secret | 2026
20263-228838-01 | Xcel Energy | 85 | 13781 | IOU | 06204903 | 39.999 | Solar |  |  | Active Application | Trade Secret | Trade | ALD | ALD097 | Commercial | Solar*Rewards | Trade Secret | 2025
20263-228838-01 | Xcel Energy | 85 | 13781 | IOU | 06321833 | 6.387 | Solar |  |  | Active Application | Trade Secret | Trade | OAD | OAD074 | Residential | Solar*Rewards | Trade Secret | 2026
20263-228838-01 | Xcel Energy | 85 | 13781 | IOU | 05474465 | 67.3 | Solar |  |  | Active Application | Trade Secret | Trade |  |  | Commercial |  | Trade Secret | 2023
20263-228838-01 | Xcel Energy | 85 | 13781 | IOU | 06073680 | 8.129 | Solar |  |  | Active Application | Trade Secret | Trade | SLP | SLP092 | Residential | Solar*Rewards | Trade Secret | 2025
20263-228838-01 | Xcel Energy | 85 | 13781 | IOU | 06149543 | 39.999 | Solar |  |  | Active Application | Trade Secret | Trade | OPK | OPK065 | Commercial |  | Trade Secret | 2025
20263-228838-01 | Xcel Energy | 85 | 13781 | IOU | 06321829 | 8.129 | Solar |  |  | Active Application | Trade Secret | Trade | WRR | WRR075 | Residential | Solar*Rewards | Trade Secret | 2026
20263-228838-01 | Xcel Energy | 85 | 13781 | IOU | 06321804 | 6.387 | Solar |  |  | Active Application | Trade Secret | Trade | TWL | TWL063 | Residential | Solar*Rewards | Trade Secret | 2026
20263-228838-01 | Xcel Energy | 85 | 13781 | IOU | 06073674 | 6.387 | Solar |  |  | Active Application | Trade Secret | Trade |  |  | Residential | Solar*Rewards | Trade Secret | 2025
20263-228838-01 | Xcel Energy | 85 | 13781 | IOU | 06321803 | 5.85 | Solar |  |  | Active Application | Trade Secret | Trade | IDA | IDA073 | Residential | Solar*Rewards | Trade Secret | 2026
20263-228838-01 | Xcel Energy | 85 | 13781 | IOU | 05799972 | 5000 | Solar |  |  | Active Application | Trade Secret | Trade | ATW | ATW061 | Commercial |  | Trade Secret | 2024
20263-228838-01 | Xcel Energy | 85 | 13781 | IOU | 05800381 | 5000 | Solar |  |  | Active Application | Trade Secret | Trade | ATW | ATW061 | Commercial |  | Trade Secret | 2024
20263-228838-01 | Xcel Energy | 85 | 13781 | IOU | 06154428 | 1500 | Solar |  |  | Active Application | Trade Secret | Trade | LAC | LAC062 | Commercial |  | Trade Secret | 2025
20263-228838-01 | Xcel Energy | 85 | 13781 | IOU | 05800857 | 4000 | Solar |  |  | Active Application | Trade Secret | Trade | WAT | WAT221 | Commercial |  | Trade Secret | 2024
20263-228838-01 | Xcel Energy | 85 | 13781 | IOU | 05967154 | 5000 | Solar |  |  | Active Application | Trade Secret | Trade | ALT | ALT021 | Commercial |  | Trade Secret | 2024
20263-228838-01 | Xcel Energy | 85 | 13781 | IOU | 05952443 | 5000 | Solar |  |  | Withdrawn | Trade Secret | Trade | RED | RED091 | Commercial |  | Trade Secret | 2024
20263-228838-01 | Xcel Energy | 85 | 13781 | IOU | 06033574 | 5000 | Solar |  |  | Withdrawn | Trade Secret | Trade | LSP | LSP022 | Commercial |  | Trade Secret | 2025
20263-228838-01 | Xcel Energy | 85 | 13781 | IOU | 05965296 | 5000 | Solar |  |  | Active Application | Trade Secret | Trade | NER | NER021 | Commercial |  | Trade Secret | 2024
20263-228838-01 | Xcel Energy | 85 | 13781 | IOU | 05993152 | 5000 | Solar |  |  | Withdrawn | Trade Secret | Trade | WEL | WEL021 | Commercial |  | Trade Secret | 2024
20263-228838-01 | Xcel Energy | 85 | 13781 | IOU | 05993313 | 5000 | Solar |  |  | Active Application | Trade Secret | Trade | WAS | WAS092 | Commercial |  | Trade Secret | 2024
20263-228838-01 | Xcel Energy | 85 | 13781 | IOU | 06003478 | 5000 | Solar |  |  | Active Application | Trade Secret | Trade | HAD | HAD021 | Commercial |  | Trade Secret | 2024
20263-228838-01 | Xcel Energy | 85 | 13781 | IOU | 06042181 | 5000 | Solar |  |  | Withdrawn | Trade Secret | Trade | MEI | MEI021 | Commercial |  | Trade Secret | 2025
20263-228838-01 | Xcel Energy | 85 | 13781 | IOU | 05851365 | 5000 | Solar |  |  | Active Application | Trade Secret | Trade | NER | NER021 | Commercial |  | Trade Secret | 2024
20263-228838-01 | Xcel Energy | 85 | 13781 | IOU | 06147734 | 5000 | Solar |  |  | Active Application | Trade Secret | Trade | HAD | HAD021 | Commercial |  | Trade Secret | 2025
20263-228838-01 | Xcel Energy | 85 | 13781 | IOU | 05967086 | 5000 | Solar |  |  | Active Application | Trade Secret | Trade | MRN | MRN021 | Commercial |  | Trade Secret | 2024
20263-228838-01 | Xcel Energy | 85 | 13781 | IOU | 05967123 | 5000 | Solar |  |  | Active Application | Trade Secret | Trade | MTW | MTW021 | Commercial |  | Trade Secret | 2024
20263-228838-01 | Xcel Energy | 85 | 13781 | IOU | 05965404 | 5000 | Solar |  |  | Withdrawn | Trade Secret | Trade | ZUF | ZUF021 | Commercial |  | Trade Secret | 2024
20263-228838-01 | Xcel Energy | 85 | 13781 | IOU | 05993324 | 5000 | Solar |  |  | Active Application | Trade Secret | Trade | HAD | HAD022 | Commercial |  | Trade Secret | 2024
20263-228838-01 |  |  |  |  | 06128344 |  | Solar |  |  | Active Application | Trade Secret | Trade |  |  | Residential | Solar*Rewards |  | 2025
20263-228838-01 | Xcel Energy | 85 | 13781 | IOU | 05799923 | 4950 | Solar |  |  | Active Application | Trade Secret | Trade | PAT | PAT312 | Commercial |  | Trade Secret | 2024
20263-228838-01 | Xcel Energy | 85 | 13781 | IOU | 05857549 | 4950 | Solar |  |  | Active Application | Trade Secret | Trade |  |  | Commercial |  | Trade Secret | 2024
20263-228838-01 | Xcel Energy | 85 | 13781 | IOU | 05800295 | 1000 | Solar |  |  | Withdrawn | Trade Secret | Trade |  |  | Commercial |  | Trade Secret | 2024
20263-228838-01 | Xcel Energy | 85 | 13781 | IOU | 05800276 | 600 | Solar |  |  | Withdrawn | Trade Secret | Trade |  |  | Commercial |  | Trade Secret | 2024
20263-228838-01 | Xcel Energy | 85 | 13781 | IOU | 05476430 | 17.594 | Solar |  |  | Active Application | Trade Secret | Trade |  |  | Commercial |  | Trade Secret | 2023
20263-228838-01 | Xcel Energy | 85 | 13781 | IOU | 05512810 | 17.594 | Solar |  |  | Active Application | Trade Secret | Trade |  |  | Commercial |  | Trade Secret | 2023
20263-228838-01 | Xcel Energy | 85 | 13781 | IOU | 05512927 | 17.594 | Solar |  |  | Active Application | Trade Secret | Trade |  |  | Commercial |  | Trade Secret | 2023
20263-228838-01 | Xcel Energy | 85 | 13781 | IOU | 05513126 | 17.594 | Solar |  |  | Active Application | Trade Secret | Trade |  |  | Commercial |  | Trade Secret | 2023
20263-228838-01 | Xcel Energy | 85 | 13781 | IOU | 05512854 | 17.594 | Solar |  |  | Active Application | Trade Secret | Trade |  |  | Commercial |  | Trade Secret | 2023
20263-228838-01 | Xcel Energy | 85 | 13781 | IOU | 05513013 | 17.594 | Solar |  |  | Active Application | Trade Secret | Trade |  |  | Commercial |  | Trade Secret | 2023
20263-228838-01 | Xcel Energy | 85 | 13781 | IOU | 05513078 | 17.594 | Solar |  |  | Active Application | Trade Secret | Trade |  |  | Commercial |  | Trade Secret | 2023
20263-228838-01 | Xcel Energy | 85 | 13781 | IOU | 05513964 | 9.994 | Solar |  |  | Active Application | Trade Secret | Trade |  |  | Commercial |  | Trade Secret | 2023
20263-228838-01 | Xcel Energy | 85 | 13781 | IOU | 05476479 | 17.594 | Solar |  |  | Active Application | Trade Secret | Trade |  |  | Commercial |  | Trade Secret | 2023
20263-228838-01 | Xcel Energy | 85 | 13781 | IOU | 05513286 | 17.594 | Solar |  |  | Active Application | Trade Secret | Trade |  |  | Commercial |  | Trade Secret | 2023
20263-228838-01 | Xcel Energy | 85 | 13781 | IOU | 05513961 | 17.594 | Solar |  |  | Active Application | Trade Secret | Trade |  |  | Commercial |  | Trade Secret | 2023
20263-228838-01 | Xcel Energy | 85 | 13781 | IOU | 05476492 | 17.594 | Solar |  |  | Active Application | Trade Secret | Trade |  |  | Commercial |  | Trade Secret | 2023
20263-228838-01 | Xcel Energy | 85 | 13781 | IOU | 05512170 | 17.594 | Solar |  |  | Active Application | Trade Secret | Trade |  |  | Commercial |  | Trade Secret | 2023
20263-228838-01 | Xcel Energy | 85 | 13781 | IOU | 05453070 | 17.594 | Solar |  |  | Active Application | Trade Secret | Trade |  |  | Commercial |  | Trade Secret | 2023
20263-228838-01 | Xcel Energy | 85 | 13781 | IOU | 05513044 | 17.594 | Solar |  |  | Active Application | Trade Secret | Trade |  |  | Commercial |  | Trade Secret | 2023
20263-228838-01 | Xcel Energy | 85 | 13781 | IOU | 05513094 | 17.594 | Solar |  |  | Active Application | Trade Secret | Trade |  |  | Commercial |  | Trade Secret | 2023
20263-228838-01 | Xcel Energy | 85 | 13781 | IOU | 06025686 | 9980 | Solar |  |  | Active Application | Trade Secret | Trade |  |  | Commercial |  | Trade Secret | 2024
20263-228838-01 | Xcel Energy | 85 | 13781 | IOU | 05813380 | 4990 | Solar |  |  | Withdrawn | Trade Secret | Trade | YLM | YLM211 | Commercial |  | Trade Secret | 2024
20263-228838-01 | Xcel Energy | 85 | 13781 | IOU | 06079271 | 4990 | Solar |  |  | Active Application | Trade Secret | Trade | HAD | HAD021 | Commercial |  | Trade Secret | 2025
20263-228838-01 | Xcel Energy | 85 | 13781 | IOU | 06110296 | 4990 | Solar |  |  | Active Application | Trade Secret | Trade | JOR | JOR022 | Commercial |  | Trade Secret | 2025
20263-228838-01 | Xcel Energy | 85 | 13781 | IOU | 06154389 | 4990 | Solar |  |  | Active Application | Trade Secret | Trade | ALT | ALT021 | Commercial |  | Trade Secret | 2025
20263-228838-01 | Xcel Energy | 85 | 13781 | IOU | 05799935 | 4990 | Solar |  |  | Active Application | Trade Secret | Trade | NOF | NOF061 | Commercial |  | Trade Secret | 2024
20263-228838-01 | Xcel Energy | 85 | 13781 | IOU | 05958221 | 4990 | Solar |  |  | Active Application | Trade Secret | Trade | CGR | CGR063 | Commercial |  | Trade Secret | 2024
20263-228838-01 | Xcel Energy | 85 | 13781 | IOU | 05975662 | 4990 | Solar |  |  | Active Application | Trade Secret | Trade | WAK | WAK321 | Commercial |  | Trade Secret | 2024
20263-228838-01 | Xcel Energy | 85 | 13781 | IOU | 05998919 | 4990 | Solar |  |  | Active Application | Trade Secret | Trade | SLW | SLW061 | Commercial |  | Trade Secret | 2025
20263-228838-01 | Xcel Energy | 85 | 13781 | IOU | 06025685 | 4990 | Solar |  |  | Withdrawn | Trade Secret | Trade | MTV | MTV021 | Commercial |  | Trade Secret | 2024
20263-228838-01 | Xcel Energy | 85 | 13781 | IOU | 06140844 | 4990 | Solar |  |  | Active Application | Trade Secret | Trade | MRN | MRN021 | Commercial |  | Trade Secret | 2025
20263-228838-01 | Xcel Energy | 85 | 13781 | IOU | 05864097 | 4990 | Solar |  |  | Active Application | Trade Secret | Trade | MPN | MPN081 | Commercial |  | Trade Secret | 2024
20263-228838-01 | Xcel Energy | 85 | 13781 | IOU | 06056248 | 10000 | Solar |  |  | Withdrawn | Trade Secret | Trade |  |  | Commercial |  | Trade Secret | 2025
20263-228838-01 | Xcel Energy | 85 | 13781 | IOU | 06084650 | 3992 | Solar |  |  | Active Application | Trade Secret | Trade |  |  | Commercial |  | Trade Secret | 2025
20263-228838-01 | Xcel Energy | 85 | 13781 | IOU | 05864052 | 4990 | Solar |  |  | Active Application | Trade Secret | Trade | MTW | MTW021 | Commercial |  | Trade Secret | 2024
20263-228838-01 | Xcel Energy | 85 | 13781 | IOU | 05975653 | 4990 | Solar |  |  | Withdrawn | Trade Secret | Trade | SOH | SOH001 | Commercial |  | Trade Secret | 2024
20263-228838-01 | Xcel Energy | 85 | 13781 | IOU | 06065996 | 4990 | Solar |  |  | Active Application | Trade Secret | Trade | HAD | HAD022 | Commercial |  | Trade Secret | 2025
20263-228838-01 | Xcel Energy | 85 | 13781 | IOU | 06188619 | 4990 | Solar |  |  | Active Application | Trade Secret | Trade | ZUF | ZUF021 | Commercial |  | Trade Secret | 2025
20263-228838-01 | Xcel Energy | 85 | 13781 | IOU | 05799926 | 4990 | Solar |  |  | Active Application | Trade Secret | Trade | NOF | NOF061 | Commercial |  | Trade Secret | 2024
20263-228838-01 | Xcel Energy | 85 | 13781 | IOU | 06102213 | 4990 | Solar |  |  | Active Application | Trade Secret | Trade |  |  | Commercial |  | Trade Secret | 2025
20263-228838-01 | Xcel Energy | 85 | 13781 | IOU | 06106700 | 2500 | Solar |  |  | Active Application | Trade Secret | Trade | CGR | CGR063 | Commercial |  | Trade Secret | 2025
20263-228838-01 | Xcel Energy | 85 | 13781 | IOU | 06003655 | 4990 | Solar |  |  | Withdrawn | Trade Secret | Trade | HAD | HAD021 | Commercial |  | Trade Secret | 2024
20263-228838-01 | Xcel Energy | 85 | 13781 | IOU | 06229915 | 4000 | Solar |  |  | Active Application | Trade Secret | Trade | DAS | DAS061 | Commercial |  | Trade Secret | 2025
20263-228838-01 | Xcel Energy | 85 | 13781 | IOU | 05799947 | 4990 | Solar |  |  | Withdrawn | Trade Secret | Trade | AVR | AVR081 | Commercial |  | Trade Secret | 2024
20263-228838-01 | Xcel Energy | 85 | 13781 | IOU | 05864090 | 4990 | Solar |  |  | Active Application | Trade Secret | Trade | DND | DND072 | Commercial |  | Trade Secret | 2024
20263-228838-01 | Xcel Energy | 85 | 13781 | IOU | 06007067 | 4990 | Solar |  |  | Withdrawn | Trade Secret | Trade | WWK | WWK321 | Commercial |  | Trade Secret | 2024
20263-228838-01 | Xcel Energy | 85 | 13781 | IOU | 06025683 | 3493 | Solar |  |  | Active Application | Trade Secret | Trade | SCA | SCA021 | Commercial |  | Trade Secret | 2024
20263-228838-01 | Xcel Energy | 85 | 13781 | IOU | 06154396 | 4990 | Solar |  |  | Active Application | Trade Secret | Trade | WAT | WAT081 | Commercial |  | Trade Secret | 2025
20263-228838-01 | Xcel Energy | 85 | 13781 | IOU | 05799932 | 4990 | Solar |  |  | Withdrawn | Trade Secret | Trade | FRA | FRA211 | Commercial |  | Trade Secret | 2024
20263-228838-01 | Xcel Energy | 85 | 13781 | IOU | 05799934 | 4990 | Solar |  |  | Withdrawn | Trade Secret | Trade | AVR | AVR081 | Commercial |  | Trade Secret | 2024
20263-228838-01 | Xcel Energy | 85 | 13781 | IOU | 05799936 | 4990 | Solar |  |  | Withdrawn | Trade Secret | Trade | AVR | AVR081 | Commercial |  | Trade Secret | 2024
20263-228838-01 | Xcel Energy | 85 | 13781 | IOU | 05998911 | 4990 | Solar |  |  | Active Application | Trade Secret | Trade | HAD | HAD021 | Commercial |  | Trade Secret | 2024
20263-228838-01 | Xcel Energy | 85 | 13781 | IOU | 06060103 | 4990 | Solar |  |  | Withdrawn | Trade Secret | Trade | WAS | WAS092 | Commercial |  | Trade Secret | 2025
20263-228838-01 | Xcel Energy | 85 | 13781 | IOU | 06140842 | 4990 | Solar |  |  | Active Application | Trade Secret | Trade | MRN | MRN021 | Commercial |  | Trade Secret | 2025
20263-228838-01 |  |  |  |  | 06214045 |  | Solar |  |  | Active Application | Trade Secret | Trade |  |  | Commercial |  |  | 2025
20263-228838-01 | Xcel Energy | 85 | 13781 | IOU | 05813382 | 3000 | Solar |  |  | Withdrawn | Trade Secret | Trade | CTF | CTF022 | Commercial |  | Trade Secret | 2024
20263-228838-01 | Xcel Energy | 85 | 13781 | IOU | 05864055 | 4990 | Solar |  |  | Active Application | Trade Secret | Trade | NER | NER021 | Commercial |  | Trade Secret | 2024
20263-228838-01 | Xcel Energy | 85 | 13781 | IOU | 06154254 | 3500 | Solar |  |  | Active Application | Trade Secret | Trade | MAZ | MAZ021 | Commercial |  | Trade Secret | 2025
20263-228838-01 | Xcel Energy | 85 | 13781 | IOU | 06129044 | 4990 | Solar |  |  | Withdrawn | Trade Secret | Trade | STO | STO002 | Commercial |  | Trade Secret | 2025
20263-228838-01 | Xcel Energy | 85 | 13781 | IOU | 06129732 | 4000 | Solar |  |  | Active Application | Trade Secret | Trade | MNL | MNL001 | Commercial |  | Trade Secret | 2025
20263-228838-01 | Xcel Energy | 85 | 13781 | IOU | 06188621 | 4990 | Solar |  |  | Active Application | Trade Secret | Trade | ZUF | ZUF021 | Commercial |  | Trade Secret | 2025
20263-228838-01 | Xcel Energy | 85 | 13781 | IOU | 05799944 | 4000 | Solar |  |  | Active Application | Trade Secret | Trade | KEN | KEN021 | Commercial |  | Trade Secret | 2024
20263-228838-01 | Xcel Energy | 85 | 13781 | IOU | 05864099 | 4990 | Solar |  |  | Active Application | Trade Secret | Trade | NER | NER021 | Commercial |  | Trade Secret | 2024
20263-228838-01 | Xcel Energy | 85 | 13781 | IOU | 05998917 | 3992 | Solar |  |  | Active Application | Trade Secret | Trade | SLW | SLW061 | Commercial |  | Trade Secret | 2024
20263-228838-01 | Xcel Energy | 85 | 13781 | IOU | 06220583 | 4990 | Solar |  |  | Active Application | Trade Secret | Trade | WWK | WWK321 | Commercial |  | Trade Secret | 2025
20263-228838-01 | Xcel Energy | 85 | 13781 | IOU | 05799937 | 4990 | Solar |  |  | Active Application | Trade Secret | Trade | ADA | ADA081 | Commercial |  | Trade Secret | 2024
20263-228838-01 | Xcel Energy | 85 | 13781 | IOU | 05864094 | 4990 | Solar |  |  | Withdrawn | Trade Secret | Trade | NOF | NOF072 | Commercial |  | Trade Secret | 2024
20263-228838-01 | Xcel Energy | 85 | 13781 | IOU | 06225233 | 10000 | Solar |  |  | Active Application | Trade Secret | Trade | MAZ | MAZ021 | Commercial |  | Trade Secret | 2025
20263-228838-01 | Xcel Energy | 85 | 13781 | IOU | 05799946 | 4990 | Solar |  |  | Withdrawn | Trade Secret | Trade | AVR | AVR081 | Commercial |  | Trade Secret | 2024
20263-228838-01 | Xcel Energy | 85 | 13781 | IOU | 06102209 | 4990 | Solar |  |  | Active Application | Trade Secret | Trade | AFT | AFT315 | Commercial |  | Trade Secret | 2025
20263-228838-01 | Xcel Energy | 85 | 13781 | IOU | 06188620 | 4000 | Solar |  |  | Active Application | Trade Secret | Trade | ZUF | ZUF021 | Commercial |  | Trade Secret | 2025
20263-228838-01 | Xcel Energy | 85 | 13781 | IOU | 05829800 | 4990 | Solar |  |  | Withdrawn | Trade Secret | Trade | JOR | JOR022 | Commercial |  | Trade Secret | 2024
20263-228838-01 | Xcel Energy | 85 | 13781 | IOU | 06025687 | 3493 | Solar |  |  | Withdrawn | Trade Secret | Trade |  |  | Commercial |  | Trade Secret | 2024
20263-228838-01 | Xcel Energy | 85 | 13781 | IOU | 06060102 | 4990 | Solar |  |  | Active Application | Trade Secret | Trade | ZUM | ZUM022 | Commercial |  | Trade Secret | 2025
20263-228838-01 | Xcel Energy | 85 | 13781 | IOU | 06122370 | 4990 | Solar |  |  | Active Application | Trade Secret | Trade | MNL | MNL001 | Commercial |  | Trade Secret | 2025
20263-228838-01 | Xcel Energy | 85 | 13781 | IOU | 06220580 | 4990 | Solar |  |  | Active Application | Trade Secret | Trade | FAB | FAB063 | Commercial |  | Trade Secret | 2025
20263-228838-01 | Xcel Energy | 85 | 13781 | IOU | 06341165 | 4990 | Solar |  |  | Active Application | Trade Secret | Trade |  |  | Commercial |  | Trade Secret | 2026
20263-228838-01 | Xcel Energy | 85 | 13781 | IOU | 05958217 | 4990 | Solar |  |  | Active Application | Trade Secret | Trade | DND | DND072 | Commercial |  | Trade Secret | 2024
20263-228838-01 | Xcel Energy | 85 | 13781 | IOU | 05813381 | 4990 | Solar |  |  | Withdrawn | Trade Secret | Trade | YLM | YLM211 | Commercial |  | Trade Secret | 2024
20263-228838-01 | Xcel Energy | 85 | 13781 | IOU | 06033541 | 4990 | Solar |  |  | Active Application | Trade Secret | Trade | ZUM | ZUM022 | Commercial |  | Trade Secret | 2024
20263-228838-01 | Xcel Energy | 85 | 13781 | IOU | 05958215 | 4990 | Solar |  |  | Withdrawn | Trade Secret | Trade | MTW | MTW021 | Commercial |  | Trade Secret | 2024
20263-228838-01 | Xcel Energy | 85 | 13781 | IOU | 06083645 | 4000 | Solar |  |  | Active Application | Trade Secret | Trade | RNV | RNV021 | Commercial |  | Trade Secret | 2025
20263-228838-01 | Xcel Energy | 85 | 13781 | IOU | 05799967 | 4000 | Solar |  |  | Active Application | Trade Secret | Trade | MDF | MDF021 | LMI | Solar*Rewards Community | Trade Secret | 2024
20263-228838-01 | Xcel Energy | 85 | 13781 | IOU | 06321872 | 5.76 | Solar |  |  | Active Application | Trade Secret | Trade |  |  | Residential | Solar*Rewards | Trade Secret | 2026
20263-228838-01 | Xcel Energy | 85 | 13781 | IOU | 06321891 | 5.76 | Solar |  |  | Active Application | Trade Secret | Trade |  |  | Residential | Solar*Rewards | Trade Secret | 2026
20263-228838-01 | Xcel Energy | 85 | 13781 | IOU | 05978701 | 7.68 | Solar |  |  | Active Application | Trade Secret | Trade | OAD | OAD074 | Commercial | Solar*Rewards | Trade Secret | 2025
20263-228838-01 | Xcel Energy | 85 | 13781 | IOU | 05978691 | 9.674 | Solar |  |  | Active Application | Trade Secret | Trade | OAD | OAD074 | Residential | Solar*Rewards | Trade Secret | 2025
20263-228838-01 | Xcel Energy | 85 | 13781 | IOU | 06321817 | 9.674 | Solar |  |  | Active Application | Trade Secret | Trade |  |  | Residential | Solar*Rewards | Trade Secret | 2026
20263-228838-01 | Xcel Energy | 85 | 13781 | IOU | 05978869 | 7.68 | Solar |  |  | Active Application | Trade Secret | Trade | OAD | OAD074 | Commercial | Solar*Rewards | Trade Secret | 2025
20263-228838-01 | Xcel Energy | 85 | 13781 | IOU | 06321847 | 5.76 | Solar |  |  | Active Application | Trade Secret | Trade | OAD | OAD074 | Residential | Solar*Rewards | Trade Secret | 2026
20263-228838-01 | Xcel Energy | 85 | 13781 | IOU | 05978875 | 7.68 | Solar |  |  | Active Application | Trade Secret | Trade | OAD | OAD074 | Commercial | Solar*Rewards | Trade Secret | 2025
20263-228838-01 | Xcel Energy | 85 | 13781 | IOU | 05978696 | 7.68 | Solar |  |  | Active Application | Trade Secret | Trade | OAD | OAD074 | Commercial | Solar*Rewards | Trade Secret | 2025
20263-228838-01 | Xcel Energy | 85 | 13781 | IOU | 05978873 | 7.68 | Solar |  |  | Active Application | Trade Secret | Trade | OAD | OAD074 | Commercial | Solar*Rewards | Trade Secret | 2025
20263-228838-01 | Xcel Energy | 85 | 13781 | IOU | 06321885 | 5.76 | Solar |  |  | Active Application | Trade Secret | Trade |  |  | Residential | Solar*Rewards | Trade Secret | 2026
20263-228838-01 | Xcel Energy | 85 | 13781 | IOU | 06321901 | 5.76 | Solar |  |  | Active Application | Trade Secret | Trade |  |  | Residential | Solar*Rewards | Trade Secret | 2026
20263-228838-01 | Xcel Energy | 85 | 13781 | IOU | 06321830 | 5.76 | Solar |  |  | Active Application | Trade Secret | Trade | OAD | OAD061 | Residential | Solar*Rewards | Trade Secret | 2026
20263-228838-01 | Xcel Energy | 85 | 13781 | IOU | 06321893 | 5.76 | Solar |  |  | Active Application | Trade Secret | Trade |  |  | Residential | Solar*Rewards | Trade Secret | 2026
20263-228838-01 | Xcel Energy | 85 | 13781 | IOU | 06321871 | 5.76 | Solar |  |  | Active Application | Trade Secret | Trade | TLK | TLK061 | Residential | Solar*Rewards | Trade Secret | 2026
20263-228838-01 | Xcel Energy | 85 | 13781 | IOU | 06321897 | 9.674 | Solar |  |  | Active Application | Trade Secret | Trade |  |  | Residential | Solar*Rewards | Trade Secret | 2026
20263-228838-01 | Xcel Energy | 85 | 13781 | IOU | 06321909 | 5.76 | Solar |  |  | Active Application | Trade Secret | Trade |  |  | Residential | Solar*Rewards | Trade Secret | 2026
20263-228838-01 | Xcel Energy | 85 | 13781 | IOU | 06321887 | 5.76 | Solar |  |  | Active Application | Trade Secret | Trade |  |  | Residential | Solar*Rewards | Trade Secret | 2026
20263-228838-01 | Xcel Energy | 85 | 13781 | IOU | 05978690 | 9.674 | Solar |  |  | Active Application | Trade Secret | Trade | OAD | OAD074 | Residential | Solar*Rewards | Trade Secret | 2025
20263-228838-01 | Xcel Energy | 85 | 13781 | IOU | 05978867 | 7.68 | Solar |  |  | Active Application | Trade Secret | Trade | OAD | OAD074 | Commercial | Solar*Rewards | Trade Secret | 2025
20263-228838-01 | Xcel Energy | 85 | 13781 | IOU | 06321843 | 5.76 | Solar |  |  | Active Application | Trade Secret | Trade | OAD | OAD074 | Residential | Solar*Rewards | Trade Secret | 2026
20263-228838-01 | Xcel Energy | 85 | 13781 | IOU | 06229166 | 7.68 | Solar |  |  | Active Application | Trade Secret | Trade |  |  | Residential | Solar*Rewards | Trade Secret | 2025
20263-228838-01 | Xcel Energy | 85 | 13781 | IOU | 06321878 | 7.68 | Solar |  |  | Active Application | Trade Secret | Trade |  |  | Residential | Solar*Rewards | Trade Secret | 2026
20263-228838-01 | Xcel Energy | 85 | 13781 | IOU | 06321865 | 7.68 | Solar |  |  | Active Application | Trade Secret | Trade | OAD | OAD074 | Residential | Solar*Rewards | Trade Secret | 2026
20263-228838-01 | Xcel Energy | 85 | 13781 | IOU | 05978697 | 7.68 | Solar |  |  | Active Application | Trade Secret | Trade | OAD | OAD074 | Commercial | Solar*Rewards | Trade Secret | 2025
20263-228838-01 | Xcel Energy | 85 | 13781 | IOU | 05978870 | 7.68 | Solar |  |  | Active Application | Trade Secret | Trade | OAD | OAD074 | Commercial | Solar*Rewards | Trade Secret | 2025
20263-228838-01 | Xcel Energy | 85 | 13781 | IOU | 05978700 | 7.68 | Solar |  |  | Active Application | Trade Secret | Trade | OAD | OAD074 | Commercial | Solar*Rewards | Trade Secret | 2025
20263-228838-01 | Xcel Energy | 85 | 13781 | IOU | 05978686 | 9.674 | Solar |  |  | Active Application | Trade Secret | Trade | OAD | OAD074 | Residential | Solar*Rewards | Trade Secret | 2025
20263-228838-01 | Xcel Energy | 85 | 13781 | IOU | 06321902 | 5.76 | Solar |  |  | Active Application | Trade Secret | Trade |  |  | Residential | Solar*Rewards | Trade Secret | 2026
20263-228838-01 | Xcel Energy | 85 | 13781 | IOU | 05978874 | 7.68 | Solar |  |  | Active Application | Trade Secret | Trade | OAD | OAD074 | Commercial | Solar*Rewards | Trade Secret | 2025
20263-228838-01 | Xcel Energy | 85 | 13781 | IOU | 06321851 | 9.674 | Solar |  |  | Active Application | Trade Secret | Trade | OAD | OAD074 | Residential | Solar*Rewards | Trade Secret | 2026
20263-228838-01 | Xcel Energy | 85 | 13781 | IOU | 06321876 | 7.68 | Solar |  |  | Active Application | Trade Secret | Trade |  |  | Residential | Solar*Rewards | Trade Secret | 2026
20263-228838-01 | Xcel Energy | 85 | 13781 | IOU | 06321853 | 9.674 | Solar |  |  | Active Application | Trade Secret | Trade | TLK | TLK061 | Residential | Solar*Rewards | Trade Secret | 2026
20263-228838-01 | Xcel Energy | 85 | 13781 | IOU | 06321905 | 5.76 | Solar |  |  | Active Application | Trade Secret | Trade |  |  | Residential | Solar*Rewards | Trade Secret | 2026
20263-228838-01 | Xcel Energy | 85 | 13781 | IOU | 06321884 | 5.76 | Solar |  |  | Active Application | Trade Secret | Trade |  |  | Residential | Solar*Rewards | Trade Secret | 2026
20263-228838-01 | Xcel Energy | 85 | 13781 | IOU | 06321848 | 7.68 | Solar |  |  | Active Application | Trade Secret | Trade |  |  | Residential | Solar*Rewards | Trade Secret | 2026
20263-228838-01 | Xcel Energy | 85 | 13781 | IOU | 06321806 | 7.68 | Solar |  |  | Active Application | Trade Secret | Trade | OAD | OAD074 | Residential | Solar*Rewards | Trade Secret | 2026
20263-228838-01 | Xcel Energy | 85 | 13781 | IOU | 05978866 | 7.68 | Solar |  |  | Active Application | Trade Secret | Trade | OAD | OAD074 | Residential | Solar*Rewards | Trade Secret | 2025
20263-228838-01 | Xcel Energy | 85 | 13781 | IOU | 06232069 | 7.68 | Solar |  |  | Active Application | Trade Secret | Trade | OAD | OAD074 | Commercial | Solar*Rewards | Trade Secret | 2025
20263-228838-01 | Xcel Energy | 85 | 13781 | IOU | 05978692 | 9.674 | Solar |  |  | Active Application | Trade Secret | Trade | OAD | OAD074 | Residential | Solar*Rewards | Trade Secret | 2025
20263-228838-01 | Xcel Energy | 85 | 13781 | IOU | 06232153 | 7.68 | Solar |  |  | Active Application | Trade Secret | Trade | OAD | OAD074 | Commercial | Solar*Rewards | Trade Secret | 2025
20263-228838-01 | Xcel Energy | 85 | 13781 | IOU | 06321882 | 5.76 | Solar |  |  | Active Application | Trade Secret | Trade |  |  | Residential | Solar*Rewards | Trade Secret | 2026
20263-228838-01 | Xcel Energy | 85 | 13781 | IOU | 06321834 | 5.76 | Solar |  |  | Active Application | Trade Secret | Trade | OAD | OAD061 | Residential | Solar*Rewards | Trade Secret | 2026
20263-228838-01 | Xcel Energy | 85 | 13781 | IOU | 06321899 | 3.84 | Solar |  |  | Active Application | Trade Secret | Trade |  |  | Residential | Solar*Rewards | Trade Secret | 2026
20263-228838-01 | Xcel Energy | 85 | 13781 | IOU | 06321859 | 9.674 | Solar |  |  | Active Application | Trade Secret | Trade | OAD | OAD074 | Residential | Solar*Rewards | Trade Secret | 2026
20263-228838-01 | Xcel Energy | 85 | 13781 | IOU | 05844067 | 4491 | Solar |  |  | Active Application | Trade Secret | Trade | MHW | MHW311 | Commercial |  | Trade Secret | 2024
20263-228838-01 | Xcel Energy | 85 | 13781 | IOU | 05843991 | 4950 | Solar |  |  | Active Application | Trade Secret | Trade | GRC | GRC311 | Commercial |  | Trade Secret | 2024
20263-228838-01 | Xcel Energy | 85 | 13781 | IOU | 05823290 | 4998 | Solar |  |  | Active Application | Trade Secret | Trade | KEN | KEN022 | Commercial |  | Trade Secret | 2024
20263-228838-01 | Xcel Energy | 85 | 13781 | IOU | 05810512 | 4200 | Solar |  |  | Active Application | Trade Secret | Trade | KEN | KEN022 | Commercial |  | Trade Secret | 2024
20263-228838-01 | Xcel Energy | 85 | 13781 | IOU | 05801312 | 4998 | Solar |  |  | Active Application | Trade Secret | Trade | WEB | WEB021 | Commercial |  | Trade Secret | 2024
20263-228838-01 | Xcel Energy | 85 | 13781 | IOU | 05801133 | 4998 | Solar |  |  | Active Application | Trade Secret | Trade | KAN | KAN022 | Commercial |  | Trade Secret | 2024
20263-228838-01 | Xcel Energy | 85 | 13781 | IOU | 06003441 | 999.9 | Solar |  |  | Active Application | Trade Secret | Trade | LAE | LAE061 | Commercial |  | Trade Secret | 2024
20263-228838-01 | Xcel Energy | 85 | 13781 | IOU | 05799981 | 5000 | Solar |  |  | Active Application | Trade Secret | Trade | BRO | BRO021 | Commercial |  | Trade Secret | 2024
20263-228838-01 | Xcel Energy | 85 | 13781 | IOU | 05799963 | 5000 | Solar |  |  | Active Application | Trade Secret | Trade | PIP | PIP090 | Commercial |  | Trade Secret | 2024
20263-228838-01 | Xcel Energy | 85 | 13781 | IOU | 05799958 | 3850 | Solar |  |  | Active Application | Trade Secret | Trade | STO | STO002 | Commercial |  | Trade Secret | 2024
20263-228838-01 | Xcel Energy | 85 | 13781 | IOU | 06139713 | 740 | Solar |  |  | Active Application | Trade Secret | Trade | PRR | PRR063 | Commercial |  | Trade Secret | 2025
20263-228838-01 | Xcel Energy | 85 | 13781 | IOU | 06254445 | 750 | Solar |  |  | Active Application | Trade Secret | Trade | RLK | RLK064 | Commercial |  | Trade Secret | 2025
20263-228838-01 | Xcel Energy | 85 | 13781 | IOU | 06282347 | 800 | Solar |  |  | Active Application | Trade Secret | Trade | RPL | RPL075 | Commercial |  | Trade Secret | 2026
20263-228838-01 | Xcel Energy | 85 | 13781 | IOU | 06252088 | 750 | Solar |  |  | Withdrawn | Trade Secret | Trade |  |  | Commercial |  | Trade Secret | 2025
20263-228838-01 | Xcel Energy | 85 | 13781 | IOU | 06139990 | 280 | Solar |  |  | Active Application | Trade Secret | Trade | TER | TER066 | Commercial |  | Trade Secret | 2025
20263-228838-01 |  |  |  |  | 06139691 |  | Solar |  |  | Withdrawn | Trade Secret | Trade |  |  | Commercial |  |  | 2025
20263-228838-01 | Xcel Energy | 85 | 13781 | IOU | 06329552 | 23 | Solar |  |  | Active Application | Trade Secret | Trade |  |  | Commercial |  | Trade Secret | 2026
20263-228838-01 |  |  |  |  | 06342791 |  |  |  |  | Active Application | Trade Secret | Trade |  |  | Commercial |  |  | 2026
20263-228838-01 | Xcel Energy | 85 | 13781 | IOU | 06234026 | 30.402 | Solar |  |  | Active Application | Trade Secret | Trade | ORO | ORO062 | Commercial |  | Trade Secret | 2025
20263-228838-01 | Xcel Energy | 85 | 13781 | IOU | 06108136 | 33.3 | Solar |  |  | Active Application | Trade Secret | Trade |  |  | Commercial |  | Trade Secret | 2025
20263-228838-01 | Xcel Energy | 85 | 13781 | IOU | 06062732 | 1250 | Solar |  |  | Active Application | Trade Secret | Trade | MEI | MEI021 | Commercial |  | Trade Secret | 2025
20263-228838-01 | Xcel Energy | 85 | 13781 | IOU | 05799950 | 1000 | Solar |  |  | Withdrawn | Trade Secret | Trade | WWK | WWK311 | Commercial |  | Trade Secret | 2024
20263-228838-01 | Xcel Energy | 85 | 13781 | IOU | 05799930 | 2000 | Solar |  |  | Active Application | Trade Secret | Trade | FIC | FIC031 | Commercial |  | Trade Secret | 2024
20263-228838-01 | Xcel Energy | 85 | 13781 | IOU | 05800033 | 1000 | Solar |  |  | Withdrawn | Trade Secret | Trade | CHI | CHI311 | Commercial |  | Trade Secret | 2024
20263-228838-01 | Xcel Energy | 85 | 13781 | IOU | 05800035 | 1000 | Solar |  |  | Withdrawn | Trade Secret | Trade | MGN | MGN211 | Commercial |  | Trade Secret | 2024
20263-228838-01 | Xcel Energy | 85 | 13781 | IOU | 05799968 | 1000 | Solar |  |  | Withdrawn | Trade Secret | Trade | WWK | WWK311 | Commercial |  | Trade Secret | 2024
20263-228838-01 | Xcel Energy | 85 | 13781 | IOU | 05816942 | 1000 | Solar |  |  | Withdrawn | Trade Secret | Trade |  |  | Commercial |  | Trade Secret | 2024
20263-228838-01 | Xcel Energy | 85 | 13781 | IOU | 05799975 | 1000 | Solar |  |  | Withdrawn | Trade Secret | Trade | WWK | WWK311 | Commercial |  | Trade Secret | 2024
20263-228838-01 | Xcel Energy | 85 | 13781 | IOU | 05816967 | 1000 | Solar |  |  | Withdrawn | Trade Secret | Trade | FRA | FRA211 | Commercial |  | Trade Secret | 2024
20263-228838-01 | Xcel Energy | 85 | 13781 | IOU | 06126257 | 1000 | Solar |  |  | Active Application | Trade Secret | Trade |  |  | Commercial |  | Trade Secret | 2025
20263-228838-01 | Xcel Energy | 85 | 13781 | IOU | 05800049 | 1000 | Solar |  |  | Withdrawn | Trade Secret | Trade | MGN | MGN211 | Commercial |  | Trade Secret | 2024
20263-228838-01 | Xcel Energy | 85 | 13781 | IOU | 06126249 | 3000 | Solar |  |  | Active Application | Trade Secret | Trade | RNV | RNV021 | Commercial |  | Trade Secret | 2025
20263-228838-01 | Xcel Energy | 85 | 13781 | IOU | 05799994 | 5000 | Solar |  |  | Active Application | Trade Secret | Trade | MTR | MTR021 | Commercial |  | Trade Secret | 2024
20263-228838-01 | Xcel Energy | 85 | 13781 | IOU | 06135675 | 1000 | Solar |  |  | Active Application | Trade Secret | Trade | BRO | BRO021 | Commercial |  | Trade Secret | 2025
20263-228838-01 | Xcel Energy | 85 | 13781 | IOU | 05816946 | 1000 | Solar |  |  | Withdrawn | Trade Secret | Trade | ROC | ROC091 | Commercial |  | Trade Secret | 2024
20263-228838-01 | Xcel Energy | 85 | 13781 | IOU | 05943054 | 5000 | Solar |  |  | Withdrawn | Trade Secret | Trade | MTV | MTV021 | Commercial |  | Trade Secret | 2024
20263-228838-01 | Xcel Energy | 85 | 13781 | IOU | 05799971 | 5000 | Solar |  |  | Active Application | Trade Secret | Trade | WAV | WAV021 | Commercial |  | Trade Secret | 2024
20263-228838-01 | Xcel Energy | 85 | 13781 | IOU | 05800008 | 5000 | Solar |  |  | Active Application | Trade Secret | Trade | CHI | CHI311 | Commercial |  | Trade Secret | 2024
20263-228838-01 | Xcel Energy | 85 | 13781 | IOU | 05800054 | 4000 | Solar |  |  | Active Application | Trade Secret | Trade | MGN | MGN211 | Commercial |  | Trade Secret | 2024
20263-228838-01 | Xcel Energy | 85 | 13781 | IOU | 05799939 | 3500 | Solar |  |  | Active Application | Trade Secret | Trade | VES | VES021 | Commercial |  | Trade Secret | 2024
20263-228838-01 | Xcel Energy | 85 | 13781 | IOU | 05799941 | 4000 | Solar |  |  | Withdrawn | Trade Secret | Trade | WWK | WWK311 | Commercial |  | Trade Secret | 2024
20263-228838-01 | Xcel Energy | 85 | 13781 | IOU | 05799952 | 4975 | Solar |  |  | Active Application | Trade Secret | Trade | WEB | WEB021 | Commercial |  | Trade Secret | 2024
20263-228838-01 | Xcel Energy | 85 | 13781 | IOU | 05800012 | 1000 | Solar |  |  | Withdrawn | Trade Secret | Trade | CHI | CHI311 | Commercial |  | Trade Secret | 2024
20263-228838-01 | Xcel Energy | 85 | 13781 | IOU | 05816939 | 4000 | Solar |  |  | Active Application | Trade Secret | Trade | SRD | SRD211 | Commercial |  | Trade Secret | 2024
20263-228838-01 | Xcel Energy | 85 | 13781 | IOU | 05955703 | 4000 | Solar |  |  | Active Application | Trade Secret | Trade | BRO | BRO021 | Commercial |  | Trade Secret | 2024
20263-228838-01 | Xcel Energy | 85 | 13781 | IOU | 06084768 | 3500 | Solar |  |  | Active Application | Trade Secret | Trade | MEI | MEI021 | Commercial |  | Trade Secret | 2025
20263-228838-01 | Xcel Energy | 85 | 13781 | IOU | 05800019 | 1000 | Solar |  |  | Withdrawn | Trade Secret | Trade | CHI | CHI311 | Commercial |  | Trade Secret | 2024
20263-228838-01 | Xcel Energy | 85 | 13781 | IOU | 05816968 | 1000 | Solar |  |  | Withdrawn | Trade Secret | Trade | FRA | FRA211 | Commercial |  | Trade Secret | 2024
20263-228838-01 | Xcel Energy | 85 | 13781 | IOU | 05816965 | 1000 | Solar |  |  | Withdrawn | Trade Secret | Trade | FRA | FRA211 | Commercial |  | Trade Secret | 2024
20263-228838-01 | Xcel Energy | 85 | 13781 | IOU | 05816947 | 1000 | Solar |  |  | Withdrawn | Trade Secret | Trade | SRD | SRD211 | Commercial |  | Trade Secret | 2024
20263-228838-01 | Xcel Energy | 85 | 13781 | IOU | 05816953 | 1000 | Solar |  |  | Withdrawn | Trade Secret | Trade | SCH | SCH211 | Commercial |  | Trade Secret | 2024
20263-228838-01 | Xcel Energy | 85 | 13781 | IOU | 05799925 | 5000 | Solar |  |  | Active Application | Trade Secret | Trade | WAV | WAV021 | Commercial |  | Trade Secret | 2024
20263-228838-01 | Xcel Energy | 85 | 13781 | IOU | 05800009 | 5000 | Solar |  |  | Active Application | Trade Secret | Trade | CHI | CHI311 | Commercial |  | Trade Secret | 2024
20263-228838-01 | Xcel Energy | 85 | 13781 | IOU | 05799966 | 4200 | Solar |  |  | Active Application | Trade Secret | Trade | WEB | WEB021 | Commercial |  | Trade Secret | 2024
20263-228838-01 | Xcel Energy | 85 | 13781 | IOU | 05816957 | 1000 | Solar |  |  | Withdrawn | Trade Secret | Trade | SCH | SCH211 | Commercial |  | Trade Secret | 2024
20263-228838-01 | Xcel Energy | 85 | 13781 | IOU | 05799942 | 5000 | Solar |  |  | Active Application | Trade Secret | Trade | VES | VES021 | Commercial |  | Trade Secret | 2024
20263-228838-01 | Xcel Energy | 85 | 13781 | IOU | 05800025 | 1000 | Solar |  |  | Withdrawn | Trade Secret | Trade | CHI | CHI311 | Commercial |  | Trade Secret | 2024
20263-228838-01 | Xcel Energy | 85 | 13781 | IOU | 05799985 | 4500 | Solar |  |  | Active Application | Trade Secret | Trade | MTR | MTR021 | Commercial |  | Trade Secret | 2024
20263-228838-01 | Xcel Energy | 85 | 13781 | IOU | 05816956 | 1000 | Solar |  |  | Withdrawn | Trade Secret | Trade | SCH | SCH211 | Commercial |  | Trade Secret | 2024
20263-228838-01 | Xcel Energy | 85 | 13781 | IOU | 05799991 | 1000 | Solar |  |  | Withdrawn | Trade Secret | Trade | CHI | CHI311 | Commercial |  | Trade Secret | 2024
20263-228838-01 | Xcel Energy | 85 | 13781 | IOU | 05816949 | 1000 | Solar |  |  | Withdrawn | Trade Secret | Trade | SRD | SRD211 | Commercial |  | Trade Secret | 2024
20263-228838-01 | Xcel Energy | 85 | 13781 | IOU | 05827491 | 125 | Solar |  |  | Active Application | Trade Secret | Trade |  |  | Commercial |  | Trade Secret | 2024
20263-228838-01 | Xcel Energy | 85 | 13781 | IOU | 06189967 | 4000 | Solar |  |  | Active Application | Trade Secret | Trade |  |  | Commercial |  | Trade Secret | 2025
20263-228838-01 | Xcel Energy | 85 | 13781 | IOU | 05816972 | 1000 | Solar |  |  | Withdrawn | Trade Secret | Trade | HAD | HAD022 | Commercial |  | Trade Secret | 2024
20263-228838-01 | Xcel Energy | 85 | 13781 | IOU | 05799931 | 1000 | Solar |  |  | Withdrawn | Trade Secret | Trade | RNV | RNV021 | Commercial |  | Trade Secret | 2024
20263-228838-01 | Xcel Energy | 85 | 13781 | IOU | 05799997 | 1000 | Solar |  |  | Withdrawn | Trade Secret | Trade | CHI | CHI311 | Commercial |  | Trade Secret | 2024
20263-228838-01 | Xcel Energy | 85 | 13781 | IOU | 05816951 | 4000 | Solar |  |  | Withdrawn | Trade Secret | Trade | SCH | SCH211 | Commercial |  | Trade Secret | 2024
20263-228838-01 | Xcel Energy | 85 | 13781 | IOU | 05800043 | 1000 | Solar |  |  | Withdrawn | Trade Secret | Trade | MGN | MGN211 | Commercial |  | Trade Secret | 2024
20263-228838-01 | Xcel Energy | 85 | 13781 | IOU | 06262754 | 3000 | Solar |  |  | Active Application | Trade Secret | Trade | DOC | DOC021 | Commercial |  | Trade Secret | 2025
20263-228838-01 | Xcel Energy | 85 | 13781 | IOU | 06161879 | 5000 | Solar |  |  | Active Application | Trade Secret | Trade | DOC | DOC021 | Commercial |  | Trade Secret | 2025
20263-228838-01 | Xcel Energy | 85 | 13781 | IOU | 06182528 | 5000 | Solar |  |  | Active Application | Trade Secret | Trade | SIP | SIP073 | Commercial |  | Trade Secret | 2025
20263-228838-01 | Xcel Energy | 85 | 13781 | IOU | 05800013 | 5000 | Solar |  |  | Active Application | Trade Secret | Trade | NOF | NOF072 | LMI | Solar*Rewards Community | Trade Secret | 2024
20263-228838-01 | Xcel Energy | 85 | 13781 | IOU | 06017598 | 5000 | Solar |  |  | Active Application | Trade Secret | Trade |  |  | Commercial |  | Trade Secret | 2024
20263-228838-01 | Xcel Energy | 85 | 13781 | IOU | 06035605 | 5000 | Solar |  |  | Active Application | Trade Secret | Trade | WAT | WAT081 | Commercial |  | Trade Secret | 2024
20263-228838-01 | Xcel Energy | 85 | 13781 | IOU | 05990590 | 4707.74 | Solar |  | X | Active Application | Trade Secret | Trade |  |  | Commercial |  | Trade Secret | 2024
20263-228838-01 | Xcel Energy | 85 | 13781 | IOU | 06004640 | 3750 | Solar |  | X | Active Application | Trade Secret | Trade |  |  | Commercial |  | Trade Secret | 2024
20263-228838-01 | Xcel Energy | 85 | 13781 | IOU | 06004713 | 5000 | Solar |  | X | Active Application | Trade Secret | Trade |  |  | Commercial |  | Trade Secret | 2024
20263-228838-01 | Xcel Energy | 85 | 13781 | IOU | 06029335 | 5000 | Solar |  |  | Active Application | Trade Secret | Trade | WAT | WAT221 | Commercial |  | Trade Secret | 2024
20263-228838-01 | Xcel Energy | 85 | 13781 | IOU | 05933555 | 4950 | Solar |  |  | Active Application | Trade Secret | Trade |  |  | Commercial |  | Trade Secret | 2024
20263-228838-01 | Xcel Energy | 85 | 13781 | IOU | 06312170 | 39.976 | Solar |  |  | Active Application | Trade Secret | Trade | WAS | WAS092 | Commercial |  | Trade Secret | 2025
20263-228838-01 | Xcel Energy | 85 | 13781 | IOU | 06263790 | 30.464 | Solar |  |  | Active Application | Trade Secret | Trade | MND | MND062 | Commercial |  | Trade Secret | 2025
20263-228838-01 | Xcel Energy | 85 | 13781 | IOU | 05800792 | 4950 | Solar |  |  | Withdrawn | Trade Secret | Trade |  |  | Commercial |  | Trade Secret | 2024
20263-228838-01 | Xcel Energy | 85 | 13781 | IOU | 05799988 | 4950 | Solar |  |  | Active Application | Trade Secret | Trade | MGN | MGN211 | Commercial |  | Trade Secret | 2024
20263-228838-01 | Xcel Energy | 85 | 13781 | IOU | 05799960 | 4950 | Solar |  |  | Active Application | Trade Secret | Trade | MGN | MGN211 | Commercial |  | Trade Secret | 2024
20263-228838-01 | Xcel Energy | 85 | 13781 | IOU | 05814138 | 5000 | Solar |  |  | Active Application | Trade Secret | Trade | YLM | YLM212 | Commercial |  | Trade Secret | 2024
20263-228838-01 | Xcel Energy | 85 | 13781 | IOU | 06012060 | 4500 | Solar |  |  | Active Application | Trade Secret | Trade | KAN | KAN031 | Commercial |  | Trade Secret | 2024
20263-228838-01 | Xcel Energy | 85 | 13781 | IOU | 06097724 | 5000 | Solar |  |  | Active Application | Trade Secret | Trade | MRN | MRN021 | Commercial |  | Trade Secret | 2025
20263-228838-01 | Xcel Energy | 85 | 13781 | IOU | 06125571 | 4000 | Solar |  |  | Active Application | Trade Secret | Trade | RED | RED091 | Commercial |  | Trade Secret | 2025
20263-228838-01 | Xcel Energy | 85 | 13781 | IOU | 06273297 | 5000 | Solar |  |  | Active Application | Trade Secret | Trade | FSL | FSL311 | Commercial |  | Trade Secret | 2025
20263-228838-01 | Xcel Energy | 85 | 13781 | IOU | 06009463 | 4000 | Solar |  |  | Withdrawn | Trade Secret | Trade | KIM | KIM021 | Commercial |  | Trade Secret | 2024
20263-228838-01 | Xcel Energy | 85 | 13781 | IOU | 06012055 | 5000 | Solar |  |  | Active Application | Trade Secret | Trade | SLW | SLW061 | Commercial |  | Trade Secret | 2024
20263-228838-01 | Xcel Energy | 85 | 13781 | IOU | 06148840 | 5000 | Solar |  |  | Active Application | Trade Secret | Trade | GIB | GIB021 | Commercial |  | Trade Secret | 2025
20263-228838-01 | Xcel Energy | 85 | 13781 | IOU | 06161780 | 5000 | Solar |  |  | Active Application | Trade Secret | Trade | MTV | MTV021 | Commercial |  | Trade Secret | 2025
20263-228838-01 | Xcel Energy | 85 | 13781 | IOU | 05800051 | 5000 | Solar |  |  | Active Application | Trade Secret | Trade | KAN | KAN021 | Commercial |  | Trade Secret | 2024
20263-228838-01 | Xcel Energy | 85 | 13781 | IOU | 06106007 | 5000 | Solar |  |  | Active Application | Trade Secret | Trade | GIB | GIB021 | Commercial |  | Trade Secret | 2025
20263-228838-01 | Xcel Energy | 85 | 13781 | IOU | 06162936 | 5000 | Solar |  |  | Active Application | Trade Secret | Trade | MTV | MTV021 | Commercial |  | Trade Secret | 2025
20263-228838-01 | Xcel Energy | 85 | 13781 | IOU | 06163556 | 5000 | Solar |  |  | Active Application | Trade Secret | Trade | WAT | WAT021 | Commercial |  | Trade Secret | 2025
20263-228838-01 | Xcel Energy | 85 | 13781 | IOU | 06037358 | 1000 | Solar |  |  | Withdrawn | Trade Secret | Trade | GLD | GLD021 | Commercial |  | Trade Secret | 2024
20263-228838-01 | Xcel Energy | 85 | 13781 | IOU | 06209666 | 5000 | Solar |  |  | Active Application | Trade Secret | Trade |  |  | Commercial |  | Trade Secret | 2025
20263-228838-01 | Xcel Energy | 85 | 13781 | IOU | 06256743 | 5000 | Solar |  |  | Active Application | Trade Secret | Trade | RED | RED091 | Commercial |  | Trade Secret | 2025
20263-228838-01 | Xcel Energy | 85 | 13781 | IOU | 05800046 | 4400 | Solar |  |  | Active Application | Trade Secret | Trade | MNV | MNV211 | Commercial |  | Trade Secret | 2024
20263-228838-01 | Xcel Energy | 85 | 13781 | IOU | 06077627 | 4750 | Solar |  |  | Withdrawn | Trade Secret | Trade | WIN | WIN043 | Commercial |  | Trade Secret | 2025
20263-228838-01 | Xcel Energy | 85 | 13781 | IOU | 06269332 | 5000 | Solar |  |  | Active Application | Trade Secret | Trade | FSL | FSL311 | Commercial |  | Trade Secret | 2025
20263-228838-01 | Xcel Energy | 85 | 13781 | IOU | 06231837 | 5000 | Solar |  |  | Active Application | Trade Secret | Trade | MTV | MTV021 | Commercial |  | Trade Secret | 2025
20263-228838-01 | Xcel Energy | 85 | 13781 | IOU | 06235640 | 5000 | Solar |  |  | Active Application | Trade Secret | Trade |  |  | Commercial |  | Trade Secret | 2025
20263-228838-01 | Xcel Energy | 85 | 13781 | IOU | 06267233 | 5000 | Solar |  |  | Active Application | Trade Secret | Trade | FSL | FSL311 | Commercial |  | Trade Secret | 2025
20263-228838-01 | Xcel Energy | 85 | 13781 | IOU | 05800023 | 5000 | Solar |  |  | Active Application | Trade Secret | Trade | WAS | WAS091 | Commercial |  | Trade Secret | 2024
20263-228838-01 | Xcel Energy | 85 | 13781 | IOU | 05800007 | 1000 | Solar |  |  | Active Application | Trade Secret | Trade | SDX | SDX311 | Commercial |  | Trade Secret | 2024
20263-228838-01 | Xcel Energy | 85 | 13781 | IOU | 06222662 | 5000 | Solar |  |  | Active Application | Trade Secret | Trade | ALT | ALT021 | Commercial |  | Trade Secret | 2025
20263-228838-01 | Xcel Energy | 85 | 13781 | IOU | 06335405 | 4000 | Solar |  |  | Active Application | Trade Secret | Trade | RAP | RAP081 | Commercial |  | Trade Secret | 2026
20263-228838-01 | Xcel Energy | 85 | 13781 | IOU | 05799977 | 5000 | Solar |  |  | Active Application | Trade Secret | Trade | WEF | WEF071 | Commercial |  | Trade Secret | 2024
20263-228838-01 | Xcel Energy | 85 | 13781 | IOU | 06242919 | 5000 | Solar |  |  | Withdrawn | Trade Secret | Trade |  |  | Commercial |  | Trade Secret | 2025
20263-228838-01 | Xcel Energy | 85 | 13781 | IOU | 06143740 | 4750 | Solar |  |  | Active Application | Trade Secret | Trade | RED | RED091 | Commercial |  | Trade Secret | 2025
20263-228838-01 | Xcel Energy | 85 | 13781 | IOU | 06148749 | 5000 | Solar |  |  | Active Application | Trade Secret | Trade | GIB | GIB021 | Commercial |  | Trade Secret | 2025
20263-228838-01 | Xcel Energy | 85 | 13781 | IOU | 06163603 | 700 | Solar |  |  | Active Application | Trade Secret | Trade | WAT | WAT021 | Commercial |  | Trade Secret | 2025
20263-228838-01 | Xcel Energy | 85 | 13781 | IOU | 06321952 | 5000 | Solar |  |  | Active Application | Trade Secret | Trade |  |  | Commercial |  | Trade Secret | 2026
20263-228838-01 | Xcel Energy | 85 | 13781 | IOU | 05803859 | 5000 | Solar |  |  | Active Application | Trade Secret | Trade | YLM | YLM211 | Commercial |  | Trade Secret | 2024
20263-228838-01 | Xcel Energy | 85 | 13781 | IOU | 06105951 | 3500 | Solar |  |  | Active Application | Trade Secret | Trade | RAP | RAP081 | Commercial |  | Trade Secret | 2025
20263-228838-01 | Xcel Energy | 85 | 13781 | IOU | 06163581 | 5000 | Solar |  |  | Active Application | Trade Secret | Trade | WAT | WAT021 | Commercial |  | Trade Secret | 2025
20263-228838-01 | Xcel Energy | 85 | 13781 | IOU | 06242923 | 5000 | Solar |  |  | Active Application | Trade Secret | Trade |  |  | Commercial |  | Trade Secret | 2025
20263-228838-01 | Xcel Energy | 85 | 13781 | IOU | 05800031 | 5000 | Solar |  |  | Active Application | Trade Secret | Trade | KAN | KAN022 | Commercial |  | Trade Secret | 2024
20263-228838-01 | Xcel Energy | 85 | 13781 | IOU | 05800059 | 4500 | Solar |  |  | Active Application | Trade Secret | Trade | SDX | SDX311 | Commercial |  | Trade Secret | 2024
20263-228838-01 | Xcel Energy | 85 | 13781 | IOU | 05424282 | 5.22 | Solar |  |  | Interconnected | Trade Secret | Trade | WCR | WCR311 | Residential |  | Trade Secret | 2023 | 2023
20263-228838-01 | Xcel Energy | 85 | 13781 | IOU | 05985748 | 5.76 | Solar |  |  | Interconnected | Trade Secret | Trade | FSL | FSL311 | Residential | Solar*Rewards | Trade Secret | 2024 | 2025
20263-228838-01 | Xcel Energy | 85 | 13781 | IOU | 05983223 | 5.76 | Solar |  |  | Withdrawn | Trade Secret | Trade | FSL | FSL311 | Residential | Solar*Rewards | Trade Secret | 2024
20263-228838-01 |  |  |  |  | OID3470035 |  | Solar |  |  | Withdrawn | Trade Secret | Trade | TER | TER081 | Commercial | Solar*Rewards |  | 2018
20263-228838-01 | Xcel Energy | 85 | 13781 | IOU | OID3473035 | 5 | Solar |  |  | Withdrawn | Trade Secret | Trade | TER | TER081 | Commercial | Solar*Rewards | Trade Secret | 2018
20263-228838-01 | Xcel Energy | 85 | 13781 | IOU | OID3473006 | 5 | Solar |  |  | Withdrawn | Trade Secret | Trade | TER | TER081 | Commercial | Solar*Rewards | Trade Secret | 2018
20263-228838-01 | Xcel Energy | 85 | 13781 | IOU | 04536546 | 5 | Solar |  |  | Interconnected | Trade Secret | Trade | TER | TER081 | Commercial |  | Trade Secret | 2022 | 2022
20263-228838-01 | Xcel Energy | 85 | 13781 | IOU | 04899739 | 5.48 | Solar |  |  | Interconnected | Trade Secret | Trade | FSL | FSL311 | Residential | Solar*Rewards | Trade Secret | 2022 | 2022
20263-228838-01 | Xcel Energy | 85 | 13781 | IOU | 06018665 | 33 | Storage |  |  | Interconnected | Trade Secret | Trade | RPO | RPO312 | Residential |  | Trade Secret | 2024 | 2025
20263-228838-01 | Xcel Energy | 85 | 13781 | IOU | 04879387 | 8.725 | Solar |  |  | Interconnected | Trade Secret | Trade | LOK | LOK062 | Residential | Solar*Rewards | Trade Secret | 2022 | 2022
20263-228838-01 | Xcel Energy | 85 | 13781 | IOU | 05131477 | 6.6 | Solar |  |  | Interconnected | Trade Secret | Trade | WCR | WCR321 | Residential |  | Trade Secret | 2022 | 2022
20263-228838-01 | Xcel Energy | 85 | 13781 | IOU | 05970783 | 37.598 | Solar |  |  | Interconnected | Trade Secret | Trade | WTN | WTN062 | Commercial |  | Trade Secret | 2024 | 2025
20263-228838-01 | Xcel Energy | 85 | 13781 | IOU | 05138385 | 7.15 | Solar |  |  | Interconnected | Trade Secret | Trade | LEX | LEX332 | Residential |  | Trade Secret | 2022 | 2022
20263-228838-01 | Xcel Energy | 85 | 13781 | IOU | 04836119 | 99 | Solar |  |  | Interconnected | Trade Secret | Trade | TWL | TWL065 | Commercial |  | Trade Secret | 2022 | 2023
20263-228838-01 | Xcel Energy | 85 | 13781 | IOU | 03290400 | 13.741 | Solar |  |  | Interconnected | Trade Secret | Trade | WIL | WIL063 | Residential | Solar*Rewards | Trade Secret | 2019 | 2019
20263-228838-01 | Xcel Energy | 85 | 13781 | IOU | 04141213 | 7.625 | Solar |  |  | Interconnected | Trade Secret | Trade | EXC | EXC061 | Residential | Solar*Rewards | Trade Secret | 2021 | 2022
20263-228838-01 | Xcel Energy | 85 | 13781 | IOU | 04393246 | 18 | Solar |  |  | Interconnected | Trade Secret | Trade | ALD | ALD095 | Commercial | Solar*Rewards | Trade Secret | 2021 | 2021
20263-228838-01 | Xcel Energy | 85 | 13781 | IOU | 05642535 | 6.93 | Solar |  |  | Interconnected | Trade Secret | Trade | SAV | SAV063 | Residential |  | Trade Secret | 2023 | 2023
20263-228838-01 | Xcel Energy | 85 | 13781 | IOU | 05846876 | 15.356 | Solar |  |  | Interconnected | Trade Secret | Trade | LAB | LAB312 | Residential |  | Trade Secret | 2024 | 2024
20263-228838-01 | Xcel Energy | 85 | 13781 | IOU | 06233779 | 9.184 | Solar |  |  | Interconnected | Trade Secret | Trade | HOL | HOL071 | Residential |  | Trade Secret | 2025 | 2025
20263-228838-01 | Xcel Energy | 85 | 13781 | IOU | 05233290 | 7.678 | Solar |  |  | Withdrawn | Trade Secret | Trade | TWL | TWL083 | Residential |  | Trade Secret | 2022
20263-228838-01 | Xcel Energy | 85 | 13781 | IOU | 04794405 | 10.44 | Solar |  | X | Interconnected | Trade Secret | Trade | CGR | CGR063 | Residential | Solar*Rewards | Trade Secret | 2022 | 2022
20263-228838-01 | Xcel Energy | 85 | 13781 | IOU | 04585265 | 10.44 | Solar |  | X | Active Application | Trade Secret | Trade | CGR | CGR063 | Residential | Solar*Rewards | Trade Secret | 2021
20263-228838-01 | Xcel Energy | 85 | 13781 | IOU | 06203997 | 3.796 | Solar |  |  | Active Application | Trade Secret | Trade | CGR | CGR063 | Residential |  | Trade Secret | 2025
20263-228838-01 | Xcel Energy | 85 | 13781 | IOU | 04573107 | 10.44 | Solar |  |  | Active Application | Trade Secret | Trade | CGR | CGR063 | Residential | Solar*Rewards | Trade Secret | 2021
20263-228838-01 | Xcel Energy | 85 | 13781 | IOU | 04110288 | 23.51 | Solar |  |  | Interconnected | Trade Secret | Trade | ALD | ALD073 | Commercial | Solar*Rewards | Trade Secret | 2020 | 2021
20263-228838-01 | Xcel Energy | 85 | 13781 | IOU | 05149994 | 12.1 | Solar |  |  | Interconnected | Trade Secret | Trade | HSN | HSN321 | Residential |  | Trade Secret | 2022 | 2023
20263-228838-01 | Xcel Energy | 85 | 13781 | IOU | 04335696 | 6.98 | Solar |  |  | Interconnected | Trade Secret | Trade | TER | TER081 | Residential | Solar*Rewards | Trade Secret | 2021 | 2021
20263-228838-01 | Xcel Energy | 85 | 13781 | IOU | 05832476 | 5.314 | Solar |  |  | Interconnected | Trade Secret | Trade | ALD | ALD076 | Residential |  | Trade Secret | 2024 | 2024
20263-228838-01 | Xcel Energy | 85 | 13781 | IOU | 04363790 | 7.616 | Solar |  |  | Interconnected | Trade Secret | Trade | TWL | TWL063 | Residential | Solar*Rewards | Trade Secret | 2021 | 2021
20263-228838-01 | Xcel Energy | 85 | 13781 | IOU | 04057514 | 17.61 | Solar |  |  | Interconnected | Trade Secret | Trade | GLK | GLK071 | Residential | Solar*Rewards | Trade Secret | 2020 | 2021
20263-228838-01 | Xcel Energy | 85 | 13781 | IOU | 05954324 | 5.052 | Solar |  |  | Interconnected | Trade Secret | Trade | RPO | RPO311 | Residential | Solar*Rewards | Trade Secret | 2024 | 2024
20263-228838-01 | Xcel Energy | 85 | 13781 | IOU | 04839728 | 14.5 | Solar |  |  | Withdrawn | Trade Secret | Trade | SCA | SCA021 | Commercial |  | Trade Secret | 2022
20263-228838-01 | Xcel Energy | 85 | 13781 | IOU | 05832496 | 5.516 | Solar |  |  | Interconnected | Trade Secret | Trade | ECK | ECK322 | Residential | Solar*Rewards | Trade Secret | 2024 | 2024
20263-228838-01 | Xcel Energy | 85 | 13781 | IOU | 04931565 | 6.282 | Solar |  |  | Interconnected | Trade Secret | Trade | HWW | HWW073 | Residential | Solar*Rewards | Trade Secret | 2022 | 2023
20263-228838-01 | Xcel Energy | 85 | 13781 | IOU | 05812018 | 3.484 | Solar |  |  | Interconnected | Trade Secret | Trade | ALK | ALK067 | Residential |  | Trade Secret | 2024 | 2024
20263-228838-01 | Xcel Energy | 85 | 13781 | IOU | 05413266 | 13.96 | Solar |  |  | Withdrawn | Trade Secret | Trade | WWK | WWK311 | Residential | Solar*Rewards | Trade Secret | 2023
20263-228838-01 | Xcel Energy | 85 | 13781 | IOU | 05986615 | 6.825 | Solar |  |  | Interconnected | Trade Secret | Trade | ECK | ECK322 | Residential | Solar*Rewards | Trade Secret | 2024 | 2024
20263-228838-01 | Xcel Energy | 85 | 13781 | IOU | 06251511 | 7.6 | Solar |  |  | Active Application | Trade Secret | Trade | HSN | HSN322 | Residential |  | Trade Secret | 2025
20263-228838-01 | Xcel Energy | 85 | 13781 | IOU | 05471707 | 5.985 | Solar |  |  | Active Application | Trade Secret | Trade | RRK | RRK082 | Residential | Solar*Rewards | Trade Secret | 2023
20263-228838-01 | Xcel Energy | 85 | 13781 | IOU | 05150134 | 3.288 | Solar |  |  | Interconnected | Trade Secret | Trade | VMR | VMR062 | Residential |  | Trade Secret | 2022 | 2022
20263-228838-01 | Xcel Energy | 85 | 13781 | IOU | 04808998 | 3.3 | Solar |  |  | Interconnected | Trade Secret | Trade | CGR | CGR071 | Residential | Solar*Rewards | Trade Secret | 2022 | 2022
20263-228838-01 | Xcel Energy | 85 | 13781 | IOU | 03581290 | 1000 | Solar |  |  | Interconnected | Monticello | Trade | LAP | LAP311 | Community Solar Garden | Solar*Rewards Community | Trade Secret | 2021 | 2021
20263-228838-01 | Xcel Energy | 85 | 13781 | IOU | 05443289 | 999 | Solar |  |  | Withdrawn | Trade Secret | Trade | EBL | EBL081 | Commercial |  | Trade Secret | 2023
20263-228838-01 | Xcel Energy | 85 | 13781 | IOU | 04459451 | 166.6 | Solar |  |  | Interconnected | Trade Secret | Trade | PKL | PKL081 | Commercial |  | Trade Secret | 2021 | 2022
20263-228838-01 | Xcel Energy | 85 | 13781 | IOU | 05459968 | 66.6 | Solar |  |  | Interconnected | Trade Secret | Trade | ALD | ALD084 | Commercial |  | Trade Secret | 2023 | 2024
20263-228838-01 | Xcel Energy | 85 | 13781 | IOU | 03504490 | 1000 | Solar |  |  | Interconnected | Cold Spring | Trade | BLH | BLH061 | LMI | Solar*Rewards Community | Trade Secret | 2021 | 2024
20263-228838-01 | Xcel Energy | 85 | 13781 | IOU | 04418588 | 9.994 | Solar |  |  | Interconnected | Trade Secret | Trade | SLP | SLP092 | Residential | Solar*Rewards | Trade Secret | 2021 | 2021
20263-228838-01 | Xcel Energy | 85 | 13781 | IOU | 05456443 | 3.84 | Solar |  |  | Interconnected | Trade Secret | Trade | HSN | HSN322 | Residential | Solar*Rewards | Trade Secret | 2023 | 2023
20263-228838-01 | Xcel Energy | 85 | 13781 | IOU | 04160559 | 1000 | Solar |  |  | Interconnected | Franklin | Trade | FRA | FRA211 | Community Solar Garden | Solar*Rewards Community | Trade Secret | 2021 | 2022
20263-228838-01 | Xcel Energy | 85 | 13781 | IOU | 05358546 | 7.54 | Solar |  |  | Interconnected | Trade Secret | Trade | RPO | RPO311 | Residential |  | Trade Secret | 2023 | 2023
20263-228838-01 | Xcel Energy | 85 | 13781 | IOU | 04043230 | 999.9 | Solar |  |  | Interconnected | Northfield | Trade | DND | DND071 | LMI | Solar*Rewards Community | Trade Secret | 2021 | 2025
20263-228838-01 | Xcel Energy | 85 | 13781 | IOU | 06099908 | 11.4 | Solar |  | X | Interconnected | Trade Secret | Trade | WTN | WTN061 | Residential |  | Trade Secret | 2025 | 2025
20263-228838-01 | Xcel Energy | 85 | 13781 | IOU | 05191187 | 15.232 | Solar |  |  | Interconnected | Trade Secret | Trade | AFT | AFT314 | Residential |  | Trade Secret | 2022 | 2023
20263-228838-01 | Xcel Energy | 85 | 13781 | IOU | 05587365 | 25.2 | Storage |  |  | Interconnected | Trade Secret | Trade | AFT | AFT314 | Residential |  | Trade Secret | 2023 | 2023
20263-228838-01 | Xcel Energy | 85 | 13781 | IOU | 05294978 | 20.2 | Storage |  |  | Interconnected | Trade Secret | Trade | AFT | AFT314 | Residential |  | Trade Secret | 2023 | 2023
20263-228838-01 | Xcel Energy | 85 | 13781 | IOU | 05363643 | 17.61 | Solar |  |  | Interconnected | Trade Secret | Trade | APA | APA075 | Commercial | Solar*Rewards | Trade Secret | 2023 | 2024
20263-228838-01 | Xcel Energy | 85 | 13781 | IOU | 06270042 | 6.528 | Solar |  |  | Active Application | Trade Secret | Trade | WSG | WSG362 | Residential |  | Trade Secret | 2025
20263-228838-01 | Xcel Energy | 85 | 13781 | IOU | 05952831 | 6.825 |  |  |  | Withdrawn | Trade Secret | Trade | CGR | CGR071 | Residential |  | Trade Secret | 2024
20263-228838-01 | Xcel Energy | 85 | 13781 | IOU | 05958603 | 6.825 | Solar |  |  | Interconnected | Trade Secret | Trade | CGR | CGR071 | Residential |  | Trade Secret | 2024 | 2024
20263-228838-01 | Xcel Energy | 85 | 13781 | IOU | 04942593 | 39.75 | Solar |  |  | Interconnected | Trade Secret | Trade | AHI | AHI024 | Residential | Solar*Rewards | Trade Secret | 2022 | 2023
20263-228838-01 | Xcel Energy | 85 | 13781 | IOU | 06030134 | 7.212 | Solar |  |  | Interconnected | Trade Secret | Trade | RPO | RPO311 | Residential |  | Trade Secret | 2024 | 2025
20263-228838-01 | Xcel Energy | 85 | 13781 | IOU | 05715707 | 10.71 | Solar |  |  | Interconnected | Trade Secret | Trade | RPO | RPO311 | Residential | Solar*Rewards | Trade Secret | 2024 | 2024
20263-228838-01 | Xcel Energy | 85 | 13781 | IOU | 05712201 | 7.56 | Solar |  |  | Interconnected | Trade Secret | Trade | BCR | BCR062 | Residential | Solar*Rewards | Trade Secret | 2024 | 2024
20263-228838-01 | Xcel Energy | 85 | 13781 | IOU | 05417479 | 25 | Solar |  |  | Interconnected | Trade Secret | Trade | CRL | CRL027 | Commercial |  | Trade Secret | 2023 | 2024
20263-228838-01 | Xcel Energy | 85 | 13781 | IOU | 06225378 | 8.376 | Solar |  |  | Interconnected | Trade Secret | Trade | SOU | SOU079 | Residential |  | Trade Secret | 2025 | 2025
20263-228838-01 | Xcel Energy | 85 | 13781 | IOU | 06032456 | 5.184 | Solar |  |  | Interconnected | Trade Secret | Trade | RLK | RLK079 | Commercial |  | Trade Secret | 2024 | 2025
20263-228838-01 | Xcel Energy | 85 | 13781 | IOU | 06002841 | 39.75 | Solar |  |  | Interconnected | Trade Secret | Trade | DBL | DBL067 | Commercial | Solar*Rewards | Trade Secret | 2024 | 2025
20263-228838-01 | Xcel Energy | 85 | 13781 | IOU | 03351718 | 7.616 | Solar |  |  | Interconnected | Trade Secret | Trade | WDY | WDY311 | Residential | Solar*Rewards | Trade Secret | 2019 | 2020
20263-228838-01 | Xcel Energy | 85 | 13781 | IOU | 04137536 | 7.6 | Storage |  |  | Interconnected | Trade Secret | Trade | WDY | WDY311 | Residential |  | Trade Secret | 2020 | 2020
20263-228838-01 | Xcel Energy | 85 | 13781 | IOU | 03133802 | 7.525 | Solar |  |  | Interconnected | Trade Secret | Trade | MOL | MOL067 | Residential | Solar*Rewards | Trade Secret | 2013 | 2013
20263-228838-01 | Xcel Energy | 85 | 13781 | IOU | 04259641 | 6.38 | Solar |  |  | Interconnected | Trade Secret | Trade | EDA | EDA061 | Residential | Solar*Rewards | Trade Secret | 2021 | 2021
20263-228838-01 | Xcel Energy | 85 | 13781 | IOU | 03130032 | 6.96 | Solar |  |  | Interconnected | Trade Secret | Trade | MEL | MEL079 | Residential | Solar*Rewards | Trade Secret | 2018 | 2019
20263-228838-01 | Xcel Energy | 85 | 13781 | IOU | 03845237 | 3.84 | Solar |  |  | Interconnected | Trade Secret | Trade | WCR | WCR062 | Residential | Solar*Rewards | Trade Secret | 2020 | 2020
20263-228838-01 | Xcel Energy | 85 | 13781 | IOU | 03131394 | 9.94 | Solar |  |  | Interconnected | Trade Secret | Trade | OPK | OPK073 | Residential | Solar*Rewards | Trade Secret | 2017 | 2017
20263-228838-01 | Xcel Energy | 85 | 13781 | IOU | 03134383 | 5 | Solar |  |  | Interconnected | Trade Secret | Trade | SOU | SOU061 | Residential | Solar*Rewards | Trade Secret | 2015 | 2015
20263-228838-01 | Xcel Energy | 85 | 13781 | IOU | 05757353 | 6.967 | Solar |  |  | Active Application | Trade Secret | Trade | MOL | MOL073 | Residential | Solar*Rewards | Trade Secret | 2024
20263-228838-01 | Xcel Energy | 85 | 13781 | IOU | 05943211 | 4.06 | Solar |  |  | Interconnected | Trade Secret | Trade | SOU | SOU079 | Residential | Solar*Rewards | Trade Secret | 2024 | 2024
20263-228838-01 | Xcel Energy | 85 | 13781 | IOU | 05356958 | 7.616 | Solar |  |  | Interconnected | Trade Secret | Trade | BLC | BLC062 | Residential | Solar*Rewards | Trade Secret | 2023 | 2023
20263-228838-01 | Xcel Energy | 85 | 13781 | IOU | 05412564 | 4.875 | Solar |  |  | Active Application | Trade Secret | Trade | TWL | TWL063 | Residential | Solar*Rewards | Trade Secret | 2023
20263-228838-01 | Xcel Energy | 85 | 13781 | IOU | OID2411934 | 40 | Solar |  |  | Withdrawn | Trade Secret | Trade | PBE | PBE061 | Commercial | Made in Minnesota | Trade Secret | 2015
20263-228838-01 | Xcel Energy | 85 | 13781 | IOU | 06215440 | 4.162 | Solar |  |  | Interconnected | Trade Secret | Trade | WIL | WIL076 | Residential |  | Trade Secret | 2025 | 2025
20263-228838-01 | Xcel Energy | 85 | 13781 | IOU | 06011284 | 4.934 | Solar |  |  | Interconnected | Trade Secret | Trade | OSS | OSS077 | Residential |  | Trade Secret | 2024 | 2025
20263-228838-01 | Xcel Energy | 85 | 13781 | IOU | 03130440 | 2.9 | Solar |  |  | Interconnected | Trade Secret | Trade | STY | STY063 | Residential | Solar*Rewards | Trade Secret | 2018 | 2019
20263-228838-01 | Xcel Energy | 85 | 13781 | IOU | 03134623 | 3.01 | Solar |  |  | Interconnected | Trade Secret | Trade | APA | APA075 | Residential | Solar*Rewards | Trade Secret | 2015 | 2016
20263-228838-01 | Xcel Energy | 85 | 13781 | IOU | 05963279 | 6.832 | Solar |  |  | Interconnected | Trade Secret | Trade | HUG | HUG321 | Residential | Solar*Rewards | Trade Secret | 2024 | 2025
20263-228838-01 | Xcel Energy | 85 | 13781 | IOU | 03129657 | 2.75 | Solar |  |  | Interconnected | Trade Secret | Trade | IDA | IDA073 | Residential | Solar*Rewards | Trade Secret | 2019 | 2019
20263-228838-01 | Xcel Energy | 85 | 13781 | IOU | 04316234 | 12.564 | Solar |  |  | Interconnected | Trade Secret | Trade | RPO | RPO311 | Residential | Solar*Rewards | Trade Secret | 2021 | 2021
20263-228838-01 |  |  |  |  | OID3753247 |  | Solar |  |  | Withdrawn | Trade Secret | Trade | AHI | AHI022 | Residential | Solar*Rewards |  | 2019
20263-228838-01 | Xcel Energy | 85 | 13781 | IOU | 03129046 | 6.48 | Solar |  |  | Interconnected | Trade Secret | Trade | AHI | AHI022 | Residential | Solar*Rewards | Trade Secret | 2019 | 2019
20263-228838-01 | Xcel Energy | 85 | 13781 | IOU | 03134879 | 9.94 | Solar |  |  | Interconnected | Trade Secret | Trade | HUG | HUG312 | Residential | Made in Minnesota | Trade Secret | 2016 | 2016
20263-228838-01 | Xcel Energy | 85 | 13781 | IOU | 04382443 | 3.747 | Solar |  |  | Interconnected | Trade Secret | Trade | IDA | IDA072 | Residential |  | Trade Secret | 2021 | 2022
20263-228838-01 | Xcel Energy | 85 | 13781 | IOU | 05366433 | 15.08 | Solar |  |  | Interconnected | Trade Secret | Trade | SCL | SCL313 | Residential |  | Trade Secret | 2023 | 2023
20263-228838-01 | Xcel Energy | 85 | 13781 | IOU | 03134152 | 3.5 | Solar |  |  | Interconnected | Trade Secret | Trade | WIN | WIN022 | Residential | Made in Minnesota | Trade Secret | 2014 | 2015
20263-228838-01 | Xcel Energy | 85 | 13781 | IOU | 05949128 | 3.48 | Solar |  |  | Interconnected | Trade Secret | Trade | SOU | SOU086 | Residential | Solar*Rewards | Trade Secret | 2024 | 2024
20263-228838-01 | Xcel Energy | 85 | 13781 | IOU | 04802658 | 7.672 | Solar |  |  | Interconnected | Trade Secret | Trade | CGR | CGR061 | Residential | Solar*Rewards | Trade Secret | 2022 | 2022
20263-228838-01 | Xcel Energy | 85 | 13781 | IOU | 06036029 | 4.175 | Solar |  |  | Interconnected | Trade Secret | Trade | RVA | RVA061 | Residential |  | Trade Secret | 2024 | 2025
20263-228838-01 | Xcel Energy | 85 | 13781 | IOU | 03131560 | 39.998 | Solar |  |  | Interconnected | Trade Secret | Trade | PKL | PKL062 | Commercial | Made in Minnesota | Trade Secret | 2017 | 2017
20263-228838-01 | Xcel Energy | 85 | 13781 | IOU | 04793874 | 9.994 | Solar |  |  | Interconnected | Trade Secret | Trade | GNL | GNL063 | Residential | Solar*Rewards | Trade Secret | 2022 | 2022
20263-228838-01 | Xcel Energy | 85 | 13781 | IOU | 05864118 | 7.616 | Solar |  |  | Interconnected | Trade Secret | Trade | CNC | CNC071 | Residential |  | Trade Secret | 2024 | 2025
20263-228838-01 | Xcel Energy | 85 | 13781 | IOU | 05225312 | 10.47 | Solar |  |  | Interconnected | Trade Secret | Trade | WIL | WIL063 | Residential |  | Trade Secret | 2022 | 2022
20263-228838-01 | Xcel Energy | 85 | 13781 | IOU | 04847322 | 8.99 | Solar |  |  | Interconnected | Trade Secret | Trade | MPK | MPK064 | Residential | Solar*Rewards | Trade Secret | 2022 | 2022
20263-228838-01 | Xcel Energy | 85 | 13781 | IOU | 05559920 | 9.765 | Solar |  |  | Interconnected | Trade Secret | Trade | SLP | SLP082 | Residential |  | Trade Secret | 2023 | 2023
20263-228838-01 | Xcel Energy | 85 | 13781 | IOU | 05499781 | 2.844 | Solar |  |  | Interconnected | Trade Secret | Trade | ALD | ALD085 | Residential | Solar*Rewards | Trade Secret | 2023 | 2023
20263-228838-01 | Xcel Energy | 85 | 13781 | IOU | 05986993 | 5.052 | Solar |  |  | Interconnected | Trade Secret | Trade | HYL | HYL064 | Residential |  | Trade Secret | 2024 | 2025
20263-228838-01 | Xcel Energy | 85 | 13781 | IOU | 05742751 | 7.6 | Solar |  |  | Interconnected | Trade Secret | Trade | RPO | RPO311 | Residential | Solar*Rewards | Trade Secret | 2024 | 2024
20263-228838-01 | Xcel Energy | 85 | 13781 | IOU | 04492896 | 6 | Solar |  |  | Active Application | Trade Secret | Trade | HUG | HUG322 | Residential | Solar*Rewards | Trade Secret | 2021
20263-228838-01 | Xcel Energy | 85 | 13781 | IOU | 04509076 | 6 | Solar |  |  | Interconnected | Trade Secret | Trade | HUG | HUG322 | Residential |  | Trade Secret | 2021 | 2021
20263-228838-01 | Xcel Energy | 85 | 13781 | IOU | 03132632 | 7.616 | Solar |  |  | Interconnected | Trade Secret | Trade | SLP | SLP084 | Residential | Solar*Rewards | Trade Secret | 2018 | 2018
20263-228838-01 | Xcel Energy | 85 | 13781 | IOU | OID3384356 | 6 | Solar |  |  | Withdrawn | Trade Secret | Trade | SLP | SLP084 | Residential | Solar*Rewards | Trade Secret | 2018
20263-228838-01 | Xcel Energy | 85 | 13781 | IOU | 04409918 | 3.77 | Solar |  |  | Interconnected | Trade Secret | Trade | UPP | UPP082 | Residential | Solar*Rewards | Trade Secret | 2021 | 2021
20263-228838-01 | Xcel Energy | 85 | 13781 | IOU | 04092191 | 9.994 | Solar |  |  | Interconnected | Trade Secret | Trade | HYL | HYL073 | Residential |  | Trade Secret | 2020 | 2021
20263-228838-01 | Xcel Energy | 85 | 13781 | IOU | OID3666067 | 39.998 | Solar |  |  | Withdrawn | Trade Secret | Trade | HWW | HWW071 | Commercial | Solar*Rewards | Trade Secret | 2018
20263-228838-01 | Xcel Energy | 85 | 13781 | IOU | OID2964902 | 3.747 | Solar |  |  | Withdrawn | Trade Secret | Trade | MPK | MPK063 | Commercial | Made in Minnesota | Trade Secret | 2017
20263-228838-01 | Xcel Energy | 85 | 13781 | IOU | 05665689 | 10.121 | Solar |  | X | Interconnected | Trade Secret | Trade | RRK | RRK063 | Residential |  | Trade Secret | 2023 | 2024
20263-228838-01 | Xcel Energy | 85 | 13781 | IOU | 05641477 | 9.135 | Solar |  |  | Withdrawn | Trade Secret | Trade | RRK | RRK063 | Residential |  | Trade Secret | 2023
20263-228838-01 | Xcel Energy | 85 | 13781 | IOU | OID2246677 | 19 | Solar |  |  | Withdrawn | Trade Secret | Trade | MAZ | MAZ021 | Residential | Solar*Rewards | Trade Secret | 2015
20263-228838-01 | Xcel Energy | 85 | 13781 | IOU | 05227380 | 3.141 | Solar |  |  | Interconnected | Trade Secret | Trade | WDY | WDY311 | Residential |  | Trade Secret | 2022 | 2022
20263-228838-01 | Xcel Energy | 85 | 13781 | IOU | OID3862947 | 3.747 | Solar |  |  | Interconnected | Trade Secret | Trade | APA | APA068 | Residential | Solar*Rewards | Trade Secret | 2019 | 2019
20263-228838-01 | Xcel Energy | 85 | 13781 | IOU | 06090761 | 4.555 | Solar |  |  | Active Application | Trade Secret | Trade | RAM | RAM062 | Residential |  | Trade Secret | 2025
20263-228838-01 | Xcel Energy | 85 | 13781 | IOU | 06089226 | 3.49 | Solar |  |  | Withdrawn | Trade Secret | Trade | RAM | RAM062 | Residential | Solar*Rewards | Trade Secret | 2025
20263-228838-01 | Xcel Energy | 85 | 13781 | IOU | 03134604 | 4.32 | Solar |  |  | Interconnected | Trade Secret | Trade | AFT | AFT321 | Residential | Solar*Rewards | Trade Secret | 2015 | 2015
20263-228838-01 | Xcel Energy | 85 | 13781 | IOU | OID2326262 | 3.84 | Solar |  |  | Withdrawn | Trade Secret | Trade | AFT | AFT321 | Residential | Solar*Rewards | Trade Secret | 2015
20263-228838-01 | Xcel Energy | 85 | 13781 | IOU | 05405036 | 5.8 | Solar |  |  | Interconnected | Trade Secret | Trade | HUG | HUG312 | Residential |  | Trade Secret | 2023 | 2023
20263-228838-01 | Xcel Energy | 85 | 13781 | IOU | 05597370 | 6.93 | Solar |  |  | Interconnected | Trade Secret | Trade | RAM | RAM077 | Residential |  | Trade Secret | 2023 | 2023
20263-228838-01 | Xcel Energy | 85 | 13781 | IOU | 03133187 | 5.1 | Solar |  |  | Interconnected | Trade Secret | Trade | PKL | PKL062 | Residential | Solar*Rewards | Trade Secret | 2010 | 2010
20263-228838-01 | Xcel Energy | 85 | 13781 | IOU | 03132162 | 29.02 | Solar |  |  | Interconnected | Trade Secret | Trade | TWL | TWL074 | Residential | Made in Minnesota | Trade Secret | 2017 | 2018
20263-228838-01 |  |  |  |  | OID3028909 |  | Solar |  |  | Withdrawn | Trade Secret | Trade |  |  | Residential | Made in Minnesota |  | 2017
20263-228838-01 | Xcel Energy | 85 | 13781 | IOU | SRO29910 | 90 | Solar |  |  | Withdrawn | Trade Secret | Trade | WKN | WKN001 | Commercial | Solar*Rewards | Trade Secret | 2013
20263-228838-01 | Xcel Energy | 85 | 13781 | IOU | 03134164 | 36 | Solar |  |  | Interconnected | Trade Secret | Trade | WKN | WKN001 | Commercial | Made in Minnesota | Trade Secret | 2014 | 2015
20263-228838-01 | Xcel Energy | 85 | 13781 | IOU | 03130116 | 19.999 | Solar |  |  | Interconnected | Trade Secret | Trade | WES | WES063 | Commercial | Solar*Rewards | Trade Secret | 2018 | 2020
20263-228838-01 | Xcel Energy | 85 | 13781 | IOU | 03134175 | 20 | Solar |  |  | Interconnected | Trade Secret | Trade | WES | WES063 | Commercial | Solar*Rewards | Trade Secret | 2014 | 2016
20263-228838-01 | Xcel Energy | 85 | 13781 | IOU | 03134516 | 40 | Solar |  |  | Interconnected | Trade Secret | Trade | WES | WES063 | Commercial | Made in Minnesota | Trade Secret | 2015 | 2016
20263-228838-01 | Xcel Energy | 85 | 13781 | IOU | OID3470259 | 19.999 | Solar |  |  | Withdrawn | Trade Secret | Trade | WES | WES063 | Commercial | Solar*Rewards | Trade Secret | 2018
20263-228838-01 | Xcel Energy | 85 | 13781 | IOU | 06261495 | 7.6 | Solar |  |  | Active Application | Trade Secret | Trade | LOK | LOK062 | Residential |  | Trade Secret | 2025
20263-228838-01 | Xcel Energy | 85 | 13781 | IOU | 05410319 | 3.2 | Solar |  |  | Interconnected | Trade Secret | Trade | STY | STY073 | Residential | Solar*Rewards | Trade Secret | 2023 | 2023
20263-228838-01 | Xcel Energy | 85 | 13781 | IOU | 05616252 | 6.144 | Solar |  |  | Interconnected | Trade Secret | Trade | XRD | XRD062 | Residential |  | Trade Secret | 2024 | 2024
20263-228838-01 | Xcel Energy | 85 | 13781 | IOU | 05982800 | 5.76 | Solar |  |  | Interconnected | Trade Secret | Trade | DHL | DHL061 | Residential | Solar*Rewards | Trade Secret | 2024 | 2025
20263-228838-01 | Xcel Energy | 85 | 13781 | IOU | 05978307 | 5.76 | Solar |  |  | Withdrawn | Trade Secret | Trade | DHL | DHL061 | Residential | Solar*Rewards | Trade Secret | 2024
20263-228838-01 | Xcel Energy | 85 | 13781 | IOU | 03907782 | 13.34 | Solar |  |  | Interconnected | Trade Secret | Trade | CGR | CGR071 | Residential | Solar*Rewards | Trade Secret | 2020 | 2020
20263-228838-01 | Xcel Energy | 85 | 13781 | IOU | 03238872 | 9.994 | Solar |  |  | Interconnected | Trade Secret | Trade | ATW | ATW062 | Residential | Solar*Rewards | Trade Secret | 2019 | 2020
20263-228838-01 | Xcel Energy | 85 | 13781 | IOU | 04119999 | 7.616 | Solar |  |  | Interconnected | Trade Secret | Trade | SOU | SOU087 | Residential | Solar*Rewards | Trade Secret | 2021 | 2021
20263-228838-01 | Xcel Energy | 85 | 13781 | IOU | 05729496 | 11.136 | Solar |  |  | Interconnected | Trade Secret | Trade | GLK | GLK061 | Residential |  | Trade Secret | 2024 | 2024
20263-228838-01 | Xcel Energy | 85 | 13781 | IOU | 03708312 | 5 | Solar |  |  | Withdrawn | Trade Secret | Trade | WEB | WEB021 | Residential | Solar*Rewards | Trade Secret | 2020
20263-228838-01 | Xcel Energy | 85 | 13781 | IOU | 04295556 | 6 | Solar |  |  | Active Application | Trade Secret | Trade | WEB | WEB021 | Residential | Solar*Rewards | Trade Secret | 2021
20263-228838-01 | Xcel Energy | 85 | 13781 | IOU | 04298092 | 5 | Solar |  |  | Interconnected | Trade Secret | Trade | WEB | WEB021 | Residential | Solar*Rewards | Trade Secret | 2021 | 2021
20263-228838-01 | Xcel Energy | 85 | 13781 | IOU | 05411975 | 4.875 | Solar |  |  | Withdrawn | Trade Secret | Trade | TWL | TWL063 | Residential | Solar*Rewards | Trade Secret | 2023
20263-228838-01 | Xcel Energy | 85 | 13781 | IOU | 04806835 | 14.309 | Solar |  |  | Withdrawn | Trade Secret | Trade | HWW | HWW071 | Residential | Solar*Rewards | Trade Secret | 2022
20263-228838-01 | Xcel Energy | 85 | 13781 | IOU | 04470175 | 11.07 | Solar |  |  | Active Application | Trade Secret | Trade | HWW | HWW071 | Residential | Solar*Rewards | Trade Secret | 2021
20263-228838-01 | Xcel Energy | 85 | 13781 | IOU | OID2019614 | 18 | Solar |  |  | Withdrawn | Trade Secret | Trade | CNC | CNC063 | Commercial | Solar*Rewards | Trade Secret | 2014
20263-228838-01 | Xcel Energy | 85 | 13781 | IOU | 05795379 | 10.752 | Solar |  |  | Withdrawn | Trade Secret | Trade | CHE | CHE076 | Residential | Solar*Rewards | Trade Secret | 2024
20263-228838-01 | Xcel Energy | 85 | 13781 | IOU | 06116258 | 10.752 | Solar |  |  | Interconnected | Trade Secret | Trade | CHE | CHE076 | Residential | Solar*Rewards | Trade Secret | 2025 | 2025
20263-228838-01 | Xcel Energy | 85 | 13781 | IOU | 06182270 | 13.649 | Solar |  |  | Interconnected | Trade Secret | Trade | ESW | ESW081 | Residential | Solar*Rewards | Trade Secret | 2025 | 2025
20263-228838-01 | Xcel Energy | 85 | 13781 | IOU | OID2791031 | 20 | Solar |  |  | Withdrawn | Trade Secret | Trade | FSL | FSL311 | Commercial | Solar*Rewards | Trade Secret | 2016
20263-228838-01 | Xcel Energy | 85 | 13781 | IOU | 03373061 | 4.64 | Solar |  |  | Interconnected | Trade Secret | Trade | SHP | SHP061 | Residential | Solar*Rewards | Trade Secret | 2019 | 2020
20263-228838-01 |  |  |  |  | OID3969557 |  | Solar |  |  | Withdrawn | Trade Secret | Trade | SHP | SHP061 | Residential | Solar*Rewards |  | 2019
20263-228838-01 | Xcel Energy | 85 | 13781 | IOU | 03891884 | 13.05 | Solar |  |  | Interconnected | Trade Secret | Trade | EDA | EDA063 | Residential | Solar*Rewards | Trade Secret | 2020 | 2020
20263-228838-01 | Xcel Energy | 85 | 13781 | IOU | 05123059 | 9.28 | Solar |  |  | Interconnected | Trade Secret | Trade | PBE | PBE061 | Residential |  | Trade Secret | 2022 | 2023
20263-228838-01 | Xcel Energy | 85 | 13781 | IOU | 03633975 | 14.995 | Solar |  |  | Withdrawn | Trade Secret | Trade | HWW | HWW072 | Commercial | Solar*Rewards | Trade Secret | 2020
20263-228838-01 | Xcel Energy | 85 | 13781 | IOU | 04362447 | 37.722 | Solar |  |  | Interconnected | Trade Secret | Trade | HWW | HWW072 | Commercial | Solar*Rewards | Trade Secret | 2021 | 2021
20263-228838-01 | Xcel Energy | 85 | 13781 | IOU | 06221073 | 6.912 | Solar |  |  | Active Application | Trade Secret | Trade | NOF | NOF061 | Residential |  | Trade Secret | 2025
20263-228838-01 | Xcel Energy | 85 | 13781 | IOU | 05005238 | 5.51 | Solar |  |  | Interconnected | Trade Secret | Trade | PKL | PKL075 | Residential | Solar*Rewards | Trade Secret | 2022 | 2022
20263-228838-01 | Xcel Energy | 85 | 13781 | IOU | 05982707 | 15.232 | Solar |  |  | Active Application | Trade Secret | Trade | HUG | HUG312 | Residential |  | Trade Secret | 2024
20263-228838-01 | Xcel Energy | 85 | 13781 | IOU | 03133578 | 30 | Solar |  |  | Interconnected | Trade Secret | Trade | DOC | DOC031 | Commercial | Solar*Rewards | Trade Secret | 2011 | 2012
20263-228838-01 | Xcel Energy | 85 | 13781 | IOU | 03133731 | 10 | Solar |  |  | Interconnected | Trade Secret | Trade | DOC | DOC031 | Commercial | Solar*Rewards | Trade Secret | 2013 | 2012
20263-228838-01 | Xcel Energy | 85 | 13781 | IOU | OID3469997 | 7.616 | Solar |  |  | Withdrawn | Trade Secret | Trade |  |  | Residential | Solar*Rewards | Trade Secret | 2018
20263-228838-01 | Xcel Energy | 85 | 13781 | IOU | 05937934 | 5.693 | Solar |  |  | Interconnected | Trade Secret | Trade | WSG | WSG066 | Residential |  | Trade Secret | 2024 | 2024
20263-228838-01 | Xcel Energy | 85 | 13781 | IOU | OID3883842 | 7.625 | Solar |  |  | Withdrawn | Trade Secret | Trade | AHI | AHI063 | Residential | Solar*Rewards | Trade Secret | 2019
20263-228838-01 | Xcel Energy | 85 | 13781 | IOU | 03130080 | 31.378 | Solar |  |  | Active Application | Trade Secret | Trade | SMT | SMT062 | Commercial | Solar*Rewards | Trade Secret | 2018
20263-228838-01 | Xcel Energy | 85 | 13781 | IOU | 03134012 | 2.16 | Solar |  |  | Interconnected | Trade Secret | Trade | UPP | UPP082 | Residential | Solar*Rewards | Trade Secret | 2014 | 2014
20263-228838-01 | Xcel Energy | 85 | 13781 | IOU | OID3666850 | 2.88 | Solar |  |  | Withdrawn | Trade Secret | Trade | UPP | UPP082 | Residential | Solar*Rewards | Trade Secret | 2018
20263-228838-01 | Xcel Energy | 85 | 13781 | IOU | 05216094 | 4.64 | Solar |  |  | Interconnected | Trade Secret | Trade | TER | TER061 | Residential |  | Trade Secret | 2022 | 2023
20263-228838-01 | Xcel Energy | 85 | 13781 | IOU | 03133679 | 7.2 | Solar |  |  | Interconnected | Trade Secret | Trade | RAM | RAM062 | Residential | Solar*Rewards | Trade Secret | 2012 | 2012
20263-228838-01 | Xcel Energy | 85 | 13781 | IOU | 04136243 | 30 | Solar |  |  | Interconnected | Trade Secret | Trade | SLP | SLP096 | Commercial | Solar*Rewards | Trade Secret | 2021 | 2021
20263-228838-01 | Xcel Energy | 85 | 13781 | IOU | 04590258 | 3.747 | Solar |  |  | Interconnected | Trade Secret | Trade | PKL | PKL081 | Residential |  | Trade Secret | 2021 | 2022
20263-228838-01 | Xcel Energy | 85 | 13781 | IOU | 06228047 | 5.584 | Solar |  |  | Active Application | Trade Secret | Trade | HWW | HWW073 | Residential |  | Trade Secret | 2025
20263-228838-01 | Xcel Energy | 85 | 13781 | IOU | 04509059 | 3.747 | Solar |  |  | Withdrawn | Trade Secret | Trade | DPN | DPN072 | Residential |  | Trade Secret | 2021
20263-228838-01 | Xcel Energy | 85 | 13781 | IOU | 04493098 | 3.747 | Solar |  |  | Active Application | Trade Secret | Trade | DPN | DPN072 | Residential | Solar*Rewards | Trade Secret | 2021
20263-228838-01 | Xcel Energy | 85 | 13781 | IOU | 05585209 | 5.584 | Solar |  |  | Interconnected | Trade Secret | Trade | SHP | SHP062 | Residential |  | Trade Secret | 2024 | 2024
20263-228838-01 | Xcel Energy | 85 | 13781 | IOU | 04364101 | 7.124 | Solar |  |  | Interconnected | Trade Secret | Trade | GLK | GLK073 | Residential | Solar*Rewards | Trade Secret | 2021 | 2021
20263-228838-01 | Xcel Energy | 85 | 13781 | IOU | 05853370 | 15.562 | Solar |  |  | Interconnected | Trade Secret | Trade | LAP | LAP311 | Residential | Solar*Rewards | Trade Secret | 2024 | 2025
20263-228838-01 | Xcel Energy | 85 | 13781 | IOU | OID2019609 | 18 | Solar |  |  | Withdrawn | Trade Secret | Trade | OSS | OSS066 | Commercial | Solar*Rewards | Trade Secret | 2014
20263-228838-01 | Xcel Energy | 85 | 13781 | IOU | 03131529 | 7.625 | Solar |  |  | Interconnected | Trade Secret | Trade | HYL | HYL075 | Residential | Made in Minnesota | Trade Secret | 2017 | 2018
20263-228838-01 | Xcel Energy | 85 | 13781 | IOU | 03132066 | 2.962 | Solar |  |  | Interconnected | Trade Secret | Trade | HYL | HYL075 | Residential | Solar*Rewards | Trade Secret | 2017 | 2018
20263-228838-01 | Xcel Energy | 85 | 13781 | IOU | 04413687 | 8.22 | Solar |  |  | Interconnected | Trade Secret | Trade | HAS | HAS032 | Residential |  | Trade Secret | 2021 | 2021
20263-228838-01 | Xcel Energy | 85 | 13781 | IOU | 05990522 | 99.9 | Solar |  |  | Interconnected | Trade Secret | Trade | CDV | CDV061 | Commercial |  | Trade Secret | 2024 | 2025
20263-228838-01 | Xcel Energy | 85 | 13781 | IOU | 03134111 | 36 | Solar |  |  | Interconnected | Trade Secret | Trade | SCH | SCH211 | Commercial | Made in Minnesota | Trade Secret | 2014 | 2015
20263-228838-01 | Xcel Energy | 85 | 13781 | IOU | 03132065 | 6 | Solar |  |  | Interconnected | Trade Secret | Trade | SOU | SOU079 | Residential | Made in Minnesota | Trade Secret | 2017 | 2017
20263-228838-01 | Xcel Energy | 85 | 13781 | IOU | 06059105 | 11.5 | Storage |  |  | Interconnected | Trade Secret | Trade | ALD | ALD083 | Residential |  | Trade Secret | 2025 | 2025
20263-228838-01 | Xcel Energy | 85 | 13781 | IOU | 06015581 | 4.537 | Solar |  |  | Interconnected | Trade Secret | Trade | ALD | ALD083 | Residential | Solar*Rewards | Trade Secret | 2024 | 2025
20263-228838-01 | Xcel Energy | 85 | 13781 | IOU | 06000537 | 14.044 | Solar |  |  | Interconnected | Trade Secret | Trade | EDA | EDA084 | Residential |  | Trade Secret | 2024 | 2025
20263-228838-01 | Xcel Energy | 85 | 13781 | IOU | 05999842 | 7.591 | Solar |  |  | Withdrawn | Trade Secret | Trade | EDA | EDA084 | Residential | Solar*Rewards | Trade Secret | 2024
20263-228838-01 | Xcel Energy | 85 | 13781 | IOU | 06060673 | 11.5 | Storage |  |  | Interconnected | Trade Secret | Trade | EDA | EDA084 | Residential |  | Trade Secret | 2025 | 2025
20263-228838-01 | Xcel Energy | 85 | 13781 | IOU | 03133719 | 24 | Solar |  |  | Interconnected | Trade Secret | Trade | PIP | PIP062 | Commercial | Solar*Rewards | Trade Secret | 2013 | 2017
20263-228838-01 | Xcel Energy | 85 | 13781 | IOU | 06086536 | 4.886 | Solar |  |  | Interconnected | Trade Secret | Trade | HYL | HYL064 | Residential | Solar*Rewards | Trade Secret | 2025 | 2025
20263-228838-01 | Xcel Energy | 85 | 13781 | IOU | 03131362 | 6 | Solar |  |  | Interconnected | Trade Secret | Trade | RWD | RWD063 | Residential | Made in Minnesota | Trade Secret | 2017 | 2017
20263-228838-01 | Xcel Energy | 85 | 13781 | IOU | 05475470 | 5.76 | Solar |  |  | Interconnected | Trade Secret | Trade | CRL | CRL065 | Residential | Solar*Rewards | Trade Secret | 2023 | 2023
20263-228838-01 | Xcel Energy | 85 | 13781 | IOU | 03132096 | 39.998 | Solar |  |  | Interconnected | Trade Secret | Trade | SAV | SAV073 | Commercial | Made in Minnesota | Trade Secret | 2017 | 2017
20263-228838-01 | Xcel Energy | 85 | 13781 | IOU | 03130368 | 19.999 | Solar |  |  | Interconnected | Trade Secret | Trade | SAV | SAV073 | Commercial | Solar*Rewards | Trade Secret | 2017 | 2018
20263-228838-01 | Xcel Energy | 85 | 13781 | IOU | 03132782 | 19.999 | Solar |  |  | Interconnected | Trade Secret | Trade | SAV | SAV073 | Commercial | Solar*Rewards | Trade Secret | 2018 | 2019
20263-228838-01 | Xcel Energy | 85 | 13781 | IOU | 03140405 | 5.28 | Solar |  |  | Interconnected | Trade Secret | Trade | MPK | MPK063 | Residential | Solar*Rewards | Trade Secret | 2019 | 2019
20263-228838-01 | Xcel Energy | 85 | 13781 | IOU | OID3752013 | 6.38 | Solar |  |  | Withdrawn | Trade Secret | Trade | MPK | MPK063 | Residential | Solar*Rewards | Trade Secret | 2019
20263-228838-01 | Xcel Energy | 85 | 13781 | IOU | 06322096 | 3.42 | Solar |  |  | Active Application | Trade Secret | Trade | WIL | WIL071 | Residential | Solar*Rewards | Trade Secret | 2026
20263-228838-01 | Xcel Energy | 85 | 13781 | IOU | 05637344 | 13.44 | Solar |  |  | Interconnected | Trade Secret | Trade | GSL | GSL074 | Residential |  | Trade Secret | 2023 | 2024
20263-228838-01 | Xcel Energy | 85 | 13781 | IOU | 06247310 | 7.216 | Solar |  |  | Interconnected | Trade Secret | Trade | SAV | SAV069 | Residential |  | Trade Secret | 2025 | 2026
20263-228838-01 | Xcel Energy | 85 | 13781 | IOU | 03130315 | 8.05 | Solar |  |  | Interconnected | Trade Secret | Trade | WCR | WCR322 | Residential | Solar*Rewards | Trade Secret | 2019 | 2020
20263-228838-01 | Xcel Energy | 85 | 13781 | IOU | 06324663 | 6.631 | Solar |  |  | Active Application | Trade Secret | Trade | PKL | PKL073 | Residential | Solar*Rewards | Trade Secret | 2026
20263-228838-01 | Xcel Energy | 85 | 13781 | IOU | 06172477 | 89.634 | Solar |  |  | Active Application | Trade Secret | Trade | WIN | WIN023 | Commercial |  | Trade Secret | 2025
20263-228838-01 | Xcel Energy | 85 | 13781 | IOU | 06032548 | 13.285 | Solar |  |  | Interconnected | Trade Secret | Trade | HSN | HSN311 | Residential | Solar*Rewards | Trade Secret | 2024 | 2025
20263-228838-01 |  |  |  |  | 06027080 |  | Solar |  |  | Withdrawn | Trade Secret | Trade | HSN | HSN311 | Residential | Solar*Rewards |  | 2024
20263-228838-01 | Xcel Energy | 85 | 13781 | IOU | 03132919 | 9.994 | Solar |  |  | Interconnected | Trade Secret | Trade | GNL | GNL063 | Residential | Solar*Rewards | Trade Secret | 2018 | 2018
20263-228838-01 | Xcel Energy | 85 | 13781 | IOU | 04296821 | 7.616 | Solar |  |  | Interconnected | Trade Secret | Trade | WES | WES062 | Residential |  | Trade Secret | 2021 | 2021
20263-228838-01 | Xcel Energy | 85 | 13781 | IOU | 06112143 | 9.1 | Solar |  |  | Interconnected | Trade Secret | Trade | DND | DND072 | Residential |  | Trade Secret | 2025 | 2025
20263-228838-01 | Xcel Energy | 85 | 13781 | IOU | 03255668 | 13.616 | Solar |  |  | Interconnected | Trade Secret | Trade | MPK | MPK071 | Residential | Solar*Rewards | Trade Secret | 2019 | 2019
20263-228838-01 | Xcel Energy | 85 | 13781 | IOU | 05485057 | 2.9 | Solar |  |  | Interconnected | Trade Secret | Trade | ECK | ECK321 | Residential |  | Trade Secret | 2023 | 2023
20263-228838-01 | Xcel Energy | 85 | 13781 | IOU | OID3622604 | 2.64 | Solar |  |  | Withdrawn | Trade Secret | Trade | SOU | SOU085 | Residential | Solar*Rewards | Trade Secret | 2018
20263-228838-01 | Xcel Energy | 85 | 13781 | IOU | 03130181 | 3.36 | Solar |  |  | Interconnected | Trade Secret | Trade | SOU | SOU085 | Residential | Solar*Rewards | Trade Secret | 2019 | 2019
20263-228838-01 | Xcel Energy | 85 | 13781 | IOU | 06171252 | 2.903 | Solar |  |  | Interconnected | Trade Secret | Trade | CHE | CHE065 | Residential | Solar*Rewards | Trade Secret | 2025 | 2025
20263-228838-01 | Xcel Energy | 85 | 13781 | IOU | 04274073 | 7.124 | Solar |  |  | Interconnected | Trade Secret | Trade | WWK | WWK311 | Residential | Solar*Rewards | Trade Secret | 2021 | 2021
20263-228838-01 | Xcel Energy | 85 | 13781 | IOU | 03131101 | 350 | Other |  |  | Interconnected | Trade Secret | Trade | MPK | MPK083 | Commercial |  | Trade Secret | 2012 | 2011
20263-228838-01 | Xcel Energy | 85 | 13781 | IOU | 04152696 | 1.92 | Solar |  |  | Interconnected | Trade Secret | Trade | SOU | SOU081 | Residential | Solar*Rewards | Trade Secret | 2021 | 2021
20263-228838-01 | Xcel Energy | 85 | 13781 | IOU | 06205837 | 3.141 | Solar |  |  | Interconnected | Trade Secret | Trade | MND | MND071 | Residential |  | Trade Secret | 2025 | 2025
20263-228838-01 | Xcel Energy | 85 | 13781 | IOU | 05282607 | 9.57 | Solar |  |  | Active Application | Trade Secret | Trade | LCR | LCR311 | Residential |  | Trade Secret | 2022
20263-228838-01 | Xcel Energy | 85 | 13781 | IOU | 05824247 | 5.2 | Solar |  |  | Interconnected | Trade Secret | Trade | RPO | RPO312 | Residential | Solar*Rewards | Trade Secret | 2024 | 2024
20263-228838-01 | Xcel Energy | 85 | 13781 | IOU | 03134661 | 6 | Solar |  |  | Interconnected | Trade Secret | Trade | RPO | RPO312 | Residential | Solar*Rewards | Trade Secret | 2015 | 2015
20263-228838-01 | Xcel Energy | 85 | 13781 | IOU | 05900103 | 5.052 | Solar |  |  | Active Application | Trade Secret | Trade | FSL | FSL312 | Residential |  | Trade Secret | 2024
20263-228838-01 | Xcel Energy | 85 | 13781 | IOU | 04625905 | 6.96 | Solar |  |  | Interconnected | Trade Secret | Trade | RPL | RPL071 | Residential |  | Trade Secret | 2021 | 2021
20263-228838-01 | Xcel Energy | 85 | 13781 | IOU | 03135065 | 7.63 | Solar |  |  | Interconnected | Trade Secret | Trade | SOU | SOU063 | Residential | Solar*Rewards | Trade Secret | 2016 | 2016
20263-228838-01 |  |  |  |  | 06140611 |  | Solar |  |  | Active Application | Trade Secret | Trade | UPP | UPP084 | Residential | Solar*Rewards |  | 2025
20263-228838-01 | Xcel Energy | 85 | 13781 | IOU | 04136135 | 3 | Solar |  |  | Interconnected | Trade Secret | Trade | UPP | UPP084 | Residential | Solar*Rewards | Trade Secret | 2020 | 2021
20263-228838-01 |  |  |  |  | 06331730 |  |  |  |  | Active Application | Trade Secret | Trade | STY | STY065 | Commercial |  |  | 2026
20263-228838-01 | Xcel Energy | 85 | 13781 | IOU | 06231584 | 6.282 | Solar |  |  | Interconnected | Trade Secret | Trade | SOU | SOU065 | Residential |  | Trade Secret | 2025 | 2025
20263-228838-01 | Xcel Energy | 85 | 13781 | IOU | 05970761 | 5.314 | Solar |  |  | Withdrawn | Trade Secret | Trade | OPK | OPK072 | Residential |  | Trade Secret | 2024
20263-228838-01 | Xcel Energy | 85 | 13781 | IOU | 05957427 | 5.314 | Solar |  |  | Interconnected | Trade Secret | Trade | OPK | OPK072 | Residential | Solar*Rewards | Trade Secret | 2024 | 2024
20263-228838-01 | Xcel Energy | 85 | 13781 | IOU | 03132943 | 3.19 | Solar |  |  | Interconnected | Trade Secret | Trade | SIP | SIP071 | Residential | Solar*Rewards | Trade Secret | 2018 | 2019
20263-228838-01 | Xcel Energy | 85 | 13781 | IOU | 04798549 | 72.22 | Solar |  |  | Interconnected | Trade Secret | Trade | SLP | SLP074 | Commercial |  | Trade Secret | 2022 | 2022
20263-228838-01 | Xcel Energy | 85 | 13781 | IOU | 04794593 | 72.22 | Solar |  |  | Active Application | Trade Secret | Trade | SLP | SLP074 | Commercial | Solar*Rewards | Trade Secret | 2022
20263-228838-01 | Xcel Energy | 85 | 13781 | IOU | OID3610067 | 10.4 | Solar |  |  | Withdrawn | Trade Secret | Trade | SHP | SHP072 | Residential | Solar*Rewards | Trade Secret | 2018
20263-228838-01 | Xcel Energy | 85 | 13781 | IOU | 03140811 | 6.38 | Solar |  |  | Interconnected | Trade Secret | Trade | SHP | SHP072 | Residential | Solar*Rewards | Trade Secret | 2019 | 2019
20263-228838-01 | Xcel Energy | 85 | 13781 | IOU | 04871696 | 6.028 | Solar |  |  | Interconnected | Trade Secret | Trade | MEL | MEL081 | Residential |  | Trade Secret | 2022 | 2022
20263-228838-01 | Xcel Energy | 85 | 13781 | IOU | 04573514 | 6 | Solar |  |  | Withdrawn | Trade Secret | Trade | MEL | MEL081 | Residential |  | Trade Secret | 2021
20263-228838-01 | Xcel Energy | 85 | 13781 | IOU | 03134308 | 10.01 | Solar |  |  | Interconnected | Trade Secret | Trade | DPN | DPN062 | Residential | Made in Minnesota | Trade Secret | 2015 | 2015
20263-228838-01 | Xcel Energy | 85 | 13781 | IOU | 04920103 | 5.22 | Solar |  |  | Interconnected | Trade Secret | Trade | RAM | RAM073 | Residential |  | Trade Secret | 2022 | 2022
20263-228838-01 | Xcel Energy | 85 | 13781 | IOU | OID4039191 | 39.998 | Solar |  |  | Withdrawn | Trade Secret | Trade | ELP | ELP062 | Commercial | Solar*Rewards | Trade Secret | 2019
20263-228838-01 | Xcel Energy | 85 | 13781 | IOU | 05016654 | 7.54 | Solar |  |  | Withdrawn | Trade Secret | Trade | STW | STW021 | Residential |  | Trade Secret | 2022
20263-228838-01 | Xcel Energy | 85 | 13781 | IOU | 03132002 | 6 | Solar |  |  | Interconnected | Trade Secret | Trade | MPK | MPK082 | Residential | Made in Minnesota | Trade Secret | 2017 | 2017
20263-228838-01 | Xcel Energy | 85 | 13781 | IOU | 05459273 | 4.06 | Solar |  |  | Interconnected | Trade Secret | Trade | SLP | SLP097 | Residential | Solar*Rewards | Trade Secret | 2023 | 2023
20263-228838-01 | Xcel Energy | 85 | 13781 | IOU | 03131065 | 1500 | Other |  |  | Interconnected | Trade Secret | Trade | EDP | EDP083 | Commercial |  | Trade Secret | 2011 | 2011
20263-228838-01 | Xcel Energy | 85 | 13781 | IOU | 03135084 | 2.7 | Solar |  |  | Interconnected | Trade Secret | Trade | SOU | SOU081 | Residential | Solar*Rewards | Trade Secret | 2016 | 2016
20263-228838-01 | Xcel Energy | 85 | 13781 | IOU | SRO30010 | 10 | Solar |  |  | Withdrawn | Trade Secret | Trade | SMT | SMT072 | Commercial | Solar*Rewards | Trade Secret | 2013
20263-228838-01 | Xcel Energy | 85 | 13781 | IOU | OID2186480 | 5 | Solar |  |  | Withdrawn | Trade Secret | Trade | SMT | SMT072 | Commercial | Solar*Rewards | Trade Secret | 2015
20263-228838-01 | Xcel Energy | 85 | 13781 | IOU | OID2019190 | 19.99 | Solar |  |  | Withdrawn | Trade Secret | Trade | SMT | SMT072 | Commercial | Solar*Rewards | Trade Secret | 2014
20263-228838-01 | Xcel Energy | 85 | 13781 | IOU | OID2050332 | 20 | Solar |  |  | Withdrawn | Trade Secret | Trade | SMT | SMT072 | Commercial | Solar*Rewards | Trade Secret | 2014
20263-228838-01 |  |  |  |  | OID2019128 |  | Solar |  |  | Withdrawn | Trade Secret | Trade | SMT | SMT072 | Commercial | Made in Minnesota |  | 2014
20263-228838-01 | Xcel Energy | 85 | 13781 | IOU | OID2019184 | 20 | Solar |  |  | Withdrawn | Trade Secret | Trade | SMT | SMT072 | Commercial | Solar*Rewards | Trade Secret | 2014
20263-228838-01 |  |  |  |  | 06144516 |  | Solar |  |  | Active Application | Trade Secret | Trade | PAT | PAT313 | Commercial | Solar*Rewards |  | 2025
20263-228838-01 | Xcel Energy | 85 | 13781 | IOU | 06195445 | 10.45 | Solar |  |  | Active Application | Trade Secret | Trade | PAT | PAT313 | Commercial |  | Trade Secret | 2026
20263-228838-01 | Xcel Energy | 85 | 13781 | IOU | 04641891 | 10 | Solar |  |  | Interconnected | Trade Secret | Trade | WCR | WCR311 | Residential |  | Trade Secret | 2021 | 2021
20263-228838-01 | Xcel Energy | 85 | 13781 | IOU | 04845556 | 5.48 | Solar |  |  | Interconnected | Trade Secret | Trade | WCR | WCR063 | Residential | Solar*Rewards | Trade Secret | 2022 | 2022
20263-228838-01 |  |  |  |  | 06223681 |  |  |  |  | Active Application | Trade Secret | Trade | PIP | PIP061 | Commercial |  |  | 2025
20263-228838-01 | Xcel Energy | 85 | 13781 | IOU | 06295648 | 9.628 |  |  |  | Active Application | Trade Secret | Trade | PIP | PIP061 | Commercial |  | Trade Secret | 2025
20263-228838-01 | Xcel Energy | 85 | 13781 | IOU | OID3308064 | 6 | Solar |  |  | Withdrawn | Trade Secret | Trade | SCH | SCH211 | Residential | Solar*Rewards | Trade Secret | 2018
20263-228838-01 | Xcel Energy | 85 | 13781 | IOU | 03133646 | 8 | Solar |  |  | Interconnected | Trade Secret | Trade | WAT | WAT081 | Residential | Solar*Rewards | Trade Secret | 2012 | 2012
20263-228838-01 | Xcel Energy | 85 | 13781 | IOU | 04794046 | 4.188 | Solar |  |  | Interconnected | Trade Secret | Trade | SOU | SOU065 | Residential | Solar*Rewards | Trade Secret | 2022 | 2022
20263-228838-01 | Xcel Energy | 85 | 13781 | IOU | 05356944 | 8.82 | Solar |  |  | Interconnected | Trade Secret | Trade | DLO | DLO021 | Residential | Solar*Rewards | Trade Secret | 2023 | 2023
20263-228838-01 | Xcel Energy | 85 | 13781 | IOU | 05356960 | 8.82 | Solar |  |  | Withdrawn | Trade Secret | Trade | DLO | DLO021 | Residential | Solar*Rewards | Trade Secret | 2023
20263-228838-01 | Xcel Energy | 85 | 13781 | IOU | 03134771 | 3.8 | Solar |  |  | Interconnected | Trade Secret | Trade | WES | WES074 | Residential | Made in Minnesota | Trade Secret | 2016 | 2016
20263-228838-01 | Xcel Energy | 85 | 13781 | IOU | 04654821 | 8.376 | Solar |  |  | Interconnected | Trade Secret | Trade | SOU | SOU063 | Residential |  | Trade Secret | 2021 | 2021
20263-228838-01 | Xcel Energy | 85 | 13781 | IOU | 06004310 | 7.212 | Solar |  |  | Active Application | Trade Secret | Trade | HYL | HYL073 | Residential | Solar*Rewards | Trade Secret | 2024
20263-228838-01 | Xcel Energy | 85 | 13781 | IOU | 03135080 | 40 | Solar |  |  | Interconnected | Trade Secret | Trade | ALK | ALK067 | Commercial | Made in Minnesota | Trade Secret | 2016 | 2016
20263-228838-01 | Xcel Energy | 85 | 13781 | IOU | 06266986 | 6.631 | Solar |  |  | Active Application | Trade Secret | Trade | IDA | IDA064 | Residential |  | Trade Secret | 2025
20263-228838-01 | Xcel Energy | 85 | 13781 | IOU | 03135010 | 9.94 | Solar |  |  | Interconnected | Trade Secret | Trade | DOC | DOC031 | Residential | Made in Minnesota | Trade Secret | 2016 | 2016
20263-228838-01 | Xcel Energy | 85 | 13781 | IOU | 05150087 | 7.124 | Solar |  |  | Interconnected | Trade Secret | Trade | HUG | HUG311 | Residential |  | Trade Secret | 2022 | 2022
20263-228838-01 | Xcel Energy | 85 | 13781 | IOU | OID3471906 | 19.999 | Solar |  |  | Withdrawn | Trade Secret | Trade | GLK | GLK071 | Commercial | Solar*Rewards | Trade Secret | 2018
20263-228838-01 | Xcel Energy | 85 | 13781 | IOU | 03239334 | 7.616 | Solar |  |  | Interconnected | Trade Secret | Trade | STY | STY073 | Residential | Solar*Rewards | Trade Secret | 2019 | 2019
20263-228838-01 | Xcel Energy | 85 | 13781 | IOU | OID3722062 | 4.95 | Solar |  |  | Withdrawn | Trade Secret | Trade | IDA | IDA073 | Residential | Solar*Rewards | Trade Secret | 2019
20263-228838-01 | Xcel Energy | 85 | 13781 | IOU | 03657762 | 5.48 | Solar |  |  | Interconnected | Trade Secret | Trade | IDA | IDA073 | Residential | Solar*Rewards | Trade Secret | 2020 | 2020
20263-228838-01 | Xcel Energy | 85 | 13781 | IOU | 05379903 | 3.6 | Solar |  |  | Interconnected | Trade Secret | Trade | WIL | WIL079 | Residential |  | Trade Secret | 2023 | 2023
20263-228838-01 | Xcel Energy | 85 | 13781 | IOU | 05655300 | 15.2 | Solar |  |  | Withdrawn | Trade Secret | Trade | GFD | GFD021 | Residential |  | Trade Secret | 2023
20263-228838-01 | Xcel Energy | 85 | 13781 | IOU | 03132816 | 17.546 | Solar |  |  | Interconnected | Trade Secret | Trade | HAS | HAS021 | Commercial | Made in Minnesota | Trade Secret | 2018 | 2018
20263-228838-01 | Xcel Energy | 85 | 13781 | IOU | 03132988 | 11.39 | Solar |  |  | Interconnected | Trade Secret | Trade | WSG | WSG063 | Residential | Solar*Rewards | Trade Secret | 2018 | 2019
20263-228838-01 | Xcel Energy | 85 | 13781 | IOU | 04519061 | 5.8 | Solar |  |  | Interconnected | Trade Secret | Trade | WSG | WSG061 | Residential |  | Trade Secret | 2021 | 2021
20263-228838-01 | Xcel Energy | 85 | 13781 | IOU | 05383418 | 6.615 | Solar |  |  | Interconnected | Trade Secret | Trade | MPK | MPK074 | Residential |  | Trade Secret | 2023 | 2023
20263-228838-01 | Xcel Energy | 85 | 13781 | IOU | 03139801 | 15.232 | Solar |  |  | Interconnected | Trade Secret | Trade | ORO | ORO062 | Residential | Solar*Rewards | Trade Secret | 2019 | 2019
20263-228838-01 | Xcel Energy | 85 | 13781 | IOU | 05987013 | 6.046 | Solar |  |  | Interconnected | Trade Secret | Trade | CRL | CRL033 | Residential |  | Trade Secret | 2024 | 2025
20263-228838-01 | Xcel Energy | 85 | 13781 | IOU | 04882688 | 4.886 | Solar |  |  | Interconnected | Trade Secret | Trade | MPK | MPK083 | Residential |  | Trade Secret | 2022 | 2022
20263-228838-01 | Xcel Energy | 85 | 13781 | IOU | 06208095 | 8.376 | Solar |  |  | Interconnected | Trade Secret | Trade | APA | APA068 | Residential | Solar*Rewards | Trade Secret | 2025 | 2026
20263-228838-01 |  |  |  |  | 06187987 |  | Solar |  |  | Active Application | Trade Secret | Trade | APA | APA068 | Residential | Solar*Rewards |  | 2025
20263-228838-01 | Xcel Energy | 85 | 13781 | IOU | 06201402 | 5.235 | Solar |  |  | Interconnected | Trade Secret | Trade | ALD | ALD083 | Residential |  | Trade Secret | 2025 | 2025
20263-228838-01 | Xcel Energy | 85 | 13781 | IOU | 06193489 | 6.98 | Solar |  |  | Interconnected | Trade Secret | Trade | PKL | PKL085 | Residential | Solar*Rewards | Trade Secret | 2025 | 2025
20263-228838-01 | Xcel Energy | 85 | 13781 | IOU | 04050485 | 6 | Solar |  |  | Active Application | Trade Secret | Trade | YAM | YAM031 | Residential | Solar*Rewards | Trade Secret | 2020
20263-228838-01 | Xcel Energy | 85 | 13781 | IOU | 03740351 | 6.67 | Solar |  |  | Interconnected | Trade Secret | Trade | RIV | RIV061 | Residential | Solar*Rewards | Trade Secret | 2020 | 2020
20263-228838-01 | Xcel Energy | 85 | 13781 | IOU | 04793924 | 10.121 | Solar |  |  | Interconnected | Trade Secret | Trade | LAP | LAP311 | Residential | Solar*Rewards | Trade Secret | 2022 | 2024
20263-228838-01 | Xcel Energy | 85 | 13781 | IOU | 03132400 | 3.22 | Solar |  |  | Interconnected | Trade Secret | Trade | STY | STY065 | Residential | Solar*Rewards | Trade Secret | 2018 | 2018
20263-228838-01 | Xcel Energy | 85 | 13781 | IOU | 03130998 | 2.7 | Solar |  |  | Interconnected | Trade Secret | Trade | WIL | WIL078 | Residential |  | Trade Secret | 2009 | 2010
20263-228838-01 | Xcel Energy | 85 | 13781 | IOU | 03662632 | 7.25 | Solar |  |  | Interconnected | Trade Secret | Trade | LIN | LIN022 | Residential | Solar*Rewards | Trade Secret | 2020 | 2020
20263-228838-01 | Xcel Energy | 85 | 13781 | IOU | 05988643 | 6.046 | Solar |  |  | Interconnected | Trade Secret | Trade | OPK | OPK073 | Residential |  | Trade Secret | 2024 | 2025
20263-228838-01 | Xcel Energy | 85 | 13781 | IOU | 05815496 | 6.528 | Solar |  |  | Withdrawn | Trade Secret | Trade | OPK | OPK073 | Residential | Solar*Rewards | Trade Secret | 2024
20263-228838-01 | Xcel Energy | 85 | 13781 | IOU | 03134511 | 19.5 | Solar |  |  | Interconnected | Trade Secret | Trade | SDX | SDX312 | Commercial | Solar*Rewards | Trade Secret | 2015 | 2015
20263-228838-01 | Xcel Energy | 85 | 13781 | IOU | OID2019292 | 18 | Solar |  |  | Withdrawn | Trade Secret | Trade | SDX | SDX312 | Commercial | Solar*Rewards | Trade Secret | 2014
20263-228838-01 | Xcel Energy | 85 | 13781 | IOU | OID2294637 | 39 | Solar |  |  | Interconnected | Trade Secret | Trade | SDX | SDX312 | Commercial | Made in Minnesota | Trade Secret | 2015 | 2015
20263-228838-01 | Xcel Energy | 85 | 13781 | IOU | SRO30039 | 14.995 | Solar |  |  | Withdrawn | Trade Secret | Trade | AFT | AFT315 | Residential | Solar*Rewards | Trade Secret | 2013
20263-228838-01 | Xcel Energy | 85 | 13781 | IOU | 06226520 | 6.097 | Solar |  |  | Interconnected | Trade Secret | Trade | HUG | HUG312 | Residential |  | Trade Secret | 2025 | 2026
20263-228838-01 | Xcel Energy | 85 | 13781 | IOU | 03131018 | 50 | Natural Gas |  |  | Interconnected | Trade Secret | Trade | WIL | WIL074 | Commercial |  | Trade Secret | 2010 | 2014
20263-228838-01 | Xcel Energy | 85 | 13781 | IOU | 06166397 | 8.936 | Solar |  |  | Active Application | Trade Secret | Trade | EKO | EKO021 | Residential | Solar*Rewards | Trade Secret | 2025
20263-228838-01 | Xcel Energy | 85 | 13781 | IOU | 03129739 | 6 | Solar |  |  | Interconnected | Trade Secret | Trade | EXC | EXC062 | Residential | Solar*Rewards | Trade Secret | 2019 | 2019
20263-228838-01 | Xcel Energy | 85 | 13781 | IOU | 03130280 | 6.67 | Solar |  |  | Interconnected | Trade Secret | Trade | BRP | BRP071 | Residential | Solar*Rewards | Trade Secret | 2019 | 2019
20263-228838-01 | Xcel Energy | 85 | 13781 | IOU | 03132569 | 9.995 | Solar |  |  | Interconnected | Trade Secret | Trade | ZUF | ZUF021 | Residential | Solar*Rewards | Trade Secret | 2018 | 2018
20263-228838-01 | Xcel Energy | 85 | 13781 | IOU | 03132409 | 15.25 | Solar |  |  | Interconnected | Trade Secret | Trade | SCL | SCL312 | Commercial | Solar*Rewards | Trade Secret | 2018 | 2018
20263-228838-01 | Xcel Energy | 85 | 13781 | IOU | 05961940 | 5.693 | Solar |  |  | Interconnected | Trade Secret | Trade | SLP | SLP093 | Residential | Solar*Rewards | Trade Secret | 2024 | 2024
20263-228838-01 | Xcel Energy | 85 | 13781 | IOU | 04439047 | 9.994 | Solar |  |  | Interconnected | Trade Secret | Trade | AFT | AFT322 | Residential | Solar*Rewards | Trade Secret | 2021 | 2021
20263-228838-01 | Xcel Energy | 85 | 13781 | IOU | 06243017 | 7.51 | Solar |  |  | Interconnected | Trade Secret | Trade | APA | APA076 | Residential |  | Trade Secret | 2025 | 2026
20263-228838-01 | Xcel Energy | 85 | 13781 | IOU | 05858583 | 11.903 | Solar |  |  | Interconnected | Trade Secret | Trade | WIL | WIL071 | Residential |  | Trade Secret | 2024 | 2024
20263-228838-01 | Xcel Energy | 85 | 13781 | IOU | 06198302 | 7.6 | Solar |  |  | Withdrawn | Trade Secret | Trade | GRC | GRC312 | Residential | Solar*Rewards | Trade Secret | 2025
20263-228838-01 | Xcel Energy | 85 | 13781 | IOU | 06226000 | 7.6 | Solar |  |  | Interconnected | Trade Secret | Trade | GRC | GRC312 | Residential |  | Trade Secret | 2025 | 2025
20263-228838-01 | Xcel Energy | 85 | 13781 | IOU | 05394958 | 13.12 | Solar |  | X | Interconnected | Trade Secret | Trade | CGR | CGR063 | Residential |  | Trade Secret | 2023 | 2023
20263-228838-01 | Xcel Energy | 85 | 13781 | IOU | 06137660 | 5.052 | Solar |  |  | Interconnected | Trade Secret | Trade | HUG | HUG321 | Residential | Solar*Rewards | Trade Secret | 2025 | 2025
20263-228838-01 | Xcel Energy | 85 | 13781 | IOU | 06167829 | 3.747 | Solar |  |  | Interconnected | Trade Secret | Trade | RIV | RIV073 | Residential | Solar*Rewards | Trade Secret | 2025 | 2025
20263-228838-01 | Xcel Energy | 85 | 13781 | IOU | 05310004 | 11.31 | Solar |  |  | Interconnected | Trade Secret | Trade | OAD | OAD063 | Residential |  | Trade Secret | 2022 | 2023
20263-228838-01 | Xcel Energy | 85 | 13781 | IOU | 05270045 | 8.32 | Solar |  |  | Interconnected | Trade Secret | Trade | MOL | MOL066 | Residential |  | Trade Secret | 2022 | 2023
20263-228838-01 | Xcel Energy | 85 | 13781 | IOU | 03134700 | 3.44 | Solar |  |  | Interconnected | Trade Secret | Trade | WCR | WCR311 | Residential | Solar*Rewards | Trade Secret | 2015 | 2016
20263-228838-01 | Xcel Energy | 85 | 13781 | IOU | 03130212 | 7.616 | Solar |  |  | Interconnected | Trade Secret | Trade | NOF | NOF071 | Residential | Solar*Rewards | Trade Secret | 2019 | 2019
20263-228838-01 | Xcel Energy | 85 | 13781 | IOU | 04879379 | 5.22 | Solar |  |  | Interconnected | Trade Secret | Trade | MDT | MDT074 | Residential | Solar*Rewards | Trade Secret | 2022 | 2022
20263-228838-01 | Xcel Energy | 85 | 13781 | IOU | 04617778 | 13.92 | Solar |  |  | Interconnected | Trade Secret | Trade | RPO | RPO312 | Residential |  | Trade Secret | 2021 | 2021
20263-228838-01 | Xcel Energy | 85 | 13781 | IOU | OID3325559 | 7.625 | Solar |  |  | Withdrawn | Trade Secret | Trade | SLP | SLP083 | Residential | Solar*Rewards | Trade Secret | 2018
20263-228838-01 | Xcel Energy | 85 | 13781 | IOU | OID3666820 | 39.998 | Solar |  |  | Withdrawn | Trade Secret | Trade |  |  | Residential | Solar*Rewards | Trade Secret | 2019
20263-228838-01 | Xcel Energy | 85 | 13781 | IOU | 04452239 | 5 | Solar |  |  | Active Application | Trade Secret | Trade | ESW | ESW081 | Residential | Solar*Rewards | Trade Secret | 2021
20263-228838-01 | Xcel Energy | 85 | 13781 | IOU | 03511992 | 6 | Solar |  |  | Interconnected | Trade Secret | Trade | OAD | OAD061 | Residential | Solar*Rewards | Trade Secret | 2019 | 2020
20263-228838-01 | Xcel Energy | 85 | 13781 | IOU | OID2265986 | 10.01 | Solar |  |  | Withdrawn | Trade Secret | Trade | HUG | HUG321 | Residential | Solar*Rewards | Trade Secret | 2015
20263-228838-01 | Xcel Energy | 85 | 13781 | IOU | 04976027 | 4.188 | Solar |  |  | Interconnected | Trade Secret | Trade | GNL | GNL072 | Residential | Solar*Rewards | Trade Secret | 2022 | 2022
20263-228838-01 | Xcel Energy | 85 | 13781 | IOU | 06184240 | 4.188 | Solar |  |  | Interconnected | Trade Secret | Trade | TER | TER071 | Residential | Solar*Rewards | Trade Secret | 2025 | 2025
20263-228838-01 | Xcel Energy | 85 | 13781 | IOU | 04498943 | 5.054 | Solar |  |  | Active Application | Trade Secret | Trade | TER | TER071 | Residential | Solar*Rewards | Trade Secret | 2021
20263-228838-01 | Xcel Energy | 85 | 13781 | IOU | 04484053 | 5.054 | Solar |  |  | Active Application | Trade Secret | Trade | TER | TER071 | Residential | Solar*Rewards | Trade Secret | 2021
20263-228838-01 | Xcel Energy | 85 | 13781 | IOU | 04509097 | 5.054 | Solar |  |  | Active Application | Trade Secret | Trade | TER | TER071 | Residential |  | Trade Secret | 2021
20263-228838-01 | Xcel Energy | 85 | 13781 | IOU | 06199184 | 8.448 | Solar |  | X | Interconnected | Trade Secret | Trade | WES | WES073 | Residential |  | Trade Secret | 2025 | 2026
20263-228838-01 | Xcel Energy | 85 | 13781 | IOU | 05751485 | 5.052 | Solar |  |  | Withdrawn | Trade Secret | Trade | APA | APA069 | Residential | Solar*Rewards | Trade Secret | 2024
20263-228838-01 | Xcel Energy | 85 | 13781 | IOU | 05780932 | 6.046 | Solar |  |  | Interconnected | Trade Secret | Trade | APA | APA069 | Residential |  | Trade Secret | 2024 | 2024
20263-228838-01 | Xcel Energy | 85 | 13781 | IOU | 04595755 | 5.8 | Solar |  |  | Interconnected | Trade Secret | Trade | TER | TER081 | Residential |  | Trade Secret | 2021 | 2021
20263-228838-01 | Xcel Energy | 85 | 13781 | IOU | OID3605773 | 16.4 | Solar |  |  | Withdrawn | Trade Secret | Trade | WTN | WTN061 | Commercial | Solar*Rewards | Trade Secret | 2018
20263-228838-01 | Xcel Energy | 85 | 13781 | IOU | 03130667 | 15.2 | Solar |  |  | Interconnected | Trade Secret | Trade | MDT | MDT067 | Commercial | Solar*Rewards | Trade Secret | 2016 | 2017
20263-228838-01 | Xcel Energy | 85 | 13781 | IOU | 03132543 | 9.94 | Solar |  |  | Interconnected | Trade Secret | Trade | AFT | AFT315 | Residential | Solar*Rewards | Trade Secret | 2018 | 2018
20263-228838-01 | Xcel Energy | 85 | 13781 | IOU | 05819339 | 5.76 | Solar |  |  | Interconnected | Trade Secret | Trade | TLK | TLK061 | Residential | Solar*Rewards | Trade Secret | 2024 | 2025
20263-228838-01 | Xcel Energy | 85 | 13781 | IOU | 05493388 | 5.688 | Solar |  |  | Interconnected | Trade Secret | Trade | ALD | ALD085 | Residential | Solar*Rewards | Trade Secret | 2023 | 2023
20263-228838-01 | Xcel Energy | 85 | 13781 | IOU | 04718146 | 13.7 | Solar |  |  | Interconnected | Trade Secret | Trade | UPP | UPP082 | Residential |  | Trade Secret | 2021 | 2023
20263-228838-01 | Xcel Energy | 85 | 13781 | IOU | 05356941 | 2.61 | Solar |  |  | Interconnected | Trade Secret | Trade | SOU | SOU060 | Residential | Solar*Rewards | Trade Secret | 2023 | 2023
20263-228838-01 | Xcel Energy | 85 | 13781 | IOU | 05966026 | 6.073 | Solar |  |  | Interconnected | Trade Secret | Trade | HSN | HSN321 | Residential | Solar*Rewards | Trade Secret | 2024 | 2025
20263-228838-01 | Xcel Energy | 85 | 13781 | IOU | 04516029 | 8.7 | Solar |  |  | Interconnected | Trade Secret | Trade | WES | WES065 | Residential |  | Trade Secret | 2021 | 2022
20263-228838-01 | Xcel Energy | 85 | 13781 | IOU | 03132652 | 7.625 | Solar |  |  | Interconnected | Trade Secret | Trade | HWW | HWW073 | Commercial | Made in Minnesota | Trade Secret | 2018 | 2018
20263-228838-01 | Xcel Energy | 85 | 13781 | IOU | 04288061 | 30 | Solar |  |  | Interconnected | Trade Secret | Trade | TWL | TWL075 | Commercial | Solar*Rewards | Trade Secret | 2021 | 2021
20263-228838-01 | Xcel Energy | 85 | 13781 | IOU | 05440072 | 7.245 | Solar |  |  | Interconnected | Trade Secret | Trade | WIL | WIL082 | Residential | Solar*Rewards | Trade Secret | 2023 | 2023
20263-228838-01 | Xcel Energy | 85 | 13781 | IOU | 05410239 | 7.475 | Solar |  |  | Withdrawn | Trade Secret | Trade | WIL | WIL082 | Residential | Solar*Rewards | Trade Secret | 2023
20263-228838-01 | Xcel Energy | 85 | 13781 | IOU | 04997713 | 12 | Solar |  |  | Withdrawn | Trade Secret | Trade | WAT | WAT081 | Residential | Solar*Rewards | Trade Secret | 2022
20263-228838-01 | Xcel Energy | 85 | 13781 | IOU | 04780899 | 3.747 | Solar |  |  | Active Application | Trade Secret | Trade | STY | STY075 | Residential |  | Trade Secret | 2021
20263-228838-01 | Xcel Energy | 85 | 13781 | IOU | 05815171 | 6.56 | Solar |  |  | Interconnected | Trade Secret | Trade | GLK | GLK071 | Residential | Solar*Rewards | Trade Secret | 2024 | 2024
20263-228838-01 | Xcel Energy | 85 | 13781 | IOU | 05356663 | 9.86 | Solar |  |  | Interconnected | Trade Secret | Trade | CTR | CTR031 | Residential | Solar*Rewards | Trade Secret | 2023 | 2023
20263-228838-01 | Xcel Energy | 85 | 13781 | IOU | 05867664 | 3.747 | Solar |  |  | Interconnected | Trade Secret | Trade | MPK | MPK082 | Residential |  | Trade Secret | 2024 | 2025
20263-228838-01 | Xcel Energy | 85 | 13781 | IOU | 03131377 | 12 | Solar |  |  | Interconnected | Trade Secret | Trade | WAS | WAS092 | Residential | Solar*Rewards | Trade Secret | 2017 | 2017
20263-228838-01 | Xcel Energy | 85 | 13781 | IOU | 05643299 | 15.36 | Solar |  |  | Interconnected | Trade Secret | Trade | ECK | ECK342 | Residential |  | Trade Secret | 2023 | 2024
20263-228838-01 | Xcel Energy | 85 | 13781 | IOU | 05421401 | 5.76 | Solar |  |  | Interconnected | Trade Secret | Trade | GRC | GRC312 | Residential | Solar*Rewards | Trade Secret | 2023 | 2023
20263-228838-01 | Xcel Energy | 85 | 13781 | IOU | 04430513 | 4.64 | Solar |  |  | Interconnected | Trade Secret | Trade | MPK | MPK063 | Residential |  | Trade Secret | 2021 | 2021
20263-228838-01 | Xcel Energy | 85 | 13781 | IOU | OID3633253 | 12 | Solar |  |  | Withdrawn | Trade Secret | Trade | WAT | WAT021 | Residential | Solar*Rewards | Trade Secret | 2018
20263-228838-01 | Xcel Energy | 85 | 13781 | IOU | 04915910 | 15.66 | Solar |  |  | Interconnected | Trade Secret | Trade | PAT | PAT312 | Residential |  | Trade Secret | 2022 | 2023
20263-228838-01 | Xcel Energy | 85 | 13781 | IOU | 03237279 | 39.998 | Solar |  |  | Interconnected | Trade Secret | Trade | OSS | OSS071 | Commercial | Solar*Rewards | Trade Secret | 2019 | 2020
20263-228838-01 | Xcel Energy | 85 | 13781 | IOU | 06191140 | 9.772 | Solar |  |  | Interconnected | Trade Secret | Trade | AFT | AFT314 | Residential |  | Trade Secret | 2025 | 2025
20263-228838-01 | Xcel Energy | 85 | 13781 | IOU | 06190983 | 9.772 | Solar |  |  | Withdrawn | Trade Secret | Trade | AFT | AFT314 | Residential | Solar*Rewards | Trade Secret | 2025
20263-228838-01 | Xcel Energy | 85 | 13781 | IOU | 04951718 | 4.93 | Solar |  |  | Interconnected | Trade Secret | Trade | DBL | DBL066 | Residential |  | Trade Secret | 2022 | 2022
20263-228838-01 | Xcel Energy | 85 | 13781 | IOU | 05566920 | 4.93 | Solar |  |  | Active Application | Trade Secret | Trade | TLK | TLK071 | Residential |  | Trade Secret | 2023
20263-228838-01 | Xcel Energy | 85 | 13781 | IOU | 03134330 | 3.5 | Solar |  |  | Interconnected | Trade Secret | Trade | HWW | HWW072 | Residential | Made in Minnesota | Trade Secret | 2015 | 2015
20263-228838-01 | Xcel Energy | 85 | 13781 | IOU | 06256687 | 10.24 | Storage |  |  | Active Application | Trade Secret | Trade | HWW | HWW072 | Residential |  | Trade Secret | 2025
20263-228838-01 | Xcel Energy | 85 | 13781 | IOU | OID2285848 | 4 | Solar |  |  | Interconnected | Trade Secret | Trade | HWW | HWW072 | Residential | Made in Minnesota | Trade Secret | 2015 | 2015
20263-228838-01 | Xcel Energy | 85 | 13781 | IOU | OID3480778 | 12 | Solar |  |  | Withdrawn | Trade Secret | Trade | CKG | CKG041 | Residential | Solar*Rewards | Trade Secret | 2018
20263-228838-01 | Xcel Energy | 85 | 13781 | IOU | 05714505 | 8.19 | Solar |  |  | Interconnected | Trade Secret | Trade | GLK | GLK074 | Residential | Solar*Rewards | Trade Secret | 2024 | 2024
20263-228838-01 | Xcel Energy | 85 | 13781 | IOU | 03134909 | 10 | Solar |  |  | Interconnected | Trade Secret | Trade | ZUM | ZUM022 | Residential | Made in Minnesota | Trade Secret | 2016 | 2016
20263-228838-01 | Xcel Energy | 85 | 13781 | IOU | 04908609 | 4.537 | Solar |  |  | Interconnected | Trade Secret | Trade | RAM | RAM071 | Residential | Solar*Rewards | Trade Secret | 2022 | 2022
20263-228838-01 | Xcel Energy | 85 | 13781 | IOU | 03131088 | 43 | Natural Gas |  |  | Interconnected | Trade Secret | Trade | ALD | ALD092 | Commercial |  | Trade Secret | 2011 | 2011
20263-228838-01 | Xcel Energy | 85 | 13781 | IOU | 03134310 | 36 | Solar |  |  | Interconnected | Trade Secret | Trade | ALD | ALD083 | Commercial | Made in Minnesota | Trade Secret | 2015 | 2015
20263-228838-01 | Xcel Energy | 85 | 13781 | IOU | 05001158 | 9.772 | Solar |  |  | Interconnected | Trade Secret | Trade | MPK | MPK087 | Residential | Solar*Rewards | Trade Secret | 2022 | 2022
20263-228838-01 | Xcel Energy | 85 | 13781 | IOU | 04997065 | 7.616 | Solar |  |  | Interconnected | Trade Secret | Trade | EDA | EDA063 | Residential | Solar*Rewards | Trade Secret | 2022 | 2022
20263-228838-01 | Xcel Energy | 85 | 13781 | IOU | 05956879 | 7.6 | Solar |  |  | Interconnected | Trade Secret | Trade | HSN | HSN311 | Residential | Solar*Rewards | Trade Secret | 2024 | 2025
20263-228838-01 | Xcel Energy | 85 | 13781 | IOU | 06200979 | 4.188 | Solar |  |  | Interconnected | Trade Secret | Trade | SOU | SOU075 | Residential |  | Trade Secret | 2025 | 2025
20263-228838-01 | Xcel Energy | 85 | 13781 | IOU | 05408492 | 18.148 | Solar |  |  | Active Application | Trade Secret | Trade | MDT | MDT067 | Commercial | Solar*Rewards | Trade Secret | 2023
20263-228838-01 | Xcel Energy | 85 | 13781 | IOU | 04612033 | 17.61 | Solar |  |  | Interconnected | Trade Secret | Trade | GNL | GNL073 | Residential |  | Trade Secret | 2021 | 2021
20263-228838-01 | Xcel Energy | 85 | 13781 | IOU | 04079785 | 7.616 | Solar |  |  | Active Application | Trade Secret | Trade | HSN | HSN311 | Commercial | Solar*Rewards | Trade Secret | 2020
20263-228838-01 | Xcel Energy | 85 | 13781 | IOU | SRO14252 | 2.09 | Solar |  |  | Withdrawn | Trade Secret | Trade | ALD | ALD084 | Residential | Solar*Rewards | Trade Secret | 2010
20263-228838-01 | Xcel Energy | 85 | 13781 | IOU | 03133250 | 2.09 | Solar |  |  | Interconnected | Trade Secret | Trade | ALD | ALD084 | Residential | Solar*Rewards | Trade Secret | 2010 | 2010
20263-228838-01 | Xcel Energy | 85 | 13781 | IOU | 03132083 | 5 | Solar |  |  | Interconnected | Trade Secret | Trade | OPK | OPK073 | Residential | Made in Minnesota | Trade Secret | 2017 | 2018
20263-228838-01 | Xcel Energy | 85 | 13781 | IOU | 05356819 | 15.007 | Solar |  | X | Interconnected | Trade Secret | Trade | LEX | LEX075 | Residential | Solar*Rewards | Trade Secret | 2023 | 2023
20263-228838-01 | Xcel Energy | 85 | 13781 | IOU | 06009337 | 3.747 | Solar |  |  | Active Application | Trade Secret | Trade | BUR | BUR032 | Residential |  | Trade Secret | 2024
20263-228838-01 | Xcel Energy | 85 | 13781 | IOU | 03130239 | 7.616 | Solar |  |  | Interconnected | Trade Secret | Trade | LEX | LEX071 | Residential | Solar*Rewards | Trade Secret | 2019 | 2020
20263-228838-01 | Xcel Energy | 85 | 13781 | IOU | 05250933 | 4.35 | Solar |  |  | Interconnected | Trade Secret | Trade | TLK | TLK067 | Residential |  | Trade Secret | 2022 | 2023
20263-228838-01 | Xcel Energy | 85 | 13781 | IOU | 05568605 | 5 | Solar |  |  | Interconnected | Trade Secret | Trade | MOL | MOL068 | Residential |  | Trade Secret | 2023 | 2024
20263-228838-01 | Xcel Energy | 85 | 13781 | IOU | 03132390 | 6 | Solar |  |  | Interconnected | Trade Secret | Trade | WDY | WDY311 | Residential | Solar*Rewards | Trade Secret | 2018 | 2018
20263-228838-01 | Xcel Energy | 85 | 13781 | IOU | 04276252 | 3.747 | Solar |  |  | Interconnected | Trade Secret | Trade | HWW | HWW073 | Residential | Solar*Rewards | Trade Secret | 2021 | 2021
20263-228838-01 | Xcel Energy | 85 | 13781 | IOU | 03131086 | 175 | Other |  |  | Interconnected | Trade Secret | Trade | WES | WES074 | Commercial |  | Trade Secret | 2011 | 2011
20263-228838-01 | Xcel Energy | 85 | 13781 | IOU | 03132596 | 6.16 | Solar |  |  | Interconnected | Trade Secret | Trade | HWW | HWW063 | Residential | Solar*Rewards | Trade Secret | 2018 | 2018
20263-228838-01 | Xcel Energy | 85 | 13781 | IOU | 06322060 | 8.027 | Solar |  |  | Active Application | Trade Secret | Trade | MEL | MEL061 | Residential | Solar*Rewards | Trade Secret | 2026
20263-228838-01 | Xcel Energy | 85 | 13781 | IOU | 06201919 | 8.027 | Solar |  |  | Withdrawn | Trade Secret | Trade | MEL | MEL061 | Residential |  | Trade Secret | 2025
20263-228838-01 | Xcel Energy | 85 | 13781 | IOU | 06022079 | 13.662 | Solar |  |  | Interconnected | Trade Secret | Trade | MEL | MEL069 | Residential | Solar*Rewards | Trade Secret | 2025 | 2025
20263-228838-01 | Xcel Energy | 85 | 13781 | IOU | 06121503 | 9.216 | Solar |  |  | Withdrawn | Trade Secret | Trade | WIL | WIL071 | Residential | Solar*Rewards | Trade Secret | 2025
20263-228838-01 | Xcel Energy | 85 | 13781 | IOU | 06121519 | 7.296 | Solar |  |  | Interconnected | Trade Secret | Trade | WIL | WIL071 | Residential |  | Trade Secret | 2025 | 2025
20263-228838-01 | Xcel Energy | 85 | 13781 | IOU | 03566564 | 18 | Solar |  |  | Interconnected | Trade Secret | Trade | CNC | CNC063 | Commercial | Solar*Rewards | Trade Secret | 2020 | 2020
20263-228838-01 | Xcel Energy | 85 | 13781 | IOU | OID4026708 | 18 | Solar |  |  | Withdrawn | Trade Secret | Trade | CNC | CNC063 | Commercial | Solar*Rewards | Trade Secret | 2019
20263-228838-01 | Xcel Energy | 85 | 13781 | IOU | 04845367 | 5.8 | Solar |  |  | Interconnected | Trade Secret | Trade | SOU | SOU083 | Residential | Solar*Rewards | Trade Secret | 2022 | 2022
20263-228838-01 | Xcel Energy | 85 | 13781 | IOU | 04908144 | 2.32 | Solar |  |  | Interconnected | Trade Secret | Trade | SLP | SLP092 | Residential | Solar*Rewards | Trade Secret | 2022 | 2022
20263-228838-01 |  |  |  |  | 05963597 |  | Solar |  |  | Active Application | Trade Secret | Trade | SCL | SCL312 | Residential | Solar*Rewards |  | 2024
20263-228838-01 | Xcel Energy | 85 | 13781 | IOU | 05996130 | 3.747 | Solar |  |  | Active Application | Trade Secret | Trade | SCL | SCL312 | Residential |  | Trade Secret | 2024
20263-228838-01 | Xcel Energy | 85 | 13781 | IOU | 04521436 | 8.41 | Solar |  |  | Interconnected | Trade Secret | Trade | SOU | SOU079 | Residential |  | Trade Secret | 2021 | 2020
20263-228838-01 | Xcel Energy | 85 | 13781 | IOU | 05715189 | 10.24 | Solar |  |  | Interconnected | Trade Secret | Trade | ESW | ESW073 | Residential |  | Trade Secret | 2024 | 2024
20263-228838-01 | Xcel Energy | 85 | 13781 | IOU | 06189751 | 6.98 | Solar |  |  | Withdrawn | Trade Secret | Trade | OAD | OAD061 | Residential | Solar*Rewards | Trade Secret | 2025
20263-228838-01 | Xcel Energy | 85 | 13781 | IOU | 03130731 | 30 | Wind |  |  | Interconnected | Trade Secret | Trade | ALT | ALT021 | Commercial |  | Trade Secret | 2006 | 2009
20263-228838-01 | Xcel Energy | 85 | 13781 | IOU | 05612181 | 12.288 | Solar |  |  | Interconnected | Trade Secret | Trade | ESW | ESW062 | Residential |  | Trade Secret | 2023 | 2023
20263-228838-01 | Xcel Energy | 85 | 13781 | IOU | 05315316 | 4.35 | Solar |  |  | Interconnected | Trade Secret | Trade | RAM | RAM071 | Residential |  | Trade Secret | 2022 | 2023
20263-228838-01 | Xcel Energy | 85 | 13781 | IOU | 04548714 | 15.232 | Solar |  |  | Interconnected | Trade Secret | Trade | WCR | WCR063 | Residential |  | Trade Secret | 2021 | 2022
20263-228838-01 | Xcel Energy | 85 | 13781 | IOU | 04388596 | 17.39 | Solar |  |  | Interconnected | Trade Secret | Trade | HUG | HUG321 | Residential | Solar*Rewards | Trade Secret | 2021 | 2021
20263-228838-01 | Xcel Energy | 85 | 13781 | IOU | 04044035 | 12 | Solar |  |  | Active Application | Trade Secret | Trade | HUG | HUG321 | Residential | Solar*Rewards | Trade Secret | 2020
20263-228838-01 | Xcel Energy | 85 | 13781 | IOU | 03132684 | 4.08 | Solar |  |  | Interconnected | Trade Secret | Trade | EDA | EDA067 | Residential | Solar*Rewards | Trade Secret | 2018 | 2019
20263-228838-01 | Xcel Energy | 85 | 13781 | IOU | 03133206 | 2.7 | Solar |  |  | Interconnected | Trade Secret | Trade | TER | TER062 | Residential | Solar*Rewards | Trade Secret | 2010 | 2010
20263-228838-01 | Xcel Energy | 85 | 13781 | IOU | 03134108 | 10 | Solar |  |  | Interconnected | Trade Secret | Trade | SLP | SLP092 | Residential | Made in Minnesota | Trade Secret | 2014 | 2014
20263-228838-01 | Xcel Energy | 85 | 13781 | IOU | 04999701 | 6.046 | Solar |  |  | Interconnected | Trade Secret | Trade | WCR | WCR322 | Residential | Solar*Rewards | Trade Secret | 2022 | 2022
20263-228838-01 | Xcel Energy | 85 | 13781 | IOU | OID2055654 | 20 | Solar |  |  | Withdrawn | Trade Secret | Trade | DOC | DOC031 | Commercial | Solar*Rewards | Trade Secret | 2014
20263-228838-01 | Xcel Energy | 85 | 13781 | IOU | 03135089 | 6 | Solar |  |  | Interconnected | Trade Secret | Trade | CTR | CTR031 | Residential | Solar*Rewards | Trade Secret | 2016 | 2017
20263-228838-01 | Xcel Energy | 85 | 13781 | IOU | 04445817 | 4.06 | Solar |  |  | Interconnected | Trade Secret | Trade | WIL | WIL091 | Residential | Solar*Rewards | Trade Secret | 2022 | 2022
20263-228838-01 | Xcel Energy | 85 | 13781 | IOU | 05357082 | 3.141 | Solar |  |  | Interconnected | Trade Secret | Trade | MPK | MPK086 | Residential | Solar*Rewards | Trade Secret | 2023 | 2023
20263-228838-01 | Xcel Energy | 85 | 13781 | IOU | 03131852 | 5 | Solar |  |  | Interconnected | Trade Secret | Trade | LLK | LLK061 | Residential | Solar*Rewards | Trade Secret | 2017 | 2018
20263-228838-01 | Xcel Energy | 85 | 13781 | IOU | 06074314 | 9.184 | Solar |  |  | Interconnected | Trade Secret | Trade | HYL | HYL072 | Residential | Solar*Rewards | Trade Secret | 2025 | 2025
20263-228838-01 | Xcel Energy | 85 | 13781 | IOU | 05554219 | 7.04 | Solar |  |  | Interconnected | Trade Secret | Trade | NOF | NOF071 | Residential | Solar*Rewards | Trade Secret | 2023 | 2023
20263-228838-01 | Xcel Energy | 85 | 13781 | IOU | 06143997 | 23 | Solar |  | X | Active Application | Trade Secret | Trade | HUG | HUG311 | Commercial |  | Trade Secret | 2025
20263-228838-01 | Xcel Energy | 85 | 13781 | IOU | 05273817 | 3.19 | Solar |  |  | Active Application | Trade Secret | Trade | WES | WES073 | Residential |  | Trade Secret | 2022
20263-228838-01 | Xcel Energy | 85 | 13781 | IOU | 03295549 | 4.06 | Solar |  |  | Interconnected | Trade Secret | Trade | WES | WES073 | Residential | Solar*Rewards | Trade Secret | 2019 | 2020
20263-228838-01 | Xcel Energy | 85 | 13781 | IOU | SRO20816 | 5 | Solar |  |  | Withdrawn | Trade Secret | Trade | NMC | NMC082 | Residential | Solar*Rewards | Trade Secret | 2011
20263-228838-01 | Xcel Energy | 85 | 13781 | IOU | 03130593 | 9.94 | Solar |  |  | Interconnected | Trade Secret | Trade | HUG | HUG321 | Residential | Made in Minnesota | Trade Secret | 2016 | 2016
20263-228838-01 | Xcel Energy | 85 | 13781 | IOU | 05695431 | 6.615 | Solar |  |  | Interconnected | Trade Secret | Trade | HWW | HWW074 | Residential |  | Trade Secret | 2024 | 2024
20263-228838-01 | Xcel Energy | 85 | 13781 | IOU | 05601569 | 4.725 | Solar |  |  | Withdrawn | Trade Secret | Trade | HWW | HWW074 | Residential | Solar*Rewards | Trade Secret | 2023
20263-228838-01 | Xcel Energy | 85 | 13781 | IOU | 05356576 | 11.866 | Solar |  |  | Interconnected | Trade Secret | Trade | RAM | RAM062 | Residential | Solar*Rewards | Trade Secret | 2023 | 2023
20263-228838-01 | Xcel Energy | 85 | 13781 | IOU | 03130992 | 250 | Other |  |  | Interconnected | Trade Secret | Trade | HOW | HOW061 | Residential |  | Trade Secret | 2009 | 2007
20263-228838-01 | Xcel Energy | 85 | 13781 | IOU | 06076855 | 8.73 | Solar |  |  | Interconnected | Trade Secret | Trade | SOU | SOU079 | Residential | Solar*Rewards | Trade Secret | 2025 | 2025
20263-228838-01 | Xcel Energy | 85 | 13781 | IOU | 05995345 | 10.496 | Solar |  |  | Interconnected | Trade Secret | Trade | HUG | HUG312 | Residential | Solar*Rewards | Trade Secret | 2024 | 2025
20263-228838-01 | Xcel Energy | 85 | 13781 | IOU | 05409069 | 10.88 | Solar |  |  | Withdrawn | Trade Secret | Trade | HUG | HUG312 | Residential | Solar*Rewards | Trade Secret | 2023
20263-228838-01 | Xcel Energy | 85 | 13781 | IOU | OID2559425 | 3.225 | Solar |  |  | Withdrawn | Trade Secret | Trade | MPK | MPK082 | Residential | Solar*Rewards | Trade Secret | 2016
20263-228838-01 | Xcel Energy | 85 | 13781 | IOU | 03131949 | 3.36 | Solar |  |  | Interconnected | Trade Secret | Trade | MPK | MPK082 | Residential | Made in Minnesota | Trade Secret | 2017 | 2017
20263-228838-01 | Xcel Energy | 85 | 13781 | IOU | 06033220 | 9.184 | Solar |  |  | Interconnected | Trade Secret | Trade | AHI | AHI063 | Residential |  | Trade Secret | 2024 | 2025
20263-228838-01 | Xcel Energy | 85 | 13781 | IOU | 06023474 | 9.184 | Solar |  |  | Withdrawn | Trade Secret | Trade | AHI | AHI063 | Residential | Solar*Rewards | Trade Secret | 2024
20263-228838-01 | Xcel Energy | 85 | 13781 | IOU | 06230280 | 4.886 | Solar |  |  | Interconnected | Trade Secret | Trade | GNL | GNL063 | Residential |  | Trade Secret | 2025 | 2025
20263-228838-01 | Xcel Energy | 85 | 13781 | IOU | 04373341 | 5.22 | Solar |  |  | Interconnected | Trade Secret | Trade | WDY | WDY312 | Residential | Solar*Rewards | Trade Secret | 2021 | 2021
20263-228838-01 | Xcel Energy | 85 | 13781 | IOU | 03134450 | 4.8 | Solar |  |  | Interconnected | Trade Secret | Trade | UPP | UPP063 | Residential | Made in Minnesota | Trade Secret | 2015 | 2015
20263-228838-01 | Xcel Energy | 85 | 13781 | IOU | 05199844 | 8.046 | Solar |  |  | Withdrawn | Trade Secret | Trade | SLP | SLP082 | Residential |  | Trade Secret | 2022
20263-228838-01 | Xcel Energy | 85 | 13781 | IOU | 03907375 | 8.88 | Solar |  |  | Interconnected | Trade Secret | Trade | WCR | WCR063 | Residential | Solar*Rewards | Trade Secret | 2020 | 2021
20263-228838-01 | Xcel Energy | 85 | 13781 | IOU | 05740209 | 7.56 | Solar |  |  | Active Application | Trade Secret | Trade | CGR | CGR071 | Residential | Solar*Rewards | Trade Secret | 2024
20263-228838-01 |  |  |  |  | OID3824636 |  | Solar |  |  | Withdrawn | Trade Secret | Trade | UPP | UPP084 | Residential | Solar*Rewards |  | 2019
20263-228838-01 | Xcel Energy | 85 | 13781 | IOU | 03244298 | 7.616 | Solar |  |  | Interconnected | Trade Secret | Trade | AHI | AHI063 | Residential | Solar*Rewards | Trade Secret | 2019 | 2020
20263-228838-01 |  |  |  |  | OID3480268 |  | Solar |  |  | Withdrawn | Trade Secret | Trade | MEK | MEK021 | Commercial | Solar*Rewards |  | 2018
20263-228838-01 | Xcel Energy | 85 | 13781 | IOU | 05401241 | 6.4 | Solar |  |  | Interconnected | Trade Secret | Trade | OPK | OPK077 | Residential | Solar*Rewards | Trade Secret | 2023 | 2023
20263-228838-01 | Xcel Energy | 85 | 13781 | IOU | 03132480 | 6 | Solar |  |  | Interconnected | Trade Secret | Trade | LIN | LIN031 | Residential | Solar*Rewards | Trade Secret | 2018 | 2018
20263-228838-01 | Xcel Energy | 85 | 13781 | IOU | 04806836 | 10.819 | Solar |  |  | Withdrawn | Trade Secret | Trade | HWW | HWW071 | Residential | Solar*Rewards | Trade Secret | 2022
20263-228838-01 | Xcel Energy | 85 | 13781 | IOU | 04493504 | 6.15 | Solar |  |  | Active Application | Trade Secret | Trade | HWW | HWW071 | Residential | Solar*Rewards | Trade Secret | 2021
20263-228838-01 | Xcel Energy | 85 | 13781 | IOU | 04793878 | 6.67 | Solar |  |  | Interconnected | Trade Secret | Trade | MPK | MPK063 | Residential | Solar*Rewards | Trade Secret | 2022 | 2022
20263-228838-01 | Xcel Energy | 85 | 13781 | IOU | 03133037 | 5 | Solar |  |  | Interconnected | Trade Secret | Trade | EXC | EXC062 | Residential | Solar*Rewards | Trade Secret | 2019 | 2019
20263-228838-01 | Xcel Energy | 85 | 13781 | IOU | OID3871052 | 5.52 | Solar |  |  | Withdrawn | Trade Secret | Trade | WIL | WIL071 | Residential | Solar*Rewards | Trade Secret | 2019
20263-228838-01 | Xcel Energy | 85 | 13781 | IOU | 05957046 | 5.052 | Solar |  |  | Active Application | Trade Secret | Trade | TWL | TWL072 | Residential |  | Trade Secret | 2024
20263-228838-01 | Xcel Energy | 85 | 13781 | IOU | 04509149 | 10.15 | Solar |  |  | Interconnected | Trade Secret | Trade | CRL | CRL065 | Residential |  | Trade Secret | 2021 | 2021
20263-228838-01 | Xcel Energy | 85 | 13781 | IOU | 03347050 | 500 | Solar |  |  | Interconnected | Trade Secret | Trade | WIL | WIL075 | Commercial |  | Trade Secret | 2019 | 2020
20263-228838-01 | Xcel Energy | 85 | 13781 | IOU | 04096072 | 3.747 | Solar |  |  | Interconnected | Trade Secret | Trade | WCR | WCR062 | Residential | Solar*Rewards | Trade Secret | 2020 | 2021
20263-228838-01 | Xcel Energy | 85 | 13781 | IOU | 04794260 | 16.24 | Solar |  | X | Interconnected | Trade Secret | Trade | OPK | OPK073 | Residential | Solar*Rewards | Trade Secret | 2022 | 2022
20263-228838-01 | Xcel Energy | 85 | 13781 | IOU | 03134483 | 10.01 | Solar |  |  | Interconnected | Trade Secret | Trade | WEF | WEF061 | Residential | Solar*Rewards | Trade Secret | 2015 | 2015
20263-228838-01 | Xcel Energy | 85 | 13781 | IOU | 03135036 | 7 | Solar |  |  | Interconnected | Trade Secret | Trade | WAB | WAB031 | Residential | Made in Minnesota | Trade Secret | 2016 | 2016
20263-228838-01 | Xcel Energy | 85 | 13781 | IOU | 05514249 | 23.04 | Solar |  |  | Interconnected | Trade Secret | Trade | DHL | DHL061 | Residential |  | Trade Secret | 2023 | 2024
20263-228838-01 | Xcel Energy | 85 | 13781 | IOU | 06074310 | 8.528 | Solar |  |  | Withdrawn | Trade Secret | Trade | SAV | SAV069 | Residential | Solar*Rewards | Trade Secret | 2025
20263-228838-01 | Xcel Energy | 85 | 13781 | IOU | 06083485 | 8.528 | Solar |  |  | Interconnected | Trade Secret | Trade | SAV | SAV069 | Residential |  | Trade Secret | 2025 | 2025
20263-228838-01 | Xcel Energy | 85 | 13781 | IOU | 04087694 | 4.64 | Solar |  |  | Active Application | Trade Secret | Trade | BYT | BYT061 | Residential | Solar*Rewards | Trade Secret | 2020
20263-228838-01 | Xcel Energy | 85 | 13781 | IOU | 03976449 | 3.84 | Solar |  |  | Interconnected | Trade Secret | Trade | BYT | BYT061 | Residential | Solar*Rewards | Trade Secret | 2020 | 2020
20263-228838-01 | Xcel Energy | 85 | 13781 | IOU | OID3915760 | 15.994 | Solar |  |  | Interconnected | Trade Secret | Trade | DPN | DPN073 | Residential | Solar*Rewards | Trade Secret | 2019 | 2020
20263-228838-01 | Xcel Energy | 85 | 13781 | IOU | 05783136 | 3.49 | Solar |  |  | Interconnected | Trade Secret | Trade | IDA | IDA063 | Residential | Solar*Rewards | Trade Secret | 2024 | 2024
20263-228838-01 | Xcel Energy | 85 | 13781 | IOU | 04266056 | 3.747 | Solar |  |  | Interconnected | Trade Secret | Trade | MPK | MPK082 | Residential |  | Trade Secret | 2021 | 2021
20263-228838-01 | Xcel Energy | 85 | 13781 | IOU | 05946066 | 2.792 | Solar |  |  | Interconnected | Trade Secret | Trade | RRK | RRK063 | Residential | Solar*Rewards | Trade Secret | 2024 | 2024
20263-228838-01 | Xcel Energy | 85 | 13781 | IOU | 05458398 | 6.4 | Solar |  |  | Interconnected | Trade Secret | Trade | WCR | WCR322 | Residential | Solar*Rewards | Trade Secret | 2023 | 2023
20263-228838-01 | Xcel Energy | 85 | 13781 | IOU | 03132826 | 3.36 | Solar |  |  | Interconnected | Trade Secret | Trade | WIL | WIL076 | Residential | Solar*Rewards | Trade Secret | 2018 | 2018
20263-228838-01 | Xcel Energy | 85 | 13781 | IOU | 04440250 | 7.25 | Solar |  |  | Interconnected | Trade Secret | Trade | IDA | IDA073 | Residential | Solar*Rewards | Trade Secret | 2022 | 2022
20263-228838-01 | Xcel Energy | 85 | 13781 | IOU | OID3933702 | 6 | Solar |  |  | Withdrawn | Trade Secret | Trade | NER | NER021 | Residential | Solar*Rewards | Trade Secret | 2019
20263-228838-01 | Xcel Energy | 85 | 13781 | IOU | 06278253 | 7.6 | Solar |  |  | Active Application | Trade Secret | Trade | CHE | CHE076 | Residential |  | Trade Secret | 2025
20263-228838-01 | Xcel Energy | 85 | 13781 | IOU | 03131294 | 5 | Solar |  |  | Interconnected | Trade Secret | Trade | RIV | RIV061 | Residential | Solar*Rewards | Trade Secret | 2016 | 2017
20263-228838-01 | Xcel Energy | 85 | 13781 | IOU | 03133966 | 3.44 | Solar |  |  | Interconnected | Trade Secret | Trade | GNL | GNL062 | Residential | Solar*Rewards | Trade Secret | 2014 | 2015
20263-228838-01 | Xcel Energy | 85 | 13781 | IOU | 06192007 | 10.628 | Solar |  |  | Interconnected | Trade Secret | Trade | BCR | BCR063 | Residential |  | Trade Secret | 2025 | 2025
20263-228838-01 | Xcel Energy | 85 | 13781 | IOU | 04831609 | 5.22 | Solar |  |  | Withdrawn | Trade Secret | Trade | LOK | LOK082 | Residential | Solar*Rewards | Trade Secret | 2022
20263-228838-01 | Xcel Energy | 85 | 13781 | IOU | 05312121 | 12.215 | Solar |  |  | Active Application | Trade Secret | Trade | UPP | UPP063 | Commercial | Solar*Rewards | Trade Secret | 2022
20263-228838-01 | Xcel Energy | 85 | 13781 | IOU | 06254372 | 14.423 | Solar |  |  | Interconnected | Trade Secret | Trade | UPP | UPP063 | Commercial |  | Trade Secret | 2025 | 2025
20263-228838-01 | Xcel Energy | 85 | 13781 | IOU | SRO12945 | 5.1 | Solar |  |  | Withdrawn | Trade Secret | Trade | GSL | GSL341 | Residential | Solar*Rewards | Trade Secret | 2010
20263-228838-01 | Xcel Energy | 85 | 13781 | IOU | 06255022 | 6.2 | Solar |  |  | Active Application | Trade Secret | Trade | HSN | HSN311 | Residential |  | Trade Secret | 2025
20263-228838-01 | Xcel Energy | 85 | 13781 | IOU | 05984106 | 5.76 | Solar |  |  | Interconnected | Trade Secret | Trade | RWD | RWD063 | Residential | Solar*Rewards | Trade Secret | 2024 | 2025
20263-228838-01 | Xcel Energy | 85 | 13781 | IOU | 04449823 | 3.77 | Solar |  |  | Withdrawn | Trade Secret | Trade | TWL | TWL063 | Residential | Solar*Rewards | Trade Secret | 2021
20263-228838-01 | Xcel Energy | 85 | 13781 | IOU | 05467094 | 4.06 | Solar |  |  | Interconnected | Trade Secret | Trade | TWL | TWL063 | Residential |  | Trade Secret | 2023 | 2023
20263-228838-01 | Xcel Energy | 85 | 13781 | IOU | 05400360 | 3.75 | Solar |  |  | Interconnected | Trade Secret | Trade | CTR | CTR031 | Residential | Solar*Rewards | Trade Secret | 2023 | 2023
20263-228838-01 | Xcel Energy | 85 | 13781 | IOU | 03135017 | 9 | Solar |  |  | Interconnected | Trade Secret | Trade | WIN | WIN042 | Residential | Made in Minnesota | Trade Secret | 2016 | 2016
20263-228838-01 | Xcel Energy | 85 | 13781 | IOU | 06321974 | 10.26 | Solar |  |  | Active Application | Trade Secret | Trade | OSS | OSS062 | Residential | Solar*Rewards | Trade Secret | 2026
20263-228838-01 | Xcel Energy | 85 | 13781 | IOU | 06069866 | 10.26 | Solar |  |  | Active Application | Trade Secret | Trade | OSS | OSS062 | Residential | Solar*Rewards | Trade Secret | 2025
20263-228838-01 | Xcel Energy | 85 | 13781 | IOU | 04211282 | 3.747 | Solar |  |  | Interconnected | Trade Secret | Trade | TWL | TWL072 | Residential |  | Trade Secret | 2021 | 2021
20263-228838-01 | Xcel Energy | 85 | 13781 | IOU | 05207368 | 7.68 | Solar |  |  | Interconnected | Trade Secret | Trade | MPK | MPK083 | Residential |  | Trade Secret | 2022 | 2023
20263-228838-01 | Xcel Energy | 85 | 13781 | IOU | 05468760 | 8.32 | Solar |  |  | Interconnected | Trade Secret | Trade | CHE | CHE076 | Residential | Solar*Rewards | Trade Secret | 2023 | 2023
20263-228838-01 | Xcel Energy | 85 | 13781 | IOU | 05638511 | 12.672 | Solar |  |  | Active Application | Trade Secret | Trade | MPK | MPK087 | Residential |  | Trade Secret | 2023
20263-228838-01 | Xcel Energy | 85 | 13781 | IOU | 05553304 | 12.672 | Solar |  |  | Withdrawn | Trade Secret | Trade | MPK | MPK087 | Residential | Solar*Rewards | Trade Secret | 2023
20263-228838-01 |  |  |  |  | 05638505 |  |  |  |  | Active Application | Trade Secret | Trade | MPK | MPK087 | Residential |  |  | 2023
20263-228838-01 | Xcel Energy | 85 | 13781 | IOU | OID3988963 | 7.904 | Solar |  |  | Interconnected | Trade Secret | Trade | UPP | UPP085 | Residential | Solar*Rewards | Trade Secret | 2019 | 2020
20263-228838-01 | Xcel Energy | 85 | 13781 | IOU | 03218968 | 13.616 | Solar |  |  | Interconnected | Trade Secret | Trade | RPO | RPO312 | Residential | Solar*Rewards | Trade Secret | 2019 | 2020
20263-228838-01 | Xcel Energy | 85 | 13781 | IOU | 03132727 | 35.112 | Solar |  |  | Interconnected | Trade Secret | Trade | ALT | ALT021 | Commercial | Solar*Rewards | Trade Secret | 2018 | 2018
20263-228838-01 | Xcel Energy | 85 | 13781 | IOU | 03134985 | 38.04 | Solar |  |  | Interconnected | Trade Secret | Trade | ALT | ALT021 | Commercial | Made in Minnesota | Trade Secret | 2016 | 2018
20263-228838-01 |  |  |  |  | OID2560418 |  | Solar |  |  | Withdrawn | Trade Secret | Trade |  |  | Residential | Solar*Rewards |  | 2016
20263-228838-01 | Xcel Energy | 85 | 13781 | IOU | 03948138 | 4.93 | Solar |  |  | Interconnected | Trade Secret | Trade | MPK | MPK085 | Residential | Solar*Rewards | Trade Secret | 2020 | 2021
20263-228838-01 | Xcel Energy | 85 | 13781 | IOU | SRO18695 | 40 | Solar |  |  | Withdrawn | Trade Secret | Trade |  |  | Residential | Solar*Rewards | Trade Secret | 2011
20263-228838-01 | Xcel Energy | 85 | 13781 | IOU | 04832518 | 4.886 | Solar |  |  | Interconnected | Trade Secret | Trade | HYL | HYL074 | Residential | Solar*Rewards | Trade Secret | 2022 | 2022
20263-228838-01 | Xcel Energy | 85 | 13781 | IOU | OID4036472 | 4.64 | Solar |  |  | Withdrawn | Trade Secret | Trade | HUG | HUG321 | Residential | Solar*Rewards | Trade Secret | 2019
20263-228838-01 |  |  |  |  | 06077774 |  | Solar |  |  | Withdrawn | Trade Secret | Trade | MST | MST068 | Commercial | Solar*Rewards |  | 2025
20263-228838-01 | Xcel Energy | 85 | 13781 | IOU | 06077924 | 17.96 | Solar |  |  | Active Application | Trade Secret | Trade | MST | MST068 | Residential | Solar*Rewards | Trade Secret | 2025
20263-228838-01 | Xcel Energy | 85 | 13781 | IOU | 05605107 | 9.994 | Solar |  |  | Interconnected | Trade Secret | Trade | WEF | WEF071 | Residential |  | Trade Secret | 2023 | 2024
20263-228838-01 | Xcel Energy | 85 | 13781 | IOU | 03133126 | 4.56 | Solar |  |  | Interconnected | Trade Secret | Trade | NOF | NOF071 | Residential | Solar*Rewards | Trade Secret | 2010 | 2010
20263-228838-01 | Xcel Energy | 85 | 13781 | IOU | 03135011 | 15.26 | Solar |  |  | Interconnected | Trade Secret | Trade | MND | MND062 | Residential | Solar*Rewards | Trade Secret | 2016 | 2016
20263-228838-01 | Xcel Energy | 85 | 13781 | IOU | 05356802 | 11.168 | Solar |  |  | Interconnected | Trade Secret | Trade | OAD | OAD073 | Residential | Solar*Rewards | Trade Secret | 2023 | 2023
20263-228838-01 | Xcel Energy | 85 | 13781 | IOU | 03134597 | 7.63 | Solar |  |  | Interconnected | Trade Secret | Trade | FSL | FSL312 | Residential | Solar*Rewards | Trade Secret | 2015 | 2016
20263-228838-01 | Xcel Energy | 85 | 13781 | IOU | 04501355 | 5.8 | Solar |  |  | Interconnected | Trade Secret | Trade | WES | WES073 | Residential |  | Trade Secret | 2021 | 2021
20263-228838-01 | Xcel Energy | 85 | 13781 | IOU | 04420746 | 5.054 | Solar |  |  | Active Application | Trade Secret | Trade | WES | WES073 | Residential | Solar*Rewards | Trade Secret | 2021
20263-228838-01 | Xcel Energy | 85 | 13781 | IOU | 04239386 | 7.7 | Solar |  |  | Interconnected | Trade Secret | Trade | SAV | SAV063 | Residential |  | Trade Secret | 2020 | 2021
20263-228838-01 | Xcel Energy | 85 | 13781 | IOU | 05368556 | 4.48 | Solar |  |  | Interconnected | Trade Secret | Trade | WIL | WIL089 | Residential | Solar*Rewards | Trade Secret | 2023 | 2023
20263-228838-01 | Xcel Energy | 85 | 13781 | IOU | 04274329 | 3.747 | Solar |  |  | Interconnected | Trade Secret | Trade | CDV | CDV072 | Residential | Solar*Rewards | Trade Secret | 2021 | 2021
20263-228838-01 | Xcel Energy | 85 | 13781 | IOU | 03133846 | 36 | Solar |  |  | Interconnected | Trade Secret | Trade | ALD | ALD085 | Commercial | Made in Minnesota | Trade Secret | 2014 | 2014
20263-228838-01 | Xcel Energy | 85 | 13781 | IOU | 04793597 | 4.64 | Solar |  |  | Interconnected | Trade Secret | Trade | WES | WES074 | Residential | Solar*Rewards | Trade Secret | 2022 | 2022
20263-228838-01 | Xcel Energy | 85 | 13781 | IOU | 05263614 | 4 | Solar |  |  | Interconnected | Trade Secret | Trade | WES | WES071 | Residential |  | Trade Secret | 2022 | 2023
20263-228838-01 | Xcel Energy | 85 | 13781 | IOU | 04794212 | 37.406 | Solar |  |  | Interconnected | Trade Secret | Trade | AFT | AFT315 | Residential | Solar*Rewards | Trade Secret | 2022 | 2023
20263-228838-01 | Xcel Energy | 85 | 13781 | IOU | 04406608 | 3.48 | Solar |  |  | Interconnected | Trade Secret | Trade | SOU | SOU072 | Residential | Solar*Rewards | Trade Secret | 2021 | 2021
20263-228838-01 | Xcel Energy | 85 | 13781 | IOU | 05991985 | 3.747 | Solar |  |  | Interconnected | Trade Secret | Trade | STY | STY071 | Residential |  | Trade Secret | 2024 | 2025
20263-228838-01 | Xcel Energy | 85 | 13781 | IOU | 05263590 | 13.92 | Solar |  |  | Active Application | Trade Secret | Trade | WAB | WAB021 | Residential |  | Trade Secret | 2022
20263-228838-01 | Xcel Energy | 85 | 13781 | IOU | 03328661 | 7.616 | Solar |  |  | Interconnected | Trade Secret | Trade | TER | TER062 | Residential | Solar*Rewards | Trade Secret | 2019 | 2020
20263-228838-01 | Xcel Energy | 85 | 13781 | IOU | 03134436 | 8.4 | Solar |  |  | Interconnected | Trade Secret | Trade | ZUF | ZUF021 | Residential | Made in Minnesota | Trade Secret | 2015 | 2015
20263-228838-01 | Xcel Energy | 85 | 13781 | IOU | 04425992 | 10.44 | Solar |  |  | Active Application | Trade Secret | Trade | SLP | SLP072 | Residential | Solar*Rewards | Trade Secret | 2021
20263-228838-01 | Xcel Energy | 85 | 13781 | IOU | 05219623 | 8.32 | Solar |  |  | Interconnected | Trade Secret | Trade | ECK | ECK061 | Residential |  | Trade Secret | 2022 | 2023
20263-228838-01 | Xcel Energy | 85 | 13781 | IOU | 03708075 | 7.616 | Solar |  |  | Interconnected | Trade Secret | Trade | WCR | WCR311 | Residential | Solar*Rewards | Trade Secret | 2020 | 2020
20263-228838-01 | Xcel Energy | 85 | 13781 | IOU | 04869086 | 43.2 | Solar |  |  | Interconnected | Trade Secret | Trade | WRR | WRR075 | Commercial |  | Trade Secret | 2022 | 2023
20263-228838-01 |  |  |  |  | 04449437 |  | Solar |  |  | Active Application | Trade Secret | Trade | WRR | WRR075 | Commercial | Solar*Rewards |  | 2021
20263-228838-01 | Xcel Energy | 85 | 13781 | IOU | 04995541 | 5.8 | Solar |  | X | Interconnected | Trade Secret | Trade | GLK | GLK073 | Residential | Solar*Rewards | Trade Secret | 2022 | 2022
20263-228838-01 | Xcel Energy | 85 | 13781 | IOU | 03130366 | 7.625 | Solar |  |  | Interconnected | Trade Secret | Trade | LAP | LAP311 | Residential | Made in Minnesota | Trade Secret | 2017 | 2005
20263-228838-01 | Xcel Energy | 85 | 13781 | IOU | 04974224 | 8.725 | Solar |  |  | Interconnected | Trade Secret | Trade | DND | DND071 | Residential | Solar*Rewards | Trade Secret | 2022 | 2022
20263-228838-01 | Xcel Energy | 85 | 13781 | IOU | 06245954 | 11.136 | Solar |  |  | Active Application | Trade Secret | Trade | AFT | AFT321 | Residential |  | Trade Secret | 2025
20263-228838-01 | Xcel Energy | 85 | 13781 | IOU | 03649556 | 4.64 | Solar |  |  | Interconnected | Trade Secret | Trade | MPK | MPK085 | Residential | Solar*Rewards | Trade Secret | 2020 | 2020
20263-228838-01 | Xcel Energy | 85 | 13781 | IOU | 03129991 | 13.625 | Solar |  |  | Interconnected | Trade Secret | Trade | TER | TER061 | Commercial | Solar*Rewards | Trade Secret | 2018 | 2019
20263-228838-01 | Xcel Energy | 85 | 13781 | IOU | 03130479 | 5.52 | Solar |  |  | Interconnected | Trade Secret | Trade | MPK | MPK063 | Residential | Solar*Rewards | Trade Secret | 2018 | 2019
20263-228838-01 | Xcel Energy | 85 | 13781 | IOU | 04793753 | 6.96 | Solar |  |  | Interconnected | Trade Secret | Trade | SOU | SOU065 | Residential | Solar*Rewards | Trade Secret | 2022 | 2022
20263-228838-01 | Xcel Energy | 85 | 13781 | IOU | 06232418 | 3.484 | Solar |  |  | Interconnected | Trade Secret | Trade | OAD | OAD072 | Residential |  | Trade Secret | 2025 | 2025
20263-228838-01 | Xcel Energy | 85 | 13781 | IOU | 06260792 | 14.658 | Solar |  | X | Active Application | Trade Secret | Trade | RLK | RLK066 | Residential |  | Trade Secret | 2025
20263-228838-01 | Xcel Energy | 85 | 13781 | IOU | 05718527 | 10.752 | Solar |  |  | Interconnected | Trade Secret | Trade | WSG | WSG076 | Residential | Solar*Rewards | Trade Secret | 2024 | 2024
20263-228838-01 | Xcel Energy | 85 | 13781 | IOU | 05556997 | 10.752 | Solar |  |  | Withdrawn | Trade Secret | Trade | WSG | WSG076 | Residential | Solar*Rewards | Trade Secret | 2023
20263-228838-01 | Xcel Energy | 85 | 13781 | IOU | 05385179 | 5.12 | Solar |  |  | Interconnected | Trade Secret | Trade | STY | STY071 | Residential | Solar*Rewards | Trade Secret | 2023 | 2023
20263-228838-01 | Xcel Energy | 85 | 13781 | IOU | 05525433 | 7.56 | Solar |  |  | Interconnected | Trade Secret | Trade | MEL | MEL082 | Residential | Solar*Rewards | Trade Secret | 2023 | 2023
20263-228838-01 | Xcel Energy | 85 | 13781 | IOU | 04445265 | 7.616 | Solar |  |  | Interconnected | Trade Secret | Trade | UPP | UPP083 | Commercial | Solar*Rewards | Trade Secret | 2021 | 2022
20263-228838-01 | Xcel Energy | 85 | 13781 | IOU | 03133132 | 2.28 | Solar |  |  | Interconnected | Trade Secret | Trade | RLK | RLK073 | Residential | Solar*Rewards | Trade Secret | 2010 | 2010
20263-228838-01 | Xcel Energy | 85 | 13781 | IOU | 05016431 | 43.2 | Solar |  |  | Interconnected | Trade Secret | Trade | ELP | ELP084 | Commercial |  | Trade Secret | 2022 | 2023
20263-228838-01 | Xcel Energy | 85 | 13781 | IOU | 05302744 | 9.57 | Solar |  |  | Interconnected | Trade Secret | Trade | RVA | RVA061 | Residential |  | Trade Secret | 2022 | 2023
20263-228838-01 | Xcel Energy | 85 | 13781 | IOU | 06273868 | 14.3 | Storage |  |  | Active Application | Trade Secret | Trade | RVA | RVA061 | Residential |  | Trade Secret | 2026
20263-228838-01 | Xcel Energy | 85 | 13781 | IOU | 04366959 | 5 | Solar |  |  | Interconnected | Trade Secret | Trade | GLK | GLK073 | Residential | Solar*Rewards | Trade Secret | 2021 | 2021
20263-228838-01 | Xcel Energy | 85 | 13781 | IOU | OID2344912 | 8.64 | Solar |  |  | Withdrawn | Trade Secret | Trade | MOL | MOL068 | Residential | Made in Minnesota | Trade Secret | 2015
20263-228838-01 | Xcel Energy | 85 | 13781 | IOU | OID2404617 | 6 | Solar |  |  | Withdrawn | Trade Secret | Trade | WEB | WEB021 | Commercial | Solar*Rewards | Trade Secret | 2015
20263-228838-01 | Xcel Energy | 85 | 13781 | IOU | 03132107 | 29.82 | Solar |  |  | Interconnected | Trade Secret | Trade | MOL | MOL072 | Commercial | Made in Minnesota | Trade Secret | 2017 | 2018
20263-228838-01 | Xcel Energy | 85 | 13781 | IOU | 04806594 | 8.41 | Solar |  |  | Interconnected | Trade Secret | Trade | UPP | UPP082 | Residential |  | Trade Secret | 2022 | 2022
20263-228838-01 |  |  |  |  | 05728448 |  | Solar |  |  | Active Application | Trade Secret | Trade | RLK | RLK069 | Residential | Solar*Rewards |  | 2024
20263-228838-01 | Xcel Energy | 85 | 13781 | IOU | 03579106 | 4.93 | Solar |  |  | Active Application | Trade Secret | Trade | AFT | AFT322 | Residential | Solar*Rewards | Trade Secret | 2020
20263-228838-01 | Xcel Energy | 85 | 13781 | IOU | 06321809 | 6.387 | Solar |  |  | Active Application | Trade Secret | Trade | TER | TER081 | Residential | Solar*Rewards | Trade Secret | 2026
20263-228838-01 | Xcel Energy | 85 | 13781 | IOU | 06095714 | 6.387 | Solar |  |  | Active Application | Trade Secret | Trade | TER | TER081 | Residential | Solar*Rewards | Trade Secret | 2025
20263-228838-01 | Xcel Energy | 85 | 13781 | IOU | 04373912 | 3.747 | Solar |  |  | Interconnected | Trade Secret | Trade | OPK | OPK077 | Residential | Solar*Rewards | Trade Secret | 2021 | 2021
20263-228838-01 | Xcel Energy | 85 | 13781 | IOU | 03132279 | 9.94 | Solar |  |  | Interconnected | Trade Secret | Trade | SCL | SCL313 | Residential | Solar*Rewards | Trade Secret | 2018 | 2018
20263-228838-01 | Xcel Energy | 85 | 13781 | IOU | 06096829 | 7.68 | Solar |  |  | Active Application | Trade Secret | Trade | CGR | CGR071 | Residential | Solar*Rewards | Trade Secret | 2025
20263-228838-01 | Xcel Energy | 85 | 13781 | IOU | 03133734 | 3.44 | Solar |  |  | Interconnected | Trade Secret | Trade | SOU | SOU087 | Residential | Solar*Rewards | Trade Secret | 2013 | 2013
20263-228838-01 | Xcel Energy | 85 | 13781 | IOU | OID2246595 | 9.5 | Solar |  |  | Withdrawn | Trade Secret | Trade | WIN | WIN033 | Residential | Solar*Rewards | Trade Secret | 2015
20263-228838-01 | Xcel Energy | 85 | 13781 | IOU | 05292134 | 13.662 | Solar |  |  | Interconnected | Trade Secret | Trade | GSL | GSL076 | Residential | Solar*Rewards | Trade Secret | 2022 | 2023
20263-228838-01 | Xcel Energy | 85 | 13781 | IOU | 05149987 | 4.4 | Solar |  |  | Interconnected | Trade Secret | Trade | HUG | HUG311 | Residential |  | Trade Secret | 2022 | 2022
20263-228838-01 | Xcel Energy | 85 | 13781 | IOU | 03902321 | 5.28 | Solar |  |  | Interconnected | Trade Secret | Trade | CEL | CEL064 | Residential | Solar*Rewards | Trade Secret | 2020 | 2020
20263-228838-01 | Xcel Energy | 85 | 13781 | IOU | 05991265 | 6.046 | Solar |  |  | Interconnected | Trade Secret | Trade | WIL | WIL063 | Residential | Solar*Rewards | Trade Secret | 2024 | 2024
20263-228838-01 | Xcel Energy | 85 | 13781 | IOU | 04273114 | 10.15 | Solar |  |  | Interconnected | Trade Secret | Trade | RPL | RPL063 | Residential | Solar*Rewards | Trade Secret | 2021 | 2021
20263-228838-01 | Xcel Energy | 85 | 13781 | IOU | 04843031 | 4.537 | Solar |  |  | Withdrawn | Trade Secret | Trade | MDT | MDT071 | Residential | Solar*Rewards | Trade Secret | 2022
20263-228838-01 | Xcel Energy | 85 | 13781 | IOU | 05499091 | 7.25 | Solar |  |  | Interconnected | Trade Secret | Trade | TLK | TLK071 | Residential |  | Trade Secret | 2023 | 2023
20263-228838-01 | Xcel Energy | 85 | 13781 | IOU | 05603179 | 4.41 | Solar |  |  | Interconnected | Trade Secret | Trade | GLK | GLK072 | Residential |  | Trade Secret | 2023 | 2024
20263-228838-01 | Xcel Energy | 85 | 13781 | IOU | 06183421 | 5.248 | Solar |  |  | Withdrawn | Trade Secret | Trade | KOL | KOL073 | Residential | Solar*Rewards | Trade Secret | 2025
20263-228838-01 | Xcel Energy | 85 | 13781 | IOU | 06188116 | 5.248 | Solar |  |  | Interconnected | Trade Secret | Trade | KOL | KOL073 | Residential |  | Trade Secret | 2025 | 2025
20263-228838-01 | Xcel Energy | 85 | 13781 | IOU | 03583167 | 2.88 | Solar |  |  | Interconnected | Trade Secret | Trade | MPK | MPK071 | Residential | Solar*Rewards | Trade Secret | 2020 | 2020
20263-228838-01 | Xcel Energy | 85 | 13781 | IOU | 05356773 | 6.046 | Solar |  |  | Interconnected | Trade Secret | Trade | EXC | EXC061 | Residential | Solar*Rewards | Trade Secret | 2023 | 2023
20263-228838-01 | Xcel Energy | 85 | 13781 | IOU | 05289104 | 4.93 | Solar |  |  | Interconnected | Trade Secret | Trade | SOU | SOU083 | Residential | Solar*Rewards | Trade Secret | 2022 | 2023
20263-228838-01 | Xcel Energy | 85 | 13781 | IOU | 04175442 | 3.747 | Solar |  |  | Interconnected | Trade Secret | Trade | RAM | RAM071 | Residential | Solar*Rewards | Trade Secret | 2020 | 2021
20263-228838-01 | Xcel Energy | 85 | 13781 | IOU | 03132497 | 7.616 | Solar |  |  | Interconnected | Trade Secret | Trade | MPK | MPK068 | Residential | Solar*Rewards | Trade Secret | 2018 | 2018
20263-228838-01 | Xcel Energy | 85 | 13781 | IOU | 05190825 | 10.15 | Solar |  |  | Interconnected | Trade Secret | Trade | DND | DND071 | Residential |  | Trade Secret | 2022 | 2023
20263-228838-01 | Xcel Energy | 85 | 13781 | IOU | 03986561 | 3.747 | Solar |  |  | Interconnected | Trade Secret | Trade | OSS | OSS063 | Residential | Solar*Rewards | Trade Secret | 2020 | 2020
20263-228838-01 | Xcel Energy | 85 | 13781 | IOU | 06203027 | 5.584 | Solar |  |  | Withdrawn | Trade Secret | Trade | HYL | HYL075 | Residential | Solar*Rewards | Trade Secret | 2025
20263-228838-01 | Xcel Energy | 85 | 13781 | IOU | 06220963 | 5.584 | Solar |  |  | Interconnected | Trade Secret | Trade | HYL | HYL075 | Residential |  | Trade Secret | 2025 | 2025
20263-228838-01 | Xcel Energy | 85 | 13781 | IOU | 03806974 | 7.616 | Solar |  |  | Interconnected | Trade Secret | Trade | WYO | WYO032 | Residential | Solar*Rewards | Trade Secret | 2020 | 2021
20263-228838-01 | Xcel Energy | 85 | 13781 | IOU | 04865367 | 8.768 | Solar |  |  | Interconnected | Trade Secret | Trade | DND | DND071 | Residential | Solar*Rewards | Trade Secret | 2022 | 2022
20263-228838-01 | Xcel Energy | 85 | 13781 | IOU | 04469516 | 7.25 | Solar |  |  | Interconnected | Trade Secret | Trade | HUG | HUG312 | Residential |  | Trade Secret | 2021 | 2021
20263-228838-01 | Xcel Energy | 85 | 13781 | IOU | 04477762 | 7.25 | Solar |  |  | Active Application | Trade Secret | Trade | HUG | HUG312 | Residential | Solar*Rewards | Trade Secret | 2021
20263-228838-01 | Xcel Energy | 85 | 13781 | IOU | 05932999 | 3.796 | Solar |  |  | Interconnected | Trade Secret | Trade | DBL | DBL065 | Residential |  | Trade Secret | 2024 | 2025
20263-228838-01 | Xcel Energy | 85 | 13781 | IOU | 03128634 | 36 | Solar |  |  | Interconnected | Trade Secret | Trade | TER | TER071 | Commercial | Made in Minnesota | Trade Secret | 2014 | 2015
20263-228838-01 | Xcel Energy | 85 | 13781 | IOU | 04973465 | 7.616 | Solar |  |  | Interconnected | Trade Secret | Trade | HYL | HYL071 | Residential | Solar*Rewards | Trade Secret | 2022 | 2022
20263-228838-01 | Xcel Energy | 85 | 13781 | IOU | 06181076 | 6.282 | Solar |  |  | Interconnected | Trade Secret | Trade | AFT | AFT314 | Residential | Solar*Rewards | Trade Secret | 2025 | 2025
20263-228838-01 | Xcel Energy | 85 | 13781 | IOU | 06328753 | 9.772 | Solar |  |  | Active Application | Trade Secret | Trade | BCR | BCR063 | Residential | Solar*Rewards | Trade Secret | 2026
20263-228838-01 | Xcel Energy | 85 | 13781 | IOU | 05985774 | 3.747 | Solar |  |  | Interconnected | Trade Secret | Trade | WIL | WIL073 | Residential |  | Trade Secret | 2024 | 2025
20263-228838-01 | Xcel Energy | 85 | 13781 | IOU | 06018637 | 17.3 | Storage |  |  | Interconnected | Trade Secret | Trade | MPK | MPK065 | Residential |  | Trade Secret | 2024 | 2025
20263-228838-01 | Xcel Energy | 85 | 13781 | IOU | 03294336 | 5.8 | Solar |  |  | Interconnected | Trade Secret | Trade | MPK | MPK065 | Residential | Solar*Rewards | Trade Secret | 2019 | 2020
20263-228838-01 | Xcel Energy | 85 | 13781 | IOU | 06300365 | 5.12 | Solar |  |  | Active Application | Trade Secret | Trade | AVN | AVN021 | Residential |  | Trade Secret | 2025
20263-228838-01 | Xcel Energy | 85 | 13781 | IOU | OID2538130 | 20 | Solar |  |  | Withdrawn | Trade Secret | Trade | PKL | PKL084 | Commercial | Solar*Rewards | Trade Secret | 2016
20263-228838-01 | Xcel Energy | 85 | 13781 | IOU | 06231775 | 4.188 | Solar |  |  | Interconnected | Trade Secret | Trade | ALD | ALD076 | Residential |  | Trade Secret | 2025 | 2026
20263-228838-01 | Xcel Energy | 85 | 13781 | IOU | 05647377 | 3.15 | Solar |  |  | Active Application | Trade Secret | Trade | SLP | SLP087 | Residential |  | Trade Secret | 2023
20263-228838-01 | Xcel Energy | 85 | 13781 | IOU | 03132855 | 3.747 | Solar |  |  | Interconnected | Trade Secret | Trade | SOU | SOU063 | Residential | Solar*Rewards | Trade Secret | 2018 | 2018
20263-228838-01 | Xcel Energy | 85 | 13781 | IOU | 03133008 | 7.616 | Solar |  |  | Interconnected | Trade Secret | Trade | AFT | AFT315 | Residential | Solar*Rewards | Trade Secret | 2018 | 2019
20263-228838-01 | Xcel Energy | 85 | 13781 | IOU | 05946021 | 3.747 | Solar |  |  | Interconnected | Trade Secret | Trade | MDT | MDT074 | Residential |  | Trade Secret | 2024 | 2025
20263-228838-01 |  |  |  |  | OID3785705 |  | Solar |  |  | Withdrawn | Trade Secret | Trade | MTV | MTV021 | Residential | Solar*Rewards |  | 2019
20263-228838-01 | Xcel Energy | 85 | 13781 | IOU | OID3776902 | 16.4 | Solar |  |  | Withdrawn | Trade Secret | Trade | MTV | MTV021 | Residential | Solar*Rewards | Trade Secret | 2019
20263-228838-01 | Xcel Energy | 85 | 13781 | IOU | 06270729 | 4.645 | Solar |  |  | Interconnected | Trade Secret | Trade | MEL | MEL071 | Residential |  | Trade Secret | 2025 | 2026
20263-228838-01 | Xcel Energy | 85 | 13781 | IOU | 05228595 | 3.141 | Solar |  |  | Interconnected | Trade Secret | Trade | SLP | SLP084 | Residential |  | Trade Secret | 2022 | 2022
20263-228838-01 | Xcel Energy | 85 | 13781 | IOU | 04886800 | 540 | Solar |  |  | Interconnected | Trade Secret | Trade | TWL | TWL068 | Commercial |  | Trade Secret | 2022 | 2024
20263-228838-01 | Xcel Energy | 85 | 13781 | IOU | 04189948 | 7.54 | Solar |  |  | Interconnected | Trade Secret | Trade | CHE | CHE076 | Residential | Solar*Rewards | Trade Secret | 2021 | 2021
20263-228838-01 | Xcel Energy | 85 | 13781 | IOU | 03131901 | 9.94 | Solar |  |  | Interconnected | Trade Secret | Trade | VKG | VKG065 | Residential | Solar*Rewards | Trade Secret | 2017 | 2018
20263-228838-01 | Xcel Energy | 85 | 13781 | IOU | OID3434902 | 5 | Solar |  | X | Interconnected | Trade Secret | Trade | VKG | VKG065 | Residential | Solar*Rewards | Trade Secret | 2018 | 2019
20263-228838-01 | Xcel Energy | 85 | 13781 | IOU | 05947088 | 5.052 | Solar |  |  | Interconnected | Trade Secret | Trade | GLK | GLK064 | Residential |  | Trade Secret | 2024 | 2025
20263-228838-01 | Xcel Energy | 85 | 13781 | IOU | 05942889 | 11.5 | Solar |  | X | Active Application | Trade Secret | Trade | WIL | WIL071 | Residential |  | Trade Secret | 2024
20263-228838-01 | Xcel Energy | 85 | 13781 | IOU | 06018116 | 5.248 | Solar |  |  | Interconnected | Trade Secret | Trade | WCS | WCS071 | Residential |  | Trade Secret | 2024 | 2025
20263-228838-01 | Xcel Energy | 85 | 13781 | IOU | 05995358 | 5.248 | Solar |  |  | Withdrawn | Trade Secret | Trade | WCS | WCS071 | Residential | Solar*Rewards | Trade Secret | 2024
20263-228838-01 | Xcel Energy | 85 | 13781 | IOU | 03132047 | 8.12 | Solar |  |  | Interconnected | Trade Secret | Trade | EDA | EDA067 | Residential | Solar*Rewards | Trade Secret | 2017 | 2018
20263-228838-01 | Xcel Energy | 85 | 13781 | IOU | 05356876 | 5.584 | Solar |  |  | Interconnected | Trade Secret | Trade | WIL | WIL098 | Residential | Solar*Rewards | Trade Secret | 2023 | 2023
20263-228838-01 | Xcel Energy | 85 | 13781 | IOU | 06067674 | 11.5 | Storage |  |  | Interconnected | Trade Secret | Trade | WIL | WIL098 | Residential |  | Trade Secret | 2025 | 2025
20263-228838-01 | Xcel Energy | 85 | 13781 | IOU | 06042448 | 6.046 | Solar |  |  | Interconnected | Trade Secret | Trade | RLK | RLK073 | Residential | Solar*Rewards | Trade Secret | 2024 | 2025
20263-228838-01 | Xcel Energy | 85 | 13781 | IOU | 06258186 | 7.684 | Solar |  |  | Active Application | Trade Secret | Trade | DBL | DBL081 | Residential |  | Trade Secret | 2025
20263-228838-01 | Xcel Energy | 85 | 13781 | IOU | 05282672 | 7.68 | Solar |  |  | Withdrawn | Trade Secret | Trade | LAP | LAP311 | Residential |  | Trade Secret | 2022
20263-228838-01 | Xcel Energy | 85 | 13781 | IOU | 05179584 | 8.96 | Solar |  |  | Interconnected | Trade Secret | Trade | ECK | ECK321 | Residential |  | Trade Secret | 2022 | 2023
20263-228838-01 | Xcel Energy | 85 | 13781 | IOU | 06204414 | 5.933 | Solar |  |  | Withdrawn | Trade Secret | Trade | MOL | MOL072 | Residential | Solar*Rewards | Trade Secret | 2025
20263-228838-01 | Xcel Energy | 85 | 13781 | IOU | 06228813 | 6.98 | Solar |  |  | Interconnected | Trade Secret | Trade | MOL | MOL072 | Residential |  | Trade Secret | 2025 | 2025
20263-228838-01 | Xcel Energy | 85 | 13781 | IOU | 05190344 | 4.768 | Solar |  |  | Interconnected | Trade Secret | Trade | SLP | SLP082 | Residential |  | Trade Secret | 2022 | 2022
20263-228838-01 | Xcel Energy | 85 | 13781 | IOU | 03135100 | 9.94 | Solar |  |  | Interconnected | Trade Secret | Trade | WDY | WDY311 | Residential | Made in Minnesota | Trade Secret | 2016 | 2017
20263-228838-01 | Xcel Energy | 85 | 13781 | IOU | 03809157 | 9.994 | Solar |  |  | Interconnected | Trade Secret | Trade | ESW | ESW081 | Residential | Solar*Rewards | Trade Secret | 2020 | 2020
20263-228838-01 | Xcel Energy | 85 | 13781 | IOU | SRO18820 | 3.3 | Solar |  |  | Withdrawn | Trade Secret | Trade | LIN | LIN031 | Commercial | Solar*Rewards | Trade Secret | 2011
20263-228838-01 | Xcel Energy | 85 | 13781 | IOU | 03131110 | 1.68 | Solar |  |  | Interconnected | Trade Secret | Trade | LIN | LIN031 | Commercial |  | Trade Secret | 2012 | 2012
20263-228838-01 | Xcel Energy | 85 | 13781 | IOU | 05292491 | 7.68 | Solar |  |  | Interconnected | Trade Secret | Trade | FSL | FSL312 | Residential |  | Trade Secret | 2022 | 2023
20263-228838-01 | Xcel Energy | 85 | 13781 | IOU | 04664176 | 5.12 | Storage |  |  | Interconnected | Trade Secret | Trade | WIL | WIL061 | Residential |  | Trade Secret | 2021 | 2021
20263-228838-01 | Xcel Energy | 85 | 13781 | IOU | 03577210 | 6.38 | Solar |  |  | Interconnected | Trade Secret | Trade | WIL | WIL061 | Residential | Solar*Rewards | Trade Secret | 2020 | 2020
20263-228838-01 | Xcel Energy | 85 | 13781 | IOU | 06236730 | 7.6 | Solar |  |  | Interconnected | Trade Secret | Trade | AVN | AVN021 | Residential |  | Trade Secret | 2025 | 2025
20263-228838-01 | Xcel Energy | 85 | 13781 | IOU | 06213338 | 8.027 | Solar |  |  | Active Application | Trade Secret | Trade | SOU | SOU064 | Residential |  | Trade Secret | 2025
20263-228838-01 | Xcel Energy | 85 | 13781 | IOU | 03132955 | 7.616 | Solar |  |  | Interconnected | Trade Secret | Trade | TWL | TWL075 | Residential | Solar*Rewards | Trade Secret | 2018 | 2019
20263-228838-01 | Xcel Energy | 85 | 13781 | IOU | 05279451 | 5.51 | Solar |  |  | Interconnected | Trade Secret | Trade | APA | APA075 | Residential |  | Trade Secret | 2022 | 2023
20263-228838-01 | Xcel Energy | 85 | 13781 | IOU | 05712157 | 2.9 | Solar |  |  | Interconnected | Trade Secret | Trade | APA | APA075 | Residential |  | Trade Secret | 2024 | 2024
20263-228838-01 | Xcel Energy | 85 | 13781 | IOU | 04886273 | 11.168 | Solar |  |  | Interconnected | Trade Secret | Trade | MDT | MDT071 | Commercial | Solar*Rewards | Trade Secret | 2022 | 2023
20263-228838-01 | Xcel Energy | 85 | 13781 | IOU | 06054220 | 11.5 | Storage |  |  | Interconnected | Trade Secret | Trade | DPN | DPN073 | Residential |  | Trade Secret | 2025 | 2025
20263-228838-01 |  |  |  |  | OID2983966 |  | Solar |  |  | Withdrawn | Trade Secret | Trade | DPN | DPN073 | Residential | Solar*Rewards |  | 2017
20263-228838-01 | Xcel Energy | 85 | 13781 | IOU | 03131628 | 5 | Solar |  |  | Interconnected | Trade Secret | Trade | DPN | DPN073 | Residential | Made in Minnesota | Trade Secret | 2017 | 2017
20263-228838-01 | Xcel Energy | 85 | 13781 | IOU | 03130954 | 500 | Other |  |  | Interconnected | Trade Secret | Trade | SMT | SMT091 | Commercial |  | Trade Secret | 2007 | 2007
20263-228838-01 | Xcel Energy | 85 | 13781 | IOU | 06307046 | 30 | Solar |  |  | Active Application | Trade Secret | Trade | MPK | MPK078 | Commercial |  | Trade Secret | 2026
20263-228838-01 | Xcel Energy | 85 | 13781 | IOU | 03134060 | 9.5 | Solar |  |  | Interconnected | Trade Secret | Trade | RPO | RPO312 | Residential | Made in Minnesota | Trade Secret | 2014 | 2014
20263-228838-01 | Xcel Energy | 85 | 13781 | IOU | 05748811 | 5.76 | Solar |  |  | Interconnected | Trade Secret | Trade | GLK | GLK061 | Residential | Solar*Rewards | Trade Secret | 2024 | 2024
20263-228838-01 | Xcel Energy | 85 | 13781 | IOU | SRO19610 | 7 | Solar |  |  | Withdrawn | Trade Secret | Trade | NMC | NMC082 | Residential | Solar*Rewards | Trade Secret | 2011
20263-228838-01 | Xcel Energy | 85 | 13781 | IOU | SRO18438 | 8 | Solar |  |  | Withdrawn | Trade Secret | Trade | NMC | NMC082 | Residential | Solar*Rewards | Trade Secret | 2011
20263-228838-01 | Xcel Energy | 85 | 13781 | IOU | 03133819 | 6.45 | Solar |  |  | Interconnected | Trade Secret | Trade | NMC | NMC082 | Residential | Solar*Rewards | Trade Secret | 2013 | 2013
20263-228838-01 | Xcel Energy | 85 | 13781 | IOU | 04597206 | 3.747 | Solar |  |  | Interconnected | Trade Secret | Trade | HWW | HWW074 | Residential |  | Trade Secret | 2021 | 2022
20263-228838-01 | Xcel Energy | 85 | 13781 | IOU | 04550416 | 3.747 |  |  |  | Active Application | Trade Secret | Trade | HWW | HWW074 | Residential |  | Trade Secret | 2021
20263-228838-01 | Xcel Energy | 85 | 13781 | IOU | 03208807 | 9.28 | Solar |  |  | Interconnected | Trade Secret | Trade | STY | STY065 | Commercial | Solar*Rewards | Trade Secret | 2019 | 2019
20263-228838-01 | Xcel Energy | 85 | 13781 | IOU | OID3628048 | 7.68 | Solar |  |  | Withdrawn | Trade Secret | Trade | STY | STY065 | Commercial | Solar*Rewards | Trade Secret | 2018
20263-228838-01 | Xcel Energy | 85 | 13781 | IOU | 05961443 | 6.832 | Solar |  |  | Interconnected | Trade Secret | Trade | IDA | IDA064 | Residential | Solar*Rewards | Trade Secret | 2024 | 2024
20263-228838-01 | Xcel Energy | 85 | 13781 | IOU | 03134363 | 5 | Solar |  |  | Interconnected | Trade Secret | Trade | LIN | LIN022 | Residential | Made in Minnesota | Trade Secret | 2015 | 2015
20263-228838-01 | Xcel Energy | 85 | 13781 | IOU | 05119940 | 10 | Solar |  |  | Active Application | Trade Secret | Trade | WES | WES072 | Residential | Solar*Rewards | Trade Secret | 2022
20263-228838-01 | Xcel Energy | 85 | 13781 | IOU | 05531637 | 10.368 | Solar |  |  | Interconnected | Trade Secret | Trade | WES | WES072 | Residential |  | Trade Secret | 2023 | 2023
20263-228838-01 | Xcel Energy | 85 | 13781 | IOU | 05225039 | 7.329 | Solar |  |  | Interconnected | Trade Secret | Trade | CHE | CHE064 | Residential |  | Trade Secret | 2022 | 2023
20263-228838-01 | Xcel Energy | 85 | 13781 | IOU | 06098209 | 3.747 | Solar |  |  | Interconnected | Trade Secret | Trade | RIV | RIV073 | Residential |  | Trade Secret | 2025 | 2025
20263-228838-01 | Xcel Energy | 85 | 13781 | IOU | 05812802 | 4.537 | Solar |  |  | Interconnected | Trade Secret | Trade | FAP | FAP061 | Residential | Solar*Rewards | Trade Secret | 2024 | 2024
20263-228838-01 | Xcel Energy | 85 | 13781 | IOU | OID3422030 | 6.16 | Solar |  |  | Withdrawn | Trade Secret | Trade | CGR | CGR063 | Residential | Solar*Rewards | Trade Secret | 2018
20263-228838-01 | Xcel Energy | 85 | 13781 | IOU | 03132769 | 6.38 | Solar |  |  | Interconnected | Trade Secret | Trade | CGR | CGR063 | Residential | Solar*Rewards | Trade Secret | 2018 | 2019
20263-228838-01 | Xcel Energy | 85 | 13781 | IOU | 04132984 | 19.999 | Solar |  |  | Interconnected | Trade Secret | Trade | SLP | SLP096 | Commercial | Solar*Rewards | Trade Secret | 2020 | 2021
20263-228838-01 | Xcel Energy | 85 | 13781 | IOU | OID3829641 | 4.4 | Solar |  |  | Withdrawn | Trade Secret | Trade | HUG | HUG312 | Residential | Solar*Rewards | Trade Secret | 2019
20263-228838-01 | Xcel Energy | 85 | 13781 | IOU | OID3847810 | 4.4 | Solar |  |  | Interconnected | Trade Secret | Trade | HUG | HUG312 | Residential | Solar*Rewards | Trade Secret | 2019 | 2019
20263-228838-01 | Xcel Energy | 85 | 13781 | IOU | OID3483618 | 6 | Solar |  |  | Withdrawn | Trade Secret | Trade | HUG | HUG312 | Residential | Solar*Rewards | Trade Secret | 2018
20263-228838-01 |  |  |  |  | OID3483617 |  | Solar |  |  | Withdrawn | Trade Secret | Trade | HUG | HUG312 | Residential | Solar*Rewards |  | 2018
20263-228838-01 |  |  |  |  | OID3470384 |  | Solar |  |  | Withdrawn | Trade Secret | Trade | HUG | HUG312 | Residential | Solar*Rewards |  | 2018
20263-228838-01 | Xcel Energy | 85 | 13781 | IOU | 06226286 | 900 | Solar |  |  | Active Application | Trade Secret | Trade |  |  | Commercial |  | Trade Secret | 2025
20263-228838-01 | Xcel Energy | 85 | 13781 | IOU | 03446615 | 3.747 | Solar |  |  | Interconnected | Trade Secret | Trade | CHE | CHE076 | Residential | Solar*Rewards | Trade Secret | 2019 | 2020
20263-228838-01 | Xcel Energy | 85 | 13781 | IOU | 03134995 | 2.88 | Solar |  |  | Interconnected | Trade Secret | Trade | SOU | SOU060 | Residential | Made in Minnesota | Trade Secret | 2016 | 2016
20263-228838-01 | Xcel Energy | 85 | 13781 | IOU | OID2561865 | 2.88 | Solar |  |  | Withdrawn | Trade Secret | Trade | SOU | SOU060 | Residential | Solar*Rewards | Trade Secret | 2016
20263-228838-01 | Xcel Energy | 85 | 13781 | IOU | OID2041422 | 13.65 | Solar |  |  | Withdrawn | Trade Secret | Trade | GSL | GSL075 | Residential | Solar*Rewards | Trade Secret | 2014
20263-228838-01 | Xcel Energy | 85 | 13781 | IOU | OID2265498 | 5 | Solar |  |  | Interconnected | Trade Secret | Trade | GSL | GSL075 | Residential | Solar*Rewards | Trade Secret | 2015 | 2015
20263-228838-01 | Xcel Energy | 85 | 13781 | IOU | 06250566 | 15.744 | Solar |  |  | Active Application | Trade Secret | Trade | HYL | HYL062 | Residential |  | Trade Secret | 2026
20263-228838-01 | Xcel Energy | 85 | 13781 | IOU | 04827769 | 6.028 | Solar |  |  | Interconnected | Trade Secret | Trade | ECK | ECK321 | Residential | Solar*Rewards | Trade Secret | 2022 | 2022
20263-228838-01 | Xcel Energy | 85 | 13781 | IOU | 03569695 | 5 | Solar |  |  | Interconnected | Trade Secret | Trade | DBL | DBL063 | Residential | Solar*Rewards | Trade Secret | 2020 | 2020
20263-228838-01 | Xcel Energy | 85 | 13781 | IOU | 05965194 | 3.416 | Solar |  |  | Interconnected | Trade Secret | Trade | OAD | OAD061 | Residential | Solar*Rewards | Trade Secret | 2024 | 2025
20263-228838-01 | Xcel Energy | 85 | 13781 | IOU | 04393097 | 3.747 | Solar |  |  | Interconnected | Trade Secret | Trade | OAD | OAD061 | Residential | Solar*Rewards | Trade Secret | 2021 | 2021
20263-228838-01 | Xcel Energy | 85 | 13781 | IOU | 05541974 | 5.052 | Solar |  |  | Interconnected | Trade Secret | Trade | ALD | ALD072 | Residential | Solar*Rewards | Trade Secret | 2023 | 2023
20263-228838-01 | Xcel Energy | 85 | 13781 | IOU | OID2267258 | 10.01 | Solar |  |  | Withdrawn | Trade Secret | Trade | HUG | HUG321 | Residential | Solar*Rewards | Trade Secret | 2015
20263-228838-01 | Xcel Energy | 85 | 13781 | IOU | OID2296944 | 10.01 | Solar |  |  | Withdrawn | Trade Secret | Trade | HUG | HUG321 | Residential | Solar*Rewards | Trade Secret | 2015
20263-228838-01 | Xcel Energy | 85 | 13781 | IOU | 03134494 | 10.01 | Solar |  |  | Interconnected | Trade Secret | Trade | HUG | HUG321 | Residential | Made in Minnesota | Trade Secret | 2015 | 2015
20263-228838-01 | Xcel Energy | 85 | 13781 | IOU | 03130481 | 4.8 | Solar |  |  | Interconnected | Trade Secret | Trade | SAV | SAV069 | Residential | Solar*Rewards | Trade Secret | 2018 | 2019
20263-228838-01 | Xcel Energy | 85 | 13781 | IOU | 06108169 | 5.314 | Solar |  |  | Interconnected | Trade Secret | Trade | SOU | SOU061 | Residential |  | Trade Secret | 2025 | 2025
20263-228838-01 | Xcel Energy | 85 | 13781 | IOU | 03130452 | 990 | Solar |  |  | Interconnected | Trade Secret | Trade | RIV | RIV063 | Commercial |  | Trade Secret | 2018 | 2014
20263-228838-01 | Xcel Energy | 85 | 13781 | IOU | 05278672 | 9.994 | Solar |  |  | Interconnected | Trade Secret | Trade | WES | WES074 | Residential |  | Trade Secret | 2022 | 2023
20263-228838-01 | Xcel Energy | 85 | 13781 | IOU | 04466273 | 5.054 | Solar |  |  | Active Application | Trade Secret | Trade | SCL | SCL322 | Residential | Solar*Rewards | Trade Secret | 2021
20263-228838-01 | Xcel Energy | 85 | 13781 | IOU | 04509329 | 5.054 | Solar |  |  | Withdrawn | Trade Secret | Trade | SCL | SCL322 | Residential |  | Trade Secret | 2021
20263-228838-01 | Xcel Energy | 85 | 13781 | IOU | 06041622 | 9.074 | Solar |  |  | Interconnected | Trade Secret | Trade | UPP | UPP085 | Residential | Solar*Rewards | Trade Secret | 2025 | 2025
20263-228838-01 | Xcel Energy | 85 | 13781 | IOU | 03987663 | 9.57 | Solar |  |  | Interconnected | Trade Secret | Trade | LOK | LOK062 | Residential | Solar*Rewards | Trade Secret | 2020 | 2020
20263-228838-01 | Xcel Energy | 85 | 13781 | IOU | 05320914 | 9.772 | Solar |  |  | Interconnected | Trade Secret | Trade | AFT | AFT322 | Residential |  | Trade Secret | 2023 | 2023
20263-228838-01 | Xcel Energy | 85 | 13781 | IOU | 06253501 | 10 | Storage |  |  | Active Application | Trade Secret | Trade | AFT | AFT322 | Residential |  | Trade Secret | 2025
20263-228838-01 | Xcel Energy | 85 | 13781 | IOU | 04259344 | 5.76 | Solar |  |  | Interconnected | Trade Secret | Trade | MOL | MOL068 | Residential | Solar*Rewards | Trade Secret | 2020 | 2021
20263-228838-01 | Xcel Energy | 85 | 13781 | IOU | 03739412 | 9.772 | Solar |  |  | Interconnected | Trade Secret | Trade | BRP | BRP063 | Residential | Solar*Rewards | Trade Secret | 2020 | 2020
20263-228838-01 | Xcel Energy | 85 | 13781 | IOU | 05944956 | 4680 | Biomass |  |  | Interconnected | Trade Secret | Trade | BCK | BCK062 | Commercial |  | Trade Secret | 2024 | 2025
20263-228838-01 | Xcel Energy | 85 | 13781 | IOU | 03130661 | 19.88 | Solar |  |  | Interconnected | Trade Secret | Trade | MDT | MDT073 | Commercial | Solar*Rewards | Trade Secret | 2016 | 2017
20263-228838-01 | Xcel Energy | 85 | 13781 | IOU | 03129977 | 4.93 | Solar |  |  | Interconnected | Trade Secret | Trade | SOU | SOU086 | Residential | Solar*Rewards | Trade Secret | 2018 | 2019
20263-228838-01 | Xcel Energy | 85 | 13781 | IOU | 03133655 | 7.095 | Solar |  |  | Interconnected | Trade Secret | Trade | HSN | HSN321 | Residential | Solar*Rewards | Trade Secret | 2012 | 2012
20263-228838-01 | Xcel Energy | 85 | 13781 | IOU | 04019755 | 3.3 | Solar |  |  | Interconnected | Trade Secret | Trade | WIL | WIL086 | Residential |  | Trade Secret | 2020 | 2021
20263-228838-01 | Xcel Energy | 85 | 13781 | IOU | 03135126 | 5 | Solar |  |  | Interconnected | Trade Secret | Trade | DND | DND071 | Residential | Solar*Rewards | Trade Secret | 2016 | 2017
20263-228838-01 | Xcel Energy | 85 | 13781 | IOU | 04092254 | 5 | Solar |  |  | Interconnected | Trade Secret | Trade | MPK | MPK065 | Residential |  | Trade Secret | 2020 | 2021
20263-228838-01 | Xcel Energy | 85 | 13781 | IOU | 03134063 | 5.76 | Solar |  |  | Interconnected | Trade Secret | Trade | CRL | CRL027 | Residential | Solar*Rewards | Trade Secret | 2014 | 2015
20263-228838-01 | Xcel Energy | 85 | 13781 | IOU | 03134178 | 18 | Solar |  |  | Interconnected | Trade Secret | Trade | HSN | HSN321 | Commercial | Solar*Rewards | Trade Secret | 2014 | 2015
20263-228838-01 | Xcel Energy | 85 | 13781 | IOU | OID3314851 | 14.51 | Solar |  |  | Withdrawn | Trade Secret | Trade | MOL | MOL067 | Commercial | Solar*Rewards | Trade Secret | 2018
20263-228838-01 | Xcel Energy | 85 | 13781 | IOU | 03132908 | 5 | Solar |  |  | Interconnected | Trade Secret | Trade | UPP | UPP084 | Residential | Solar*Rewards | Trade Secret | 2018 | 2019
20263-228838-01 | Xcel Energy | 85 | 13781 | IOU | OID3061513 | 5 | Solar |  |  | Withdrawn | Trade Secret | Trade | UPP | UPP084 | Residential | Solar*Rewards | Trade Secret | 2017
20263-228838-01 | Xcel Energy | 85 | 13781 | IOU | 05273253 | 6.09 | Solar |  |  | Interconnected | Trade Secret | Trade | SLW | SLW061 | Residential |  | Trade Secret | 2022 | 2023
20263-228838-01 | Xcel Energy | 85 | 13781 | IOU | 06099755 | 2.277 | Solar |  |  | Interconnected | Trade Secret | Trade | SOU | SOU087 | Residential | Solar*Rewards | Trade Secret | 2025 | 2025
20263-228838-01 | Xcel Energy | 85 | 13781 | IOU | 04795651 | 4.35 | Solar |  |  | Interconnected | Trade Secret | Trade | OAD | OAD063 | Residential |  | Trade Secret | 2022 | 2022
20263-228838-01 | Xcel Energy | 85 | 13781 | IOU | 05209556 | 13.96 | Solar |  |  | Interconnected | Trade Secret | Trade | LAP | LAP311 | Residential |  | Trade Secret | 2022 | 2024
20263-228838-01 | Xcel Energy | 85 | 13781 | IOU | 05373223 | 21.987 | Solar |  |  | Interconnected | Trade Secret | Trade | UPP | UPP066 | Residential | Solar*Rewards | Trade Secret | 2023 | 2024
20263-228838-01 | Xcel Energy | 85 | 13781 | IOU | 05409627 | 3.19 | Solar |  |  | Interconnected | Trade Secret | Trade | IDA | IDA073 | Residential |  | Trade Secret | 2023 | 2023
20263-228838-01 | Xcel Energy | 85 | 13781 | IOU | 05776627 | 4.188 | Solar |  |  | Interconnected | Trade Secret | Trade | SOU | SOU063 | Residential |  | Trade Secret | 2024 | 2024
20263-228838-01 | Xcel Energy | 85 | 13781 | IOU | 04592289 | 5.933 | Solar |  |  | Interconnected | Trade Secret | Trade | WYO | WYO031 | Residential |  | Trade Secret | 2021 | 2021
20263-228838-01 | Xcel Energy | 85 | 13781 | IOU | 03130708 | 4 | Solar |  |  | Interconnected | Trade Secret | Trade | HWW | HWW073 | Commercial |  | Trade Secret | 2004 | 2005
20263-228838-01 | Xcel Energy | 85 | 13781 | IOU | 06298114 | 5.44 | Solar |  |  | Active Application | Trade Secret | Trade | WIL | WIL097 | Residential |  | Trade Secret | 2025
20263-228838-01 | Xcel Energy | 85 | 13781 | IOU | 05619505 | 4.48 | Solar |  |  | Interconnected | Trade Secret | Trade | WCR | WCR321 | Residential |  | Trade Secret | 2023 | 2024
20263-228838-01 | Xcel Energy | 85 | 13781 | IOU | 04794328 | 8.41 | Solar |  |  | Interconnected | Trade Secret | Trade | CEL | CEL066 | Residential | Solar*Rewards | Trade Secret | 2022 | 2022
20263-228838-01 | Xcel Energy | 85 | 13781 | IOU | OID3471939 | 39.998 | Solar |  |  | Withdrawn | Trade Secret | Trade | GSL | GSL074 | Commercial | Solar*Rewards | Trade Secret | 2018
20263-228838-01 | Xcel Energy | 85 | 13781 | IOU | 03130495 | 4.32 | Solar |  |  | Interconnected | Trade Secret | Trade | RPL | RPL064 | Residential | Solar*Rewards | Trade Secret | 2018 | 2019
20263-228838-01 | Xcel Energy | 85 | 13781 | IOU | 05255581 | 3.2 | Solar |  |  | Interconnected | Trade Secret | Trade | SOU | SOU064 | Residential |  | Trade Secret | 2022 | 2023
20263-228838-01 | Xcel Energy | 85 | 13781 | IOU | 04363806 | 5 | Solar |  |  | Interconnected | Trade Secret | Trade | MPK | MPK074 | Residential | Solar*Rewards | Trade Secret | 2021 | 2021
20263-228838-01 | Xcel Energy | 85 | 13781 | IOU | 04575354 | 6.98 | Solar |  |  | Interconnected | Trade Secret | Trade | SOU | SOU076 | Residential |  | Trade Secret | 2021 | 2021
20263-228838-01 | Xcel Energy | 85 | 13781 | IOU | 03661305 | 6.38 | Solar |  |  | Interconnected | Trade Secret | Trade | BCH | BCH311 | Residential | Solar*Rewards | Trade Secret | 2020 | 2020
20263-228838-01 | Xcel Energy | 85 | 13781 | IOU | 04956723 | 11.39 | Solar |  |  | Interconnected | Trade Secret | Trade | EBL | EBL084 | Residential | Solar*Rewards | Trade Secret | 2022 | 2022
20263-228838-01 | Xcel Energy | 85 | 13781 | IOU | 04322717 | 3.747 | Solar |  |  | Interconnected | Trade Secret | Trade | MPK | MPK083 | Residential |  | Trade Secret | 2021 | 2021
20263-228838-01 | Xcel Energy | 85 | 13781 | IOU | OID3847803 | 6.72 | Solar |  |  | Withdrawn | Trade Secret | Trade | MND | MND063 | Residential | Solar*Rewards | Trade Secret | 2019
20263-228838-01 | Xcel Energy | 85 | 13781 | IOU | 06232514 | 4.802 | Solar |  |  | Active Application | Trade Secret | Trade | RMT | RMT321 | Residential |  | Trade Secret | 2025
20263-228838-01 | Xcel Energy | 85 | 13781 | IOU | 04192757 | 10.56 | Solar |  |  | Interconnected | Trade Secret | Trade | HUG | HUG321 | Residential | Solar*Rewards | Trade Secret | 2020 | 2021
20263-228838-01 | Xcel Energy | 85 | 13781 | IOU | 04493149 | 3.747 | Solar |  |  | Active Application | Trade Secret | Trade | DPN | DPN071 | Residential | Solar*Rewards | Trade Secret | 2021
20263-228838-01 | Xcel Energy | 85 | 13781 | IOU | 04508458 | 3.747 | Solar |  |  | Withdrawn | Trade Secret | Trade | DPN | DPN071 | Residential |  | Trade Secret | 2021
20263-228838-01 | Xcel Energy | 85 | 13781 | IOU | 03133727 | 5 | Solar |  |  | Interconnected | Trade Secret | Trade | OSS | OSS065 | Residential | Solar*Rewards | Trade Secret | 2013 | 2013
20263-228838-01 | Xcel Energy | 85 | 13781 | IOU | 03130770 | 1 | Solar |  |  | Interconnected | Trade Secret | Trade | OSS | OSS065 | Residential |  | Trade Secret | 2007 | 2006
20263-228838-01 | Xcel Energy | 85 | 13781 | IOU | 06227718 | 4.886 | Solar |  | X | Interconnected | Trade Secret | Trade | TWL | TWL082 | Residential |  | Trade Secret | 2025 | 2025
20263-228838-01 | Xcel Energy | 85 | 13781 | IOU | 03131117 | 1500 | Other |  |  | Interconnected | Trade Secret | Trade | WSG | WSG361 | Commercial |  | Trade Secret | 2012 | 2012
20263-228838-01 | Xcel Energy | 85 | 13781 | IOU | 03134671 | 15.26 | Solar |  |  | Interconnected | Trade Secret | Trade | AHI | AHI063 | Residential | Solar*Rewards | Trade Secret | 2015 | 2016
20263-228838-01 | Xcel Energy | 85 | 13781 | IOU | 04793523 | 4.64 | Solar |  |  | Interconnected | Trade Secret | Trade | MPK | MPK063 | Residential | Solar*Rewards | Trade Secret | 2022 | 2022
20263-228838-01 | Xcel Energy | 85 | 13781 | IOU | 05865907 | 2.6 | Solar |  |  | Active Application | Trade Secret | Trade | HWW | HWW074 | Residential | Solar*Rewards | Trade Secret | 2024
20263-228838-01 | Xcel Energy | 85 | 13781 | IOU | 03132003 | 7.63 | Solar |  |  | Interconnected | Trade Secret | Trade | ALD | ALD085 | Residential | Solar*Rewards | Trade Secret | 2017 | 2017
20263-228838-01 | Xcel Energy | 85 | 13781 | IOU | OID3089803 | 18 | Solar |  |  | Withdrawn | Trade Secret | Trade | GLD | GLD021 | Commercial | Solar*Rewards | Trade Secret | 2017
20263-228838-01 | Xcel Energy | 85 | 13781 | IOU | 03134986 | 6 | Solar |  |  | Interconnected | Trade Secret | Trade | APA | APA071 | Residential | Solar*Rewards | Trade Secret | 2016 | 2016
20263-228838-01 | Xcel Energy | 85 | 13781 | IOU | OID2632411 | 6 | Solar |  |  | Withdrawn | Trade Secret | Trade | APA | APA071 | Residential | Solar*Rewards | Trade Secret | 2016
20263-228838-01 | Xcel Energy | 85 | 13781 | IOU | 04509220 | 3.747 | Solar |  |  | Active Application | Trade Secret | Trade | SOU | SOU069 | Residential |  | Trade Secret | 2021
20263-228838-01 | Xcel Energy | 85 | 13781 | IOU | 04493061 | 3.747 | Solar |  |  | Active Application | Trade Secret | Trade | SOU | SOU069 | Residential | Solar*Rewards | Trade Secret | 2021
20263-228838-01 | Xcel Energy | 85 | 13781 | IOU | 04509212 | 3.747 | Solar |  |  | Active Application | Trade Secret | Trade | SOU | SOU069 | Residential |  | Trade Secret | 2021
20263-228838-01 | Xcel Energy | 85 | 13781 | IOU | 05900071 | 9.994 | Solar |  |  | Active Application | Trade Secret | Trade | HSN | HSN311 | Residential |  | Trade Secret | 2024
20263-228838-01 | Xcel Energy | 85 | 13781 | IOU | SRO29797 | 5 | Solar |  |  | Withdrawn | Trade Secret | Trade | MPK | MPK063 | Commercial | Solar*Rewards | Trade Secret | 2013
20263-228838-01 | Xcel Energy | 85 | 13781 | IOU | 04298178 | 29.02 | Solar |  |  | Interconnected | Trade Secret | Trade | MDT | MDT062 | Commercial | Solar*Rewards | Trade Secret | 2021 | 2021
20263-228838-01 | Xcel Energy | 85 | 13781 | IOU | 03131940 | 6 | Solar |  |  | Interconnected | Trade Secret | Trade | GFD | GFD021 | Residential | Solar*Rewards | Trade Secret | 2017 | 2017
20263-228838-01 | Xcel Energy | 85 | 13781 | IOU | 03130062 | 9.994 | Solar |  |  | Interconnected | Trade Secret | Trade | ALT | ALT021 | Residential | Solar*Rewards | Trade Secret | 2018 | 2019
20263-228838-01 | Xcel Energy | 85 | 13781 | IOU | 03132327 | 7.616 | Solar |  |  | Interconnected | Trade Secret | Trade | WIL | WIL063 | Residential | Solar*Rewards | Trade Secret | 2018 | 2019
20263-228838-01 | Xcel Energy | 85 | 13781 | IOU | 05499311 | 13.44 | Solar |  |  | Interconnected | Trade Secret | Trade | MPK | MPK074 | Residential | Solar*Rewards | Trade Secret | 2023 | 2023
20263-228838-01 | Xcel Energy | 85 | 13781 | IOU | 05825032 | 7.296 | Solar |  |  | Interconnected | Trade Secret | Trade | WCR | WCR322 | Residential | Solar*Rewards | Trade Secret | 2024 | 2024
20263-228838-01 | Xcel Energy | 85 | 13781 | IOU | 04110306 | 6 | Solar |  |  | Interconnected | Trade Secret | Trade | TWL | TWL068 | Residential | Solar*Rewards | Trade Secret | 2020 | 2021
20263-228838-01 | Xcel Energy | 85 | 13781 | IOU | 06195493 | 11.5 | Solar |  |  | Withdrawn | Trade Secret | Trade | SOU | SOU069 | Residential | Solar*Rewards | Trade Secret | 2025
20263-228838-01 | Xcel Energy | 85 | 13781 | IOU | 06201349 | 11.5 | Solar |  | X | Interconnected | Trade Secret | Trade | SOU | SOU069 | Residential |  | Trade Secret | 2025 | 2025
20263-228838-01 | Xcel Energy | 85 | 13781 | IOU | 04019843 | 9.9 | Solar |  |  | Interconnected | Trade Secret | Trade | ALK | ALK064 | Residential |  | Trade Secret | 2020 | 2021
20263-228838-01 | Xcel Energy | 85 | 13781 | IOU | 05472869 | 11.393 | Solar |  |  | Interconnected | Trade Secret | Trade | EDA | EDA067 | Residential | Solar*Rewards | Trade Secret | 2023 | 2023
20263-228838-01 | Xcel Energy | 85 | 13781 | IOU | 03155966 | 38.5 | Solar |  |  | Interconnected | Trade Secret | Trade | CKG | CKG041 | Commercial |  | Trade Secret | 2019 | 2019
20263-228838-01 | Xcel Energy | 85 | 13781 | IOU | OID3667470 | 38.5 | Solar |  |  | Withdrawn | Trade Secret | Trade | CKG | CKG041 | Commercial | Solar*Rewards | Trade Secret | 2018
20263-228838-01 | Xcel Energy | 85 | 13781 | IOU | OID3812507 | 30.8 | Solar |  |  | Withdrawn | Trade Secret | Trade | CKG | CKG041 | Commercial | Solar*Rewards | Trade Secret | 2019
20263-228838-01 | Xcel Energy | 85 | 13781 | IOU | OID3625898 | 39.98 | Solar |  |  | Withdrawn | Trade Secret | Trade | CKG | CKG041 | Commercial | Solar*Rewards | Trade Secret | 2018
20263-228838-01 | Xcel Energy | 85 | 13781 | IOU | OID3900096 | 21.33 | Solar |  |  | Withdrawn | Trade Secret | Trade | ZUM | ZUM022 | Commercial | Solar*Rewards | Trade Secret | 2019
20263-228838-01 | Xcel Energy | 85 | 13781 | IOU | 03300652 | 19.988 | Solar |  |  | Interconnected | Trade Secret | Trade | ZUM | ZUM022 | Commercial | Solar*Rewards | Trade Secret | 2019 | 2020
20263-228838-01 | Xcel Energy | 85 | 13781 | IOU | 03131023 | 2.4 | Wind |  |  | Interconnected | Trade Secret | Trade | PIP | PIP090 | Residential |  | Trade Secret | 2010 | 2010
20263-228838-01 | Xcel Energy | 85 | 13781 | IOU | 05304265 | 3.84 | Solar |  |  | Withdrawn | Trade Secret | Trade | LAP | LAP311 | Residential |  | Trade Secret | 2023
20263-228838-01 | Xcel Energy | 85 | 13781 | IOU | 05992961 | 12.146 | Solar |  |  | Interconnected | Trade Secret | Trade | HYL | HYL061 | Residential |  | Trade Secret | 2024 | 2024
20263-228838-01 | Xcel Energy | 85 | 13781 | IOU | 06122266 | 7.591 | Solar |  |  | Interconnected | Trade Secret | Trade | EDA | EDA067 | Residential | Solar*Rewards | Trade Secret | 2025 | 2025
20263-228838-01 | Xcel Energy | 85 | 13781 | IOU | 03132238 | 7.625 | Solar |  |  | Interconnected | Trade Secret | Trade | MTR | MTR021 | Residential | Solar*Rewards | Trade Secret | 2018 | 2018
20263-228838-01 | Xcel Energy | 85 | 13781 | IOU | 03132261 | 6 | Solar |  |  | Interconnected | Trade Secret | Trade | DBL | DBL068 | Residential | Solar*Rewards | Trade Secret | 2018 | 2018
20263-228838-01 | Xcel Energy | 85 | 13781 | IOU | 06256565 | 2.613 | Solar |  |  | Interconnected | Trade Secret | Trade | OAD | OAD063 | Residential |  | Trade Secret | 2025 | 2025
20263-228838-01 | Xcel Energy | 85 | 13781 | IOU | 03255049 | 12 | Solar |  |  | Interconnected | Trade Secret | Trade | GNL | GNL072 | Residential | Solar*Rewards | Trade Secret | 2019 | 2019
20263-228838-01 | Xcel Energy | 85 | 13781 | IOU | 03130106 | 8.64 | Solar |  |  | Interconnected | Trade Secret | Trade | WDY | WDY312 | Residential | Solar*Rewards | Trade Secret | 2018 | 2019
20263-228838-01 |  |  |  |  | OID3643824 |  | Solar |  |  | Withdrawn | Trade Secret | Trade | WDY | WDY312 | Residential | Solar*Rewards |  | 2018
20263-228838-01 | Xcel Energy | 85 | 13781 | IOU | 05576238 | 7.56 | Solar |  |  | Interconnected | Trade Secret | Trade | WDY | WDY311 | Residential | Solar*Rewards | Trade Secret | 2023 | 2023
20263-228838-01 | Xcel Energy | 85 | 13781 | IOU | 06224102 | 7.6 | Solar |  |  | Withdrawn | Trade Secret | Trade | HSN | HSN321 | Residential |  | Trade Secret | 2025
20263-228838-01 | Xcel Energy | 85 | 13781 | IOU | 06195861 | 7.6 | Solar |  |  | Withdrawn | Trade Secret | Trade | HSN | HSN321 | Residential | Solar*Rewards | Trade Secret | 2025
20263-228838-01 | Xcel Energy | 85 | 13781 | IOU | 05356647 | 8.725 | Solar |  |  | Interconnected | Trade Secret | Trade | AFT | AFT314 | Residential | Solar*Rewards | Trade Secret | 2023 | 2023
20263-228838-01 | Xcel Energy | 85 | 13781 | IOU | 05711915 | 9.423 | Solar |  |  | Interconnected | Trade Secret | Trade | SHP | SHP061 | Residential | Solar*Rewards | Trade Secret | 2024 | 2024
20263-228838-01 | Xcel Energy | 85 | 13781 | IOU | 05586697 | 9.423 | Solar |  |  | Withdrawn | Trade Secret | Trade | SHP | SHP061 | Residential | Solar*Rewards | Trade Secret | 2023
20263-228838-01 | Xcel Energy | 85 | 13781 | IOU | 05366620 | 5.76 | Solar |  |  | Interconnected | Trade Secret | Trade | NMC | NMC082 | Residential | Solar*Rewards | Trade Secret | 2023 | 2023
20263-228838-01 | Xcel Energy | 85 | 13781 | IOU | 03129605 | 19.86 | Solar |  |  | Active Application | Trade Secret | Trade | ESW | ESW061 | Commercial | Solar*Rewards | Trade Secret | 2018
20263-228838-01 | Xcel Energy | 85 | 13781 | IOU | OID3383827 | 20 | Solar |  |  | Withdrawn | Trade Secret | Trade | ESW | ESW061 | Commercial |  | Trade Secret | 2018
20263-228838-01 |  |  |  |  | OID3347259 |  | Other |  |  | Withdrawn | Trade Secret | Trade | LEX | LEX074 | Commercial |  |  | 2018
20263-228838-01 | Xcel Energy | 85 | 13781 | IOU | OID2250818 | 20 | Solar |  |  | Withdrawn | Trade Secret | Trade | WAB | WAB021 | Commercial | Solar*Rewards | Trade Secret | 2015
20263-228838-01 | Xcel Energy | 85 | 13781 | IOU | 03134406 | 30 | Solar |  |  | Interconnected | Trade Secret | Trade | WAB | WAB021 | Commercial | Made in Minnesota | Trade Secret | 2015 | 2016
20263-228838-01 | Xcel Energy | 85 | 13781 | IOU | SRO29665 | 31.92 | Solar |  |  | Withdrawn | Trade Secret | Trade | TER | TER083 | Commercial | Solar*Rewards | Trade Secret | 2013
20263-228838-01 | Xcel Energy | 85 | 13781 | IOU | SRO22351 | 35 | Solar |  |  | Withdrawn | Trade Secret | Trade | TER | TER083 | Commercial | Solar*Rewards | Trade Secret | 2012
20263-228838-01 | Xcel Energy | 85 | 13781 | IOU | SRO24745 | 45 | Solar |  |  | Withdrawn | Trade Secret | Trade | TER | TER083 | Commercial | Solar*Rewards | Trade Secret | 2012
20263-228838-01 | Xcel Energy | 85 | 13781 | IOU | SRO24723 | 30 | Solar |  |  | Withdrawn | Trade Secret | Trade | TER | TER083 | Commercial | Solar*Rewards | Trade Secret | 2012
20263-228838-01 | Xcel Energy | 85 | 13781 | IOU | 05220777 | 120 | Solar |  |  | Interconnected | Trade Secret | Trade | TER | TER083 | Commercial |  | Trade Secret | 2022 | 2023
20263-228838-01 | Xcel Energy | 85 | 13781 | IOU | 06212309 | 6.631 | Solar |  |  | Active Application | Trade Secret | Trade | GLK | GLK073 | Residential |  | Trade Secret | 2025
20263-228838-01 | Xcel Energy | 85 | 13781 | IOU | 05712247 | 11.025 | Solar |  |  | Interconnected | Trade Secret | Trade | RPO | RPO311 | Residential | Solar*Rewards | Trade Secret | 2024 | 2024
20263-228838-01 | Xcel Energy | 85 | 13781 | IOU | 03132277 | 15.26 | Solar |  | X | Interconnected | Trade Secret | Trade | ANN | ANN021 | Commercial | Solar*Rewards | Trade Secret | 2018 | 2018
20263-228838-01 | Xcel Energy | 85 | 13781 | IOU | 04793658 | 13.92 | Solar |  |  | Active Application | Trade Secret | Trade | LCR | LCR311 | Residential | Solar*Rewards | Trade Secret | 2022
20263-228838-01 | Xcel Energy | 85 | 13781 | IOU | 04372921 | 7.616 | Solar |  |  | Interconnected | Trade Secret | Trade | SCA | SCA021 | Residential | Solar*Rewards | Trade Secret | 2021 | 2022
20263-228838-01 | Xcel Energy | 85 | 13781 | IOU | 03885846 | 17.61 | Solar |  |  | Interconnected | Trade Secret | Trade | NER | NER021 | Residential | Solar*Rewards | Trade Secret | 2020 | 2021
20263-228838-01 | Xcel Energy | 85 | 13781 | IOU | 04974803 | 7.54 | Solar |  |  | Interconnected | Trade Secret | Trade | FSL | FSL312 | Residential | Solar*Rewards | Trade Secret | 2022 | 2022
20263-228838-01 | Xcel Energy | 85 | 13781 | IOU | 04793821 | 20.3 | Solar |  |  | Interconnected | Trade Secret | Trade | HUG | HUG321 | Residential | Solar*Rewards | Trade Secret | 2022 | 2022
20263-228838-01 | Xcel Energy | 85 | 13781 | IOU | 03131282 | 480.796 | Solar |  |  | Interconnected | Trade Secret | Trade | FRM | FRM071 | Commercial |  | Trade Secret | 2016 | 2018
20263-228838-01 | Xcel Energy | 85 | 13781 | IOU | 03319013 | 7.616 | Solar |  |  | Interconnected | Trade Secret | Trade | WYO | WYO032 | Residential | Solar*Rewards | Trade Secret | 2019 | 2020
20263-228838-01 | Xcel Energy | 85 | 13781 | IOU | 06003664 | 6.046 | Solar |  |  | Withdrawn | Trade Secret | Trade | JOR | JOR022 | Residential |  | Trade Secret | 2024
20263-228838-01 | Xcel Energy | 85 | 13781 | IOU | 05831061 | 9.994 | Solar |  |  | Interconnected | Trade Secret | Trade | OSS | OSS077 | Residential |  | Trade Secret | 2024 | 2024
20263-228838-01 | Xcel Energy | 85 | 13781 | IOU | 03867363 | 5 | Solar |  |  | Interconnected | Trade Secret | Trade | ALK | ALK063 | Residential | Solar*Rewards | Trade Secret | 2020 | 2021
20263-228838-01 | Xcel Energy | 85 | 13781 | IOU | 05972858 | 9.994 | Solar |  |  | Interconnected | Trade Secret | Trade | TWL | TWL081 | Residential |  | Trade Secret | 2024 | 2025
20263-228838-01 | Xcel Energy | 85 | 13781 | IOU | SRO18577 | 7.5 | Solar |  |  | Withdrawn | Trade Secret | Trade | WTN | WTN062 | Residential | Solar*Rewards | Trade Secret | 2011
20263-228838-01 | Xcel Energy | 85 | 13781 | IOU | 05957354 | 9.674 | Solar |  |  | Interconnected | Trade Secret | Trade | SOU | SOU075 | Residential | Solar*Rewards | Trade Secret | 2024 | 2025
20263-228838-01 | Xcel Energy | 85 | 13781 | IOU | 03133361 | 9 | Solar |  |  | Interconnected | Trade Secret | Trade | EDA | EDA087 | Commercial | Solar*Rewards | Trade Secret | 2011 | 2011
20263-228838-01 | Xcel Energy | 85 | 13781 | IOU | 04322748 | 6.67 | Solar |  |  | Interconnected | Trade Secret | Trade | VKG | VKG072 | Residential | Solar*Rewards | Trade Secret | 2021 | 2021
20263-228838-01 | Xcel Energy | 85 | 13781 | IOU | 05972050 | 13.285 | Solar |  |  | Interconnected | Trade Secret | Trade | ALD | ALD095 | Residential |  | Trade Secret | 2024 | 2025
20263-228838-01 | Xcel Energy | 85 | 13781 | IOU | 05710317 | 5.516 | Solar |  |  | Interconnected | Trade Secret | Trade | LEX | LEX074 | Residential |  | Trade Secret | 2024 | 2024
20263-228838-01 | Xcel Energy | 85 | 13781 | IOU | 05584251 | 5.51 | Solar |  |  | Interconnected | Trade Secret | Trade | LEX | LEX074 | Residential |  | Trade Secret | 2023 | 2024
20263-228838-01 |  |  |  |  | 05825086 |  | Solar |  |  | Withdrawn | Trade Secret | Trade | WCR | WCR062 | Residential | Solar*Rewards |  | 2024
20263-228838-01 | Xcel Energy | 85 | 13781 | IOU | 06308488 | 7.678 |  |  |  | Active Application | Trade Secret | Trade | FSL | FSL312 | Residential |  | Trade Secret | 2025
20263-228838-01 |  |  |  |  | OID3334616 |  | Solar |  |  | Withdrawn | Trade Secret | Trade | SCA | SCA021 | Residential | Solar*Rewards |  | 2018
20263-228838-01 | Xcel Energy | 85 | 13781 | IOU | 04810298 | 19.988 | Solar |  |  | Active Application | Trade Secret | Trade | SCA | SCA021 | Residential | Solar*Rewards | Trade Secret | 2022
20263-228838-01 | Xcel Energy | 85 | 13781 | IOU | 05891721 | 6.046 | Solar |  |  | Interconnected | Trade Secret | Trade | ECK | ECK062 | Residential |  | Trade Secret | 2024 | 2025
20263-228838-01 | Xcel Energy | 85 | 13781 | IOU | 03132578 | 7.59 | Solar |  |  | Interconnected | Trade Secret | Trade | ALD | ALD076 | Residential | Made in Minnesota | Trade Secret | 2018 | 2018
20263-228838-01 | Xcel Energy | 85 | 13781 | IOU | 05315204 | 4.06 | Solar |  |  | Withdrawn | Trade Secret | Trade | WDY | WDY312 | Residential |  | Trade Secret | 2022
20263-228838-01 | Xcel Energy | 85 | 13781 | IOU | 04396219 | 75 | Solar |  |  | Interconnected | Trade Secret | Trade | WIN | WIN023 | Commercial |  | Trade Secret | 2021 | 2023
20263-228838-01 | Xcel Energy | 85 | 13781 | IOU | 04591476 | 11.02 | Solar |  |  | Interconnected | Trade Secret | Trade | RLK | RLK079 | Residential |  | Trade Secret | 2021 | 2021
20263-228838-01 | Xcel Energy | 85 | 13781 | IOU | 03664258 | 3.84 | Solar |  |  | Interconnected | Trade Secret | Trade | WES | WES062 | Residential | Solar*Rewards | Trade Secret | 2020 | 2020
20263-228838-01 | Xcel Energy | 85 | 13781 | IOU | 03770623 | 9.994 | Solar |  |  | Interconnected | Trade Secret | Trade | DBL | DBL068 | Commercial | Solar*Rewards | Trade Secret | 2020 | 2021
20263-228838-01 | Xcel Energy | 85 | 13781 | IOU | 05434027 | 3.575 | Solar |  |  | Interconnected | Trade Secret | Trade | RPL | RPL064 | Residential | Solar*Rewards | Trade Secret | 2023 | 2023
20263-228838-01 | Xcel Energy | 85 | 13781 | IOU | 05772403 | 5.693 | Solar |  |  | Interconnected | Trade Secret | Trade | ALD | ALD085 | Residential | Solar*Rewards | Trade Secret | 2024 | 2024
20263-228838-01 | Xcel Energy | 85 | 13781 | IOU | 06322949 | 6.631 | Solar |  |  | Active Application | Trade Secret | Trade | SOU | SOU087 | Residential | Solar*Rewards | Trade Secret | 2026
20263-228838-01 | Xcel Energy | 85 | 13781 | IOU | 03132225 | 7.616 | Solar |  |  | Interconnected | Trade Secret | Trade | NER | NER021 | Residential | Solar*Rewards | Trade Secret | 2018 | 2018
20263-228838-01 | Xcel Energy | 85 | 13781 | IOU | 04614700 | 6 | Solar |  |  | Interconnected | Trade Secret | Trade | WES | WES073 | Residential |  | Trade Secret | 2021 | 2022
20263-228838-01 | Xcel Energy | 85 | 13781 | IOU | 06297753 | 6.56 | Solar |  |  | Active Application | Trade Secret | Trade | LOK | LOK062 | Residential |  | Trade Secret | 2025
20263-228838-01 | Xcel Energy | 85 | 13781 | IOU | 06192926 | 4.935 | Solar |  |  | Interconnected | Trade Secret | Trade | AHI | AHI063 | Residential | Solar*Rewards | Trade Secret | 2025 | 2025
20263-228838-01 | Xcel Energy | 85 | 13781 | IOU | OID3311896 | 3.8 | Solar |  |  | Withdrawn | Trade Secret | Trade | SOU | SOU075 | Residential | Solar*Rewards | Trade Secret | 2018
20263-228838-01 | Xcel Energy | 85 | 13781 | IOU | 04793982 | 6.98 | Solar |  |  | Interconnected | Trade Secret | Trade | SOU | SOU075 | Residential | Solar*Rewards | Trade Secret | 2022 | 2022
20263-228838-01 | Xcel Energy | 85 | 13781 | IOU | 06151337 | 7.616 | Solar |  |  | Interconnected | Trade Secret | Trade | HUG | HUG312 | Residential | Solar*Rewards | Trade Secret | 2025 | 2025
20263-228838-01 | Xcel Energy | 85 | 13781 | IOU | OID3737582 | 7.5 | Solar |  |  | Withdrawn | Trade Secret | Trade | GVW | GVW021 | Residential | Solar*Rewards | Trade Secret | 2019
20263-228838-01 | Xcel Energy | 85 | 13781 | IOU | 03152076 | 7.5 | Solar |  |  | Interconnected | Trade Secret | Trade | GVW | GVW021 | Residential | Solar*Rewards | Trade Secret | 2019 | 2019
20263-228838-01 | Xcel Energy | 85 | 13781 | IOU | 04819516 | 10 | Solar |  |  | Interconnected | Trade Secret | Trade | ALD | ALD072 | Residential |  | Trade Secret | 2022 | 2022
20263-228838-01 | Xcel Energy | 85 | 13781 | IOU | 05251988 | 6.38 | Solar |  |  | Interconnected | Trade Secret | Trade | WDY | WDY321 | Residential |  | Trade Secret | 2022 | 2023
20263-228838-01 | Xcel Energy | 85 | 13781 | IOU | 04793681 | 19.544 | Solar |  |  | Interconnected | Trade Secret | Trade | GLK | GLK073 | Commercial | Solar*Rewards | Trade Secret | 2022 | 2022
20263-228838-01 | Xcel Energy | 85 | 13781 | IOU | 03133430 | 45.6 | Solar |  |  | Interconnected | Trade Secret | Trade | LCR | LCR311 | Commercial | Solar*Rewards | Trade Secret | 2011 | 2012
20263-228838-01 | Xcel Energy | 85 | 13781 | IOU | 05988811 | 7.212 | Solar |  |  | Interconnected | Trade Secret | Trade | AFT | AFT322 | Residential | Solar*Rewards | Trade Secret | 2024 | 2025
20263-228838-01 | Xcel Energy | 85 | 13781 | IOU | 03133529 | 45 | Solar |  |  | Interconnected | Trade Secret | Trade | LOK | LOK083 | Commercial | Solar*Rewards | Trade Secret | 2012 | 2012
20263-228838-01 | Xcel Energy | 85 | 13781 | IOU | 03133878 | 36 | Solar |  |  | Interconnected | Trade Secret | Trade | RPL | RPL075 | Commercial | Made in Minnesota | Trade Secret | 2014 | 2014
20263-228838-01 | Xcel Energy | 85 | 13781 | IOU | 03134003 | 18 | Solar |  |  | Interconnected | Trade Secret | Trade | RPL | RPL075 | Commercial | Solar*Rewards | Trade Secret | 2014 | 2015
20263-228838-01 | Xcel Energy | 85 | 13781 | IOU | 04116429 | 1.92 | Solar |  |  | Interconnected | Trade Secret | Trade | SAV | SAV063 | Residential | Solar*Rewards | Trade Secret | 2020 | 2021
20263-228838-01 |  |  |  |  | 06273337 |  |  |  |  | Active Application | Trade Secret | Trade | SLP | SLP076 | Residential |  |  | 2025
20263-228838-01 | Xcel Energy | 85 | 13781 | IOU | 06273530 | 3.2 | Solar |  |  | Active Application | Trade Secret | Trade | SLP | SLP076 | Residential |  | Trade Secret | 2025
20263-228838-01 | Xcel Energy | 85 | 13781 | IOU | OID3922361 | 5 | Solar |  |  | Withdrawn | Trade Secret | Trade | PIL | PIL021 | Residential |  | Trade Secret | 2019
20263-228838-01 | Xcel Energy | 85 | 13781 | IOU | OID3865989 | 9.995 | Solar |  |  | Interconnected | Trade Secret | Trade | PIL | PIL021 | Residential | Solar*Rewards | Trade Secret | 2019 | 2020
20263-228838-01 | Xcel Energy | 85 | 13781 | IOU | 04164701 | 5 | Solar |  |  | Interconnected | Trade Secret | Trade | DGC | DGC061 | Residential | Solar*Rewards | Trade Secret | 2021 | 2021
20263-228838-01 | Xcel Energy | 85 | 13781 | IOU | OID2132243 | 18 | Solar |  |  | Withdrawn | Trade Secret | Trade | WIL | WIL092 | Commercial | Solar*Rewards | Trade Secret | 2014
20263-228838-01 | Xcel Energy | 85 | 13781 | IOU | 05414894 | 5.22 | Solar |  |  | Interconnected | Trade Secret | Trade | AFT | AFT321 | Residential |  | Trade Secret | 2023 | 2023
20263-228838-01 | Xcel Energy | 85 | 13781 | IOU | 03134431 | 5.04 | Solar |  |  | Interconnected | Trade Secret | Trade | LEX | LEX061 | Residential | Made in Minnesota | Trade Secret | 2015 | 2015
20263-228838-01 | Xcel Energy | 85 | 13781 | IOU | 04021959 | 6.6 | Solar |  |  | Interconnected | Trade Secret | Trade | VMR | VMR062 | Residential |  | Trade Secret | 2020 | 2021
20263-228838-01 | Xcel Energy | 85 | 13781 | IOU | 03955238 | 6.6 | Solar |  |  | Active Application | Trade Secret | Trade | VMR | VMR062 | Residential | Solar*Rewards | Trade Secret | 2020
20263-228838-01 | Xcel Energy | 85 | 13781 | IOU | 05149892 | 11 | Solar |  |  | Interconnected | Trade Secret | Trade | DND | DND061 | Residential |  | Trade Secret | 2022 | 2022
20263-228838-01 | Xcel Energy | 85 | 13781 | IOU | 04926206 | 3.747 | Solar |  |  | Interconnected | Trade Secret | Trade | DBL | DBL063 | Residential |  | Trade Secret | 2022 | 2023
20263-228838-01 | Xcel Energy | 85 | 13781 | IOU | 03131513 | 6 | Solar |  |  | Interconnected | Trade Secret | Trade | PIP | PIP090 | Residential | Made in Minnesota | Trade Secret | 2017 | 2017
20263-228838-01 | Xcel Energy | 85 | 13781 | IOU | 03245484 | 11.39 | Solar |  |  | Interconnected | Trade Secret | Trade | WWK | WWK311 | Residential | Solar*Rewards | Trade Secret | 2019 | 2020
20263-228838-01 | Xcel Energy | 85 | 13781 | IOU | 03130463 | 3.8 | Solar |  |  | Interconnected | Trade Secret | Trade | RIV | RIV062 | Residential | Solar*Rewards | Trade Secret | 2018 | 2018
20263-228838-01 | Xcel Energy | 85 | 13781 | IOU | 04887776 | 9.316 | Solar |  |  | Interconnected | Trade Secret | Trade | VMR | VMR062 | Residential | Solar*Rewards | Trade Secret | 2022 | 2022
20263-228838-01 | Xcel Energy | 85 | 13781 | IOU | 06200925 | 2.323 | Solar |  |  | Interconnected | Trade Secret | Trade | CGR | CGR074 | Residential | Solar*Rewards | Trade Secret | 2025 | 2025
20263-228838-01 | Xcel Energy | 85 | 13781 | IOU | 06321808 | 12.215 | Solar |  |  | Active Application | Trade Secret | Trade | HYL | HYL062 | Residential | Solar*Rewards | Trade Secret | 2026
20263-228838-01 | Xcel Energy | 85 | 13781 | IOU | 05729306 | 13.44 | Solar |  |  | Interconnected | Trade Secret | Trade | LOK | LOK093 | Residential | Solar*Rewards | Trade Secret | 2024 | 2024
20263-228838-01 | Xcel Energy | 85 | 13781 | IOU | 06242943 | 6.282 | Solar |  |  | Interconnected | Trade Secret | Trade | SOU | SOU064 | Residential |  | Trade Secret | 2025 | 2026
20263-228838-01 | Xcel Energy | 85 | 13781 | IOU | 03130790 | 2000 | Other |  |  | Interconnected | Trade Secret | Trade | WCR | WCR311 | Commercial |  | Trade Secret | 2004 | 2004
20263-228838-01 | Xcel Energy | 85 | 13781 | IOU | OID3289924 | 19.999 | Solar |  |  | Withdrawn | Trade Secret | Trade | APA | APA078 | Commercial | Solar*Rewards | Trade Secret | 2018
20263-228838-01 | Xcel Energy | 85 | 13781 | IOU | 05936774 | 6.073 | Solar |  |  | Interconnected | Trade Secret | Trade | HSN | HSN321 | Residential |  | Trade Secret | 2024 | 2025
20263-228838-01 | Xcel Energy | 85 | 13781 | IOU | 03132959 | 7.616 | Solar |  |  | Interconnected | Trade Secret | Trade | BLC | BLC062 | Residential | Solar*Rewards | Trade Secret | 2018 | 2019
20263-228838-01 | Xcel Energy | 85 | 13781 | IOU | 05256006 | 15.08 | Solar |  |  | Interconnected | Trade Secret | Trade | ALK | ALK072 | Residential |  | Trade Secret | 2022 | 2023
20263-228838-01 | Xcel Energy | 85 | 13781 | IOU | 05847570 | 7.6 | Solar |  |  | Interconnected | Trade Secret | Trade | RMT | RMT321 | Residential | Solar*Rewards | Trade Secret | 2024 | 2024
20263-228838-01 | Xcel Energy | 85 | 13781 | IOU | 06088116 | 7.98 | Solar |  |  | Active Application | Trade Secret | Trade | OSS | OSS063 | Residential | Solar*Rewards | Trade Secret | 2025
20263-228838-01 | Xcel Energy | 85 | 13781 | IOU | 06322072 | 7.98 | Solar |  |  | Active Application | Trade Secret | Trade | OSS | OSS063 | Residential | Solar*Rewards | Trade Secret | 2026
20263-228838-01 | Xcel Energy | 85 | 13781 | IOU | 05176424 | 11.02 | Solar |  |  | Withdrawn | Trade Secret | Trade | CGR | CGR063 | Residential |  | Trade Secret | 2022
20263-228838-01 | Xcel Energy | 85 | 13781 | IOU | 05189813 | 11.02 | Solar |  |  | Active Application | Trade Secret | Trade | CGR | CGR063 | Residential |  | Trade Secret | 2022
20263-228838-01 | Xcel Energy | 85 | 13781 | IOU | 03670825 | 2.962 | Solar |  |  | Interconnected | Trade Secret | Trade | WSG | WSG063 | Residential |  | Trade Secret | 2020 | 2020
20263-228838-01 | Xcel Energy | 85 | 13781 | IOU | OID3781537 | 40 | Solar |  |  | Withdrawn | Trade Secret | Trade | FSL | FSL311 | Commercial | Solar*Rewards | Trade Secret | 2019
20263-228838-01 | Xcel Energy | 85 | 13781 | IOU | OID3812783 | 66.6 | Solar |  |  | Withdrawn | Trade Secret | Trade | FSL | FSL311 | Commercial | Solar*Rewards | Trade Secret | 2019
20263-228838-01 | Xcel Energy | 85 | 13781 | IOU | 06165431 | 11.5 | Solar |  | X | Interconnected | Trade Secret | Trade | LAP | LAP311 | Residential | Solar*Rewards | Trade Secret | 2025 | 2025
20263-228838-01 | Xcel Energy | 85 | 13781 | IOU | 03134549 | 7.63 | Solar |  |  | Interconnected | Trade Secret | Trade | RPL | RPL061 | Residential | Solar*Rewards | Trade Secret | 2015 | 2016
20263-228838-01 | Xcel Energy | 85 | 13781 | IOU | 05979433 | 9.994 | Solar |  |  | Active Application | Trade Secret | Trade | DND | DND072 | Residential |  | Trade Secret | 2024
20263-228838-01 | Xcel Energy | 85 | 13781 | IOU | 03134921 | 7.92 | Solar |  |  | Interconnected | Trade Secret | Trade | DND | DND072 | Residential | Made in Minnesota | Trade Secret | 2016 | 2015
20263-228838-01 | Xcel Energy | 85 | 13781 | IOU | 03130765 | 2000 | Other |  |  | Interconnected | Trade Secret | Trade | FRM | FRM062 | Commercial |  | Trade Secret | 2006 | 2006
20263-228838-01 | Xcel Energy | 85 | 13781 | IOU | 04845525 | 7.124 | Solar |  |  | Interconnected | Trade Secret | Trade | RPO | RPO311 | Residential | Solar*Rewards | Trade Secret | 2022 | 2022
20263-228838-01 | Xcel Energy | 85 | 13781 | IOU | 04400081 | 10.412 | Solar |  |  | Interconnected | Trade Secret | Trade | WEB | WEB021 | Residential | Solar*Rewards | Trade Secret | 2021 | 2021
20263-228838-01 | Xcel Energy | 85 | 13781 | IOU | 03131896 | 39.998 | Solar |  |  | Interconnected | Trade Secret | Trade | PRR | PRR062 | Commercial | Made in Minnesota | Trade Secret | 2017 | 2018
20263-228838-01 | Xcel Energy | 85 | 13781 | IOU | 04059531 | 7.7 | Solar |  |  | Interconnected | Trade Secret | Trade | RPO | RPO311 | Residential |  | Trade Secret | 2020 | 2021
20263-228838-01 | Xcel Energy | 85 | 13781 | IOU | 06018759 | 35.915 | Storage |  |  | Interconnected | Trade Secret | Trade | LAB | LAB312 | Residential |  | Trade Secret | 2024 | 2025
20263-228838-01 | Xcel Energy | 85 | 13781 | IOU | 05600089 | 12.915 | Solar |  |  | Interconnected | Trade Secret | Trade | LAB | LAB312 | Residential |  | Trade Secret | 2023 | 2024
20263-228838-01 | Xcel Energy | 85 | 13781 | IOU | 05032728 | 7.7 | Solar |  |  | Interconnected | Trade Secret | Trade | TWL | TWL082 | Residential |  | Trade Secret | 2022 | 2022
20263-228838-01 | Xcel Energy | 85 | 13781 | IOU | 05477671 | 3.575 | Solar |  |  | Interconnected | Trade Secret | Trade | TWL | TWL066 | Residential | Solar*Rewards | Trade Secret | 2023 | 2025
20263-228838-01 | Xcel Energy | 85 | 13781 | IOU | 04103610 | 10.15 | Solar |  |  | Interconnected | Trade Secret | Trade | GSL | GSL341 | Residential | Solar*Rewards | Trade Secret | 2020 | 2021
20263-228838-01 | Xcel Energy | 85 | 13781 | IOU | 05833827 | 12.905 | Solar |  |  | Interconnected | Trade Secret | Trade | LEX | LEX332 | Residential | Solar*Rewards | Trade Secret | 2024 | 2024
20263-228838-01 | Xcel Energy | 85 | 13781 | IOU | 05812692 | 11.517 | Solar |  |  | Withdrawn | Trade Secret | Trade | LEX | LEX332 | Residential | Solar*Rewards | Trade Secret | 2024
20263-228838-01 |  |  |  |  | 06129419 |  |  |  |  | Active Application | Trade Secret | Trade | WDY | WDY312 | Commercial |  |  | 2025
20263-228838-01 | Xcel Energy | 85 | 13781 | IOU | OID3667878 | 39.998 | Solar |  |  | Withdrawn | Trade Secret | Trade | WDY | WDY312 | Commercial | Solar*Rewards | Trade Secret | 2018
20263-228838-01 | Xcel Energy | 85 | 13781 | IOU | 06155484 | 7.6 | Solar |  |  | Active Application | Trade Secret | Trade | RPO | RPO311 | Residential | Solar*Rewards | Trade Secret | 2025
20263-228838-01 | Xcel Energy | 85 | 13781 | IOU | 06018578 | 18.712 | Solar |  | X | Interconnected | Trade Secret | Trade | MND | MND072 | Residential | Solar*Rewards | Trade Secret | 2024 | 2025
20263-228838-01 | Xcel Energy | 85 | 13781 | IOU | 06231145 | 5.314 | Solar |  |  | Active Application | Trade Secret | Trade | TER | TER062 | Residential | Solar*Rewards | Trade Secret | 2025
20263-228838-01 | Xcel Energy | 85 | 13781 | IOU | 06322207 | 6.282 | Solar |  |  | Active Application | Trade Secret | Trade | RPO | RPO311 | Residential | Solar*Rewards | Trade Secret | 2026
20263-228838-01 | Xcel Energy | 85 | 13781 | IOU | 06004070 | 8.35 | Solar |  |  | Interconnected | Trade Secret | Trade | TER | TER061 | Residential | Solar*Rewards | Trade Secret | 2024 | 2025
20263-228838-01 | Xcel Energy | 85 | 13781 | IOU | SRC039671 | 1000 | Solar |  |  | Withdrawn | Trade Secret | Trade | MND | MND063 | Community Solar Garden | Solar*Rewards Community | Trade Secret | 2015
20263-228838-01 | Xcel Energy | 85 | 13781 | IOU | SRC039957 | 1000 | Solar |  |  | Withdrawn | Trade Secret | Trade | WAS | WAS092 | Community Solar Garden | Solar*Rewards Community | Trade Secret | 2015
20263-228838-01 | Xcel Energy | 85 | 13781 | IOU | 03121365 | 1000 | Solar |  |  | Interconnected | Montevideo | Trade | MTV | MTV022 | Community Solar Garden | Solar*Rewards Community | Trade Secret | 2015 | 2018
20263-228838-01 |  |  |  |  | 04983513 |  | Solar |  |  | Active Application | Trade Secret | Trade |  |  | Community Solar Garden | Solar*Rewards Community |  | 2022
20263-228838-01 | Xcel Energy | 85 | 13781 | IOU | 05981472 | 20 | Solar |  |  | Withdrawn | Trade Secret | Trade |  |  | Residential | Other | Trade Secret | 2024
20263-228838-01 | Xcel Energy | 85 | 13781 | IOU | 03129836 | 7.616 | Solar |  |  | Withdrawn | Trade Secret | Trade |  |  | Residential | Solar*Rewards | Trade Secret | 2018
20263-228838-01 | Xcel Energy | 85 | 13781 | IOU | SRC040015 | 1000 | Solar |  |  | Withdrawn | Trade Secret | Trade | NER | NER021 | Community Solar Garden | Solar*Rewards Community | Trade Secret | 2015
20263-228838-01 | Xcel Energy | 85 | 13781 | IOU | SRC039622 | 1000 | Solar |  |  | Withdrawn | Trade Secret | Trade | FAP | FAP071 | Community Solar Garden | Solar*Rewards Community | Trade Secret | 2015
20263-228838-01 | Xcel Energy | 85 | 13781 | IOU | SRC039277 | 1000 | Solar |  |  | Withdrawn | Trade Secret | Trade | MEI | MEI021 | Community Solar Garden | Solar*Rewards Community | Trade Secret | 2015
20263-228838-01 |  |  |  |  | 04990915 |  | Solar |  |  | Active Application | Trade Secret | Trade |  |  | Residential | Solar*Rewards |  | 2022
20263-228838-01 |  |  |  |  | 04802643 |  | Solar |  |  | Active Application | Trade Secret | Trade |  |  | Residential | Solar*Rewards |  | 2022
20263-228838-01 |  |  |  |  | 05564201 |  | Solar |  |  | Active Application | Trade Secret | Trade |  |  | Residential | Solar*Rewards |  | 2023
20263-228838-01 |  |  |  |  | 05257746 |  |  |  |  | Active Application | Trade Secret | Trade |  |  | Residential |  |  | 2022
20263-228838-01 |  |  |  |  | 05192421 |  |  |  |  | Active Application | Trade Secret | Trade |  |  | Residential |  |  | 2022
20263-228838-01 | Xcel Energy | 85 | 13781 | IOU | SRC040409 | 990 | Solar |  |  | Withdrawn | Trade Secret | Trade | CGR | CGR061 | Community Solar Garden | Solar*Rewards Community | Trade Secret | 2015
20263-228838-01 | Xcel Energy | 85 | 13781 | IOU | SRC041343 | 1000 | Solar |  |  | Withdrawn | Trade Secret | Trade | RAP | RAP081 | Community Solar Garden | Solar*Rewards Community | Trade Secret | 2015
20263-228838-01 |  |  |  |  | 05864342 |  | Solar |  |  | Active Application | Trade Secret | Trade |  |  | Residential | Solar*Rewards |  | 2024
20263-228838-01 |  |  |  |  | 04936453 |  | Solar |  |  | Active Application | Trade Secret | Trade |  |  | Residential | Solar*Rewards |  | 2022
20263-228838-01 |  |  |  |  | 05193480 |  |  |  |  | Active Application | Trade Secret | Trade |  |  | Residential |  |  | 2022
20263-228838-01 |  |  |  |  | 05920329 |  | Solar |  |  | Active Application | Trade Secret | Trade |  |  | Residential | Solar*Rewards |  | 2024
20263-228838-01 | Xcel Energy | 85 | 13781 | IOU | SRC067960 | 1000 | Solar |  |  | Withdrawn | Trade Secret | Trade | WEL | WEL021 | Community Solar Garden | Solar*Rewards Community | Trade Secret | 2018
20263-228838-01 |  |  |  |  | 03634074 |  |  |  |  | Active Application | Trade Secret | Trade |  |  | Residential |  |  | 2020
20263-228838-01 | Xcel Energy | 85 | 13781 | IOU | 04224607 | 1000 | Solar |  |  | Active Application | Trade Secret | Trade | MHW | MHW311 | Community Solar Garden | Solar*Rewards Community | Trade Secret | 2021
20263-228838-01 |  |  |  |  | 06002376 |  | Solar |  |  | Active Application | Trade Secret | Trade |  |  | Residential |  |  | 2024
20263-228838-01 | Xcel Energy | 85 | 13781 | IOU | SRC041643 | 972 | Solar |  |  | Withdrawn | Trade Secret | Trade | LAP | LAP311 | Community Solar Garden | Solar*Rewards Community | Trade Secret | 2015
20263-228838-01 | Xcel Energy | 85 | 13781 | IOU | 03128561 | 1000 | Solar |  |  | Interconnected | Glenwood | Trade | GLD | GLD021 | Community Solar Garden | Solar*Rewards Community | Trade Secret | 2015 | 2017
20263-228838-01 |  |  |  |  | 05810991 |  |  |  |  | Active Application | Trade Secret | Trade |  |  | Residential |  |  | 2024
20263-228838-01 |  |  |  |  | 05363965 |  |  |  |  | Active Application | Trade Secret | Trade |  |  | Residential |  |  | 2023
20263-228838-01 |  |  |  |  | 03525997 |  | Solar |  |  | Active Application | Trade Secret | Trade |  |  | Residential | Solar*Rewards |  | 2020
20263-228838-01 |  |  |  |  | 05158162 |  | Solar |  |  | Active Application | Trade Secret | Trade |  |  | Residential | Solar*Rewards |  | 2022
20263-228838-01 | Xcel Energy | 85 | 13781 | IOU | SRC052800 | 600 | Solar |  |  | Withdrawn | Trade Secret | Trade |  |  | Community Solar Garden | Solar*Rewards Community | Trade Secret | 2017
20263-228838-01 | Xcel Energy | 85 | 13781 | IOU | SRC040108 | 1000 | Solar |  |  | Withdrawn | Trade Secret | Trade | HUG | HUG312 | Community Solar Garden | Solar*Rewards Community | Trade Secret | 2015
20263-228838-01 | Xcel Energy | 85 | 13781 | IOU | 03128304 | 1000 | Solar |  |  | Interconnected | North Branch | Trade | CHI | CHI311 | Community Solar Garden | Solar*Rewards Community | Trade Secret | 2018 | 2023
20263-228838-01 | Xcel Energy | 85 | 13781 | IOU | 03125975 | 1000 | Solar |  |  | Interconnected | Zumbro Falls | Trade | ZUF | ZUF021 | Community Solar Garden | Solar*Rewards Community | Trade Secret | 2015 | 2018
20263-228838-01 | Xcel Energy | 85 | 13781 | IOU | 03126766 | 1000 | Solar |  |  | Interconnected | Minnesota City | Trade | GVW | GVW031 | Community Solar Garden | Solar*Rewards Community | Trade Secret | 2015 | 2019
20263-228838-01 |  |  |  |  | 03812792 |  | Solar |  |  | Active Application | Trade Secret | Trade |  |  | Residential | Solar*Rewards |  | 2020
20263-228838-01 |  |  |  |  | 03510958 |  | Solar |  |  | Active Application | Trade Secret | Trade |  |  | Residential | Solar*Rewards |  | 2019
20263-228838-01 |  |  |  |  | 03875160 |  | Solar |  |  | Active Application | Trade Secret | Trade |  |  | Residential | Solar*Rewards |  | 2020
20263-228838-01 | Xcel Energy | 85 | 13781 | IOU | 05624442 | 1000 | Solar |  |  | Active Application | Trade Secret | Trade |  |  | Community Solar Garden | Solar*Rewards Community | Trade Secret | 2023
20263-228838-01 | Xcel Energy | 85 | 13781 | IOU | 03129623 | 19.999 | Solar |  |  | Withdrawn | Trade Secret | Trade | WRR | WRR085 | Residential | Solar*Rewards | Trade Secret | 2018
20263-228838-01 | Xcel Energy | 85 | 13781 | IOU | SRC040398 | 984 | Solar |  |  | Withdrawn | Trade Secret | Trade | FRO | FRO021 | Community Solar Garden | Solar*Rewards Community | Trade Secret | 2015
20263-228838-01 | Xcel Energy | 85 | 13781 | IOU | 05650691 | 1000 | Solar |  |  | Withdrawn | Trade Secret | Trade |  |  | Commercial | Other | Trade Secret | 2023
20263-228838-01 | Xcel Energy | 85 | 13781 | IOU | 05520805 | 240 | Solar |  |  | Withdrawn | Trade Secret | Trade | LEX | LEX063 | Community Solar Garden | Solar*Rewards Community | Trade Secret | 2023
20263-228838-01 | Xcel Energy | 85 | 13781 | IOU | 05520982 | 240 | Solar |  |  | Withdrawn | Trade Secret | Trade | KOL | KOL061 | Community Solar Garden | Solar*Rewards Community | Trade Secret | 2023
20263-228838-01 |  |  |  |  | 06138256 |  | Solar |  |  | Withdrawn | Trade Secret | Trade |  |  | Residential | Solar*Rewards |  | 2025
20263-228838-01 |  |  |  |  | 04961476 |  | Solar |  |  | Active Application | Trade Secret | Trade |  |  | Residential | Solar*Rewards |  | 2022
20263-228838-01 |  |  |  |  | 05277552 |  | Solar |  |  | Active Application | Trade Secret | Trade |  |  | Residential | Solar*Rewards |  | 2022
20263-228838-01 |  |  |  |  | 05487801 |  | Solar |  |  | Withdrawn | Trade Secret | Trade |  |  | Residential | Solar*Rewards |  | 2023
20263-228838-01 | Xcel Energy | 85 | 13781 | IOU | SRC042609 | 950 | Solar |  |  | Withdrawn | Trade Secret | Trade | MTV | MTV022 | Community Solar Garden | Solar*Rewards Community | Trade Secret | 2015
20263-228838-01 | Xcel Energy | 85 | 13781 | IOU | SRC039103 | 1000 | Solar |  |  | Withdrawn | Trade Secret | Trade | WTN | WTN062 | Community Solar Garden | Solar*Rewards Community | Trade Secret | 2015
20263-228838-01 | Xcel Energy | 85 | 13781 | IOU | SRC074632 | 1000 | Solar |  |  | Withdrawn | Trade Secret | Trade | WIN | WIN043 | Community Solar Garden | Solar*Rewards Community | Trade Secret | 2019
20263-228838-01 | Xcel Energy | 85 | 13781 | IOU | SRC038528 | 1000 | Solar |  |  | Withdrawn | Trade Secret | Trade | WTN | WTN061 | Community Solar Garden | Solar*Rewards Community | Trade Secret | 2014
20263-228838-01 |  |  |  |  | 04472330 |  | Solar |  |  | Active Application | Trade Secret | Trade |  |  | Residential | Solar*Rewards |  | 2021
20263-228838-01 |  |  |  |  | 04169556 |  |  |  |  | Active Application | Trade Secret | Trade |  |  | Residential |  |  | 2020
20263-228838-01 |  |  |  |  | 06270221 |  |  |  |  | Active Application | Trade Secret | Trade |  |  | Residential |  |  | 2025
20263-228838-01 |  |  |  |  | 04729606 |  | Solar |  |  | Active Application | Trade Secret | Trade |  |  | Residential | Solar*Rewards |  | 2021
20263-228838-01 | Xcel Energy | 85 | 13781 | IOU | 03410194 | 11.39 | Solar |  |  | Interconnected | Trade Secret | Trade | WAT | WAT021 | Residential | Solar*Rewards | Trade Secret | 2019 | 2021
20263-228838-01 |  |  |  |  | 05605558 |  | Solar |  |  | Withdrawn | Trade Secret | Trade |  |  | Community Solar Garden | Solar*Rewards Community |  | 2023
20263-228838-01 | Xcel Energy | 85 | 13781 | IOU | 05660840 | 1000 | Solar |  |  | Active Application | Trade Secret | Trade |  |  | Community Solar Garden | Solar*Rewards Community | Trade Secret | 2023
20263-228838-01 |  |  |  |  | 05781801 |  |  |  |  | Active Application | Trade Secret | Trade |  |  | Residential |  |  | 2024
20263-228838-01 | Xcel Energy | 85 | 13781 | IOU | SRC042149 | 1000 | Solar |  |  | Withdrawn | Trade Secret | Trade | MPN | MPN081 | Community Solar Garden | Solar*Rewards Community | Trade Secret | 2015
20263-228838-01 |  |  |  |  | 05988809 |  | Solar |  |  | Withdrawn | Trade Secret | Trade |  |  | Residential | Solar*Rewards |  | 2024
20263-228838-01 |  |  |  |  | 05383461 |  |  |  |  | Withdrawn | Trade Secret | Trade |  |  | Residential |  |  | 2023
20263-228838-01 |  |  |  |  | 05848888 |  |  |  |  | Withdrawn | Trade Secret | Trade |  |  | Residential |  |  | 2024
20263-228838-01 |  |  |  |  | 05824307 |  | Solar |  |  | Withdrawn | Trade Secret | Trade |  |  | Residential | Solar*Rewards |  | 2024
20263-228838-01 |  |  |  |  | 05862808 |  |  |  |  | Active Application | Trade Secret | Trade |  |  | Residential |  |  | 2024
20263-228838-01 |  |  |  |  | 05382697 |  | Solar |  |  | Active Application | Trade Secret | Trade |  |  | Residential | Solar*Rewards |  | 2023
20263-228838-01 |  |  |  |  | 05864608 |  |  |  |  | Active Application | Trade Secret | Trade |  |  | Residential |  |  | 2024
20263-228838-01 |  |  |  |  | 06203563 |  | Solar |  |  | Active Application | Trade Secret | Trade |  |  | Residential | Solar*Rewards |  | 2025
20263-228838-01 | Xcel Energy | 85 | 13781 | IOU | 03128518 | 1000 | Solar |  |  | Interconnected | Randolph | Trade | CTF | CTF021 | Community Solar Garden | Solar*Rewards Community | Trade Secret | 2015 | 2019
20263-228838-01 |  |  |  |  | OID2806173 |  | Solar |  |  | Withdrawn | Trade Secret | Trade | [5 empty] | 2007
20263-228838-01 | Xcel Energy | 85 | 13781 | IOU | SRC042529 | 950 | Solar |  |  | Withdrawn | Trade Secret | Trade | SMT | SMT082 | Community Solar Garden | Solar*Rewards Community | Trade Secret | 2015
20263-228838-01 | Xcel Energy | 85 | 13781 | IOU | 03128316 | 4000 | Solar |  |  | Interconnected | Trade Secret | Trade | PIL | PIL021 | Utility |  | Trade Secret | 2016 | 2017
20263-228838-01 | Xcel Energy | 85 | 13781 | IOU | SRC038697 | 1000 | Solar |  |  | Withdrawn | Trade Secret | Trade | SCL | SCL322 | Community Solar Garden | Solar*Rewards Community | Trade Secret | 2014
20263-228838-01 | Xcel Energy | 85 | 13781 | IOU | SRC042248 | 1000 | Solar |  |  | Withdrawn | Trade Secret | Trade | MTR | MTR021 | Community Solar Garden | Solar*Rewards Community | Trade Secret | 2015
20263-228838-01 |  |  |  |  | 06146351 |  | Solar |  |  | Withdrawn | Trade Secret | Trade |  |  | Residential | Solar*Rewards |  | 2025
20263-228838-01 | Xcel Energy | 85 | 13781 | IOU | SRC072580 | 1000 | Solar |  |  | Withdrawn | Trade Secret | Trade | MEI | MEI021 | Community Solar Garden | Solar*Rewards Community | Trade Secret | 2019
20263-228838-01 |  |  |  |  | OID2806099 |  | Wind |  |  | Withdrawn | Trade Secret | Trade | [5 empty] | 2004
20263-228838-01 | Xcel Energy | 85 | 13781 | IOU | 03130918 | 750 | Wind |  |  | Interconnected | Trade Secret | Trade | PIP | PIP090 | Residential |  | Trade Secret | 2009 | 2010
20263-228838-01 | Xcel Energy | 85 | 13781 | IOU | SRC040955 | 1000 | Solar |  |  | Withdrawn | Trade Secret | Trade | WYO | WYO022 | Community Solar Garden | Solar*Rewards Community | Trade Secret | 2015
20263-228838-01 | Xcel Energy | 85 | 13781 | IOU | SRC040055 | 1000 | Solar |  |  | Withdrawn | Trade Secret | Trade | WIN | WIN043 | Community Solar Garden | Solar*Rewards Community | Trade Secret | 2015
20263-228838-01 | Xcel Energy | 85 | 13781 | IOU | SRC040032 | 1000 | Solar |  |  | Withdrawn | Trade Secret | Trade |  |  | Community Solar Garden | Solar*Rewards Community | Trade Secret | 2015
20263-228838-01 | Xcel Energy | 85 | 13781 | IOU | 03128224 | 1000 | Solar |  |  | Interconnected | Chisago City | Trade | LIN | LIN031 | Community Solar Garden | Solar*Rewards Community | Trade Secret | 2017 | 2019
20263-228838-01 | Xcel Energy | 85 | 13781 | IOU | 05597354 | 1000 | Solar |  |  | Withdrawn | Trade Secret | Trade | SMT | SMT072 | Community Solar Garden | Solar*Rewards Community | Trade Secret | 2023
20263-228838-01 |  |  |  |  | 04594726 |  |  |  |  | Active Application | Trade Secret | Trade |  |  | Residential |  |  | 2021
20263-228838-01 |  |  |  |  | 05230240 |  |  |  |  | Active Application | Trade Secret | Trade |  |  | Residential |  |  | 2022
20263-228838-01 |  |  |  |  | 05764961 |  | Solar |  |  | Active Application | Trade Secret | Trade |  |  | Residential | Solar*Rewards |  | 2024
20263-228838-01 |  |  |  |  | 06018740 |  |  |  |  | Withdrawn | Trade Secret | Trade |  |  | Residential |  |  | 2024
20263-228838-01 | Xcel Energy | 85 | 13781 | IOU | 03127064 | 1000 | Solar |  |  | Interconnected | Prinsburg | Trade | CLC | CLC221 | Community Solar Garden | Solar*Rewards Community | Trade Secret | 2016 | 2018
20263-228838-01 | Xcel Energy | 85 | 13781 | IOU | 03126768 | 1000 | Solar |  |  | Interconnected | Minnesota City | Trade | GVW | GVW031 | Community Solar Garden | Solar*Rewards Community | Trade Secret | 2015 | 2019
20263-228838-01 |  |  |  |  | SRO18779 |  | Solar |  |  | Withdrawn | Trade Secret | Trade |  |  |  | Solar*Rewards |  | 2011
20263-228838-01 | Xcel Energy | 85 | 13781 | IOU | 05618037 | 7500 | Solar |  |  | Withdrawn | Trade Secret | Trade |  |  | Commercial | Other | Trade Secret | 2023
20263-228838-01 | Xcel Energy | 85 | 13781 | IOU | SRC041278 | 1000 | Solar |  |  | Withdrawn | Trade Secret | Trade | WWK | WWK321 | Community Solar Garden | Solar*Rewards Community | Trade Secret | 2015
20263-228838-01 | Xcel Energy | 85 | 13781 | IOU | SRC042786 | 950 | Solar |  |  | Withdrawn | Trade Secret | Trade | WCS | WCS064 | Community Solar Garden | Solar*Rewards Community | Trade Secret | 2015
20263-228838-01 |  |  |  |  | 04821780 |  | Solar |  |  | Active Application | Trade Secret | Trade |  |  | Residential | Solar*Rewards |  | 2022
20263-228838-01 |  |  |  |  | 06043982 |  |  |  |  | Active Application | Trade Secret | Trade |  |  | Residential |  |  | 2024
20263-228838-01 | Xcel Energy | 85 | 13781 | IOU | SRC038465 | 1000 | Solar |  |  | Withdrawn | Trade Secret | Trade | LAP | LAP311 | Community Solar Garden | Solar*Rewards Community | Trade Secret | 2014
20263-228838-01 | Xcel Energy | 85 | 13781 | IOU | SRC042631 | 950 | Solar |  |  | Withdrawn | Trade Secret | Trade | WWK | WWK311 | Community Solar Garden | Solar*Rewards Community | Trade Secret | 2015
20263-228838-01 | Xcel Energy | 85 | 13781 | IOU | SRC042283 | 1000 | Solar |  |  | Withdrawn | Trade Secret | Trade | WTN | WTN061 | Community Solar Garden | Solar*Rewards Community | Trade Secret | 2015
20263-228838-01 | Xcel Energy | 85 | 13781 | IOU | SRC042152 | 1000 | Solar |  |  | Withdrawn | Trade Secret | Trade | ORO | ORO061 | Community Solar Garden | Solar*Rewards Community | Trade Secret | 2015
20263-228838-01 | Xcel Energy | 85 | 13781 | IOU | 03126880 | 1000 | Solar |  |  | Interconnected | Watertown | Trade | WTN | WTN061 | Community Solar Garden | Solar*Rewards Community | Trade Secret | 2015 | 2017
20263-228838-01 | Xcel Energy | 85 | 13781 | IOU | 03123399 | 1000 | Solar |  |  | Interconnected | Mapleton | Trade | MPN | MPN081 | Community Solar Garden | Solar*Rewards Community | Trade Secret | 2015 | 2017
20263-228838-01 | Xcel Energy | 85 | 13781 | IOU | 03130358 | 4.08 | Solar |  |  | Withdrawn | Trade Secret | Trade | SOU | SOU086 | Residential | Solar*Rewards | Trade Secret | 2016
20263-228838-01 |  |  |  |  | 06268738 |  |  |  |  | Active Application | Trade Secret | Trade |  |  | Residential |  |  | 2025
20263-228838-01 |  |  |  |  | 06016879 |  | Solar |  |  | Active Application | Trade Secret | Trade |  |  | Residential | Solar*Rewards |  | 2024
20263-228838-01 | Xcel Energy | 85 | 13781 | IOU | SRC038332 | 1000 | Solar |  |  | Withdrawn | Trade Secret | Trade | RMT | RMT311 | Community Solar Garden | Solar*Rewards Community | Trade Secret | 2014
20263-228838-01 |  |  |  |  | OID2806685 |  | Solar |  |  | Withdrawn | Trade Secret | Trade | [5 empty] | 2013
20263-228838-01 |  |  |  |  | 05799558 |  |  |  |  | Active Application | Trade Secret | Trade |  |  | Residential |  |  | 2024
20263-228838-01 |  |  |  |  | 05421481 |  |  |  |  | Withdrawn | Trade Secret | Trade |  |  | Residential |  |  | 2023
20263-228838-01 |  |  |  |  | 04456583 |  | Solar |  |  | Active Application | Trade Secret | Trade |  |  | Residential | Solar*Rewards |  | 2021
20263-228838-01 | Xcel Energy | 85 | 13781 | IOU | 05500656 | 249.375 | Solar |  |  | Active Application | Trade Secret | Trade |  |  | Community Solar Garden | Solar*Rewards Community | Trade Secret | 2023
20263-228838-01 | Xcel Energy | 85 | 13781 | IOU | SRC039664 | 1000 | Solar |  |  | Withdrawn | Trade Secret | Trade | MPN | MPN081 | Community Solar Garden | Solar*Rewards Community | Trade Secret | 2015
20263-228838-01 | Xcel Energy | 85 | 13781 | IOU | 03128411 | 1000 | Solar |  |  | Interconnected | Taylors Falls | Trade | LCR | LCR311 | Community Solar Garden | Solar*Rewards Community | Trade Secret | 2015 | 2017
20263-228838-01 | Xcel Energy | 85 | 13781 | IOU | 03127637 | 1000 | Solar |  |  | Interconnected | Clear Lake | Trade | SCL | SCL322 | Community Solar Garden | Solar*Rewards Community | Trade Secret | 2014 | 2018
20263-228838-01 | Xcel Energy | 85 | 13781 | IOU | 03126849 | 1000 | Solar |  |  | Interconnected | Cokato | Trade | COK | COK061 | Community Solar Garden | Solar*Rewards Community | Trade Secret | 2015 | 2021
20263-228838-01 |  |  |  |  | SRC048335 |  | Solar |  |  | Withdrawn | Trade Secret | Trade |  |  | Community Solar Garden | Solar*Rewards Community |  | 2016
20263-228838-01 | Xcel Energy | 85 | 13781 | IOU | SRC041331 | 1000 | Solar |  |  | Withdrawn | Trade Secret | Trade |  |  | Community Solar Garden | Solar*Rewards Community | Trade Secret | 2015
20263-228838-01 | Xcel Energy | 85 | 13781 | IOU | SRC042269 | 1000 | Solar |  |  | Withdrawn | Trade Secret | Trade | FAP | FAP061 | Community Solar Garden | Solar*Rewards Community | Trade Secret | 2015
20263-228838-01 | Xcel Energy | 85 | 13781 | IOU | SRC039060 | 1000 | Solar |  |  | Withdrawn | Trade Secret | Trade |  |  | Community Solar Garden | Solar*Rewards Community | Trade Secret | 2015
20263-228838-01 | Xcel Energy | 85 | 13781 | IOU | SRC040849 | 950 | Solar |  |  | Withdrawn | Trade Secret | Trade | WAS | WAS092 | Community Solar Garden | Solar*Rewards Community | Trade Secret | 2015
20263-228838-01 | Xcel Energy | 85 | 13781 | IOU | OID2806254 | 20 | Wind |  |  | Interconnected | Trade Secret | Trade |  |  | Residential |  | Trade Secret | 2008 | 2009
20263-228838-01 |  |  |  |  | 05293542 |  | Solar |  |  | Active Application | Trade Secret | Trade |  |  | Residential | Solar*Rewards |  | 2022
20263-228838-01 | Xcel Energy | 85 | 13781 | IOU | SRC040028 | 1000 | Solar |  |  | Withdrawn | Trade Secret | Trade |  |  | Community Solar Garden | Solar*Rewards Community | Trade Secret | 2015
20263-228838-01 | Xcel Energy | 85 | 13781 | IOU | SRC071110 | 1000 | Solar |  |  | Withdrawn | Trade Secret | Trade |  |  | Community Solar Garden | Solar*Rewards Community | Trade Secret | 2019
20263-228838-01 | Xcel Energy | 85 | 13781 | IOU | 03121399 | 1000 | Solar |  |  | Interconnected | Clara City | Trade | CLC | CLC221 | Community Solar Garden | Solar*Rewards Community | Trade Secret | 2017 | 2020
20263-228838-01 | Xcel Energy | 85 | 13781 | IOU | 03129317 | 39.998 | Solar |  |  | Withdrawn | Trade Secret | Trade | GLK | GLK073 | Residential | Solar*Rewards | Trade Secret | 2018
20263-228838-01 | Xcel Energy | 85 | 13781 | IOU | SRC052002 | 1000 | Solar |  |  | Withdrawn | Trade Secret | Trade |  |  | Community Solar Garden | Solar*Rewards Community | Trade Secret | 2016
20263-228838-01 | Xcel Energy | 85 | 13781 | IOU | SRC067626 | 1000 | Solar |  |  | Withdrawn | Trade Secret | Trade | ALB | ALB021 | Community Solar Garden | Solar*Rewards Community | Trade Secret | 2018
20263-228838-01 | Xcel Energy | 85 | 13781 | IOU | 03126685 | 250 | Solar |  |  | Interconnected | Hastings | Trade | CGR | CGR063 | Community Solar Garden | Solar*Rewards Community | Trade Secret | 2015 | 2018
20263-228838-01 | Xcel Energy | 85 | 13781 | IOU | 03128526 | 36 | Solar |  |  | Interconnected | Scandia | Trade | HUG | HUG321 | Community Solar Garden | Solar*Rewards Community | Trade Secret | 2016 | 2017
20263-228838-01 |  |  |  |  | 03227844 |  | Other |  |  | Withdrawn | Trade Secret | Trade |  |  | Residential |  |  | 2019
20263-228838-01 | Xcel Energy | 85 | 13781 | IOU | 05412475 | 1000 | Solar |  |  | Active Application | Trade Secret | Trade |  |  | Community Solar Garden | Solar*Rewards Community | Trade Secret | 2023
20263-228838-01 | Xcel Energy | 85 | 13781 | IOU | 05677680 | 1000 | Solar |  |  | Withdrawn | Trade Secret | Trade | AVN | AVN021 | Community Solar Garden | Solar*Rewards Community | Trade Secret | 2023
20263-228838-01 | Xcel Energy | 85 | 13781 | IOU | SRC040880 | 1000 | Solar |  |  | Withdrawn | Trade Secret | Trade |  |  | Community Solar Garden | Solar*Rewards Community | Trade Secret | 2015
20263-228838-01 | Xcel Energy | 85 | 13781 | IOU | SRC045437 | 990 | Solar |  |  | Withdrawn | Trade Secret | Trade |  |  | Community Solar Garden | Solar*Rewards Community | Trade Secret | 2016
20263-228838-01 | Xcel Energy | 85 | 13781 | IOU | 03127680 | 1000 | Solar |  |  | Interconnected | Cold Spring | Trade | BLH | BLH061 | Community Solar Garden | Solar*Rewards Community | Trade Secret | 2014 | 2017
20263-228838-01 | Xcel Energy | 85 | 13781 | IOU | 03128038 | 1000 | Solar |  |  | Interconnected | Waverly | Trade | WAV | WAV021 | Community Solar Garden | Solar*Rewards Community | Trade Secret | 2014 | 2017
20263-228838-01 |  |  |  |  | 05170243 |  |  |  |  | Active Application | Trade Secret | Trade |  |  | Residential |  |  | 2022
20263-228838-01 | Xcel Energy | 85 | 13781 | IOU | SRC038453 | 1000 | Solar |  |  | Withdrawn | Trade Secret | Trade | CTF | CTF021 | Community Solar Garden | Solar*Rewards Community | Trade Secret | 2014
20263-228838-01 | Xcel Energy | 85 | 13781 | IOU | SRC051586 | 1000 | Solar |  |  | Withdrawn | Trade Secret | Trade | HUG | HUG321 | Community Solar Garden | Solar*Rewards Community | Trade Secret | 2016
20263-228838-01 | Xcel Energy | 85 | 13781 | IOU | 03128001 | 1000 | Solar |  |  | Interconnected | Waite Park | Trade | SAK | SAK312 | Community Solar Garden | Solar*Rewards Community | Trade Secret | 2015 | 2019
20263-228838-01 | Xcel Energy | 85 | 13781 | IOU | 03128517 | 1000 | Solar |  |  | Interconnected | Plato | Trade | PLA | PLA022 | Community Solar Garden | Solar*Rewards Community | Trade Secret | 2015 | 2020
20263-228838-01 | Xcel Energy | 85 | 13781 | IOU | SRC040938 | 1000 | Solar |  |  | Withdrawn | Trade Secret | Trade | BEK | BEK311 | Community Solar Garden | Solar*Rewards Community | Trade Secret | 2015
20263-228838-01 | Xcel Energy | 85 | 13781 | IOU | SRC040851 | 950 | Solar |  |  | Withdrawn | Trade Secret | Trade |  |  | Community Solar Garden | Solar*Rewards Community | Trade Secret | 2015
20263-228838-01 | Xcel Energy | 85 | 13781 | IOU | 03126811 | 1000 | Solar |  |  | Interconnected | Big Lake | Trade | FSL | FSL311 | Community Solar Garden | Solar*Rewards Community | Trade Secret | 2015 | 2017
20263-228838-01 | Xcel Energy | 85 | 13781 | IOU | 05668262 | 900 | Solar |  |  | Active Application | Trade Secret | Trade |  |  | Community Solar Garden | Solar*Rewards Community | Trade Secret | 2023
20263-228838-01 | Xcel Energy | 85 | 13781 | IOU | SRC040859 | 950 | Solar |  |  | Withdrawn | Trade Secret | Trade |  |  | Community Solar Garden | Solar*Rewards Community | Trade Secret | 2015
20263-228838-01 | Xcel Energy | 85 | 13781 | IOU | SRC064255 | 1000 | Solar |  |  | Withdrawn | Trade Secret | Trade |  |  | Community Solar Garden | Solar*Rewards Community | Trade Secret | 2018
20263-228838-01 | Xcel Energy | 85 | 13781 | IOU | SRC039441 | 1000 | Solar |  |  | Withdrawn | Trade Secret | Trade | RMT | RMT311 | Community Solar Garden | Solar*Rewards Community | Trade Secret | 2015
20263-228838-01 | Xcel Energy | 85 | 13781 | IOU | SRC040846 | 950 | Solar |  |  | Withdrawn | Trade Secret | Trade | SMT | SMT072 | Community Solar Garden | Solar*Rewards Community | Trade Secret | 2015
20263-228838-01 | Xcel Energy | 85 | 13781 | IOU | SRC042526 | 950 | Solar |  |  | Withdrawn | Trade Secret | Trade | WAS | WAS092 | Community Solar Garden | Solar*Rewards Community | Trade Secret | 2015
20263-228838-01 | Xcel Energy | 85 | 13781 | IOU | SRC038694 | 1000 | Solar |  |  | Withdrawn | Trade Secret | Trade | LNS | LNS033 | Community Solar Garden | Solar*Rewards Community | Trade Secret | 2014
20263-228838-01 | Xcel Energy | 85 | 13781 | IOU | SRC065660 | 320 | Solar |  |  | Withdrawn | Trade Secret | Trade |  |  | Community Solar Garden | Solar*Rewards Community | Trade Secret | 2018
20263-228838-01 | Xcel Energy | 85 | 13781 | IOU | 03126875 | 1000 | Solar |  |  | Interconnected | Norwood Young America | Trade | WWK | WWK321 | Community Solar Garden | Solar*Rewards Community | Trade Secret | 2015 | 2016
20263-228838-01 |  |  |  |  | 05719213 |  |  |  |  | Active Application | Trade Secret | Trade |  |  | Residential |  |  | 2024
20263-228838-01 | Xcel Energy | 85 | 13781 | IOU | 03129835 | 14.94 | Solar |  |  | Withdrawn | Trade Secret | Trade |  |  | Residential | Solar*Rewards | Trade Secret | 2018
20263-228838-01 | Xcel Energy | 85 | 13781 | IOU | SRC040839 | 1000 | Solar |  |  | Withdrawn | Trade Secret | Trade | SOH | SOH001 | Community Solar Garden | Solar*Rewards Community | Trade Secret | 2015
20263-228838-01 | Xcel Energy | 85 | 13781 | IOU | SRC038447 | 1000 | Solar |  |  | Withdrawn | Trade Secret | Trade | FSL | FSL311 | Community Solar Garden | Solar*Rewards Community | Trade Secret | 2014
20263-228838-01 | Xcel Energy | 85 | 13781 | IOU | SRC038461 | 1000 | Solar |  |  | Withdrawn | Trade Secret | Trade | CTF | CTF021 | Community Solar Garden | Solar*Rewards Community | Trade Secret | 2014
20263-228838-01 | Xcel Energy | 85 | 13781 | IOU | 03127768 | 1000 | Solar |  |  | Interconnected | Northfield | Trade | NOF | NOF061 | Community Solar Garden | Solar*Rewards Community | Trade Secret | 2015 | 2017
20263-228838-01 | Xcel Energy | 85 | 13781 | IOU | 03127869 | 1000 | Solar |  |  | Interconnected | Sartell | Trade | MHW | MHW312 | Community Solar Garden | Solar*Rewards Community | Trade Secret | 2015 | 2019
20263-228838-01 |  |  |  |  | 06335333 |  |  |  |  | Withdrawn | Trade Secret | Trade |  |  | Residential |  |  | 2026
20263-228838-01 |  |  |  |  | 04495454 |  | Solar |  |  | Active Application | Trade Secret | Trade |  |  | Residential | Solar*Rewards |  | 2021
20263-228838-01 | Xcel Energy | 85 | 13781 | IOU | 03125969 | 1000 | Solar |  |  | Interconnected | Edgerton | Trade | ROC | ROC091 | Community Solar Garden | Solar*Rewards Community | Trade Secret | 2015 | 2017
20263-228838-01 | Xcel Energy | 85 | 13781 | IOU | 03800160 | 1000 | Solar |  |  | Withdrawn | Trade Secret | Trade | MHW | MHW311 | Community Solar Garden | Solar*Rewards Community | Trade Secret | 2020
20263-228838-01 | Xcel Energy | 85 | 13781 | IOU | 03123412 | 860 | Solar |  |  | Interconnected | Morgan | Trade | MGN | MGN211 | Community Solar Garden | Solar*Rewards Community | Trade Secret | 2017 | 2021
20263-228838-01 |  |  |  |  | OID2806654 |  | Solar |  |  | Withdrawn | Trade Secret | Trade | [5 empty] | 2013
20263-228838-01 | Xcel Energy | 85 | 13781 | IOU | SRC050655 | 1000 | Solar |  |  | Withdrawn | Trade Secret | Trade |  |  | Community Solar Garden | Solar*Rewards Community | Trade Secret | 2016
20263-228838-01 | Xcel Energy | 85 | 13781 | IOU | SRC040442 | 250 | Solar |  |  | Withdrawn | Trade Secret | Trade | HYL | HYL064 | Community Solar Garden | Solar*Rewards Community | Trade Secret | 2015
20263-228838-01 | Xcel Energy | 85 | 13781 | IOU | 03126064 | 972 | Solar |  |  | Interconnected | Saint Joseph | Trade | WTB | WTB021 | Community Solar Garden | Solar*Rewards Community | Trade Secret | 2015 | 2017
20263-228838-01 | Xcel Energy | 85 | 13781 | IOU | 03127041 | 1000 | Solar |  |  | Interconnected | Byron | Trade | WEB | WEB021 | Community Solar Garden | Solar*Rewards Community | Trade Secret | 2018 | 2020
20263-228838-01 | Xcel Energy | 85 | 13781 | IOU | 03127357 | 1000 | Solar |  |  | Interconnected | Webster | Trade | VES | VES021 | Community Solar Garden | Solar*Rewards Community | Trade Secret | 2015 | 2017
20263-228838-01 | Xcel Energy | 85 | 13781 | IOU | 03127251 | 1000 | Solar |  |  | Interconnected | Cokato | Trade | COK | COK061 | Community Solar Garden | Solar*Rewards Community | Trade Secret | 2018 | 2020
20263-228838-01 | Xcel Energy | 85 | 13781 | IOU | 03124756 | 1000 | Solar |  |  | Interconnected | Corcoran | Trade | GFD | GFD021 | Community Solar Garden | Solar*Rewards Community | Trade Secret | 2015 | 2017
20263-228838-01 |  |  |  |  | SRO29507 |  | Solar |  |  | Withdrawn | Trade Secret | Trade |  |  |  | Other |  | 2013
20263-228838-01 | Xcel Energy | 85 | 13781 | IOU | SRC047082 | 1000 | Solar |  |  | Withdrawn | Trade Secret | Trade | YAM | YAM031 | Community Solar Garden | Solar*Rewards Community | Trade Secret | 2016
20263-228838-01 | Xcel Energy | 85 | 13781 | IOU | SRC042762 | 950 | Solar |  |  | Withdrawn | Trade Secret | Trade | KAN | KAN031 | Community Solar Garden | Solar*Rewards Community | Trade Secret | 2015
20263-228838-01 | Xcel Energy | 85 | 13781 | IOU | 04259225 | 1000 | Solar |  |  | Withdrawn | Trade Secret | Trade | SLW | SLW061 | Community Solar Garden | Solar*Rewards Community | Trade Secret | 2023
20263-228838-01 | Xcel Energy | 85 | 13781 | IOU | 03126925 | 1000 | Solar |  |  | Interconnected | Albany | Trade | AVN | AVN021 | Community Solar Garden | Solar*Rewards Community | Trade Secret | 2016 | 2019
20263-228838-01 |  |  |  |  | SRO28912 |  | Solar |  |  | Withdrawn | Trade Secret | Trade |  |  |  | Other |  | 2013
20263-228838-01 | Xcel Energy | 85 | 13781 | IOU | 05957013 | 3.84 | Solar |  |  | Interconnected | Trade Secret | Trade | ECK | ECK322 | Residential | Solar*Rewards | Trade Secret | 2024 | 2025
20263-228838-01 | Xcel Energy | 85 | 13781 | IOU | 03131893 | 7.63 | Solar |  |  | Interconnected | Trade Secret | Trade | SLP | SLP082 | Residential | Solar*Rewards | Trade Secret | 2017 | 2018
20263-228838-01 | Xcel Energy | 85 | 13781 | IOU | 06100766 | 7.68 | Solar |  |  | Active Application | Trade Secret | Trade | RMT | RMT321 | Residential |  | Trade Secret | 2025
20263-228838-01 | Xcel Energy | 85 | 13781 | IOU | 04796579 | 11.02 | Solar |  |  | Interconnected | Trade Secret | Trade | LAB | LAB312 | Residential | Solar*Rewards | Trade Secret | 2022 | 2023
20263-228838-01 | Xcel Energy | 85 | 13781 | IOU | 05356556 | 7.616 | Solar |  |  | Interconnected | Trade Secret | Trade | AHI | AHI025 | Residential | Solar*Rewards | Trade Secret | 2023 | 2023
20263-228838-01 | Xcel Energy | 85 | 13781 | IOU | 05711819 | 2.275 | Solar |  |  | Interconnected | Trade Secret | Trade | AHI | AHI025 | Residential | Solar*Rewards | Trade Secret | 2024 | 2024
20263-228838-01 | Xcel Energy | 85 | 13781 | IOU | 03132942 | 9.994 | Solar |  |  | Interconnected | Trade Secret | Trade | CGR | CGR063 | Residential | Solar*Rewards | Trade Secret | 2018 | 2019
20263-228838-01 | Xcel Energy | 85 | 13781 | IOU | 05645249 | 11.31 | Solar |  |  | Interconnected | Trade Secret | Trade | RMT | RMT321 | Residential |  | Trade Secret | 2023 | 2024
20263-228838-01 | Xcel Energy | 85 | 13781 | IOU | 05149983 | 5.5 | Solar |  |  | Interconnected | Trade Secret | Trade | ECK | ECK322 | Residential |  | Trade Secret | 2022 | 2022
20263-228838-01 | Xcel Energy | 85 | 13781 | IOU | OID3368913 | 9.94 | Solar |  |  | Withdrawn | Trade Secret | Trade | ALK | ALK067 | Residential | Solar*Rewards | Trade Secret | 2018
20263-228838-01 | Xcel Energy | 85 | 13781 | IOU | 03132337 | 7.625 | Solar |  |  | Interconnected | Trade Secret | Trade | MHW | MHW311 | Commercial | Solar*Rewards | Trade Secret | 2018 | 2018
20263-228838-01 | Xcel Energy | 85 | 13781 | IOU | 03132199 | 17.565 | Solar |  |  | Interconnected | Trade Secret | Trade | WEB | WEB021 | Commercial | Solar*Rewards | Trade Secret | 2018 | 2018
20263-228838-01 | Xcel Energy | 85 | 13781 | IOU | 03132555 | 5 | Solar |  |  | Interconnected | Trade Secret | Trade | WEB | WEB021 | Commercial |  | Trade Secret | 2018 | 2018
20263-228838-01 | Xcel Energy | 85 | 13781 | IOU | 03129684 | 5 | Solar |  |  | Interconnected | Trade Secret | Trade | FAP | FAP061 | Residential | Solar*Rewards | Trade Secret | 2019 | 2019
20263-228838-01 | Xcel Energy | 85 | 13781 | IOU | 06013884 | 10 | Solar |  |  | Active Application | Trade Secret | Trade | PIL | PIL022 | Commercial |  | Trade Secret | 2024
20263-228838-01 | Xcel Energy | 85 | 13781 | IOU | 05607837 | 9.994 | Solar |  |  | Withdrawn | Trade Secret | Trade | PIL | PIL022 | Residential | Solar*Rewards | Trade Secret | 2023
20263-228838-01 | Xcel Energy | 85 | 13781 | IOU | 05680121 | 4.79 | Solar |  |  | Withdrawn | Trade Secret | Trade | PIL | PIL022 | Commercial |  | Trade Secret | 2023
20263-228838-01 | Xcel Energy | 85 | 13781 | IOU | 03741971 | 9.94 | Solar |  |  | Withdrawn | Trade Secret | Trade | PIL | PIL022 | Commercial | Solar*Rewards | Trade Secret | 2020
20263-228838-01 | Xcel Energy | 85 | 13781 | IOU | 04794232 | 9.994 | Solar |  |  | Interconnected | Trade Secret | Trade | RMT | RMT321 | Residential | Solar*Rewards | Trade Secret | 2022 | 2022
20263-228838-01 | Xcel Energy | 85 | 13781 | IOU | 03199681 | 38.02 | Solar |  |  | Interconnected | Trade Secret | Trade | WES | WES062 | Commercial | Solar*Rewards | Trade Secret | 2019 | 2019
20263-228838-01 | Xcel Energy | 85 | 13781 | IOU | 03209866 | 14.51 | Solar |  |  | Interconnected | Trade Secret | Trade | WES | WES062 | Commercial |  | Trade Secret | 2019 | 2019
20263-228838-01 | Xcel Energy | 85 | 13781 | IOU | OID3840665 | 38.02 | Solar |  |  | Withdrawn | Trade Secret | Trade | WES | WES062 | Commercial | Solar*Rewards | Trade Secret | 2019
20263-228838-01 | Xcel Energy | 85 | 13781 | IOU | 05452065 | 4.93 | Solar |  |  | Active Application | Trade Secret | Trade | RPO | RPO311 | Residential | Solar*Rewards | Trade Secret | 2023
20263-228838-01 | Xcel Energy | 85 | 13781 | IOU | 05712322 | 5.052 | Solar |  |  | Interconnected | Trade Secret | Trade | MOL | MOL063 | Commercial | Solar*Rewards | Trade Secret | 2024 | 2024
20263-228838-01 | Xcel Energy | 85 | 13781 | IOU | 03129625 | 38.8 | Solar |  |  | Interconnected | Trade Secret | Trade | CKG | CKG041 | Commercial | Solar*Rewards | Trade Secret | 2018 | 2019
20263-228838-01 | Xcel Energy | 85 | 13781 | IOU | 05289155 | 6.046 | Solar |  |  | Interconnected | Trade Secret | Trade | SLP | SLP097 | Residential |  | Trade Secret | 2022 | 2023
20263-228838-01 | Xcel Energy | 85 | 13781 | IOU | 03133036 | 9.994 | Solar |  |  | Interconnected | Trade Secret | Trade | IDA | IDA073 | Residential | Solar*Rewards | Trade Secret | 2019 | 2019
20263-228838-01 | Xcel Energy | 85 | 13781 | IOU | 05711818 | 6.96 | Solar |  |  | Interconnected | Trade Secret | Trade | IDA | IDA073 | Residential | Solar*Rewards | Trade Secret | 2024 | 2024
20263-228838-01 | Xcel Energy | 85 | 13781 | IOU | 04239312 | 6.6 | Solar |  |  | Interconnected | Trade Secret | Trade | RPO | RPO311 | Residential |  | Trade Secret | 2020 | 2021
20263-228838-01 | Xcel Energy | 85 | 13781 | IOU | 05535170 | 5.04 | Solar |  |  | Interconnected | Trade Secret | Trade | RPO | RPO311 | Residential |  | Trade Secret | 2023 | 2023
20263-228838-01 | Xcel Energy | 85 | 13781 | IOU | 06190179 | 12.288 | Solar |  |  | Interconnected | Trade Secret | Trade | RAM | RAM077 | Residential | Solar*Rewards | Trade Secret | 2025 | 2025
20263-228838-01 | Xcel Energy | 85 | 13781 | IOU | 05765171 | 5.985 | Solar |  |  | Interconnected | Trade Secret | Trade | TWL | TWL066 | Residential |  | Trade Secret | 2024 | 2024
20263-228838-01 | Xcel Energy | 85 | 13781 | IOU | 05757036 | 5.985 | Solar |  |  | Withdrawn | Trade Secret | Trade | TWL | TWL066 | Residential | Solar*Rewards | Trade Secret | 2024
20263-228838-01 | Xcel Energy | 85 | 13781 | IOU | 05987530 | 150 | Solar |  |  | Interconnected | Trade Secret | Trade | SHP | SHP071 | Commercial |  | Trade Secret | 2024 | 2025
20263-228838-01 | Xcel Energy | 85 | 13781 | IOU | 03129616 | 39.998 | Solar |  |  | Interconnected | Trade Secret | Trade | WRR | WRR084 | Commercial | Solar*Rewards | Trade Secret | 2018 | 2020
20263-228838-01 | Xcel Energy | 85 | 13781 | IOU | 03129642 | 39.998 | Solar |  |  | Interconnected | Trade Secret | Trade | RPL | RPL074 | Commercial | Solar*Rewards | Trade Secret | 2019 | 2020
20263-228838-01 | Xcel Energy | 85 | 13781 | IOU | 05429498 | 11.39 | Solar |  |  | Interconnected | Trade Secret | Trade | HUG | HUG311 | Residential | Solar*Rewards | Trade Secret | 2023 | 2023
20263-228838-01 | Xcel Energy | 85 | 13781 | IOU | 04541178 | 12 | Solar |  |  | Interconnected | Trade Secret | Trade | RPO | RPO311 | Residential |  | Trade Secret | 2021 | 2021
20263-228838-01 | Xcel Energy | 85 | 13781 | IOU | 06135798 | 15.356 | Solar |  |  | Interconnected | Trade Secret | Trade | FSL | FSL312 | Commercial |  | Trade Secret | 2025 | 2025
20263-228838-01 | Xcel Energy | 85 | 13781 | IOU | 03668940 | 68.4 | Solar |  |  | Interconnected | Trade Secret | Trade | FST | FST024 | Commercial |  | Trade Secret | 2020 | 2021
20263-228838-01 | Xcel Energy | 85 | 13781 | IOU | 04418390 | 3.836 | Solar |  |  | Interconnected | Trade Secret | Trade | RPO | RPO311 | Residential |  | Trade Secret | 2021 | 2021
20263-228838-01 | Xcel Energy | 85 | 13781 | IOU | 05535459 | 5.76 | Solar |  |  | Interconnected | Trade Secret | Trade | RPO | RPO311 | Residential | Solar*Rewards | Trade Secret | 2023 | 2024
20263-228838-01 | Xcel Energy | 85 | 13781 | IOU | 05208935 | 3.84 | Solar |  |  | Interconnected | Trade Secret | Trade | SCL | SCL312 | Residential |  | Trade Secret | 2022 | 2023
20263-228838-01 | Xcel Energy | 85 | 13781 | IOU | 06209379 | 6.631 | Solar |  | X | Interconnected | Trade Secret | Trade | WYO | WYO021 | Residential |  | Trade Secret | 2025 | 2025
20263-228838-01 | Xcel Energy | 85 | 13781 | IOU | 05774512 | 6.282 | Solar |  |  | Interconnected | Trade Secret | Trade | ECK | ECK321 | Residential | Solar*Rewards | Trade Secret | 2024 | 2024
20263-228838-01 | Xcel Energy | 85 | 13781 | IOU | 04377279 | 29.02 | Solar |  |  | Interconnected | Trade Secret | Trade | MST | MST080 | Commercial | Solar*Rewards | Trade Secret | 2021 | 2021
20263-228838-01 | Xcel Energy | 85 | 13781 | IOU | 04268183 | 3.36 | Solar |  |  | Interconnected | Trade Secret | Trade | LLK | LLK071 | Residential | Solar*Rewards | Trade Secret | 2021 | 2021
20263-228838-01 | Xcel Energy | 85 | 13781 | IOU | 06188837 | 4.886 | Solar |  |  | Interconnected | Trade Secret | Trade | TWL | TWL083 | Residential | Solar*Rewards | Trade Secret | 2025 | 2025
20263-228838-01 | Xcel Energy | 85 | 13781 | IOU | 04420787 | 40.252 | Solar |  |  | Interconnected | Trade Secret | Trade | HSN | HSN322 | Commercial | Solar*Rewards | Trade Secret | 2021 | 2021
20263-228838-01 | Xcel Energy | 85 | 13781 | IOU | 04434610 | 3.48 | Solar |  |  | Active Application | Trade Secret | Trade | DPN | DPN063 | Residential | Solar*Rewards | Trade Secret | 2021
20263-228838-01 | Xcel Energy | 85 | 13781 | IOU | 05292112 | 6.046 | Solar |  |  | Interconnected | Trade Secret | Trade | ECK | ECK322 | Residential | Solar*Rewards | Trade Secret | 2022 | 2023
20263-228838-01 | Xcel Energy | 85 | 13781 | IOU | 05702556 | 13.12 | Solar |  |  | Interconnected | Trade Secret | Trade | CGR | CGR064 | Residential |  | Trade Secret | 2024 | 2024
20263-228838-01 | Xcel Energy | 85 | 13781 | IOU | 05476238 | 5.76 | Solar |  |  | Active Application | Trade Secret | Trade | DHL | DHL061 | Residential |  | Trade Secret | 2023
20263-228838-01 | Xcel Energy | 85 | 13781 | IOU | 05493788 | 5.76 | Solar |  |  | Interconnected | Trade Secret | Trade | DHL | DHL061 | Residential |  | Trade Secret | 2023 | 2023
20263-228838-01 | Xcel Energy | 85 | 13781 | IOU | 05303220 | 5.12 | Solar |  |  | Interconnected | Trade Secret | Trade | HUG | HUG311 | Residential |  | Trade Secret | 2022 | 2023
20263-228838-01 | Xcel Energy | 85 | 13781 | IOU | 06226031 | 22.774 | Solar |  |  | Active Application | Trade Secret | Trade | LAB | LAB312 | Residential |  | Trade Secret | 2025
20263-228838-01 | Xcel Energy | 85 | 13781 | IOU | 06228497 | 9.074 | Solar |  |  | Active Application | Trade Secret | Trade | CGR | CGR072 | Residential |  | Trade Secret | 2025
20263-228838-01 | Xcel Energy | 85 | 13781 | IOU | 06134519 | 7.616 | Solar |  |  | Withdrawn | Trade Secret | Trade | LAP | LAP311 | Residential |  | Trade Secret | 2025
20263-228838-01 | Xcel Energy | 85 | 13781 | IOU | 04360273 | 166.6 | Solar |  |  | Interconnected | Trade Secret | Trade | WIN | WIN022 | Commercial |  | Trade Secret | 2021 | 2023
20263-228838-01 | Xcel Energy | 85 | 13781 | IOU | 05372948 | 1000 | Solar |  |  | Active Application | Trade Secret | Trade | PRR | PRR062 | LMI | Solar*Rewards Community | Trade Secret | 2024
20263-228838-01 | Xcel Energy | 85 | 13781 | IOU | 05807194 | 7.258 | Solar |  |  | Withdrawn | Trade Secret | Trade | DHL | DHL061 | Residential |  | Trade Secret | 2024
20263-228838-01 | Xcel Energy | 85 | 13781 | IOU | 06142950 | 9.284 | Solar |  |  | Withdrawn | Trade Secret | Trade | DHL | DHL061 | Residential |  | Trade Secret | 2025
20263-228838-01 | Xcel Energy | 85 | 13781 | IOU | 06322366 | 8.376 | Solar |  |  | Active Application | Trade Secret | Trade | GLK | GLK061 | Residential | Solar*Rewards | Trade Secret | 2026
20263-228838-01 | Xcel Energy | 85 | 13781 | IOU | 05503595 | 2.4 | Solar |  |  | Withdrawn | Trade Secret | Trade | ALD | ALD085 | Residential |  | Trade Secret | 2023
20263-228838-01 | Xcel Energy | 85 | 13781 | IOU | 04794073 | 6.38 | Solar |  |  | Interconnected | Trade Secret | Trade | ALD | ALD085 | Residential |  | Trade Secret | 2022 | 2023
20263-228838-01 | Xcel Energy | 85 | 13781 | IOU | 05932427 | 3.84 | Solar |  |  | Interconnected | Trade Secret | Trade | RPO | RPO311 | Residential | Solar*Rewards | Trade Secret | 2024 | 2025
20263-228838-01 | Xcel Energy | 85 | 13781 | IOU | 05353914 | 80 | Solar |  |  | Interconnected | Trade Secret | Trade | RVA | RVA062 | Commercial |  | Trade Secret | 2023 | 2023
20263-228838-01 | Xcel Energy | 85 | 13781 | IOU | 04806955 | 5.22 | Solar |  |  | Interconnected | Trade Secret | Trade | RAM | RAM077 | Residential | Solar*Rewards | Trade Secret | 2022 | 2022
20263-228838-01 | Xcel Energy | 85 | 13781 | IOU | 06119988 | 1.518 | Solar |  |  | Interconnected | Trade Secret | Trade | SAV | SAV063 | Residential |  | Trade Secret | 2025 | 2025
20263-228838-01 | Xcel Energy | 85 | 13781 | IOU | 05555796 | 2.9 | Solar |  |  | Interconnected | Trade Secret | Trade | SAV | SAV063 | Residential |  | Trade Secret | 2023 | 2023
20263-228838-01 | Xcel Energy | 85 | 13781 | IOU | 05714256 | 5.904 | Solar |  |  | Interconnected | Trade Secret | Trade | CGR | CGR071 | Residential | Solar*Rewards | Trade Secret | 2024 | 2024
20263-228838-01 | Xcel Energy | 85 | 13781 | IOU | 05475651 | 6.052 | Solar |  |  | Interconnected | Trade Secret | Trade | OAD | OAD062 | Residential | Solar*Rewards | Trade Secret | 2023 | 2023
20263-228838-01 | Xcel Energy | 85 | 13781 | IOU | 05306179 | 8.7 | Solar |  |  | Active Application | Trade Secret | Trade | PBE | PBE061 | Residential |  | Trade Secret | 2022
20263-228838-01 | Xcel Energy | 85 | 13781 | IOU | 04895777 | 8.7 | Solar |  |  | Interconnected | Trade Secret | Trade | WSG | WSG071 | Residential | Solar*Rewards | Trade Secret | 2022 | 2022
20263-228838-01 | Xcel Energy | 85 | 13781 | IOU | 05599497 | 17.3 | Solar |  |  | Interconnected | Trade Secret | Trade | SHP | SHP072 | Commercial | Solar*Rewards | Trade Secret | 2023 | 2024
20263-228838-01 | Xcel Energy | 85 | 13781 | IOU | 04032052 | 621.6 | Solar |  |  | Interconnected | Good Thunder | Trade | RAP | RAP081 | Community Solar Garden | Solar*Rewards Community | Trade Secret | 2022 | 2023
20263-228838-01 | Xcel Energy | 85 | 13781 | IOU | 05514466 | 6.615 | Solar |  |  | Withdrawn | Trade Secret | Trade | LAP | LAP311 | Residential |  | Trade Secret | 2023
20263-228838-01 | Xcel Energy | 85 | 13781 | IOU | 06018641 | 22.507 | Solar |  | X | Interconnected | Trade Secret | Trade | LAB | LAB312 | Residential | Solar*Rewards | Trade Secret | 2024 | 2025
20263-228838-01 | Xcel Energy | 85 | 13781 | IOU | 05775778 | 4.725 | Solar |  |  | Interconnected | Trade Secret | Trade | CHE | CHE065 | Residential |  | Trade Secret | 2024 | 2024
20263-228838-01 | Xcel Energy | 85 | 13781 | IOU | 06053623 | 11.5 | Storage |  |  | Interconnected | Trade Secret | Trade | MPK | MPK064 | Commercial |  | Trade Secret | 2025 | 2025
20263-228838-01 | Xcel Energy | 85 | 13781 | IOU | 05334702 | 12.47 | Solar |  |  | Interconnected | Trade Secret | Trade | MPK | MPK064 | Commercial |  | Trade Secret | 2023 | 2023
20263-228838-01 | Xcel Energy | 85 | 13781 | IOU | 05774081 | 3.465 | Solar |  |  | Interconnected | Trade Secret | Trade | CNC | CNC072 | Residential |  | Trade Secret | 2024 | 2024
20263-228838-01 | Xcel Energy | 85 | 13781 | IOU | 04335501 | 999 | Solar |  |  | Interconnected | Clear Lake | Trade | SDX | SDX311 | LMI | Solar*Rewards Community | Trade Secret | 2023 | 2025
20263-228838-01 | Xcel Energy | 85 | 13781 | IOU | 05487389 | 7.25 | Solar |  |  | Interconnected | Trade Secret | Trade | TWL | TWL063 | Residential | Solar*Rewards | Trade Secret | 2023 | 2023
20263-228838-01 | Xcel Energy | 85 | 13781 | IOU | 05950568 | 5.76 | Solar |  |  | Interconnected | Trade Secret | Trade | WWK | WWK321 | Residential | Solar*Rewards | Trade Secret | 2024 | 2025
20263-228838-01 | Xcel Energy | 85 | 13781 | IOU | 04187602 | 1000 | Solar |  |  | Interconnected | Atwater | Trade | ATW | ATW061 | LMI | Solar*Rewards Community | Trade Secret | 2023 | 2025
20263-228838-01 | Xcel Energy | 85 | 13781 | IOU | 05754324 | 7.872 | Solar |  |  | Interconnected | Trade Secret | Trade | AFT | AFT314 | Residential | Solar*Rewards | Trade Secret | 2024 | 2024
20263-228838-01 | Xcel Energy | 85 | 13781 | IOU | 06077788 | 6.073 | Solar |  |  | Interconnected | Trade Secret | Trade | CGR | CGR061 | Residential |  | Trade Secret | 2025 | 2025
20263-228838-01 | Xcel Energy | 85 | 13781 | IOU | 04777316 | 300 | Solar |  |  | Interconnected | Roseville | Trade | APA | APA078 | Community Solar Garden | Solar*Rewards Community | Trade Secret | 2022 | 2024
20263-228838-01 | Xcel Energy | 85 | 13781 | IOU | 03994650 | 1000 | Solar |  |  | Active Application | Trade Secret | Trade | CLC | CLC221 | Community Solar Garden | Solar*Rewards Community | Trade Secret | 2023
20263-228838-01 | Xcel Energy | 85 | 13781 | IOU | 03130782 | 475 | Other |  |  | Interconnected | Trade Secret | Trade | STY | STY071 | Commercial |  | Trade Secret | 2006 | 2007
20263-228838-01 | Xcel Energy | 85 | 13781 | IOU | 04625848 | 6 | Solar |  |  | Withdrawn | Trade Secret | Trade | WCR | WCR063 | Residential |  | Trade Secret | 2021
20263-228838-01 | Xcel Energy | 85 | 13781 | IOU | 03131003 | 0.5 | Solar |  |  | Interconnected | Trade Secret | Trade | APA | APA078 | Residential |  | Trade Secret | 2010 | 2010
20263-228838-01 | Xcel Energy | 85 | 13781 | IOU | 04793484 | 9.94 | Solar |  |  | Interconnected | Trade Secret | Trade | WIL | WIL082 | Residential | Solar*Rewards | Trade Secret | 2022 | 2022
20263-228838-01 | Xcel Energy | 85 | 13781 | IOU | 05467179 | 4.48 | Solar |  |  | Interconnected | Trade Secret | Trade | CHE | CHE064 | Residential | Solar*Rewards | Trade Secret | 2023 | 2023
20263-228838-01 | Xcel Energy | 85 | 13781 | IOU | OID3241638 | 39.998 | Solar |  |  | Withdrawn | Trade Secret | Trade | CAF | CAF021 | Commercial | Made in Minnesota | Trade Secret | 2017
20263-228838-01 | Xcel Energy | 85 | 13781 | IOU | 05432501 | 9.6 | Solar |  |  | Interconnected | Trade Secret | Trade | DBL | DBL073 | Residential |  | Trade Secret | 2023 | 2023
20263-228838-01 | Xcel Energy | 85 | 13781 | IOU | 04280887 | 7.616 | Solar |  |  | Interconnected | Trade Secret | Trade | LOK | LOK061 | Residential | Solar*Rewards | Trade Secret | 2021 | 2021
20263-228838-01 | Xcel Energy | 85 | 13781 | IOU | 05486435 | 6.4 | Solar |  |  | Interconnected | Trade Secret | Trade | CGR | CGR064 | Residential | Solar*Rewards | Trade Secret | 2023 | 2023
20263-228838-01 | Xcel Energy | 85 | 13781 | IOU | 05845702 | 5.904 | Solar |  |  | Active Application | Trade Secret | Trade | MEL | MEL072 | Residential | Solar*Rewards | Trade Secret | 2024
20263-228838-01 | Xcel Energy | 85 | 13781 | IOU | 05860074 | 5.904 | Solar |  |  | Interconnected | Trade Secret | Trade | MEL | MEL072 | Residential |  | Trade Secret | 2024 | 2024
20263-228838-01 | Xcel Energy | 85 | 13781 | IOU | 03241163 | 6 | Solar |  |  | Interconnected | Trade Secret | Trade | UPP | UPP082 | Residential | Solar*Rewards | Trade Secret | 2019 | 2019
20263-228838-01 | Xcel Energy | 85 | 13781 | IOU | 04839431 | 2.792 | Solar |  |  | Interconnected | Trade Secret | Trade | SOU | SOU086 | Residential | Solar*Rewards | Trade Secret | 2022 | 2023
20263-228838-01 | Xcel Energy | 85 | 13781 | IOU | 04888847 | 7.83 | Solar |  |  | Interconnected | Trade Secret | Trade | WIL | WIL097 | Residential | Solar*Rewards | Trade Secret | 2022 | 2023
20263-228838-01 | Xcel Energy | 85 | 13781 | IOU | 06245589 | 4.886 | Solar |  |  | Interconnected | Trade Secret | Trade | SAV | SAV069 | Residential |  | Trade Secret | 2025 | 2025
20263-228838-01 | Xcel Energy | 85 | 13781 | IOU | 05812666 | 13.545 | Solar |  |  | Active Application | Trade Secret | Trade | UPP | UPP068 | Residential | Solar*Rewards | Trade Secret | 2025
20263-228838-01 | Xcel Energy | 85 | 13781 | IOU | 06224513 | 11.5 | Solar |  | X | Interconnected | Trade Secret | Trade | WCR | WCR322 | Residential |  | Trade Secret | 2025 | 2025
20263-228838-01 | Xcel Energy | 85 | 13781 | IOU | 05397204 | 3.75 | Solar |  |  | Interconnected | Trade Secret | Trade | ECK | ECK321 | Residential |  | Trade Secret | 2023 | 2023
20263-228838-01 | Xcel Energy | 85 | 13781 | IOU | 05535930 | 5.525 | Solar |  |  | Interconnected | Trade Secret | Trade | ECK | ECK321 | Residential |  | Trade Secret | 2023 | 2023
20263-228838-01 | Xcel Energy | 85 | 13781 | IOU | 05585297 | 5.525 | Solar |  |  | Withdrawn | Trade Secret | Trade | ECK | ECK321 | Residential |  | Trade Secret | 2023
20263-228838-01 | Xcel Energy | 85 | 13781 | IOU | 06025289 | 6.387 | Solar |  |  | Withdrawn | Trade Secret | Trade | PKL | PKL066 | Residential | Solar*Rewards | Trade Secret | 2024
20263-228838-01 | Xcel Energy | 85 | 13781 | IOU | 06060878 | 6.387 | Solar |  |  | Interconnected | Trade Secret | Trade | PKL | PKL066 | Residential | Solar*Rewards | Trade Secret | 2025 | 2025
20263-228838-01 | Xcel Energy | 85 | 13781 | IOU | 04350391 | 7.616 | Solar |  |  | Active Application | Trade Secret | Trade | CHI | CHI311 | Residential | Solar*Rewards | Trade Secret | 2021
20263-228838-01 | Xcel Energy | 85 | 13781 | IOU | 03130104 | 7.616 | Solar |  |  | Interconnected | Trade Secret | Trade | MST | MST075 | Residential | Solar*Rewards | Trade Secret | 2018 | 2019
20263-228838-01 | Xcel Energy | 85 | 13781 | IOU | 03132730 | 7.616 | Solar |  |  | Interconnected | Trade Secret | Trade | WIL | WIL062 | Residential | Solar*Rewards | Trade Secret | 2018 | 2018
20263-228838-01 | Xcel Energy | 85 | 13781 | IOU | 03897856 | 7.616 | Solar |  |  | Interconnected | Trade Secret | Trade | HSN | HSN322 | Residential | Solar*Rewards | Trade Secret | 2020 | 2021
20263-228838-01 | Xcel Energy | 85 | 13781 | IOU | 05972799 | 7.616 | Solar |  |  | Active Application | Trade Secret | Trade | HSN | HSN322 | Residential | Solar*Rewards | Trade Secret | 2024
20263-228838-01 | Xcel Energy | 85 | 13781 | IOU | 05845288 | 9.994 | Solar |  |  | Active Application | Trade Secret | Trade | WEH | WEH021 | Residential |  | Trade Secret | 2024
20263-228838-01 | Xcel Energy | 85 | 13781 | IOU | SRO13971 | 6 | Solar |  |  | Withdrawn | Trade Secret | Trade | TWL | TWL068 | Residential | Solar*Rewards | Trade Secret | 2010
20263-228838-01 | Xcel Energy | 85 | 13781 | IOU | 03133100 | 6 | Solar |  |  | Interconnected | Trade Secret | Trade | TWL | TWL068 | Residential | Solar*Rewards | Trade Secret | 2013 | 2014
20263-228838-01 | Xcel Energy | 85 | 13781 | IOU | 05978311 | 5.525 | Solar |  |  | Interconnected | Trade Secret | Trade | IDA | IDA061 | Residential | Solar*Rewards | Trade Secret | 2024 | 2025
20263-228838-01 | Xcel Energy | 85 | 13781 | IOU | 06075344 | 4.592 | Solar |  |  | Withdrawn | Trade Secret | Trade | HYL | HYL074 | Residential | Solar*Rewards | Trade Secret | 2025
20263-228838-01 | Xcel Energy | 85 | 13781 | IOU | 06090718 | 4.592 | Solar |  |  | Interconnected | Trade Secret | Trade | HYL | HYL074 | Residential |  | Trade Secret | 2025 | 2025
20263-228838-01 | Xcel Energy | 85 | 13781 | IOU | 05714545 | 3.465 | Solar |  |  | Withdrawn | Trade Secret | Trade | WIL | WIL063 | Residential | Solar*Rewards | Trade Secret | 2024
20263-228838-01 | Xcel Energy | 85 | 13781 | IOU | 05725512 | 4.725 | Solar |  |  | Interconnected | Trade Secret | Trade | WIL | WIL063 | Residential |  | Trade Secret | 2024 | 2024
20263-228838-01 | Xcel Energy | 85 | 13781 | IOU | 03130919 | 5 | Wind |  |  | Interconnected | Trade Secret | Trade | PAT | PAT312 | Residential |  | Trade Secret | 2009 | 2010
20263-228838-01 | Xcel Energy | 85 | 13781 | IOU | 04340206 | 99.9 | Solar |  |  | Interconnected | Trade Secret | Trade | WIL | WIL072 | Commercial |  | Trade Secret | 2021 | 2021
20263-228838-01 | Xcel Energy | 85 | 13781 | IOU | 04429127 | 6.6 | Solar |  |  | Interconnected | Trade Secret | Trade | WDY | WDY311 | Residential | Solar*Rewards | Trade Secret | 2021 | 2021
20263-228838-01 | Xcel Energy | 85 | 13781 | IOU | 05292623 | 4.64 | Solar |  |  | Interconnected | Trade Secret | Trade | EXC | EXC062 | Residential |  | Trade Secret | 2022 | 2023
20263-228838-01 | Xcel Energy | 85 | 13781 | IOU | 06193647 | 6.387 | Solar |  |  | Active Application | Trade Secret | Trade | APA | APA071 | Residential | Solar*Rewards | Trade Secret | 2025
20263-228838-01 | Xcel Energy | 85 | 13781 | IOU | 06237591 | 8.832 | Solar |  |  | Active Application | Trade Secret | Trade | APA | APA071 | Residential |  | Trade Secret | 2025
20263-228838-01 | Xcel Energy | 85 | 13781 | IOU | 03132775 | 39.998 | Solar |  |  | Interconnected | Trade Secret | Trade | HWW | HWW063 | Commercial | Solar*Rewards | Trade Secret | 2018 | 2018
20263-228838-01 | Xcel Energy | 85 | 13781 | IOU | OID3284552 | 19.999 | Solar |  |  | Withdrawn | Trade Secret | Trade | HWW | HWW063 | Commercial | Solar*Rewards | Trade Secret | 2018
20263-228838-01 | Xcel Energy | 85 | 13781 | IOU | 06201095 | 6.144 | Solar |  |  | Active Application | Trade Secret | Trade | CRL | CRL031 | Residential |  | Trade Secret | 2025
20263-228838-01 | Xcel Energy | 85 | 13781 | IOU | OID3452057 | 9.94 | Solar |  |  | Withdrawn | Trade Secret | Trade | HYL | HYL061 | Residential | Solar*Rewards | Trade Secret | 2018
20263-228838-01 | Xcel Energy | 85 | 13781 | IOU | 03134212 | 9 | Solar |  |  | Interconnected | Trade Secret | Trade | FAP | FAP062 | Residential | Made in Minnesota | Trade Secret | 2015 | 2015
20263-228838-01 | Xcel Energy | 85 | 13781 | IOU | 05377873 | 9.772 | Solar |  |  | Interconnected | Trade Secret | Trade | APA | APA075 | Residential |  | Trade Secret | 2023 | 2023
20263-228838-01 | Xcel Energy | 85 | 13781 | IOU | 03984049 | 66.6 | Solar |  |  | Interconnected | Trade Secret | Trade | SLP | SLP322 | Commercial |  | Trade Secret | 2020 | 2021
20263-228838-01 | Xcel Energy | 85 | 13781 | IOU | 05565701 | 4.41 | Solar |  |  | Interconnected | Trade Secret | Trade | UPP | UPP082 | Residential | Solar*Rewards | Trade Secret | 2023 | 2023
20263-228838-01 | Xcel Energy | 85 | 13781 | IOU | 06258906 | 9.216 | Solar |  |  | Active Application | Trade Secret | Trade | GNL | GNL062 | Residential |  | Trade Secret | 2025
20263-228838-01 | Xcel Energy | 85 | 13781 | IOU | 04998734 | 24 | Solar |  |  | Interconnected | Trade Secret | Trade | ALD | ALD092 | Commercial |  | Trade Secret | 2022 | 2023
20263-228838-01 | Xcel Energy | 85 | 13781 | IOU | SRO19705 | 45 | Solar |  |  | Withdrawn | Trade Secret | Trade | TLK | TLK073 | Commercial | Solar*Rewards | Trade Secret | 2012
20263-228838-01 | Xcel Energy | 85 | 13781 | IOU | 03133760 | 45 | Solar |  |  | Interconnected | Trade Secret | Trade | TLK | TLK073 | Commercial | Solar*Rewards | Trade Secret | 2013 | 2013
20263-228838-01 | Xcel Energy | 85 | 13781 | IOU | 05356587 | 5.584 | Solar |  |  | Interconnected | Trade Secret | Trade | WES | WES073 | Residential | Solar*Rewards | Trade Secret | 2023 | 2023
20263-228838-01 | Xcel Energy | 85 | 13781 | IOU | 06211708 | 9.984 | Solar |  |  | Interconnected | Trade Secret | Trade | DPN | DPN073 | Residential |  | Trade Secret | 2025 | 2026
20263-228838-01 | Xcel Energy | 85 | 13781 | IOU | 05577993 | 10.24 | Solar |  |  | Interconnected | Trade Secret | Trade | WCR | WCR322 | Residential | Solar*Rewards | Trade Secret | 2023 | 2023
20263-228838-01 | Xcel Energy | 85 | 13781 | IOU | 04994496 | 6.98 | Solar |  |  | Interconnected | Trade Secret | Trade | HSN | HSN321 | Residential | Solar*Rewards | Trade Secret | 2022 | 2022
20263-228838-01 | Xcel Energy | 85 | 13781 | IOU | 03131581 | 7.63 | Solar |  |  | Interconnected | Trade Secret | Trade | SLP | SLP084 | Residential | Made in Minnesota | Trade Secret | 2017 | 2018
20263-228838-01 | Xcel Energy | 85 | 13781 | IOU | 04946920 | 11.39 | Solar |  |  | Withdrawn | Trade Secret | Trade | WSG | WSG362 | Residential |  | Trade Secret | 2022
20263-228838-01 | Xcel Energy | 85 | 13781 | IOU | 06007227 | 11.766 | Solar |  |  | Interconnected | Trade Secret | Trade | WSG | WSG362 | Residential | Solar*Rewards | Trade Secret | 2024 | 2025
20263-228838-01 | Xcel Energy | 85 | 13781 | IOU | 05867423 | 3.747 | Solar |  |  | Interconnected | Trade Secret | Trade | MOL | MOL071 | Residential |  | Trade Secret | 2024 | 2025
20263-228838-01 | Xcel Energy | 85 | 13781 | IOU | 03134807 | 34.99 | Solar |  |  | Interconnected | Trade Secret | Trade | BRO | BRO021 | Commercial | Made in Minnesota | Trade Secret | 2016 | 2017
20263-228838-01 | Xcel Energy | 85 | 13781 | IOU | 06190262 | 6.282 | Solar |  |  | Interconnected | Trade Secret | Trade | RLK | RLK073 | Residential | Solar*Rewards | Trade Secret | 2025 | 2025
20263-228838-01 | Xcel Energy | 85 | 13781 | IOU | OID3284770 | 19.999 | Solar |  |  | Withdrawn | Trade Secret | Trade | MPK | MPK062 | Commercial | Solar*Rewards | Trade Secret | 2018
20263-228838-01 | Xcel Energy | 85 | 13781 | IOU | 05186972 | 11.39 | Solar |  |  | Interconnected | Trade Secret | Trade | PKL | PKL082 | Residential |  | Trade Secret | 2022 | 2022
20263-228838-01 | Xcel Energy | 85 | 13781 | IOU | 05645975 | 6.5 | Solar |  |  | Withdrawn | Trade Secret | Trade | IDA | IDA073 | Residential | Solar*Rewards | Trade Secret | 2024
20263-228838-01 | Xcel Energy | 85 | 13781 | IOU | 05853655 | 10.44 | Solar |  |  | Interconnected | Trade Secret | Trade | IDA | IDA073 | Residential | Solar*Rewards | Trade Secret | 2024 | 2025
20263-228838-01 | Xcel Energy | 85 | 13781 | IOU | 05214480 | 4.5 | Solar |  |  | Active Application | Trade Secret | Trade | TLK | TLK067 | Residential |  | Trade Secret | 2022
20263-228838-01 | Xcel Energy | 85 | 13781 | IOU | 04279638 | 3.77 | Solar |  |  | Interconnected | Trade Secret | Trade | HWW | HWW073 | Residential | Solar*Rewards | Trade Secret | 2021 | 2021
20263-228838-01 | Xcel Energy | 85 | 13781 | IOU | 05960480 | 5.052 | Solar |  |  | Interconnected | Trade Secret | Trade | TWL | TWL072 | Residential | Solar*Rewards | Trade Secret | 2024 | 2024
20263-228838-01 | Xcel Energy | 85 | 13781 | IOU | OID2251221 | 8.5 | Solar |  |  | Withdrawn | Trade Secret | Trade | PKL | PKL085 | Residential | Solar*Rewards | Trade Secret | 2015
20263-228838-01 | Xcel Energy | 85 | 13781 | IOU | 04178062 | 3.36 | Solar |  |  | Interconnected | Trade Secret | Trade | PKL | PKL085 | Residential | Solar*Rewards | Trade Secret | 2020 | 2021
20263-228838-01 | Xcel Energy | 85 | 13781 | IOU | 03792690 | 8.16 | Solar |  |  | Interconnected | Trade Secret | Trade | WIL | WIL082 | Residential | Solar*Rewards | Trade Secret | 2020 | 2020
20263-228838-01 | Xcel Energy | 85 | 13781 | IOU | 05706037 | 5.248 | Solar |  |  | Interconnected | Trade Secret | Trade | CGR | CGR064 | Residential |  | Trade Secret | 2024 | 2024
20263-228838-01 | Xcel Energy | 85 | 13781 | IOU | 05232322 | 4.93 | Solar |  |  | Active Application | Trade Secret | Trade | DBL | DBL068 | Residential |  | Trade Secret | 2022
20263-228838-01 | Xcel Energy | 85 | 13781 | IOU | 05260338 | 9.994 | Solar |  |  | Interconnected | Trade Secret | Trade | EDA | EDA074 | Residential |  | Trade Secret | 2022 | 2023
20263-228838-01 | Xcel Energy | 85 | 13781 | IOU | 04760871 | 10.56 | Solar |  |  | Withdrawn | Trade Secret | Trade | HUG | HUG321 | Residential |  | Trade Secret | 2022
20263-228838-01 | Xcel Energy | 85 | 13781 | IOU | 03133640 | 6 | Solar |  |  | Interconnected | Trade Secret | Trade | OAD | OAD065 | Residential | Solar*Rewards | Trade Secret | 2012 | 2012
20263-228838-01 | Xcel Energy | 85 | 13781 | IOU | 03132642 | 5.6 | Solar |  |  | Interconnected | Trade Secret | Trade | SLP | SLP072 | Residential | Solar*Rewards | Trade Secret | 2018 | 2018
20263-228838-01 | Xcel Energy | 85 | 13781 | IOU | 04976030 | 9.074 | Solar |  |  | Interconnected | Trade Secret | Trade | OAD | OAD073 | Residential | Solar*Rewards | Trade Secret | 2022 | 2022
20263-228838-01 | Xcel Energy | 85 | 13781 | IOU | 03130899 | 4 | Solar |  |  | Interconnected | Trade Secret | Trade | LOK | LOK062 | Residential |  | Trade Secret | 2009 | 2009
20263-228838-01 | Xcel Energy | 85 | 13781 | IOU | 03131146 | 2.2 | Solar |  |  | Interconnected | Trade Secret | Trade | LOK | LOK062 | Residential |  | Trade Secret | 2012 | 2009
20263-228838-01 | Xcel Energy | 85 | 13781 | IOU | 06012712 | 4.592 | Solar |  |  | Withdrawn | Trade Secret | Trade | MOL | MOL068 | Residential |  | Trade Secret | 2024
20263-228838-01 | Xcel Energy | 85 | 13781 | IOU | 05962903 | 4.592 | Solar |  |  | Interconnected | Trade Secret | Trade | MOL | MOL068 | Residential | Solar*Rewards | Trade Secret | 2024 | 2024
20263-228838-01 | Xcel Energy | 85 | 13781 | IOU | 06213314 | 4.645 | Solar |  |  | Interconnected | Trade Secret | Trade | MPK | MPK087 | Residential |  | Trade Secret | 2025 | 2025
20263-228838-01 | Xcel Energy | 85 | 13781 | IOU | 06212296 | 3.747 | Solar |  |  | Withdrawn | Trade Secret | Trade | MPK | MPK087 | Residential | Solar*Rewards | Trade Secret | 2025
20263-228838-01 | Xcel Energy | 85 | 13781 | IOU | OID1944412 | 6 | Solar |  |  | Interconnected | Trade Secret | Trade | MND | MND063 | Residential | Made in Minnesota | Trade Secret | 2014 | 2014
20263-228838-01 | Xcel Energy | 85 | 13781 | IOU | 03134071 | 5 | Solar |  |  | Interconnected | Trade Secret | Trade | MND | MND063 | Residential | Made in Minnesota | Trade Secret | 2014 | 2014
20263-228838-01 | Xcel Energy | 85 | 13781 | IOU | 04340130 | 7.616 | Solar |  |  | Interconnected | Trade Secret | Trade | OSS | OSS073 | Residential |  | Trade Secret | 2021 | 2022
20263-228838-01 | Xcel Energy | 85 | 13781 | IOU | 06197763 | 4.188 | Solar |  |  | Interconnected | Trade Secret | Trade | SOU | SOU075 | Residential | Solar*Rewards | Trade Secret | 2025 | 2025
20263-228838-01 | Xcel Energy | 85 | 13781 | IOU | 06066672 | 10.248 | Solar |  |  | Withdrawn | Trade Secret | Trade | RMT | RMT321 | Residential |  | Trade Secret | 2025
20263-228838-01 | Xcel Energy | 85 | 13781 | IOU | 06066743 | 10.248 | Solar |  |  | Interconnected | Trade Secret | Trade | RMT | RMT321 | Residential |  | Trade Secret | 2025 | 2025
20263-228838-01 | Xcel Energy | 85 | 13781 | IOU | 04987879 | 12 | Solar |  |  | Active Application | Trade Secret | Trade | WAS | WAS092 | Residential | Solar*Rewards | Trade Secret | 2022
20263-228838-01 | Xcel Energy | 85 | 13781 | IOU | 05305633 | 8.99 | Solar |  |  | Interconnected | Trade Secret | Trade | WCS | WCS064 | Residential |  | Trade Secret | 2022 | 2023
20263-228838-01 | Xcel Energy | 85 | 13781 | IOU | 05938113 | 6.967 | Solar |  |  | Interconnected | Trade Secret | Trade | WRR | WRR064 | Residential | Solar*Rewards | Trade Secret | 2024 | 2024
20263-228838-01 | Xcel Energy | 85 | 13781 | IOU | 06280332 | 2.56 | Solar |  |  | Active Application | Trade Secret | Trade | OSS | OSS065 | Residential |  | Trade Secret | 2025
20263-228838-01 | Xcel Energy | 85 | 13781 | IOU | 05591945 | 24.658 | Storage |  |  | Interconnected | Trade Secret | Trade | GLK | GLK065 | Residential |  | Trade Secret | 2023 | 2023
20263-228838-01 | Xcel Energy | 85 | 13781 | IOU | 04920133 | 14.658 | Solar |  |  | Interconnected | Trade Secret | Trade | GLK | GLK065 | Residential | Solar*Rewards | Trade Secret | 2022 | 2022
20263-228838-01 | Xcel Energy | 85 | 13781 | IOU | 05239458 | 8.41 | Solar |  |  | Interconnected | Trade Secret | Trade | SOU | SOU063 | Residential |  | Trade Secret | 2022 | 2023
20263-228838-01 |  |  |  |  | 05214533 |  |  |  |  | Active Application | Trade Secret | Trade | SOU | SOU063 | Residential |  |  | 2022
20263-228838-01 | Xcel Energy | 85 | 13781 | IOU | OID3951390 | 19.18 | Solar |  |  | Withdrawn | Trade Secret | Trade | ELP | ELP062 | Commercial | Solar*Rewards | Trade Secret | 2019
20263-228838-01 | Xcel Energy | 85 | 13781 | IOU | 03130673 | 6 | Solar |  |  | Interconnected | Trade Secret | Trade | HSN | HSN321 | Residential | Solar*Rewards | Trade Secret | 2016 | 2017
20263-228838-01 | Xcel Energy | 85 | 13781 | IOU | 04981713 | 7.616 | Solar |  |  | Active Application | Trade Secret | Trade | SCA | SCA021 | Residential | Solar*Rewards | Trade Secret | 2022
20263-228838-01 | Xcel Energy | 85 | 13781 | IOU | 06149851 | 11.168 | Solar |  |  | Interconnected | Trade Secret | Trade | FAP | FAP061 | Residential |  | Trade Secret | 2025 | 2025
20263-228838-01 | Xcel Energy | 85 | 13781 | IOU | OID2286852 | 20 | Solar |  |  | Withdrawn | Trade Secret | Trade | PIL | PIL022 | Commercial | Solar*Rewards | Trade Secret | 2015
20263-228838-01 | Xcel Energy | 85 | 13781 | IOU | 03167514 | 9.994 | Solar |  |  | Interconnected | Trade Secret | Trade | DPN | DPN071 | Residential | Solar*Rewards | Trade Secret | 2019 | 2019
20263-228838-01 | Xcel Energy | 85 | 13781 | IOU | 04596693 | 3.747 | Solar |  |  | Withdrawn | Trade Secret | Trade | TWL | TWL081 | Residential |  | Trade Secret | 2021
20263-228838-01 | Xcel Energy | 85 | 13781 | IOU | 04336727 | 6 | Solar |  |  | Active Application | Trade Secret | Trade | HYL | HYL062 | Residential |  | Trade Secret | 2021
20263-228838-01 | Xcel Energy | 85 | 13781 | IOU | 04379105 | 6 | Solar |  |  | Interconnected | Trade Secret | Trade | HYL | HYL062 | Residential |  | Trade Secret | 2021 | 2021
20263-228838-01 | Xcel Energy | 85 | 13781 | IOU | 05478778 | 4.06 | Solar |  |  | Interconnected | Trade Secret | Trade | WCR | WCR322 | Residential |  | Trade Secret | 2023 | 2023
20263-228838-01 | Xcel Energy | 85 | 13781 | IOU | 03132354 | 9.94 | Solar |  |  | Interconnected | Trade Secret | Trade | MPN | MPN081 | Residential | Solar*Rewards | Trade Secret | 2018 | 2018
20263-228838-01 | Xcel Energy | 85 | 13781 | IOU | 06018580 | 11.5 | Storage |  |  | Active Application | Trade Secret | Trade | MPN | MPN081 | Residential |  | Trade Secret | 2024
20263-228838-01 | Xcel Energy | 85 | 13781 | IOU | 04421789 | 7.83 | Solar |  |  | Interconnected | Trade Secret | Trade | RPL | RPL071 | Residential | Solar*Rewards | Trade Secret | 2021 | 2021
20263-228838-01 | Xcel Energy | 85 | 13781 | IOU | 03134015 | 3 | Solar |  |  | Interconnected | Trade Secret | Trade | WIL | WIL073 | Residential | Solar*Rewards | Trade Secret | 2014 | 2015
20263-228838-01 |  |  |  |  | OID2019186 |  | Solar |  |  | Withdrawn | Trade Secret | Trade | WIL | WIL073 | Residential | Solar*Rewards |  | 2014
20263-228838-01 | Xcel Energy | 85 | 13781 | IOU | 03134294 | 9.5 | Solar |  |  | Interconnected | Trade Secret | Trade | AFT | AFT314 | Residential | Made in Minnesota | Trade Secret | 2015 | 2015
20263-228838-01 | Xcel Energy | 85 | 13781 | IOU | OID2273392 | 9.5 | Solar |  |  | Withdrawn | Trade Secret | Trade | RLK | RLK066 | Residential | Made in Minnesota | Trade Secret | 2015
20263-228838-01 | Xcel Energy | 85 | 13781 | IOU | 06258063 | 12.166 | Solar |  |  | Active Application | Trade Secret | Trade | WCR | WCR322 | Residential |  | Trade Secret | 2025
20263-228838-01 | Xcel Energy | 85 | 13781 | IOU | 03134286 | 6 | Solar |  |  | Interconnected | Trade Secret | Trade | LLK | LLK061 | Residential | Made in Minnesota | Trade Secret | 2015 | 2015
20263-228838-01 | Xcel Energy | 85 | 13781 | IOU | OID3825506 | 7.616 | Solar |  |  | Withdrawn | Trade Secret | Trade | WIL | WIL071 | Residential | Solar*Rewards | Trade Secret | 2019
20263-228838-01 | Xcel Energy | 85 | 13781 | IOU | 03140460 | 7.616 | Solar |  |  | Interconnected | Trade Secret | Trade | WIL | WIL071 | Residential | Solar*Rewards | Trade Secret | 2019 | 2019
20263-228838-01 | Xcel Energy | 85 | 13781 | IOU | 05848545 | 4.875 | Solar |  |  | Interconnected | Trade Secret | Trade | OAD | OAD061 | Residential |  | Trade Secret | 2024 | 2024
20263-228838-01 | Xcel Energy | 85 | 13781 | IOU | 05173666 | 6.4 | Solar |  |  | Interconnected | Trade Secret | Trade | CRL | CRL033 | Residential |  | Trade Secret | 2022 | 2022
20263-228838-01 | Xcel Energy | 85 | 13781 | IOU | 03132651 | 4.06 | Solar |  |  | Interconnected | Trade Secret | Trade | SOU | SOU086 | Residential | Solar*Rewards | Trade Secret | 2018 | 2019
20263-228838-01 | Xcel Energy | 85 | 13781 | IOU | 05309967 | 4.06 | Solar |  |  | Interconnected | Trade Secret | Trade | HWW | HWW062 | Residential |  | Trade Secret | 2022 | 2023
20263-228838-01 | Xcel Energy | 85 | 13781 | IOU | 05899909 | 5.314 | Solar |  |  | Interconnected | Trade Secret | Trade | SHP | SHP072 | Residential | Solar*Rewards | Trade Secret | 2024 | 2025
20263-228838-01 | Xcel Energy | 85 | 13781 | IOU | 05981049 | 2.443 | Solar |  |  | Interconnected | Trade Secret | Trade | SOU | SOU069 | Residential | Solar*Rewards | Trade Secret | 2024 | 2025
20263-228838-01 | Xcel Energy | 85 | 13781 | IOU | 06183474 | 5.933 | Solar |  |  | Interconnected | Trade Secret | Trade | APA | APA067 | Residential | Solar*Rewards | Trade Secret | 2025 | 2025
20263-228838-01 | Xcel Energy | 85 | 13781 | IOU | 04780725 | 4.93 | Solar |  |  | Interconnected | Trade Secret | Trade | SHP | SHP062 | Residential |  | Trade Secret | 2021 | 2022
20263-228838-01 | Xcel Energy | 85 | 13781 | IOU | 03130852 | 60 | Natural Gas |  |  | Interconnected | Trade Secret | Trade | GNL | GNL072 | Commercial |  | Trade Secret | 2007 | 2007
20263-228838-01 | Xcel Energy | 85 | 13781 | IOU | 03131316 | 9.94 | Solar |  |  | Interconnected | Trade Secret | Trade | ALD | ALD085 | Residential |  | Trade Secret | 2017 | 2017
20263-228838-01 | Xcel Energy | 85 | 13781 | IOU | OID2823038 | 9.94 | Solar |  |  | Withdrawn | Trade Secret | Trade | ALD | ALD085 | Residential | Solar*Rewards | Trade Secret | 2016
20263-228838-01 | Xcel Energy | 85 | 13781 | IOU | 03579859 | 7.616 | Solar |  |  | Active Application | Trade Secret | Trade | ALD | ALD085 | Residential | Solar*Rewards | Trade Secret | 2020
20263-228838-01 | Xcel Energy | 85 | 13781 | IOU | 06202252 | 11.5 | Storage |  |  | Interconnected | Trade Secret | Trade | PKL | PKL064 | Residential |  | Trade Secret | 2025 | 2025
20263-228838-01 | Xcel Energy | 85 | 13781 | IOU | 04883033 | 8.12 | Solar |  |  | Interconnected | Trade Secret | Trade | PKL | PKL064 | Residential | Solar*Rewards | Trade Secret | 2022 | 2022
20263-228838-01 | Xcel Energy | 85 | 13781 | IOU | 03132310 | 14 | Solar |  |  | Interconnected | Trade Secret | Trade | WAS | WAS092 | Residential | Solar*Rewards | Trade Secret | 2018 | 2018
20263-228838-01 | Xcel Energy | 85 | 13781 | IOU | 03133969 | 3.87 | Solar |  |  | Interconnected | Trade Secret | Trade | AFT | AFT314 | Residential | Solar*Rewards | Trade Secret | 2014 | 2014
20263-228838-01 | Xcel Energy | 85 | 13781 | IOU | 06233927 | 7.68 | Solar |  |  | Active Application | Trade Secret | Trade | AHI | AHI063 | Residential |  | Trade Secret | 2025
20263-228838-01 | Xcel Energy | 85 | 13781 | IOU | 04382661 | 13.63 | Solar |  |  | Interconnected | Trade Secret | Trade | GSL | GSL341 | Residential | Solar*Rewards | Trade Secret | 2021 | 2021
20263-228838-01 | Xcel Energy | 85 | 13781 | IOU | 06226825 | 6.144 | Solar |  |  | Active Application | Trade Secret | Trade | CGR | CGR063 | Residential |  | Trade Secret | 2026
20263-228838-01 | Xcel Energy | 85 | 13781 | IOU | 06220640 | 6.144 | Solar |  |  | Withdrawn | Trade Secret | Trade | CGR | CGR063 | Residential |  | Trade Secret | 2025
20263-228838-01 | Xcel Energy | 85 | 13781 | IOU | 05942409 | 6.046 | Solar |  |  | Interconnected | Trade Secret | Trade | TLK | TLK064 | Residential |  | Trade Secret | 2024 | 2025
20263-228838-01 | Xcel Energy | 85 | 13781 | IOU | 04917144 | 5.22 | Solar |  |  | Interconnected | Trade Secret | Trade | WRR | WRR064 | Residential |  | Trade Secret | 2022 | 2022
20263-228838-01 | Xcel Energy | 85 | 13781 | IOU | 03133141 | 5.1 | Solar |  |  | Interconnected | Trade Secret | Trade | RWD | RWD081 | Residential | Solar*Rewards | Trade Secret | 2010 | 2010
20263-228838-01 | Xcel Energy | 85 | 13781 | IOU | 03134821 | 6 | Solar |  |  | Interconnected | Trade Secret | Trade | SIP | SIP071 | Residential | Made in Minnesota | Trade Secret | 2016 | 2016
20263-228838-01 | Xcel Energy | 85 | 13781 | IOU | OID2537274 | 6 | Solar |  |  | Withdrawn | Trade Secret | Trade | SIP | SIP071 | Residential | Solar*Rewards | Trade Secret | 2016
20263-228838-01 | Xcel Energy | 85 | 13781 | IOU | 04861876 | 4.95 | Solar |  |  | Interconnected | Trade Secret | Trade | GSL | GSL341 | Residential | Solar*Rewards | Trade Secret | 2022 | 2022
20263-228838-01 | Xcel Energy | 85 | 13781 | IOU | 04612941 | 6 | Solar |  |  | Active Application | Trade Secret | Trade | WIL | WIL098 | Residential |  | Trade Secret | 2021
20263-228838-01 | Xcel Energy | 85 | 13781 | IOU | 05330133 | 5.8 | Solar |  |  | Interconnected | Trade Secret | Trade | LLK | LLK072 | Residential |  | Trade Secret | 2022 | 2023
20263-228838-01 | Xcel Energy | 85 | 13781 | IOU | 03133938 | 9.5 | Solar |  |  | Interconnected | Trade Secret | Trade | RAM | RAM064 | Residential | Made in Minnesota | Trade Secret | 2014 | 2014
20263-228838-01 | Xcel Energy | 85 | 13781 | IOU | 03750373 | 8.88 | Solar |  |  | Interconnected | Trade Secret | Trade | ALK | ALK063 | Residential | Solar*Rewards | Trade Secret | 2020 | 2020
20263-228838-01 | Xcel Energy | 85 | 13781 | IOU | 06126348 | 12.146 | Solar |  |  | Withdrawn | Trade Secret | Trade | SOU | SOU084 | Commercial |  | Trade Secret | 2025
20263-228838-01 | Xcel Energy | 85 | 13781 | IOU | 05388570 | 360 | Solar |  |  | Interconnected | Trade Secret | Trade | WSG | WSG352 | Commercial |  | Trade Secret | 2023 | 2024
20263-228838-01 | Xcel Energy | 85 | 13781 | IOU | 03130405 | 82.488 | Solar |  |  | Interconnected | Trade Secret | Trade | DBL | DBL074 | Commercial |  | Trade Secret | 2018 | 2019
20263-228838-01 |  |  |  |  | OID3385805 |  | Solar |  |  | Withdrawn | Trade Secret | Trade | DBL | DBL074 | Commercial |  |  | 2018
20263-228838-01 | Xcel Energy | 85 | 13781 | IOU | OID3391950 | 82.488 | Solar |  |  | Withdrawn | Trade Secret | Trade | DBL | DBL074 | Commercial | Solar*Rewards | Trade Secret | 2018
20263-228838-01 | Xcel Energy | 85 | 13781 | IOU | 03134459 | 4.8 | Solar |  |  | Interconnected | Trade Secret | Trade | GNL | GNL063 | Residential | Solar*Rewards | Trade Secret | 2015 | 2015
20263-228838-01 | Xcel Energy | 85 | 13781 | IOU | 03134293 | 7.63 | Solar |  |  | Interconnected | Trade Secret | Trade | LAB | LAB312 | Residential | Made in Minnesota | Trade Secret | 2015 | 2015
20263-228838-01 | Xcel Energy | 85 | 13781 | IOU | 05941822 | 12.146 | Solar |  |  | Interconnected | Trade Secret | Trade | RVA | RVA061 | Residential | Solar*Rewards | Trade Secret | 2024 | 2025
20263-228838-01 | Xcel Energy | 85 | 13781 | IOU | 05941814 | 12.146 | Solar |  |  | Withdrawn | Trade Secret | Trade | RVA | RVA061 | Residential | Solar*Rewards | Trade Secret | 2024
20263-228838-01 | Xcel Energy | 85 | 13781 | IOU | 06226969 | 7.319 | Solar |  |  | Active Application | Trade Secret | Trade | WCR | WCR322 | Residential |  | Trade Secret | 2025
20263-228838-01 | Xcel Energy | 85 | 13781 | IOU | 06203199 | 7.319 | Solar |  |  | Withdrawn | Trade Secret | Trade | WCR | WCR322 | Residential | Solar*Rewards | Trade Secret | 2025
20263-228838-01 | Xcel Energy | 85 | 13781 | IOU | SRO19014 | 35 | Solar |  |  | Withdrawn | Trade Secret | Trade | RPL | RPL071 | Commercial | Solar*Rewards | Trade Secret | 2012
20263-228838-01 | Xcel Energy | 85 | 13781 | IOU | 04625865 | 9.994 | Solar |  |  | Withdrawn | Trade Secret | Trade | SLP | SLP074 | Residential |  | Trade Secret | 2021
20263-228838-01 | Xcel Energy | 85 | 13781 | IOU | 04809128 | 6.67 | Solar |  |  | Interconnected | Trade Secret | Trade | MOL | MOL073 | Residential |  | Trade Secret | 2022 | 2022
20263-228838-01 | Xcel Energy | 85 | 13781 | IOU | 06229653 | 5.226 | Solar |  |  | Interconnected | Trade Secret | Trade | OSS | OSS063 | Residential |  | Trade Secret | 2025 | 2026
20263-228838-01 | Xcel Energy | 85 | 13781 | IOU | 06230981 | 6.282 | Solar |  |  | Interconnected | Trade Secret | Trade | MEL | MEL069 | Residential |  | Trade Secret | 2025 | 2026
20263-228838-01 | Xcel Energy | 85 | 13781 | IOU | 03502100 | 9.28 | Solar |  |  | Interconnected | Trade Secret | Trade | APA | APA071 | Residential | Solar*Rewards | Trade Secret | 2019 | 2020
20263-228838-01 | Xcel Energy | 85 | 13781 | IOU | 04005996 | 3 | Solar |  |  | Interconnected | Trade Secret | Trade | TER | TER081 | Residential | Solar*Rewards | Trade Secret | 2020 | 2021
20263-228838-01 | Xcel Energy | 85 | 13781 | IOU | 05858351 | 7.616 | Solar |  |  | Interconnected | Trade Secret | Trade | DBL | DBL074 | Residential |  | Trade Secret | 2024 | 2025
20263-228838-01 | Xcel Energy | 85 | 13781 | IOU | OID3833838 | 7.616 | Solar |  |  | Interconnected | Trade Secret | Trade | MST | MST071 | Residential | Solar*Rewards | Trade Secret | 2019 | 2019
20263-228838-01 | Xcel Energy | 85 | 13781 | IOU | 06074577 | 9.994 | Solar |  |  | Interconnected | Trade Secret | Trade | CGR | CGR064 | Residential | Solar*Rewards | Trade Secret | 2025 | 2025
20263-228838-01 | Xcel Energy | 85 | 13781 | IOU | 03133496 | 35 | Solar |  |  | Interconnected | Trade Secret | Trade | ALD | ALD094 | Commercial | Solar*Rewards | Trade Secret | 2011 | 2012
20263-228838-01 |  |  |  |  | 05190070 |  |  |  |  | Active Application | Trade Secret | Trade | ALD | ALD094 | Commercial |  |  | 2022
20263-228838-01 | Xcel Energy | 85 | 13781 | IOU | 03130779 | 4.02 | Solar |  |  | Interconnected | Trade Secret | Trade | ALD | ALD094 | Commercial |  | Trade Secret | 2006 | 2006
20263-228838-01 | Xcel Energy | 85 | 13781 | IOU | OID3073717 | 9.94 | Solar |  |  | Withdrawn | Trade Secret | Trade | RLK | RLK072 | Residential | Solar*Rewards | Trade Secret | 2017
20263-228838-01 | Xcel Energy | 85 | 13781 | IOU | 05434012 | 3.78 | Solar |  |  | Interconnected | Trade Secret | Trade | HOL | HOL071 | Residential | Solar*Rewards | Trade Secret | 2023 | 2023
20263-228838-01 | Xcel Energy | 85 | 13781 | IOU | 04875591 | 10.412 | Solar |  |  | Interconnected | Trade Secret | Trade | RMT | RMT321 | Residential | Solar*Rewards | Trade Secret | 2022 | 2022
20263-228838-01 | Xcel Energy | 85 | 13781 | IOU | 04820838 | 19.99 | Solar |  |  | Withdrawn | Trade Secret | Trade | AFT | AFT314 | Residential | Solar*Rewards | Trade Secret | 2022
20263-228838-01 | Xcel Energy | 85 | 13781 | IOU | 05358289 | 29.982 | Solar |  |  | Interconnected | Trade Secret | Trade | AFT | AFT314 | Residential | Solar*Rewards | Trade Secret | 2023 | 2023
20263-228838-01 | Xcel Energy | 85 | 13781 | IOU | SRO15966 | 40 | Solar |  |  | Withdrawn | Trade Secret | Trade | WCS | WCS071 | Commercial | Solar*Rewards | Trade Secret | 2010
20263-228838-01 | Xcel Energy | 85 | 13781 | IOU | 03130892 | 2000 | Other |  |  | Interconnected | Trade Secret | Trade | WCS | WCS071 | Commercial |  | Trade Secret | 2008 | 2009
20263-228838-01 | Xcel Energy | 85 | 13781 | IOU | OID3667890 | 8.64 | Solar |  |  | Withdrawn | Trade Secret | Trade | MST | MST071 | Residential | Solar*Rewards | Trade Secret | 2018
20263-228838-01 | Xcel Energy | 85 | 13781 | IOU | 03130155 | 7.92 | Solar |  |  | Interconnected | Trade Secret | Trade | MST | MST071 | Residential | Solar*Rewards | Trade Secret | 2019 | 2019
20263-228838-01 | Xcel Energy | 85 | 13781 | IOU | 03134639 | 4.32 | Solar |  |  | Interconnected | Trade Secret | Trade | LEX | LEX075 | Residential | Solar*Rewards | Trade Secret | 2015 | 2016
20263-228838-01 | Xcel Energy | 85 | 13781 | IOU | 03630963 | 16.616 | Solar |  |  | Active Application | Trade Secret | Trade | ALD | ALD076 | Commercial | Solar*Rewards | Trade Secret | 2020
20263-228838-01 | Xcel Energy | 85 | 13781 | IOU | 03130650 | 9.94 | Solar |  |  | Interconnected | Trade Secret | Trade | MTW | MTW021 | Residential | Solar*Rewards | Trade Secret | 2016 | 2017
20263-228838-01 | Xcel Energy | 85 | 13781 | IOU | 06080244 | 4.555 | Solar |  |  | Active Application | Trade Secret | Trade | FRM | FRM071 | Residential |  | Trade Secret | 2025
20263-228838-01 | Xcel Energy | 85 | 13781 | IOU | 06304862 | 5.248 | Solar |  |  | Interconnected | Trade Secret | Trade | SOU | SOU083 | Residential |  | Trade Secret | 2025 | 2025
20263-228838-01 | Xcel Energy | 85 | 13781 | IOU | 05249543 | 9.772 | Solar |  |  | Interconnected | Trade Secret | Trade | SOU | SOU064 | Residential |  | Trade Secret | 2022 | 2023
20263-228838-01 | Xcel Energy | 85 | 13781 | IOU | 03998849 | 3.48 | Solar |  |  | Interconnected | Trade Secret | Trade | AFT | AFT322 | Residential | Solar*Rewards | Trade Secret | 2020 | 2020
20263-228838-01 | Xcel Energy | 85 | 13781 | IOU | 04642531 | 6.96 | Solar |  |  | Interconnected | Trade Secret | Trade | WRR | WRR075 | Residential |  | Trade Secret | 2021 | 2021
20263-228838-01 | Xcel Energy | 85 | 13781 | IOU | 03134243 | 9 | Solar |  |  | Interconnected | Trade Secret | Trade | GVW | GVW031 | Residential | Solar*Rewards | Trade Secret | 2015 | 2015
20263-228838-01 | Xcel Energy | 85 | 13781 | IOU | 04847756 | 9.994 | Solar |  |  | Withdrawn | Trade Secret | Trade | WIL | WIL075 | Residential |  | Trade Secret | 2022
20263-228838-01 | Xcel Energy | 85 | 13781 | IOU | 03134887 | 3.8 | Solar |  |  | Interconnected | Trade Secret | Trade | OAD | OAD073 | Residential | Made in Minnesota | Trade Secret | 2016 | 2017
20263-228838-01 | Xcel Energy | 85 | 13781 | IOU | OID2269320 | 3.8 | Solar |  |  | Withdrawn | Trade Secret | Trade | OAD | OAD073 | Residential | Solar*Rewards | Trade Secret | 2015
20263-228838-01 | Xcel Energy | 85 | 13781 | IOU | 05943185 | 6.073 | Solar |  |  | Interconnected | Trade Secret | Trade | TLK | TLK064 | Residential | Solar*Rewards | Trade Secret | 2024 | 2024
20263-228838-01 | Xcel Energy | 85 | 13781 | IOU | SRO29938 | 5 | Solar |  |  | Withdrawn | Trade Secret | Trade | HWW | HWW073 | Residential | Solar*Rewards | Trade Secret | 2013
20263-228838-01 | Xcel Energy | 85 | 13781 | IOU | 03133916 | 2.5 | Solar |  |  | Interconnected | Trade Secret | Trade | HWW | HWW073 | Residential | Made in Minnesota | Trade Secret | 2014 | 2014
20263-228838-01 | Xcel Energy | 85 | 13781 | IOU | 05846971 | 8.73 | Solar |  |  | Interconnected | Trade Secret | Trade | RAM | RAM071 | Residential | Solar*Rewards | Trade Secret | 2024 | 2024
20263-228838-01 | Xcel Energy | 85 | 13781 | IOU | 04976421 | 4.188 | Solar |  |  | Withdrawn | Trade Secret | Trade | WIL | WIL084 | Residential | Solar*Rewards | Trade Secret | 2022
20263-228838-01 | Xcel Energy | 85 | 13781 | IOU | 04049990 | 6 | Solar |  |  | Active Application | Trade Secret | Trade | DPN | DPN063 | Commercial | Solar*Rewards | Trade Secret | 2020
20263-228838-01 | Xcel Energy | 85 | 13781 | IOU | 06241162 | 7.6 | Solar |  |  | Active Application | Trade Secret | Trade | WAK | WAK321 | Residential |  | Trade Secret | 2025
20263-228838-01 | Xcel Energy | 85 | 13781 | IOU | 03840523 | 9.994 | Solar |  |  | Interconnected | Trade Secret | Trade | SCL | SCL322 | Residential | Solar*Rewards | Trade Secret | 2020 | 2020
20263-228838-01 |  |  |  |  | 03129788 |  | Solar |  |  | Active Application | Trade Secret | Trade | NOF | NOF061 | Commercial |  |  | 2015
20263-228838-01 | Xcel Energy | 85 | 13781 | IOU | 05607948 | 3.19 | Solar |  |  | Interconnected | Trade Secret | Trade | WIL | WIL082 | Residential |  | Trade Secret | 2023 | 2023
20263-228838-01 | Xcel Energy | 85 | 13781 | IOU | 05968112 | 8.799 | Solar |  |  | Active Application | Trade Secret | Trade | MND | MND063 | Residential |  | Trade Secret | 2024
20263-228838-01 | Xcel Energy | 85 | 13781 | IOU | 03130767 | 1280 | Other |  |  | Interconnected | Trade Secret | Trade | OAD | OAD064 | Commercial |  | Trade Secret | 2007 | 2007
20263-228838-01 | Xcel Energy | 85 | 13781 | IOU | SRO19707 | 45 | Solar |  |  | Withdrawn | Trade Secret | Trade | TLK | TLK073 | Commercial | Solar*Rewards | Trade Secret | 2012
20263-228838-01 | Xcel Energy | 85 | 13781 | IOU | 03133769 | 45 | Solar |  |  | Interconnected | Trade Secret | Trade | TLK | TLK073 | Commercial | Solar*Rewards | Trade Secret | 2013 | 2013
20263-228838-01 | Xcel Energy | 85 | 13781 | IOU | 05412948 | 9.772 | Solar |  |  | Interconnected | Trade Secret | Trade | HSN | HSN322 | Residential | Solar*Rewards | Trade Secret | 2023 | 2023
20263-228838-01 | Xcel Energy | 85 | 13781 | IOU | 05367279 | 5.12 | Solar |  |  | Interconnected | Trade Secret | Trade | HUG | HUG311 | Residential | Solar*Rewards | Trade Secret | 2023 | 2025
20263-228838-01 | Xcel Energy | 85 | 13781 | IOU | 04451740 | 8.7 | Solar |  |  | Active Application | Trade Secret | Trade | LOK | LOK062 | Residential | Solar*Rewards | Trade Secret | 2021
20263-228838-01 | Xcel Energy | 85 | 13781 | IOU | 04545354 | 9.28 | Solar |  |  | Interconnected | Trade Secret | Trade | LOK | LOK062 | Residential |  | Trade Secret | 2021 | 2021
20263-228838-01 | Xcel Energy | 85 | 13781 | IOU | 04425298 | 7.54 | Solar |  |  | Interconnected | Trade Secret | Trade | HUG | HUG312 | Residential | Solar*Rewards | Trade Secret | 2021 | 2021
20263-228838-01 | Xcel Energy | 85 | 13781 | IOU | 06046606 | 6.912 | Solar |  |  | Interconnected | Trade Secret | Trade | TLK | TLK067 | Residential | Solar*Rewards | Trade Secret | 2025 | 2025
20263-228838-01 | Xcel Energy | 85 | 13781 | IOU | 04711036 | 4.93 | Solar |  | X | Active Application | Trade Secret | Trade | CHI | CHI311 | Residential |  | Trade Secret | 2021
20263-228838-01 | Xcel Energy | 85 | 13781 | IOU | 05508612 | 5.056 | Solar |  |  | Interconnected | Trade Secret | Trade | AFT | AFT322 | Residential | Solar*Rewards | Trade Secret | 2023 | 2023
20263-228838-01 | Xcel Energy | 85 | 13781 | IOU | 03535705 | 166.6 | Solar |  |  | Interconnected | Trade Secret | Trade | FSL | FSL312 | Commercial |  | Trade Secret | 2020 | 2020
20263-228838-01 | Xcel Energy | 85 | 13781 | IOU | 05149658 | 8.7 | Solar |  |  | Interconnected | Trade Secret | Trade | STY | STY061 | Residential |  | Trade Secret | 2022 | 2022
20263-228838-01 | Xcel Energy | 85 | 13781 | IOU | 04962115 | 4.4 | Solar |  |  | Interconnected | Trade Secret | Trade | WWK | WWK311 | Residential | Solar*Rewards | Trade Secret | 2022 | 2022
20263-228838-01 | Xcel Energy | 85 | 13781 | IOU | 06207837 | 4.188 | Solar |  |  | Interconnected | Trade Secret | Trade | IDA | IDA064 | Residential | Solar*Rewards | Trade Secret | 2025 | 2025
20263-228838-01 | Xcel Energy | 85 | 13781 | IOU | 06192221 | 15.705 | Solar |  |  | Interconnected | Trade Secret | Trade | ECK | ECK082 | Residential |  | Trade Secret | 2025 | 2025
20263-228838-01 | Xcel Energy | 85 | 13781 | IOU | 06156334 | 25 | Solar |  |  | Active Application | Trade Secret | Trade | RIV | RIV063 | Commercial |  | Trade Secret | 2025
20263-228838-01 | Xcel Energy | 85 | 13781 | IOU | 05971778 | 24.8 | Solar |  |  | Withdrawn | Trade Secret | Trade | RIV | RIV063 | Commercial |  | Trade Secret | 2024
20263-228838-01 | Xcel Energy | 85 | 13781 | IOU | 05251963 | 10.15 | Solar |  |  | Interconnected | Trade Secret | Trade | EDA | EDA075 | Residential |  | Trade Secret | 2022 | 2023
20263-228838-01 | Xcel Energy | 85 | 13781 | IOU | 03131812 | 12.5 | Solar |  |  | Interconnected | Trade Secret | Trade | WAS | WAS092 | Residential | Solar*Rewards | Trade Secret | 2017 | 2017
20263-228838-01 | Xcel Energy | 85 | 13781 | IOU | 06022775 | 3.747 | Solar |  |  | Interconnected | Trade Secret | Trade | MDT | MDT077 | Residential |  | Trade Secret | 2024 | 2025
20263-228838-01 | Xcel Energy | 85 | 13781 | IOU | 03504977 | 8.7 | Solar |  |  | Interconnected | Trade Secret | Trade | HUG | HUG321 | Residential | Solar*Rewards | Trade Secret | 2019 | 2020
20263-228838-01 | Xcel Energy | 85 | 13781 | IOU | 04838157 | 6.09 | Solar |  |  | Interconnected | Trade Secret | Trade | APA | APA075 | Residential | Solar*Rewards | Trade Secret | 2022 | 2022
20263-228838-01 | Xcel Energy | 85 | 13781 | IOU | 03134795 | 4.2 | Solar |  |  | Interconnected | Trade Secret | Trade | SLP | SLP092 | Residential | Made in Minnesota | Trade Secret | 2016 | 2016
20263-228838-01 | Xcel Energy | 85 | 13781 | IOU | 03366810 | 3.6 | Solar |  |  | Interconnected | Trade Secret | Trade | OPK | OPK072 | Residential | Solar*Rewards | Trade Secret | 2019 | 2020
20263-228838-01 | Xcel Energy | 85 | 13781 | IOU | OID3874007 | 3.6 | Solar |  |  | Withdrawn | Trade Secret | Trade | OPK | OPK072 | Residential | Solar*Rewards | Trade Secret | 2019
20263-228838-01 | Xcel Energy | 85 | 13781 | IOU | 03134866 | 3 | Solar |  |  | Interconnected | Trade Secret | Trade | UPP | UPP082 | Residential | Made in Minnesota | Trade Secret | 2016 | 2016
20263-228838-01 | Xcel Energy | 85 | 13781 | IOU | 03132643 | 7.616 | Solar |  |  | Interconnected | Trade Secret | Trade | WWK | WWK311 | Residential | Solar*Rewards | Trade Secret | 2018 | 2018
20263-228838-01 | Xcel Energy | 85 | 13781 | IOU | 04595614 | 7.616 | Solar |  |  | Interconnected | Trade Secret | Trade | CGR | CGR071 | Residential |  | Trade Secret | 2021 | 2021
20263-228838-01 | Xcel Energy | 85 | 13781 | IOU | 05975673 | 9.425 | Solar |  |  | Interconnected | Trade Secret | Trade | EDA | EDA075 | Residential | Solar*Rewards | Trade Secret | 2024 | 2024
20263-228838-01 | Xcel Energy | 85 | 13781 | IOU | 05468146 | 7.6 | Solar |  |  | Interconnected | Trade Secret | Trade | KOL | KOL073 | Residential | Solar*Rewards | Trade Secret | 2023 | 2023
20263-228838-01 | Xcel Energy | 85 | 13781 | IOU | 04090228 | 5 | Solar |  |  | Interconnected | Trade Secret | Trade | SAK | SAK321 | Residential | Solar*Rewards | Trade Secret | 2020 | 2021
20263-228838-01 | Xcel Energy | 85 | 13781 | IOU | 05957024 | 5.052 | Solar |  |  | Interconnected | Trade Secret | Trade | IDA | IDA063 | Residential |  | Trade Secret | 2024 | 2025
20263-228838-01 | Xcel Energy | 85 | 13781 | IOU | 03129926 | 12.48 | Solar |  |  | Interconnected | Trade Secret | Trade | RLK | RLK073 | Residential | Solar*Rewards | Trade Secret | 2018 | 2019
20263-228838-01 | Xcel Energy | 85 | 13781 | IOU | 03133716 | 35 | Solar |  |  | Interconnected | Trade Secret | Trade | MDF | MDF021 | Commercial | Solar*Rewards | Trade Secret | 2013 | 2013
20263-228838-01 | Xcel Energy | 85 | 13781 | IOU | OID3542290 | 36 | Solar |  |  | Withdrawn | Trade Secret | Trade | FRA | FRA211 | Commercial | Solar*Rewards | Trade Secret | 2018
20263-228838-01 | Xcel Energy | 85 | 13781 | IOU | 06036957 | 9.772 | Solar |  |  | Interconnected | Trade Secret | Trade | SOU | SOU082 | Residential | Solar*Rewards | Trade Secret | 2024 | 2025
20263-228838-01 | Xcel Energy | 85 | 13781 | IOU | OID2101023 | 7.2 | Solar |  |  | Withdrawn | Trade Secret | Trade | MND | MND071 | Residential | Solar*Rewards | Trade Secret | 2014
20263-228838-01 | Xcel Energy | 85 | 13781 | IOU | 05356805 | 7.329 | Solar |  |  | Interconnected | Trade Secret | Trade | SOU | SOU087 | Residential | Solar*Rewards | Trade Secret | 2023 | 2023
20263-228838-01 | Xcel Energy | 85 | 13781 | IOU | 05819791 | 6.282 | Solar |  |  | Active Application | Trade Secret | Trade | GRC | GRC312 | Residential | Solar*Rewards | Trade Secret | 2024
20263-228838-01 | Xcel Energy | 85 | 13781 | IOU | 06130934 | 10.121 | Solar |  |  | Interconnected | Trade Secret | Trade | SLP | SLP082 | Residential | Solar*Rewards | Trade Secret | 2025 | 2025
20263-228838-01 | Xcel Energy | 85 | 13781 | IOU | 05485174 | 600 | Solar |  |  | Interconnected | Trade Secret | Trade | GSL | GSL341 | Commercial |  | Trade Secret | 2023 | 2025
20263-228838-01 | Xcel Energy | 85 | 13781 | IOU | 05484908 | 960 |  |  |  | Withdrawn | Trade Secret | Trade | GSL | GSL341 | Commercial |  | Trade Secret | 2023
20263-228838-01 | Xcel Energy | 85 | 13781 | IOU | OID2020718 | 17.76 | Solar |  |  | Withdrawn | Trade Secret | Trade | HSN | HSN321 | Commercial | Solar*Rewards | Trade Secret | 2014
20263-228838-01 | Xcel Energy | 85 | 13781 | IOU | 05208205 | 6.96 | Solar |  |  | Interconnected | Trade Secret | Trade | SOU | SOU075 | Residential |  | Trade Secret | 2022 | 2022
20263-228838-01 | Xcel Energy | 85 | 13781 | IOU | SRO29855 | 45 | Solar |  |  | Withdrawn | Trade Secret | Trade | SDX | SDX312 | Commercial | Solar*Rewards | Trade Secret | 2013
20263-228838-01 | Xcel Energy | 85 | 13781 | IOU | 06228843 | 2.323 | Solar |  |  | Active Application | Trade Secret | Trade | APA | APA072 | Residential |  | Trade Secret | 2025
20263-228838-01 | Xcel Energy | 85 | 13781 | IOU | 05994367 | 11.5 | Solar |  | X | Active Application | Trade Secret | Trade | SOU | SOU064 | Residential |  | Trade Secret | 2024
20263-228838-01 | Xcel Energy | 85 | 13781 | IOU | 06232416 | 3.484 | Solar |  |  | Active Application | Trade Secret | Trade | DBL | DBL074 | Residential |  | Trade Secret | 2025
20263-228838-01 | Xcel Energy | 85 | 13781 | IOU | 03130524 | 4.32 | Solar |  |  | Interconnected | Trade Secret | Trade | RPO | RPO311 | Residential | Solar*Rewards | Trade Secret | 2018 | 2019
20263-228838-01 | Xcel Energy | 85 | 13781 | IOU | 06210010 | 7.329 | Solar |  |  | Interconnected | Trade Secret | Trade | EDA | EDA071 | Residential | Solar*Rewards | Trade Secret | 2025 | 2025
20263-228838-01 | Xcel Energy | 85 | 13781 | IOU | 05815001 | 11.152 | Solar |  |  | Withdrawn | Trade Secret | Trade | LEX | LEX332 | Residential | Solar*Rewards | Trade Secret | 2024
20263-228838-01 | Xcel Energy | 85 | 13781 | IOU | 05821167 | 11.152 | Solar |  |  | Interconnected | Trade Secret | Trade | LEX | LEX332 | Residential |  | Trade Secret | 2024 | 2024
20263-228838-01 | Xcel Energy | 85 | 13781 | IOU | 04877106 | 4.35 | Solar |  |  | Interconnected | Trade Secret | Trade | TWL | TWL062 | Residential | Solar*Rewards | Trade Secret | 2022 | 2022
20263-228838-01 | Xcel Energy | 85 | 13781 | IOU | OID3284573 | 19.999 | Solar |  |  | Withdrawn | Trade Secret | Trade | MDT | MDT074 | Commercial | Solar*Rewards | Trade Secret | 2018
20263-228838-01 | Xcel Energy | 85 | 13781 | IOU | OID2537088 | 30.03 | Solar |  |  | Withdrawn | Trade Secret | Trade | SMT | SMT063 | Commercial | Solar*Rewards | Trade Secret | 2016
20263-228838-01 | Xcel Energy | 85 | 13781 | IOU | OID2987858 | 17.565 | Solar |  |  | Withdrawn | Trade Secret | Trade | SMT | SMT063 | Commercial | Solar*Rewards | Trade Secret | 2017
20263-228838-01 | Xcel Energy | 85 | 13781 | IOU | 05713714 | 5.12 | Solar |  |  | Interconnected | Trade Secret | Trade | MDT | MDT074 | Residential | Solar*Rewards | Trade Secret | 2024 | 2025
20263-228838-01 | Xcel Energy | 85 | 13781 | IOU | 04998677 | 5.235 | Solar |  |  | Withdrawn | Trade Secret | Trade | MDT | MDT074 | Residential | Solar*Rewards | Trade Secret | 2022
20263-228838-01 | Xcel Energy | 85 | 13781 | IOU | 03130834 | 1.8 | Wind |  |  | Interconnected | Trade Secret | Trade | WIN | WIN043 | Residential |  | Trade Secret | 2007 | 2007
20263-228838-01 | Xcel Energy | 85 | 13781 | IOU | 03130666 | 5 | Solar |  |  | Interconnected | Trade Secret | Trade | HOL | HOL061 | Residential | Made in Minnesota | Trade Secret | 2016 | 2017
20263-228838-01 | Xcel Energy | 85 | 13781 | IOU | OID2939224 | 9.94 | Solar |  |  | Withdrawn | Trade Secret | Trade | LEX | LEX071 | Residential | Solar*Rewards | Trade Secret | 2017
20263-228838-01 | Xcel Energy | 85 | 13781 | IOU | 06013672 | 6.453 | Solar |  |  | Active Application | Trade Secret | Trade | WCR | WCR322 | Residential |  | Trade Secret | 2024
20263-228838-01 | Xcel Energy | 85 | 13781 | IOU | 03133444 | 8 | Solar |  |  | Interconnected | Trade Secret | Trade | OPK | OPK073 | Residential | Solar*Rewards | Trade Secret | 2011 | 2011
20263-228838-01 | Xcel Energy | 85 | 13781 | IOU | 06017957 | 33 | Storage |  |  | Interconnected | Trade Secret | Trade | OPK | OPK073 | Residential |  | Trade Secret | 2024 | 2025
20263-228838-01 | Xcel Energy | 85 | 13781 | IOU | OID2632727 | 3 | Solar |  |  | Withdrawn | Trade Secret | Trade | SOU | SOU064 | Residential | Solar*Rewards | Trade Secret | 2016
20263-228838-01 | Xcel Energy | 85 | 13781 | IOU | 03135118 | 3 | Solar |  |  | Interconnected | Trade Secret | Trade | SOU | SOU064 | Residential | Solar*Rewards | Trade Secret | 2016 | 2017
20263-228838-01 | Xcel Energy | 85 | 13781 | IOU | 06018509 | 14.5 | Storage |  |  | Interconnected | Trade Secret | Trade | SOU | SOU064 | Residential |  | Trade Secret | 2024 | 2025
20263-228838-01 | Xcel Energy | 85 | 13781 | IOU | 05991949 | 5.052 | Solar |  |  | Interconnected | Trade Secret | Trade | OAD | OAD071 | Residential |  | Trade Secret | 2024 | 2025
20263-228838-01 | Xcel Energy | 85 | 13781 | IOU | 04087511 | 9.9 | Solar |  |  | Interconnected | Trade Secret | Trade | RPO | RPO312 | Residential |  | Trade Secret | 2020 | 2021
20263-228838-01 | Xcel Energy | 85 | 13781 | IOU | SRO29617 | 45 | Solar |  |  | Withdrawn | Trade Secret | Trade | SOU | SOU088 | Commercial | Solar*Rewards | Trade Secret | 2013
20263-228838-01 | Xcel Energy | 85 | 13781 | IOU | 04596157 | 43.2 | Solar |  |  | Interconnected | Trade Secret | Trade | SOU | SOU088 | Commercial |  | Trade Secret | 2021 | 2021
20263-228838-01 | Xcel Energy | 85 | 13781 | IOU | 03731103 | 4.188 | Solar |  |  | Interconnected | Trade Secret | Trade | SOU | SOU077 | Residential | Solar*Rewards | Trade Secret | 2020 | 2020
20263-228838-01 | Xcel Energy | 85 | 13781 | IOU | 03989355 | 8.376 | Solar |  |  | Interconnected | Trade Secret | Trade | REW | REW023 | Residential | Solar*Rewards | Trade Secret | 2020 | 2020
20263-228838-01 | Xcel Energy | 85 | 13781 | IOU | 05820688 | 2.277 | Solar |  |  | Active Application | Trade Secret | Trade | SCL | SCL313 | Residential | Solar*Rewards | Trade Secret | 2024
20263-228838-01 | Xcel Energy | 85 | 13781 | IOU | 03504940 | 2.32 | Solar |  |  | Interconnected | Trade Secret | Trade | HWW | HWW074 | Residential | Solar*Rewards | Trade Secret | 2019 | 2020
20263-228838-01 | Xcel Energy | 85 | 13781 | IOU | 05761034 | 4.992 | Solar |  |  | Interconnected | Trade Secret | Trade | MOL | MOL067 | Residential | Solar*Rewards | Trade Secret | 2024 | 2024
20263-228838-01 | Xcel Energy | 85 | 13781 | IOU | 03130371 | 3 | Solar |  |  | Interconnected | Trade Secret | Trade | TWL | TWL076 | Residential |  | Trade Secret | 2017 | 2017
20263-228838-01 | Xcel Energy | 85 | 13781 | IOU | 04407671 | 6.576 | Solar |  |  | Withdrawn | Trade Secret | Trade | CGR | CGR072 | Residential | Solar*Rewards | Trade Secret | 2021
20263-228838-01 | Xcel Energy | 85 | 13781 | IOU | 06275208 | 7.329 | Solar |  |  | Active Application | Trade Secret | Trade | MPK | MPK074 | Residential |  | Trade Secret | 2025
20263-228838-01 | Xcel Energy | 85 | 13781 | IOU | 04058716 | 5.28 | Solar |  |  | Interconnected | Trade Secret | Trade | BCR | BCR061 | Residential | Solar*Rewards | Trade Secret | 2020 | 2021
20263-228838-01 | Xcel Energy | 85 | 13781 | IOU | 06212279 | 4.886 | Solar |  |  | Interconnected | Trade Secret | Trade | TLK | TLK067 | Residential |  | Trade Secret | 2025 | 2025
20263-228838-01 | Xcel Energy | 85 | 13781 | IOU | 04784790 | 6 | Solar |  |  | Interconnected | Trade Secret | Trade | RLK | RLK069 | Residential |  | Trade Secret | 2022 | 2022
20263-228838-01 | Xcel Energy | 85 | 13781 | IOU | 03134512 | 10.01 | Solar |  |  | Interconnected | Trade Secret | Trade | GFD | GFD022 | Residential | Solar*Rewards | Trade Secret | 2015 | 2015
20263-228838-01 | Xcel Energy | 85 | 13781 | IOU | 04523075 | 4.35 |  |  |  | Active Application | Trade Secret | Trade | TWL | TWL078 | Residential |  | Trade Secret | 2021
20263-228838-01 | Xcel Energy | 85 | 13781 | IOU | 04559204 | 8.962 | Solar |  |  | Interconnected | Trade Secret | Trade | TWL | TWL078 | Residential |  | Trade Secret | 2021 | 2021
20263-228838-01 |  |  |  |  | 05796651 |  | Solar |  |  | Active Application | Trade Secret | Trade | SOU | SOU065 | Residential | Solar*Rewards |  | 2024
20263-228838-01 | Xcel Energy | 85 | 13781 | IOU | 05898796 | 8.419 | Solar |  |  | Interconnected | Trade Secret | Trade | SOU | SOU065 | Residential | Solar*Rewards | Trade Secret | 2024 | 2024
20263-228838-01 | Xcel Energy | 85 | 13781 | IOU | 05946880 | 8.709 | Solar |  |  | Active Application | Trade Secret | Trade | SOU | SOU065 | Residential | Solar*Rewards | Trade Secret | 2024
20263-228838-01 | Xcel Energy | 85 | 13781 | IOU | 03130572 | 3.8 | Solar |  |  | Interconnected | Trade Secret | Trade | MPK | MPK074 | Residential | Made in Minnesota | Trade Secret | 2016 | 2016
20263-228838-01 | Xcel Energy | 85 | 13781 | IOU | 05835891 | 6.528 | Solar |  |  | Interconnected | Trade Secret | Trade | WCR | WCR322 | Residential |  | Trade Secret | 2024 | 2024
20263-228838-01 | Xcel Energy | 85 | 13781 | IOU | 03353252 | 9.994 | Solar |  |  | Interconnected | Trade Secret | Trade | RAM | RAM073 | Residential | Solar*Rewards | Trade Secret | 2019 | 2020
20263-228838-01 | Xcel Energy | 85 | 13781 | IOU | 03134563 | 6.72 | Solar |  |  | Interconnected | Trade Secret | Trade | RIV | RIV061 | Commercial | Made in Minnesota | Trade Secret | 2015 | 2016
20263-228838-01 |  |  |  |  | OID2338100 |  | Solar |  |  | Withdrawn | Trade Secret | Trade | RIV | RIV061 | Commercial | Made in Minnesota |  | 2015
20263-228838-01 | Xcel Energy | 85 | 13781 | IOU | 05851059 | 3.747 | Solar |  |  | Active Application | Trade Secret | Trade | OAD | OAD061 | Residential |  | Trade Secret | 2024
20263-228838-01 | Xcel Energy | 85 | 13781 | IOU | 04007972 | 7.616 | Solar |  |  | Interconnected | Trade Secret | Trade | PAT | PAT312 | Residential | Solar*Rewards | Trade Secret | 2020 | 2021
20263-228838-01 | Xcel Energy | 85 | 13781 | IOU | 06168326 | 12.672 | Solar |  |  | Active Application | Trade Secret | Trade | WIN | WIN023 | Residential | Solar*Rewards | Trade Secret | 2025
20263-228838-01 | Xcel Energy | 85 | 13781 | IOU | 05159340 | 10.88 | Solar |  |  | Interconnected | Trade Secret | Trade | WCR | WCR322 | Residential |  | Trade Secret | 2022 | 2023
20263-228838-01 | Xcel Energy | 85 | 13781 | IOU | 03132250 | 3.747 | Solar |  |  | Interconnected | Trade Secret | Trade | WCR | WCR062 | Residential | Solar*Rewards | Trade Secret | 2018 | 2018
20263-228838-01 | Xcel Energy | 85 | 13781 | IOU | 06233002 | 8.064 | Solar |  |  | Active Application | Trade Secret | Trade | DBL | DBL073 | Residential |  | Trade Secret | 2025
20263-228838-01 | Xcel Energy | 85 | 13781 | IOU | 05649149 | 2.275 | Solar |  |  | Withdrawn | Trade Secret | Trade | RIV | RIV063 | Residential | Solar*Rewards | Trade Secret | 2023
20263-228838-01 | Xcel Energy | 85 | 13781 | IOU | 05745313 | 2.275 | Solar |  |  | Withdrawn | Trade Secret | Trade | RIV | RIV063 | Residential | Solar*Rewards | Trade Secret | 2024
20263-228838-01 | Xcel Energy | 85 | 13781 | IOU | 04570395 | 5.22 | Solar |  |  | Interconnected | Trade Secret | Trade | ALD | ALD095 | Residential |  | Trade Secret | 2021 | 2021
20263-228838-01 | Xcel Energy | 85 | 13781 | IOU | 04068088 | 30 | Solar |  |  | Active Application | Trade Secret | Trade | AHI | AHI024 | Commercial | Solar*Rewards | Trade Secret | 2020
20263-228838-01 | Xcel Energy | 85 | 13781 | IOU | 04067982 | 30 | Solar |  |  | Active Application | Trade Secret | Trade | AHI | AHI024 | Commercial | Solar*Rewards | Trade Secret | 2020
20263-228838-01 | Xcel Energy | 85 | 13781 | IOU | 06195894 | 11.5 | Solar |  | X | Interconnected | Trade Secret | Trade | RLK | RLK069 | Residential | Solar*Rewards | Trade Secret | 2025 | 2026
20263-228838-01 | Xcel Energy | 85 | 13781 | IOU | 06137857 | 7.296 | Solar |  |  | Interconnected | Trade Secret | Trade | SLP | SLP073 | Residential | Solar*Rewards | Trade Secret | 2025 | 2025
20263-228838-01 | Xcel Energy | 85 | 13781 | IOU | 03130167 | 11.41 | Solar |  |  | Interconnected | Trade Secret | Trade | VKG | VKG072 | Residential | Solar*Rewards | Trade Secret | 2019 | 2020
20263-228838-01 | Xcel Energy | 85 | 13781 | IOU | OID3623145 | 11.41 | Solar |  |  | Withdrawn | Trade Secret | Trade | VKG | VKG072 | Residential | Solar*Rewards | Trade Secret | 2018
20263-228838-01 |  |  |  |  | OID3759249 |  | Solar |  |  | Withdrawn | Trade Secret | Trade | LAC | LAC063 | Residential | Solar*Rewards |  | 2019
20263-228838-01 | Xcel Energy | 85 | 13781 | IOU | 03132395 | 0.003 | Solar |  |  | Interconnected | Trade Secret | Trade | SOU | SOU087 | Residential | Solar*Rewards | Trade Secret | 2018 | 2018
20263-228838-01 | Xcel Energy | 85 | 13781 | IOU | 04794251 | 12.564 | Solar |  |  | Withdrawn | Trade Secret | Trade | ZUM | ZUM021 | Residential | Solar*Rewards | Trade Secret | 2022
20263-228838-01 | Xcel Energy | 85 | 13781 | IOU | 05401046 | 3.19 | Solar |  |  | Interconnected | Trade Secret | Trade | APA | APA068 | Residential |  | Trade Secret | 2023 | 2023
20263-228838-01 | Xcel Energy | 85 | 13781 | IOU | 03692793 | 10.395 | Solar |  |  | Interconnected | Trade Secret | Trade | APA | APA068 | Residential | Solar*Rewards | Trade Secret | 2020 | 2020
20263-228838-01 | Xcel Energy | 85 | 13781 | IOU | 05366614 | 3.78 | Solar |  |  | Interconnected | Trade Secret | Trade | GNL | GNL071 | Residential |  | Trade Secret | 2023 | 2023
20263-228838-01 | Xcel Energy | 85 | 13781 | IOU | 03132674 | 4.8 | Solar |  |  | Interconnected | Trade Secret | Trade | OAD | OAD072 | Residential | Solar*Rewards | Trade Secret | 2018 | 2018
20263-228838-01 | Xcel Energy | 85 | 13781 | IOU | OID4025590 | 5 | Solar |  |  | Withdrawn | Trade Secret | Trade | SOU | SOU061 | Residential | Solar*Rewards | Trade Secret | 2019
20263-228838-01 | Xcel Energy | 85 | 13781 | IOU | 03509528 | 5 | Solar |  |  | Interconnected | Trade Secret | Trade | SOU | SOU061 | Residential | Solar*Rewards | Trade Secret | 2019 | 2020
20263-228838-01 | Xcel Energy | 85 | 13781 | IOU | 03134763 | 3.24 | Solar |  |  | Interconnected | Trade Secret | Trade | EDA | EDA061 | Residential | Solar*Rewards | Trade Secret | 2016 | 2016
20263-228838-01 | Xcel Energy | 85 | 13781 | IOU | 03905098 | 5 | Solar |  |  | Interconnected | Trade Secret | Trade | MEL | MEL073 | Residential | Solar*Rewards | Trade Secret | 2020 | 2021
20263-228838-01 | Xcel Energy | 85 | 13781 | IOU | 03181684 | 11.39 | Solar |  |  | Interconnected | Trade Secret | Trade | MEL | MEL078 | Residential | Solar*Rewards | Trade Secret | 2019 | 2019
20263-228838-01 |  |  |  |  | OID3722154 |  | Solar |  |  | Withdrawn | Trade Secret | Trade | MEL | MEL078 | Residential | Solar*Rewards |  | 2019
20263-228838-01 | Xcel Energy | 85 | 13781 | IOU | 03130506 | 6 | Solar |  |  | Interconnected | Trade Secret | Trade | WCR | WCR322 | Residential | Solar*Rewards | Trade Secret | 2018 | 2019
20263-228838-01 | Xcel Energy | 85 | 13781 | IOU | 03671547 | 4.64 | Solar |  |  | Interconnected | Trade Secret | Trade | SCL | SCL311 | Residential | Solar*Rewards | Trade Secret | 2020 | 2020
20263-228838-01 | Xcel Energy | 85 | 13781 | IOU | 05357023 | 9.772 | Solar |  |  | Interconnected | Trade Secret | Trade | WYO | WYO021 | Residential | Solar*Rewards | Trade Secret | 2023 | 2023
20263-228838-01 | Xcel Energy | 85 | 13781 | IOU | 05449768 | 13.612 | Storage |  |  | Interconnected | Trade Secret | Trade | WYO | WYO021 | Residential |  | Trade Secret | 2023 | 2023
20263-228838-01 | Xcel Energy | 85 | 13781 | IOU | 05742804 | 6.144 | Solar |  |  | Active Application | Trade Secret | Trade | ALD | ALD083 | Residential |  | Trade Secret | 2024
20263-228838-01 | Xcel Energy | 85 | 13781 | IOU | 05661305 | 3.936 | Solar |  |  | Interconnected | Trade Secret | Trade | WDY | WDY311 | Residential |  | Trade Secret | 2023 | 2024
20263-228838-01 | Xcel Energy | 85 | 13781 | IOU | OID3410035 | 15.25 | Solar |  |  | Withdrawn | Trade Secret | Trade | SOU | SOU072 | Commercial | Solar*Rewards | Trade Secret | 2018
20263-228838-01 | Xcel Energy | 85 | 13781 | IOU | 03130075 | 4.8 | Solar |  |  | Interconnected | Trade Secret | Trade | OSS | OSS071 | Residential | Solar*Rewards | Trade Secret | 2018 | 2019
20263-228838-01 | Xcel Energy | 85 | 13781 | IOU | 04295523 | 7.616 | Solar |  |  | Interconnected | Trade Secret | Trade | ALK | ALK063 | Residential | Solar*Rewards | Trade Secret | 2021 | 2021
20263-228838-01 | Xcel Energy | 85 | 13781 | IOU | 03773006 | 7.54 | Solar |  |  | Interconnected | Trade Secret | Trade | AFT | AFT314 | Residential | Solar*Rewards | Trade Secret | 2020 | 2020
20263-228838-01 |  |  |  |  | 06294353 |  | Storage |  |  | Active Application | Trade Secret | Trade | GNL | GNL071 | Residential |  |  | 2025
20263-228838-01 | Xcel Energy | 85 | 13781 | IOU | 04805349 | 9.28 | Solar |  |  | Interconnected | Trade Secret | Trade | GNL | GNL071 | Residential |  | Trade Secret | 2022 | 2022
20263-228838-01 | Xcel Energy | 85 | 13781 | IOU | 05449655 | 5.12 | Solar |  |  | Interconnected | Trade Secret | Trade | HAS | HAS033 | Residential | Solar*Rewards | Trade Secret | 2023 | 2023
20263-228838-01 | Xcel Energy | 85 | 13781 | IOU | 04958899 | 3.747 | Solar |  |  | Interconnected | Trade Secret | Trade | SOU | SOU060 | Residential |  | Trade Secret | 2022 | 2023
20263-228838-01 | Xcel Energy | 85 | 13781 | IOU | 05678650 | 4.592 | Solar |  |  | Interconnected | Trade Secret | Trade | AFT | AFT321 | Residential |  | Trade Secret | 2024 | 2024
20263-228838-01 | Xcel Energy | 85 | 13781 | IOU | 05835345 | 7.7 | Solar |  |  | Interconnected | Trade Secret | Trade | WCR | WCR311 | Residential |  | Trade Secret | 2024 | 2024
20263-228838-01 | Xcel Energy | 85 | 13781 | IOU | 04793827 | 8.99 | Solar |  |  | Interconnected | Trade Secret | Trade | RLK | RLK072 | Residential | Solar*Rewards | Trade Secret | 2022 | 2022
20263-228838-01 | Xcel Energy | 85 | 13781 | IOU | 05849853 | 11.52 | Solar |  |  | Interconnected | Trade Secret | Trade | OSS | OSS073 | Residential |  | Trade Secret | 2024 | 2025
20263-228838-01 | Xcel Energy | 85 | 13781 | IOU | 04897546 | 6 | Solar |  |  | Interconnected | Trade Secret | Trade | MPK | MPK087 | Residential | Solar*Rewards | Trade Secret | 2022 | 2022
20263-228838-01 | Xcel Energy | 85 | 13781 | IOU | 03166723 | 6 | Solar |  |  | Interconnected | Trade Secret | Trade | SOU | SOU064 | Residential | Solar*Rewards | Trade Secret | 2019 | 2019
20263-228838-01 | Xcel Energy | 85 | 13781 | IOU | 03969876 | 8.12 | Solar |  |  | Interconnected | Trade Secret | Trade | WIL | WIL061 | Residential | Solar*Rewards | Trade Secret | 2020 | 2020
20263-228838-01 | Xcel Energy | 85 | 13781 | IOU | 05408291 | 7.8 | Solar |  |  | Interconnected | Trade Secret | Trade | RAM | RAM062 | Residential |  | Trade Secret | 2023 | 2023
20263-228838-01 | Xcel Energy | 85 | 13781 | IOU | 05414912 | 4.64 | Solar |  |  | Withdrawn | Trade Secret | Trade | LOK | LOK062 | Residential |  | Trade Secret | 2023
20263-228838-01 | Xcel Energy | 85 | 13781 | IOU | 05646452 | 12.6 | Solar |  |  | Interconnected | Trade Secret | Trade | EDA | EDA067 | Residential |  | Trade Secret | 2023 | 2024
20263-228838-01 | Xcel Energy | 85 | 13781 | IOU | 03133513 | 5.88 | Solar |  |  | Interconnected | Trade Secret | Trade | SLP | SLP084 | Residential | Solar*Rewards | Trade Secret | 2011 | 2011
20263-228838-01 | Xcel Energy | 85 | 13781 | IOU | 05115638 | 8.99 | Solar |  |  | Active Application | Trade Secret | Trade | GSL | GSL341 | Residential |  | Trade Secret | 2022
20263-228838-01 | Xcel Energy | 85 | 13781 | IOU | 04811567 | 7.124 | Solar |  |  | Interconnected | Trade Secret | Trade | WCR | WCR322 | Residential | Solar*Rewards | Trade Secret | 2022 | 2022
20263-228838-01 | Xcel Energy | 85 | 13781 | IOU | 04205745 | 7.25 | Solar |  |  | Withdrawn | Trade Secret | Trade | BCR | BCR082 | Residential | Solar*Rewards | Trade Secret | 2020
20263-228838-01 | Xcel Energy | 85 | 13781 | IOU | 05266106 | 7.678 | Solar |  |  | Active Application | Trade Secret | Trade | BCR | BCR082 | Residential |  | Trade Secret | 2022
20263-228838-01 | Xcel Energy | 85 | 13781 | IOU | 05759078 | 20.242 | Solar |  |  | Interconnected | Trade Secret | Trade | BCR | BCR082 | Residential | Solar*Rewards | Trade Secret | 2024 | 2024
20263-228838-01 | Xcel Energy | 85 | 13781 | IOU | 06081751 | 7.04 | Solar |  |  | Interconnected | Trade Secret | Trade | WIL | WIL071 | Residential | Solar*Rewards | Trade Secret | 2025 | 2025
20263-228838-01 | Xcel Energy | 85 | 13781 | IOU | 05002652 | 3.747 | Solar |  |  | Active Application | Trade Secret | Trade | SHP | SHP072 | Residential |  | Trade Secret | 2022
20263-228838-01 | Xcel Energy | 85 | 13781 | IOU | 03133973 | 3.8 | Solar |  |  | Interconnected | Trade Secret | Trade | DBL | DBL060 | Commercial | Solar*Rewards | Trade Secret | 2014 | 2016
20263-228838-01 | Xcel Energy | 85 | 13781 | IOU | SRO29748 | 2.58 | Solar |  |  | Withdrawn | Trade Secret | Trade | DBL | DBL060 | Commercial | Solar*Rewards | Trade Secret | 2013
20263-228838-01 | Xcel Energy | 85 | 13781 | IOU | 04793532 | 6.282 | Solar |  |  | Active Application | Trade Secret | Trade | MPK | MPK085 | Residential | Solar*Rewards | Trade Secret | 2022
20263-228838-01 | Xcel Energy | 85 | 13781 | IOU | 03131223 | 396 | Solar |  |  | Interconnected | Trade Secret | Trade | WYO | WYO032 | Commercial |  | Trade Secret | 2015 | 2016
20263-228838-01 | Xcel Energy | 85 | 13781 | IOU | OID2267263 | 7.92 | Solar |  |  | Withdrawn | Trade Secret | Trade | DPN | DPN071 | Residential | Solar*Rewards | Trade Secret | 2015
20263-228838-01 | Xcel Energy | 85 | 13781 | IOU | 03134755 | 8.64 | Solar |  |  | Interconnected | Trade Secret | Trade | DPN | DPN071 | Residential | Made in Minnesota | Trade Secret | 2016 | 2016
20263-228838-01 | Xcel Energy | 85 | 13781 | IOU | 06322204 | 6.282 | Solar |  |  | Active Application | Trade Secret | Trade | UPP | UPP082 | Residential | Solar*Rewards | Trade Secret | 2026
20263-228838-01 | Xcel Energy | 85 | 13781 | IOU | 06133011 | 4.175 | Solar |  |  | Withdrawn | Trade Secret | Trade | HSN | HSN311 | Residential |  | Trade Secret | 2025
20263-228838-01 | Xcel Energy | 85 | 13781 | IOU | 05031839 | 7.329 | Solar |  |  | Interconnected | Trade Secret | Trade | HSN | HSN311 | Residential |  | Trade Secret | 2022 | 2022
20263-228838-01 | Xcel Energy | 85 | 13781 | IOU | 05117831 | 8.12 | Solar |  |  | Interconnected | Trade Secret | Trade | GNL | GNL072 | Residential |  | Trade Secret | 2022 | 2023
20263-228838-01 | Xcel Energy | 85 | 13781 | IOU | 05226328 | 5.584 | Solar |  |  | Interconnected | Trade Secret | Trade | ALK | ALK063 | Residential |  | Trade Secret | 2022 | 2022
20263-228838-01 | Xcel Energy | 85 | 13781 | IOU | OID3596120 | 10.44 | Solar |  |  | Withdrawn | Trade Secret | Trade | MTV | MTV021 | Commercial | Solar*Rewards | Trade Secret | 2018
20263-228838-01 | Xcel Energy | 85 | 13781 | IOU | 05539576 | 18.048 | Solar |  |  | Withdrawn | Trade Secret | Trade | MTW | MTW021 | Residential |  | Trade Secret | 2023
20263-228838-01 | Xcel Energy | 85 | 13781 | IOU | 04611409 | 6.38 | Solar |  |  | Interconnected | Trade Secret | Trade | TWL | TWL067 | Residential |  | Trade Secret | 2021 | 2021
20263-228838-01 | Xcel Energy | 85 | 13781 | IOU | 04794120 | 4.06 | Solar |  |  | Interconnected | Trade Secret | Trade | UPP | UPP086 | Commercial | Solar*Rewards | Trade Secret | 2022 | 2022
20263-228838-01 | Xcel Energy | 85 | 13781 | IOU | 03130567 | 6 | Solar |  |  | Interconnected | Trade Secret | Trade | SLP | SLP074 | Residential | Solar*Rewards | Trade Secret | 2016 | 2017
20263-228838-01 | Xcel Energy | 85 | 13781 | IOU | 05524114 | 5.052 | Solar |  |  | Withdrawn | Trade Secret | Trade | ALD | ALD085 | Residential | Solar*Rewards | Trade Secret | 2023
20263-228838-01 | Xcel Energy | 85 | 13781 | IOU | 05527788 | 5.052 | Solar |  |  | Interconnected | Trade Secret | Trade | ALD | ALD085 | Residential | Solar*Rewards | Trade Secret | 2023 | 2023
20263-228838-01 | Xcel Energy | 85 | 13781 | IOU | 05811830 | 2.613 | Solar |  |  | Interconnected | Trade Secret | Trade | WCR | WCR322 | Residential |  | Trade Secret | 2024 | 2024
20263-228838-01 | Xcel Energy | 85 | 13781 | IOU | 04120698 | 7.616 | Solar |  |  | Withdrawn | Trade Secret | Trade | HWW | HWW062 | Residential |  | Trade Secret | 2022
20263-228838-01 | Xcel Energy | 85 | 13781 | IOU | 06241808 | 2.323 | Solar |  |  | Interconnected | Trade Secret | Trade | KOL | KOL071 | Residential |  | Trade Secret | 2025 | 2025
20263-228838-01 | Xcel Energy | 85 | 13781 | IOU | 03135094 | 6 | Solar |  |  | Interconnected | Trade Secret | Trade | SCA | SCA021 | Residential | Made in Minnesota | Trade Secret | 2016 | 2016
20263-228838-01 | Xcel Energy | 85 | 13781 | IOU | 06216461 | 4.592 | Solar |  |  | Interconnected | Trade Secret | Trade | STY | STY062 | Residential |  | Trade Secret | 2025 | 2025
20263-228838-01 | Xcel Energy | 85 | 13781 | IOU | 05377848 | 13.34 | Solar |  |  | Active Application | Trade Secret | Trade | CGR | CGR064 | Residential |  | Trade Secret | 2023
20263-228838-01 | Xcel Energy | 85 | 13781 | IOU | 06029658 | 5.052 | Solar |  |  | Active Application | Trade Secret | Trade | AFT | AFT322 | Residential |  | Trade Secret | 2024
20263-228838-01 | Xcel Energy | 85 | 13781 | IOU | 06164267 | 11.5 | Solar |  | X | Interconnected | Trade Secret | Trade | EDA | EDA071 | Residential | Solar*Rewards | Trade Secret | 2025 | 2025
20263-228838-01 | Xcel Energy | 85 | 13781 | IOU | 06321977 | 2.9 | Solar |  |  | Active Application | Trade Secret | Trade | SOU | SOU086 | Residential | Solar*Rewards | Trade Secret | 2026
20263-228838-01 | Xcel Energy | 85 | 13781 | IOU | 05467135 | 10.24 | Solar |  |  | Withdrawn | Trade Secret | Trade | FAB | FAB063 | Residential | Solar*Rewards | Trade Secret | 2023
20263-228838-01 | Xcel Energy | 85 | 13781 | IOU | 05394583 | 11.05 | Solar |  |  | Interconnected | Trade Secret | Trade | HUG | HUG321 | Residential | Solar*Rewards | Trade Secret | 2023 | 2023
20263-228838-01 | Xcel Energy | 85 | 13781 | IOU | 05999832 | 9.184 | Solar |  |  | Interconnected | Trade Secret | Trade | GSL | GSL064 | Residential | Solar*Rewards | Trade Secret | 2025 | 2025
20263-228838-01 | Xcel Energy | 85 | 13781 | IOU | 03134402 | 3.8 | Solar |  |  | Interconnected | Trade Secret | Trade | NOF | NOF073 | Commercial | Made in Minnesota | Trade Secret | 2015 | 2015
20263-228838-01 | Xcel Energy | 85 | 13781 | IOU | 05555730 | 27.3 | Solar |  |  | Interconnected | Trade Secret | Trade | TLK | TLK077 | Commercial |  | Trade Secret | 2023 | 2024
20263-228838-01 | Xcel Energy | 85 | 13781 | IOU | 05506612 | 4.64 | Solar |  |  | Interconnected | Trade Secret | Trade | HSN | HSN321 | Residential |  | Trade Secret | 2023 | 2023
20263-228838-01 | Xcel Energy | 85 | 13781 | IOU | 04275947 | 3.747 | Solar |  |  | Interconnected | Trade Secret | Trade | MPK | MPK083 | Residential |  | Trade Secret | 2021 | 2021
20263-228838-01 | Xcel Energy | 85 | 13781 | IOU | 05718168 | 9.94 | Solar |  |  | Interconnected | Trade Secret | Trade | MPK | MPK083 | Residential |  | Trade Secret | 2024 | 2024
20263-228838-01 | Xcel Energy | 85 | 13781 | IOU | 04526156 | 6.09 | Solar |  |  | Interconnected | Trade Secret | Trade | AFT | AFT321 | Residential |  | Trade Secret | 2021 | 2021
20263-228838-01 |  |  |  |  | OID2969033 |  | Solar |  |  | Withdrawn | Trade Secret | Trade | MPK | MPK087 | Residential | Solar*Rewards |  | 2017
20263-228838-01 |  |  |  |  | OID2969037 |  | Solar |  |  | Withdrawn | Trade Secret | Trade | MPK | MPK087 | Residential | Solar*Rewards |  | 2017
20263-228838-01 | Xcel Energy | 85 | 13781 | IOU | SRO29896 | 25 | Solar |  |  | Withdrawn | Trade Secret | Trade | ALD | ALD098 | Commercial | Solar*Rewards | Trade Secret | 2013
20263-228838-01 | Xcel Energy | 85 | 13781 | IOU | OID3083556 | 18 | Solar |  |  | Withdrawn | Trade Secret | Trade | KIM | KIM021 | Commercial | Solar*Rewards | Trade Secret | 2017
20263-228838-01 | Xcel Energy | 85 | 13781 | IOU | 05435219 | 5.235 | Solar |  |  | Active Application | Trade Secret | Trade | REW | REW023 | Residential | Solar*Rewards | Trade Secret | 2023
20263-228838-01 | Xcel Energy | 85 | 13781 | IOU | 05358630 | 5.235 | Solar |  |  | Withdrawn | Trade Secret | Trade | REW | REW023 | Residential | Solar*Rewards | Trade Secret | 2023
20263-228838-01 | Xcel Energy | 85 | 13781 | IOU | 04667049 | 11.6 | Solar |  |  | Interconnected | Trade Secret | Trade | SIP | SIP072 | Residential |  | Trade Secret | 2021 | 2021
20263-228838-01 | Xcel Energy | 85 | 13781 | IOU | SRO20243 | 10 | Solar |  |  | Withdrawn | Trade Secret | Trade | FRO | FRO021 | Residential | Solar*Rewards | Trade Secret | 2011
20263-228838-01 | Xcel Energy | 85 | 13781 | IOU | 03133564 | 20 | Solar |  |  | Interconnected | Trade Secret | Trade | FRO | FRO021 | Residential | Solar*Rewards | Trade Secret | 2012 | 2012
20263-228838-01 | Xcel Energy | 85 | 13781 | IOU | 05357096 | 10.47 | Solar |  |  | Interconnected | Trade Secret | Trade | WCR | WCR322 | Residential | Solar*Rewards | Trade Secret | 2023 | 2023
20263-228838-01 | Xcel Energy | 85 | 13781 | IOU | 05589792 | 11.7 | Solar |  |  | Active Application | Trade Secret | Trade | WAB | WAB031 | Residential |  | Trade Secret | 2023
20263-228838-01 | Xcel Energy | 85 | 13781 | IOU | 03133961 | 9 | Solar |  |  | Interconnected | Trade Secret | Trade | MGN | MGN211 | Commercial | Solar*Rewards | Trade Secret | 2014 | 2015
20263-228838-01 | Xcel Energy | 85 | 13781 | IOU | 05424944 | 7.8 | Solar |  |  | Interconnected | Trade Secret | Trade | SOU | SOU072 | Residential |  | Trade Secret | 2023 | 2023
20263-228838-01 | Xcel Energy | 85 | 13781 | IOU | 05473776 | 9.994 | Solar |  |  | Interconnected | Trade Secret | Trade | CDV | CDV063 | Residential | Solar*Rewards | Trade Secret | 2023 | 2023
20263-228838-01 | Xcel Energy | 85 | 13781 | IOU | 03132663 | 6 | Solar |  |  | Interconnected | Trade Secret | Trade | AFT | AFT321 | Residential | Solar*Rewards | Trade Secret | 2018 | 2018
20263-228838-01 | Xcel Energy | 85 | 13781 | IOU | 04981068 | 6.38 | Solar |  |  | Interconnected | Trade Secret | Trade | WIL | WIL098 | Residential | Solar*Rewards | Trade Secret | 2022 | 2023
20263-228838-01 | Xcel Energy | 85 | 13781 | IOU | 05859751 | 5.314 | Solar |  |  | Interconnected | Trade Secret | Trade | SHP | SHP072 | Residential |  | Trade Secret | 2024 | 2024
20263-228838-01 | Xcel Energy | 85 | 13781 | IOU | 03920674 | 9.9 | Solar |  |  | Active Application | Trade Secret | Trade | PBE | PBE061 | Residential | Solar*Rewards | Trade Secret | 2020
20263-228838-01 | Xcel Energy | 85 | 13781 | IOU | 03954508 | 4.95 | Solar |  |  | Interconnected | Trade Secret | Trade | PBE | PBE061 | Residential | Solar*Rewards | Trade Secret | 2020 | 2021
20263-228838-01 | Xcel Energy | 85 | 13781 | IOU | 04793893 | 3.77 | Solar |  |  | Interconnected | Trade Secret | Trade | SLP | SLP072 | Residential | Solar*Rewards | Trade Secret | 2022 | 2022
20263-228838-01 | Xcel Energy | 85 | 13781 | IOU | OID3068202 | 5 | Solar |  |  | Withdrawn | Trade Secret | Trade | PRR | PRR063 | Commercial | Solar*Rewards | Trade Secret | 2017
20263-228838-01 | Xcel Energy | 85 | 13781 | IOU | 04951398 | 3.874 | Solar |  |  | Interconnected | Trade Secret | Trade | BYT | BYT061 | Residential | Solar*Rewards | Trade Secret | 2022 | 2022
20263-228838-01 | Xcel Energy | 85 | 13781 | IOU | 04024021 | 4.35 | Solar |  |  | Interconnected | Trade Secret | Trade | SHP | SHP061 | Residential | Solar*Rewards | Trade Secret | 2020 | 2020
20263-228838-01 | Xcel Energy | 85 | 13781 | IOU | 06095119 | 13.354 | Solar |  |  | Interconnected | Trade Secret | Trade | HYL | HYL064 | Residential | Solar*Rewards | Trade Secret | 2025 | 2025
20263-228838-01 | Xcel Energy | 85 | 13781 | IOU | 06169132 | 3.484 | Solar |  |  | Interconnected | Trade Secret | Trade | STY | STY073 | Residential | Solar*Rewards | Trade Secret | 2025 | 2025
20263-228838-01 | Xcel Energy | 85 | 13781 | IOU | 04400661 | 100 | Solar |  |  | Interconnected | Trade Secret | Trade | WIN | WIN023 | Commercial |  | Trade Secret | 2021 | 2023
20263-228838-01 | Xcel Energy | 85 | 13781 | IOU | 04340337 | 10.15 | Solar |  |  | Interconnected | Trade Secret | Trade | TLK | TLK064 | Residential | Solar*Rewards | Trade Secret | 2021 | 2021
20263-228838-01 | Xcel Energy | 85 | 13781 | IOU | 06198986 | 4.175 | Solar |  |  | Interconnected | Trade Secret | Trade | SLP | SLP082 | Residential | Solar*Rewards | Trade Secret | 2025 | 2025
20263-228838-01 | Xcel Energy | 85 | 13781 | IOU | 05477171 | 4.095 | Solar |  |  | Interconnected | Trade Secret | Trade | KOL | KOL073 | Residential | Solar*Rewards | Trade Secret | 2023 | 2023
20263-228838-01 | Xcel Energy | 85 | 13781 | IOU | 06056375 | 12.464 | Solar |  |  | Interconnected | Trade Secret | Trade | CTR | CTR031 | Residential | Solar*Rewards | Trade Secret | 2025 | 2025
20263-228838-01 | Xcel Energy | 85 | 13781 | IOU | 05718515 | 5.985 | Solar |  |  | Interconnected | Trade Secret | Trade | WSG | WSG063 | Residential | Solar*Rewards | Trade Secret | 2024 | 2024
20263-228838-01 | Xcel Energy | 85 | 13781 | IOU | 04975052 | 4.886 | Solar |  |  | Interconnected | Trade Secret | Trade | CRL | CRL065 | Residential | Solar*Rewards | Trade Secret | 2022 | 2022
20263-228838-01 | Xcel Energy | 85 | 13781 | IOU | 06248629 | 5.76 | Solar |  |  | Withdrawn | Trade Secret | Trade | FSL | FSL312 | Residential |  | Trade Secret | 2026
20263-228838-01 | Xcel Energy | 85 | 13781 | IOU | 06342113 | 7.39 | Solar |  | X | Active Application | Trade Secret | Trade | FSL | FSL312 | Residential |  | Trade Secret | 2026
20263-228838-01 | Xcel Energy | 85 | 13781 | IOU | 05711931 | 8.41 | Solar |  |  | Interconnected | Trade Secret | Trade | GNL | GNL062 | Residential | Solar*Rewards | Trade Secret | 2024 | 2024
20263-228838-01 | Xcel Energy | 85 | 13781 | IOU | 05014454 | 3.747 | Solar |  |  | Interconnected | Trade Secret | Trade | MDT | MDT073 | Commercial |  | Trade Secret | 2022 | 2022
20263-228838-01 | Xcel Energy | 85 | 13781 | IOU | 04394936 | 11.363 | Solar |  |  | Withdrawn | Trade Secret | Trade | HAD | HAD022 | Residential | Solar*Rewards | Trade Secret | 2021
20263-228838-01 | Xcel Energy | 85 | 13781 | IOU | SRO27802 | 7.2 | Solar |  |  | Withdrawn | Trade Secret | Trade | MEL | MEL079 | Residential | Solar*Rewards | Trade Secret | 2012
20263-228838-01 | Xcel Energy | 85 | 13781 | IOU | SRO29612 | 6 | Solar |  |  | Withdrawn | Trade Secret | Trade | MEL | MEL079 | Residential | Solar*Rewards | Trade Secret | 2013
20263-228838-01 | Xcel Energy | 85 | 13781 | IOU | 06190813 | 7.83 | Solar |  |  | Interconnected | Trade Secret | Trade | RAM | RAM073 | Residential |  | Trade Secret | 2025 | 2025
20263-228838-01 | Xcel Energy | 85 | 13781 | IOU | OID2966864 | 19.999 | Solar |  |  | Withdrawn | Trade Secret | Trade | WSG | WSG352 | Commercial | Solar*Rewards | Trade Secret | 2017
20263-228838-01 | Xcel Energy | 85 | 13781 | IOU | 04393160 | 7.616 | Solar |  |  | Interconnected | Trade Secret | Trade | UPP | UPP085 | Residential | Solar*Rewards | Trade Secret | 2021 | 2021
20263-228838-01 | Xcel Energy | 85 | 13781 | IOU | 03129924 | 12.48 | Solar |  |  | Interconnected | Trade Secret | Trade | CHI | CHI311 | Residential | Solar*Rewards | Trade Secret | 2018 | 2019
20263-228838-01 | Xcel Energy | 85 | 13781 | IOU | 05222039 | 7.448 | Solar |  |  | Interconnected | Trade Secret | Trade | WDY | WDY311 | Residential |  | Trade Secret | 2022 | 2023
20263-228838-01 | Xcel Energy | 85 | 13781 | IOU | 03131132 | 2.16 | Solar |  |  | Interconnected | Trade Secret | Trade | REW | REW023 | Residential |  | Trade Secret | 2012 | 2012
20263-228838-01 | Xcel Energy | 85 | 13781 | IOU | 06244239 | 15.2 | Solar |  |  | Interconnected | Trade Secret | Trade | HSN | HSN322 | Residential |  | Trade Secret | 2025 | 2025
20263-228838-01 | Xcel Energy | 85 | 13781 | IOU | 04192488 | 8.12 | Solar |  |  | Interconnected | Trade Secret | Trade | WIL | WIL071 | Residential | Solar*Rewards | Trade Secret | 2020 | 2021
20263-228838-01 | Xcel Energy | 85 | 13781 | IOU | 05475978 | 4.48 | Solar |  |  | Active Application | Trade Secret | Trade | SCA | SCA021 | Residential | Solar*Rewards | Trade Secret | 2023
20263-228838-01 | Xcel Energy | 85 | 13781 | IOU | 04990076 | 7.616 | Solar |  |  | Withdrawn | Trade Secret | Trade | SCA | SCA021 | Residential | Solar*Rewards | Trade Secret | 2022
20263-228838-01 | Xcel Energy | 85 | 13781 | IOU | SRO26657 | 14.4 | Solar |  |  | Withdrawn | Trade Secret | Trade | WES | WES073 | Residential | Solar*Rewards | Trade Secret | 2012
20263-228838-01 | Xcel Energy | 85 | 13781 | IOU | OID3387038 | 9.94 | Solar |  |  | Withdrawn | Trade Secret | Trade | ALK | ALK067 | Residential | Solar*Rewards | Trade Secret | 2018
20263-228838-01 | Xcel Energy | 85 | 13781 | IOU | 06068108 | 5.693 | Solar |  |  | Interconnected | Trade Secret | Trade | WES | WES065 | Residential |  | Trade Secret | 2025 | 2025
20263-228838-01 | Xcel Energy | 85 | 13781 | IOU | OID2318619 | 7.63 | Solar |  |  | Withdrawn | Trade Secret | Trade | ALD | ALD085 | Residential | Solar*Rewards | Trade Secret | 2015
20263-228838-01 | Xcel Energy | 85 | 13781 | IOU | 05855561 | 4.225 | Solar |  |  | Active Application | Trade Secret | Trade | TWL | TWL063 | Residential | Solar*Rewards | Trade Secret | 2024
20263-228838-01 | Xcel Energy | 85 | 13781 | IOU | 05823565 | 4.225 | Solar |  |  | Active Application | Trade Secret | Trade | TWL | TWL063 | Residential | Solar*Rewards | Trade Secret | 2024
20263-228838-01 | Xcel Energy | 85 | 13781 | IOU | 06252543 | 9.423 | Solar |  |  | Interconnected | Trade Secret | Trade | LEX | LEX074 | Residential |  | Trade Secret | 2025 | 2025
20263-228838-01 | Xcel Energy | 85 | 13781 | IOU | 03132510 | 18 | Solar |  |  | Interconnected | Trade Secret | Trade | WTN | WTN061 | Residential | Solar*Rewards | Trade Secret | 2018 | 2019
20263-228838-01 | Xcel Energy | 85 | 13781 | IOU | 03130714 | 20 | Wind |  |  | Interconnected | Trade Secret | Trade | WTN | WTN061 | Residential |  | Trade Secret | 2005 | 2005
20263-228838-01 | Xcel Energy | 85 | 13781 | IOU | OID2954619 | 7 | Solar |  |  | Withdrawn | Trade Secret | Trade | WTN | WTN061 | Residential | Solar*Rewards | Trade Secret | 2017
20263-228838-01 | Xcel Energy | 85 | 13781 | IOU | 03133774 | 45 | Solar |  |  | Interconnected | Trade Secret | Trade | EDP | EDP073 | Commercial | Solar*Rewards | Trade Secret | 2013 | 2013
20263-228838-01 | Xcel Energy | 85 | 13781 | IOU | SRO19710 | 45 | Solar |  |  | Withdrawn | Trade Secret | Trade | EDP | EDP073 | Commercial | Solar*Rewards | Trade Secret | 2012
20263-228838-01 | Xcel Energy | 85 | 13781 | IOU | 03134176 | 20 | Solar |  |  | Interconnected | Trade Secret | Trade | SAK | SAK311 | Commercial | Solar*Rewards | Trade Secret | 2014 | 2016
20263-228838-01 | Xcel Energy | 85 | 13781 | IOU | 03132552 | 39.998 | Solar |  |  | Interconnected | Trade Secret | Trade | SAK | SAK311 | Commercial | Made in Minnesota | Trade Secret | 2018 | 2018
20263-228838-01 | Xcel Energy | 85 | 13781 | IOU | 03130228 | 2.9 | Solar |  |  | Interconnected | Trade Secret | Trade | SLP | SLP073 | Residential | Solar*Rewards | Trade Secret | 2019 | 2019
20263-228838-01 | Xcel Energy | 85 | 13781 | IOU | 05949054 | 30.488 | Solar |  |  | Active Application | Trade Secret | Trade | GLK | GLK073 | Commercial | Solar*Rewards | Trade Secret | 2024
20263-228838-01 | Xcel Energy | 85 | 13781 | IOU | 05836249 | 13.96 | Solar |  |  | Interconnected | Trade Secret | Trade | WSG | WSG352 | Residential | Solar*Rewards | Trade Secret | 2024 | 2024
20263-228838-01 | Xcel Energy | 85 | 13781 | IOU | 05454855 | 7.04 | Solar |  |  | Interconnected | Trade Secret | Trade | SLP | SLP082 | Residential | Solar*Rewards | Trade Secret | 2023 | 2023
20263-228838-01 | Xcel Energy | 85 | 13781 | IOU | 05440193 | 4.5 | Solar |  |  | Active Application | Trade Secret | Trade | APA | APA075 | Residential |  | Trade Secret | 2023
20263-228838-01 | Xcel Energy | 85 | 13781 | IOU | 05397191 | 14.4 | Solar |  |  | Active Application | Trade Secret | Trade | CRL | CRL031 | Commercial |  | Trade Secret | 2023
20263-228838-01 | Xcel Energy | 85 | 13781 | IOU | 03134035 | 18 | Solar |  |  | Interconnected | Trade Secret | Trade | SMT | SMT082 | Commercial | Solar*Rewards | Trade Secret | 2014 | 2015
20263-228838-01 | Xcel Energy | 85 | 13781 | IOU | 05599844 | 7.56 | Solar |  |  | Interconnected | Trade Secret | Trade | STY | STY061 | Residential |  | Trade Secret | 2023 | 2023
20263-228838-01 | Xcel Energy | 85 | 13781 | IOU | 03133580 | 9.03 | Solar |  |  | Interconnected | Trade Secret | Trade | SLP | SLP092 | Commercial | Solar*Rewards | Trade Secret | 2011 | 2012
20263-228838-01 | Xcel Energy | 85 | 13781 | IOU | 04590414 | 8.41 | Solar |  |  | Interconnected | Trade Secret | Trade | SAV | SAV071 | Residential |  | Trade Secret | 2021 | 2021
20263-228838-01 | Xcel Energy | 85 | 13781 | IOU | 06177568 | 4.175 | Solar |  |  | Interconnected | Trade Secret | Trade | WIL | WIL079 | Residential | Solar*Rewards | Trade Secret | 2025 | 2025
20263-228838-01 | Xcel Energy | 85 | 13781 | IOU | 04396244 | 5.8 | Solar |  |  | Interconnected | Trade Secret | Trade | MPK | MPK082 | Residential | Solar*Rewards | Trade Secret | 2021 | 2021
20263-228838-01 | Xcel Energy | 85 | 13781 | IOU | 03130756 | 2 | Solar |  |  | Interconnected | Trade Secret | Trade | APA | APA076 | Residential |  | Trade Secret | 2006 | 2006
20263-228838-01 | Xcel Energy | 85 | 13781 | IOU | 06209386 | 3.839 | Solar |  | X | Active Application | Trade Secret | Trade | WIL | WIL063 | Residential |  | Trade Secret | 2025
20263-228838-01 | Xcel Energy | 85 | 13781 | IOU | 04592177 | 8.7 | Solar |  |  | Interconnected | Trade Secret | Trade | RMT | RMT321 | Residential |  | Trade Secret | 2021 | 2021
20263-228838-01 | Xcel Energy | 85 | 13781 | IOU | OID2968378 | 9.94 | Solar |  |  | Withdrawn | Trade Secret | Trade | LAB | LAB312 | Residential | Made in Minnesota | Trade Secret | 2017
20263-228838-01 | Xcel Energy | 85 | 13781 | IOU | 05269710 | 5.51 | Solar |  |  | Interconnected | Trade Secret | Trade | RPL | RPL063 | Residential |  | Trade Secret | 2022 | 2023
20263-228838-01 | Xcel Energy | 85 | 13781 | IOU | 04681177 | 6.09 | Solar |  |  | Interconnected | Trade Secret | Trade | IDA | IDA064 | Residential |  | Trade Secret | 2021 | 2021
20263-228838-01 | Xcel Energy | 85 | 13781 | IOU | 06004852 | 5.85 | Solar |  |  | Interconnected | Trade Secret | Trade | OAD | OAD061 | Residential |  | Trade Secret | 2024 | 2024
20263-228838-01 | Xcel Energy | 85 | 13781 | IOU | 05344080 | 4.64 | Solar |  |  | Interconnected | Trade Secret | Trade | RIV | RIV064 | Residential |  | Trade Secret | 2023 | 2023
20263-228838-01 | Xcel Energy | 85 | 13781 | IOU | 03132881 | 8.99 | Solar |  |  | Interconnected | Trade Secret | Trade | MEL | MEL065 | Residential | Solar*Rewards | Trade Secret | 2018 | 2019
20263-228838-01 | Xcel Energy | 85 | 13781 | IOU | 05584746 | 5.67 | Solar |  |  | Interconnected | Trade Secret | Trade | HOL | HOL072 | Residential |  | Trade Secret | 2023 | 2024
20263-228838-01 | Xcel Energy | 85 | 13781 | IOU | 05671491 | 5.28 | Solar |  |  | Withdrawn | Trade Secret | Trade | AFT | AFT321 | Residential |  | Trade Secret | 2023
20263-228838-01 | Xcel Energy | 85 | 13781 | IOU | 05964053 | 3.747 | Solar |  |  | Interconnected | Trade Secret | Trade | HSN | HSN321 | Residential |  | Trade Secret | 2024 | 2025
20263-228838-01 | Xcel Energy | 85 | 13781 | IOU | 05962081 | 3.747 | Solar |  |  | Active Application | Trade Secret | Trade | BCR | BCR063 | Residential |  | Trade Secret | 2024
20263-228838-01 | Xcel Energy | 85 | 13781 | IOU | 06015735 | 2.66 | Solar |  |  | Withdrawn | Trade Secret | Trade | SOU | SOU081 | Residential | Solar*Rewards | Trade Secret | 2024
20263-228838-01 | Xcel Energy | 85 | 13781 | IOU | 03506996 | 5 | Solar |  |  | Interconnected | Trade Secret | Trade | GLK | GLK063 | Residential | Solar*Rewards | Trade Secret | 2019 | 2020
20263-228838-01 | Xcel Energy | 85 | 13781 | IOU | 05848969 | 4.608 | Solar |  |  | Interconnected | Trade Secret | Trade | XRD | XRD076 | Residential | Solar*Rewards | Trade Secret | 2024 | 2024
20263-228838-01 |  |  |  |  | 04536338 |  | Solar |  |  | Active Application | Trade Secret | Trade | OSS | OSS077 | Residential | Solar*Rewards |  | 2021
20263-228838-01 | Xcel Energy | 85 | 13781 | IOU | OID2155081 | 18 | Solar |  |  | Withdrawn | Trade Secret | Trade | SLP | SLP087 | Commercial | Solar*Rewards | Trade Secret | 2014
20263-228838-01 | Xcel Energy | 85 | 13781 | IOU | 04624349 | 8.99 | Solar |  |  | Interconnected | Trade Secret | Trade | CGR | CGR072 | Residential |  | Trade Secret | 2021 | 2021
20263-228838-01 | Xcel Energy | 85 | 13781 | IOU | 03134556 | 10 | Solar |  |  | Interconnected | Trade Secret | Trade | KAN | KAN022 | Commercial | Made in Minnesota | Trade Secret | 2015 | 2016
20263-228838-01 | Xcel Energy | 85 | 13781 | IOU | 03132294 | 7.616 | Solar |  |  | Interconnected | Trade Secret | Trade | RAM | RAM073 | Residential | Solar*Rewards | Trade Secret | 2018 | 2018
20263-228838-01 | Xcel Energy | 85 | 13781 | IOU | 06135229 | 9.6 | Solar |  |  | Interconnected | Trade Secret | Trade | SLP | SLP084 | Residential |  | Trade Secret | 2025 | 2025
20263-228838-01 | Xcel Energy | 85 | 13781 | IOU | 04597229 | 9.994 | Solar |  |  | Withdrawn | Trade Secret | Trade | RAM | RAM071 | Residential |  | Trade Secret | 2021
20263-228838-01 | Xcel Energy | 85 | 13781 | IOU | 04801461 | 8.99 | Solar |  |  | Interconnected | Trade Secret | Trade | RAM | RAM071 | Residential |  | Trade Secret | 2022 | 2024
20263-228838-01 | Xcel Energy | 85 | 13781 | IOU | 03133117 | 5 | Solar |  |  | Interconnected | Trade Secret | Trade | MOL | MOL072 | Residential | Solar*Rewards | Trade Secret | 2010 | 2010
20263-228838-01 | Xcel Energy | 85 | 13781 | IOU | 04181703 | 9.994 | Solar |  |  | Active Application | Trade Secret | Trade | WAS | WAS092 | Residential | Solar*Rewards | Trade Secret | 2020
20263-228838-01 | Xcel Energy | 85 | 13781 | IOU | 04116024 | 15.232 | Solar |  |  | Interconnected | Trade Secret | Trade | WAS | WAS092 | Residential |  | Trade Secret | 2020 | 2021
20263-228838-01 | Xcel Energy | 85 | 13781 | IOU | 03134569 | 7.63 | Solar |  |  | Interconnected | Trade Secret | Trade | TLK | TLK061 | Residential | Made in Minnesota | Trade Secret | 2015 | 2016
20263-228838-01 | Xcel Energy | 85 | 13781 | IOU | 05712535 | 24.292 | Solar |  |  | Interconnected | Trade Secret | Trade | OPK | OPK077 | Residential | Solar*Rewards | Trade Secret | 2024 | 2024
20263-228838-01 | Xcel Energy | 85 | 13781 | IOU | 05712413 | 26.6 | Solar |  |  | Withdrawn | Trade Secret | Trade | OPK | OPK077 | Residential | Solar*Rewards | Trade Secret | 2024
20263-228838-01 | Xcel Energy | 85 | 13781 | IOU | 03275288 | 8.7 | Solar |  |  | Interconnected | Trade Secret | Trade | HUG | HUG321 | Residential | Solar*Rewards | Trade Secret | 2019 | 2020
20263-228838-01 |  |  |  |  | OID3064053 |  | Solar |  |  | Withdrawn | Trade Secret | Trade | SOU | SOU079 | Commercial | Solar*Rewards |  | 2017
20263-228838-01 | Xcel Energy | 85 | 13781 | IOU | 03131667 | 7.625 | Solar |  |  | Interconnected | Trade Secret | Trade | SOU | SOU079 | Commercial | Solar*Rewards | Trade Secret | 2017 | 2017
20263-228838-01 | Xcel Energy | 85 | 13781 | IOU | 04898356 | 6.96 | Solar |  |  | Interconnected | Trade Secret | Trade | PIP | PIP090 | Residential |  | Trade Secret | 2022 | 2022
20263-228838-01 | Xcel Energy | 85 | 13781 | IOU | 06095399 | 5.904 | Solar |  |  | Interconnected | Trade Secret | Trade | WIL | WIL074 | Residential | Solar*Rewards | Trade Secret | 2025 | 2025
20263-228838-01 | Xcel Energy | 85 | 13781 | IOU | 03132817 | 2.16 | Solar |  |  | Interconnected | Trade Secret | Trade | APA | APA075 | Residential | Solar*Rewards | Trade Secret | 2018 | 2018
20263-228838-01 | Xcel Energy | 85 | 13781 | IOU | 04919528 | 6.96 | Solar |  |  | Interconnected | Trade Secret | Trade | SLP | SLP082 | Residential | Solar*Rewards | Trade Secret | 2022 | 2022
20263-228838-01 | Xcel Energy | 85 | 13781 | IOU | 05575471 | 7.68 | Solar |  |  | Withdrawn | Trade Secret | Trade | ECK | ECK082 | Residential | Solar*Rewards | Trade Secret | 2023
20263-228838-01 | Xcel Energy | 85 | 13781 | IOU | 05587594 | 7.68 | Solar |  |  | Interconnected | Trade Secret | Trade | ECK | ECK082 | Residential |  | Trade Secret | 2023 | 2024
20263-228838-01 | Xcel Energy | 85 | 13781 | IOU | 06322025 | 7.6 | Solar |  |  | Withdrawn | Trade Secret | Trade | GNL | GNL063 | Residential | Solar*Rewards | Trade Secret | 2026
20263-228838-01 | Xcel Energy | 85 | 13781 | IOU | 06322464 | 7.6 | Solar |  |  | Active Application | Trade Secret | Trade | GNL | GNL063 | Residential |  | Trade Secret | 2026
20263-228838-01 | Xcel Energy | 85 | 13781 | IOU | OID3782963 | 3.36 | Solar |  |  | Withdrawn | Trade Secret | Trade | ALD | ALD076 | Residential | Solar*Rewards | Trade Secret | 2019
20263-228838-01 | Xcel Energy | 85 | 13781 | IOU | 03140497 | 3.36 | Solar |  |  | Interconnected | Trade Secret | Trade | ALD | ALD076 | Residential | Solar*Rewards | Trade Secret | 2019 | 2019
20263-228838-01 | Xcel Energy | 85 | 13781 | IOU | 05987191 | 3.49 | Solar |  |  | Interconnected | Trade Secret | Trade | MST | MST074 | Residential | Solar*Rewards | Trade Secret | 2024 | 2024
20263-228838-01 | Xcel Energy | 85 | 13781 | IOU | 03134699 | 10.01 | Solar |  |  | Interconnected | Trade Secret | Trade | WEB | WEB021 | Residential | Made in Minnesota | Trade Secret | 2015 | 2016
20263-228838-01 | Xcel Energy | 85 | 13781 | IOU | 05789372 | 150 | Solar |  |  | Interconnected | Trade Secret | Trade | MPK | MPK066 | Commercial |  | Trade Secret | 2024 | 2025
20263-228838-01 | Xcel Energy | 85 | 13781 | IOU | 04288182 | 5 | Solar |  |  | Active Application | Trade Secret | Trade | OAD | OAD074 | Residential | Solar*Rewards | Trade Secret | 2021
20263-228838-01 | Xcel Energy | 85 | 13781 | IOU | 05818937 | 9.6 | Solar |  |  | Interconnected | Trade Secret | Trade | RAM | RAM062 | Residential | Solar*Rewards | Trade Secret | 2024 | 2024
20263-228838-01 | Xcel Energy | 85 | 13781 | IOU | OID2319683 | 3.8 | Solar |  |  | Withdrawn | Trade Secret | Trade | NOF | NOF061 | Residential | Made in Minnesota | Trade Secret | 2015
20263-228838-01 | Xcel Energy | 85 | 13781 | IOU | 05850723 | 7.68 | Solar |  |  | Interconnected | Trade Secret | Trade | BRP | BRP061 | Residential | Solar*Rewards | Trade Secret | 2024 | 2024
20263-228838-01 | Xcel Energy | 85 | 13781 | IOU | 04485831 | 7.616 |  |  |  | Active Application | Trade Secret | Trade | DBL | DBL066 | Residential |  | Trade Secret | 2021
20263-228838-01 | Xcel Energy | 85 | 13781 | IOU | 03913883 | 7.616 | Solar |  |  | Interconnected | Trade Secret | Trade | DBL | DBL066 | Residential | Solar*Rewards | Trade Secret | 2020 | 2021
20263-228838-01 | Xcel Energy | 85 | 13781 | IOU | 03130607 | 6.72 | Solar |  |  | Interconnected | Trade Secret | Trade | DPN | DPN071 | Residential | Solar*Rewards | Trade Secret | 2016 | 2016
20263-228838-01 | Xcel Energy | 85 | 13781 | IOU | 04553622 | 4.06 | Solar |  |  | Interconnected | Trade Secret | Trade | WES | WES076 | Residential |  | Trade Secret | 2021 | 2021
20263-228838-01 | Xcel Energy | 85 | 13781 | IOU | 03134944 | 144 | Solar |  |  | Interconnected | Trade Secret | Trade | HUG | HUG321 | Residential | Made in Minnesota | Trade Secret | 2016 | 2016
20263-228838-01 | Xcel Energy | 85 | 13781 | IOU | 05259210 | 11.6 | Solar |  |  | Interconnected | Trade Secret | Trade | RED | RED091 | Residential |  | Trade Secret | 2022 | 2023
20263-228838-01 | Xcel Energy | 85 | 13781 | IOU | 05239445 | 10.44 | Solar |  |  | Interconnected | Trade Secret | Trade | WCR | WCR311 | Residential |  | Trade Secret | 2022 | 2023
20263-228838-01 | Xcel Energy | 85 | 13781 | IOU | 03131029 | 4.14 | Solar |  |  | Interconnected | Trade Secret | Trade | ECK | ECK063 | Residential |  | Trade Secret | 2010 | 2010
20263-228838-01 | Xcel Energy | 85 | 13781 | IOU | 06213328 | 5.314 | Solar |  |  | Interconnected | Trade Secret | Trade | RPL | RPL064 | Residential |  | Trade Secret | 2025 | 2025
20263-228838-01 | Xcel Energy | 85 | 13781 | IOU | 05198874 | 10.56 | Storage |  |  | Interconnected | Trade Secret | Trade | MEL | MEL061 | Residential |  | Trade Secret | 2022 | 2022
20263-228838-01 | Xcel Energy | 85 | 13781 | IOU | 04692813 | 9.28 | Solar |  |  | Interconnected | Trade Secret | Trade | MEL | MEL061 | Residential |  | Trade Secret | 2021 | 2022
20263-228838-01 | Xcel Energy | 85 | 13781 | IOU | 06150102 | 11.5 | Storage |  |  | Interconnected | Trade Secret | Trade | RLK | RLK065 | Residential |  | Trade Secret | 2025 | 2025
20263-228838-01 | Xcel Energy | 85 | 13781 | IOU | 04845864 | 13.92 | Solar |  |  | Interconnected | Trade Secret | Trade | RLK | RLK065 | Residential | Solar*Rewards | Trade Secret | 2022 | 2022
20263-228838-01 | Xcel Energy | 85 | 13781 | IOU | 03578048 | 4.35 | Solar |  |  | Interconnected | Trade Secret | Trade | HWW | HWW062 | Residential | Solar*Rewards | Trade Secret | 2020 | 2020
20263-228838-01 | Xcel Energy | 85 | 13781 | IOU | 04793474 | 11.6 | Solar |  |  | Interconnected | Trade Secret | Trade | MPK | MPK068 | Residential | Solar*Rewards | Trade Secret | 2022 | 2022
20263-228838-01 | Xcel Energy | 85 | 13781 | IOU | 03131906 | 5 | Solar |  |  | Interconnected | Trade Secret | Trade | UPP | UPP063 | Residential | Made in Minnesota | Trade Secret | 2017 | 2017
20263-228838-01 | Xcel Energy | 85 | 13781 | IOU | 06006377 | 3.8 | Solar |  |  | Interconnected | Trade Secret | Trade | HWW | HWW062 | Residential | Solar*Rewards | Trade Secret | 2024 | 2025
20263-228838-01 | Xcel Energy | 85 | 13781 | IOU | 04138586 | 12.5 | Solar |  |  | Active Application | Trade Secret | Trade | WTN | WTN061 | Commercial | Solar*Rewards | Trade Secret | 2020
20263-228838-01 | Xcel Energy | 85 | 13781 | IOU | 05356655 | 9.216 | Solar |  |  | Interconnected | Trade Secret | Trade | ALD | ALD073 | Residential | Solar*Rewards | Trade Secret | 2023 | 2023
20263-228838-01 | Xcel Energy | 85 | 13781 | IOU | 06188409 | 5.933 | Solar |  |  | Interconnected | Trade Secret | Trade | OAD | OAD073 | Residential | Solar*Rewards | Trade Secret | 2025 | 2025
20263-228838-01 | Xcel Energy | 85 | 13781 | IOU | 04507965 | 1.74 | Solar |  |  | Active Application | Trade Secret | Trade | SCA | SCA021 | Residential |  | Trade Secret | 2021
20263-228838-01 | Xcel Energy | 85 | 13781 | IOU | 03129922 | 6.48 | Solar |  |  | Interconnected | Trade Secret | Trade | SCA | SCA021 | Residential | Solar*Rewards | Trade Secret | 2018 | 2019
20263-228838-01 | Xcel Energy | 85 | 13781 | IOU | 05461463 | 13.05 | Solar |  |  | Interconnected | Trade Secret | Trade | APA | APA061 | Residential | Solar*Rewards | Trade Secret | 2023 | 2023
20263-228838-01 | Xcel Energy | 85 | 13781 | IOU | 03131079 | 8 | Natural Gas |  |  | Interconnected | Trade Secret | Trade | EDA | EDA074 | Residential |  | Trade Secret | 2011 | 2011
20263-228838-01 | Xcel Energy | 85 | 13781 | IOU | 03615473 | 3.48 | Solar |  |  | Interconnected | Trade Secret | Trade | APA | APA073 | Residential |  | Trade Secret | 2021 | 2023
20263-228838-01 | Xcel Energy | 85 | 13781 | IOU | OID4021144 | 3.48 | Solar |  |  | Withdrawn | Trade Secret | Trade | APA | APA073 | Residential | Solar*Rewards | Trade Secret | 2019
20263-228838-01 | Xcel Energy | 85 | 13781 | IOU | 03129955 | 4.32 | Solar |  |  | Interconnected | Trade Secret | Trade | SOU | SOU072 | Residential | Solar*Rewards | Trade Secret | 2018 | 2019
20263-228838-01 | Xcel Energy | 85 | 13781 | IOU | 03290804 | 2.61 | Solar |  |  | Interconnected | Trade Secret | Trade | SOU | SOU084 | Residential | Solar*Rewards | Trade Secret | 2019 | 2020
20263-228838-01 | Xcel Energy | 85 | 13781 | IOU | 05733176 | 5.76 | Solar |  |  | Interconnected | Trade Secret | Trade | TWL | TWL072 | Residential |  | Trade Secret | 2024 | 2024
20263-228838-01 | Xcel Energy | 85 | 13781 | IOU | 05722061 | 17.325 | Solar |  |  | Interconnected | Trade Secret | Trade | EDA | EDA067 | Residential | Solar*Rewards | Trade Secret | 2024 | 2024
20263-228838-01 | Xcel Energy | 85 | 13781 | IOU | 05712567 | 6.93 | Solar |  |  | Active Application | Trade Secret | Trade | RPO | RPO312 | Residential | Solar*Rewards | Trade Secret | 2024
20263-228838-01 | Xcel Energy | 85 | 13781 | IOU | SRO21153 | 40 | Solar |  |  | Withdrawn | Trade Secret | Trade | MGN | MGN211 | Commercial | Solar*Rewards | Trade Secret | 2012
20263-228838-01 | Xcel Energy | 85 | 13781 | IOU | 06028667 | 9.216 | Solar |  |  | Interconnected | Trade Secret | Trade | MOL | MOL064 | Residential |  | Trade Secret | 2025 | 2025
20263-228838-01 | Xcel Energy | 85 | 13781 | IOU | 06026061 | 3.49 | Solar |  |  | Interconnected | Trade Secret | Trade | SOU | SOU073 | Residential | Solar*Rewards | Trade Secret | 2024 | 2025
20263-228838-01 | Xcel Energy | 85 | 13781 | IOU | 06245318 | 2.884 | Solar |  |  | Active Application | Trade Secret | Trade | SOU | SOU064 | Residential |  | Trade Secret | 2025
20263-228838-01 | Xcel Energy | 85 | 13781 | IOU | 03132405 | 3 | Solar |  |  | Interconnected | Trade Secret | Trade | SOU | SOU064 | Residential |  | Trade Secret | 2018 | 2018
20263-228838-01 | Xcel Energy | 85 | 13781 | IOU | 04422225 | 4.64 | Solar |  |  | Interconnected | Trade Secret | Trade | CEL | CEL064 | Residential | Solar*Rewards | Trade Secret | 2021 | 2021
20263-228838-01 | Xcel Energy | 85 | 13781 | IOU | SRO29630 | 45 | Solar |  |  | Withdrawn | Trade Secret | Trade | GRC | GRC073 | Commercial | Solar*Rewards | Trade Secret | 2013
20263-228838-01 | Xcel Energy | 85 | 13781 | IOU | 03133700 | 36 | Solar |  |  | Interconnected | Trade Secret | Trade | GRC | GRC073 | Commercial | Solar*Rewards | Trade Secret | 2013 | 2014
20263-228838-01 | Xcel Energy | 85 | 13781 | IOU | 03131917 | 33.3 | Solar |  |  | Interconnected | Trade Secret | Trade | OSS | OSS064 | Commercial | Made in Minnesota | Trade Secret | 2017 | 2017
20263-228838-01 | Xcel Energy | 85 | 13781 | IOU | OID3666861 | 6.09 | Solar |  |  | Withdrawn | Trade Secret | Trade | SLP | SLP097 | Residential | Solar*Rewards | Trade Secret | 2018
20263-228838-01 | Xcel Energy | 85 | 13781 | IOU | OID3315914 | 6.09 | Solar |  |  | Withdrawn | Trade Secret | Trade | SLP | SLP097 | Residential | Solar*Rewards | Trade Secret | 2018
20263-228838-01 | Xcel Energy | 85 | 13781 | IOU | 03800393 | 6.09 | Solar |  |  | Interconnected | Trade Secret | Trade | SLP | SLP087 | Residential | Solar*Rewards | Trade Secret | 2020 | 2020
20263-228838-01 | Xcel Energy | 85 | 13781 | IOU | 04839569 | 6.09 | Solar |  |  | Interconnected | Trade Secret | Trade | WDY | WDY312 | Residential | Solar*Rewards | Trade Secret | 2022 | 2022
20263-228838-01 | Xcel Energy | 85 | 13781 | IOU | 05532310 | 6.09 | Solar |  |  | Interconnected | Trade Secret | Trade | GLK | GLK061 | Residential |  | Trade Secret | 2023 | 2024
20263-228838-01 | Xcel Energy | 85 | 13781 | IOU | 05458840 | 4.5 | Solar |  |  | Interconnected | Trade Secret | Trade | SOU | SOU075 | Residential |  | Trade Secret | 2023 | 2023
20263-228838-01 | Xcel Energy | 85 | 13781 | IOU | 06213165 | 2.657 | Solar |  |  | Active Application | Trade Secret | Trade | HUG | HUG311 | Residential |  | Trade Secret | 2025
20263-228838-01 | Xcel Energy | 85 | 13781 | IOU | 06135800 | 10.368 | Solar |  |  | Interconnected | Trade Secret | Trade | MOL | MOL066 | Residential | Solar*Rewards | Trade Secret | 2025 | 2025
20263-228838-01 | Xcel Energy | 85 | 13781 | IOU | 05227559 | 10.47 | Solar |  |  | Active Application | Trade Secret | Trade | KOL | KOL073 | Residential |  | Trade Secret | 2022
20263-228838-01 | Xcel Energy | 85 | 13781 | IOU | 05225092 | 10.47 | Solar |  |  | Interconnected | Trade Secret | Trade | KOL | KOL073 | Residential |  | Trade Secret | 2022 | 2022
20263-228838-01 | Xcel Energy | 85 | 13781 | IOU | 03134130 | 10 | Solar |  |  | Interconnected | Trade Secret | Trade | GVW | GVW023 | Residential | Made in Minnesota | Trade Secret | 2014 | 2014
20263-228838-01 | Xcel Energy | 85 | 13781 | IOU | SRO29342 | 7.525 | Solar |  |  | Withdrawn | Trade Secret | Trade | GVW | GVW023 | Residential | Solar*Rewards | Trade Secret | 2013
20263-228838-01 | Xcel Energy | 85 | 13781 | IOU | 05824470 | 10.47 | Solar |  |  | Interconnected | Trade Secret | Trade | EDA | EDA063 | Residential | Solar*Rewards | Trade Secret | 2024 | 2024
20263-228838-01 | Xcel Energy | 85 | 13781 | IOU | 04946585 | 7.329 | Solar |  |  | Interconnected | Trade Secret | Trade | LLK | LLK072 | Residential | Solar*Rewards | Trade Secret | 2022 | 2022
20263-228838-01 | Xcel Energy | 85 | 13781 | IOU | 05622905 | 4.35 | Solar |  |  | Interconnected | Trade Secret | Trade | RAM | RAM062 | Residential |  | Trade Secret | 2023 | 2024
20263-228838-01 | Xcel Energy | 85 | 13781 | IOU | 03130151 | 5.8 | Solar |  |  | Interconnected | Trade Secret | Trade | HYL | HYL075 | Residential | Solar*Rewards | Trade Secret | 2019 | 2019
20263-228838-01 | Xcel Energy | 85 | 13781 | IOU | 04470044 | 22.78 | Solar |  |  | Interconnected | Trade Secret | Trade | WRR | WRR075 | Commercial |  | Trade Secret | 2021 | 2022
20263-228838-01 | Xcel Energy | 85 | 13781 | IOU | 03134325 | 36 | Solar |  |  | Interconnected | Trade Secret | Trade | CGR | CGR072 | Residential | Made in Minnesota | Trade Secret | 2015 | 2015
20263-228838-01 | Xcel Energy | 85 | 13781 | IOU | SRO29862 | 35 | Solar |  |  | Withdrawn | Trade Secret | Trade |  |  | Residential | Solar*Rewards | Trade Secret | 2013
20263-228838-01 |  |  |  |  | OID2287146 |  | Solar |  |  | Withdrawn | Trade Secret | Trade |  |  | Residential | Made in Minnesota |  | 2015
20263-228838-01 |  |  |  |  | SRO25026 |  | Solar |  |  | Withdrawn | Trade Secret | Trade | ALD | ALD083 | Residential | Solar*Rewards |  | 2012
20263-228838-01 | Xcel Energy | 85 | 13781 | IOU | 05971643 | 4.355 | Solar |  |  | Interconnected | Trade Secret | Trade | SDX | SDX312 | Residential |  | Trade Secret | 2024 | 2025
20263-228838-01 | Xcel Energy | 85 | 13781 | IOU | 06023527 | 4.537 | Solar |  |  | Withdrawn | Trade Secret | Trade | GSL | GSL076 | Residential | Solar*Rewards | Trade Secret | 2024
20263-228838-01 | Xcel Energy | 85 | 13781 | IOU | 06059090 | 4.537 | Solar |  |  | Interconnected | Trade Secret | Trade | GSL | GSL076 | Residential | Solar*Rewards | Trade Secret | 2025 | 2025
20263-228838-01 | Xcel Energy | 85 | 13781 | IOU | 04515034 | 7.616 | Solar |  |  | Active Application | Trade Secret | Trade | TWL | TWL081 | Residential |  | Trade Secret | 2021
20263-228838-01 | Xcel Energy | 85 | 13781 | IOU | 04671235 | 7.616 | Solar |  |  | Interconnected | Trade Secret | Trade | TWL | TWL081 | Residential |  | Trade Secret | 2021 | 2022
20263-228838-01 | Xcel Energy | 85 | 13781 | IOU | 03135047 | 9 | Solar |  |  | Interconnected | Trade Secret | Trade | WAB | WAB031 | Residential | Made in Minnesota | Trade Secret | 2016 | 2016
20263-228838-01 | Xcel Energy | 85 | 13781 | IOU | 06226905 | 4.188 | Solar |  |  | Interconnected | Trade Secret | Trade | HWW | HWW073 | Residential |  | Trade Secret | 2025 | 2025
20263-228838-01 | Xcel Energy | 85 | 13781 | IOU | 05993299 | 8.4 | Solar |  |  | Interconnected | Trade Secret | Trade | DBL | DBL067 | Residential | Solar*Rewards | Trade Secret | 2024 | 2025
20263-228838-01 | Xcel Energy | 85 | 13781 | IOU | 05155473 | 4.35 | Solar |  |  | Active Application | Trade Secret | Trade | SAV | SAV073 | Residential |  | Trade Secret | 2022
20263-228838-01 | Xcel Energy | 85 | 13781 | IOU | 05165967 | 4.35 | Solar |  |  | Interconnected | Trade Secret | Trade | SAV | SAV073 | Residential |  | Trade Secret | 2022 | 2023
20263-228838-01 | Xcel Energy | 85 | 13781 | IOU | 03133814 | 36 | Solar |  |  | Interconnected | Trade Secret | Trade | KEN | KEN022 | Commercial | Solar*Rewards | Trade Secret | 2013 | 2014
20263-228838-01 | Xcel Energy | 85 | 13781 | IOU | 05303284 | 8.96 | Solar |  |  | Interconnected | Trade Secret | Trade | HSN | HSN322 | Residential |  | Trade Secret | 2022 | 2023
20263-228838-01 | Xcel Energy | 85 | 13781 | IOU | 06158220 | 13.824 | Solar |  |  | Interconnected | Trade Secret | Trade | TWL | TWL066 | Residential | Solar*Rewards | Trade Secret | 2025 | 2025
20263-228838-01 | Xcel Energy | 85 | 13781 | IOU | 06246205 | 6.832 | Solar |  |  | Interconnected | Trade Secret | Trade | GLK | GLK062 | Residential |  | Trade Secret | 2025 | 2026
20263-228838-01 | Xcel Energy | 85 | 13781 | IOU | 04624374 | 10.73 | Solar |  |  | Interconnected | Trade Secret | Trade | MPK | MPK087 | Residential |  | Trade Secret | 2021 | 2021
20263-228838-01 | Xcel Energy | 85 | 13781 | IOU | 05818127 | 5.052 | Solar |  |  | Interconnected | Trade Secret | Trade | RPL | RPL063 | Residential |  | Trade Secret | 2024 | 2024
20263-228838-01 | Xcel Energy | 85 | 13781 | IOU | 03134764 | 5 | Solar |  |  | Interconnected | Trade Secret | Trade | HUG | HUG321 | Residential | Solar*Rewards | Trade Secret | 2016 | 2016
20263-228838-01 | Xcel Energy | 85 | 13781 | IOU | 03135000 | 5 | Solar |  |  | Interconnected | Trade Secret | Trade | REW | REW033 | Residential | Solar*Rewards | Trade Secret | 2016 | 2016
20263-228838-01 | Xcel Energy | 85 | 13781 | IOU | 03133319 | 40 | Solar |  |  | Interconnected | Trade Secret | Trade | WDY | WDY322 | Commercial | Solar*Rewards | Trade Secret | 2010 | 2011
20263-228838-01 | Xcel Energy | 85 | 13781 | IOU | 03132191 | 9 | Solar |  |  | Interconnected | Trade Secret | Trade | GVW | GVW031 | Commercial | Solar*Rewards | Trade Secret | 2018 | 2018
20263-228838-01 | Xcel Energy | 85 | 13781 | IOU | 06109906 | 6.453 | Solar |  |  | Interconnected | Trade Secret | Trade | MEL | MEL069 | Residential |  | Trade Secret | 2025 | 2025
20263-228838-01 | Xcel Energy | 85 | 13781 | IOU | 05980991 | 1250 | Other |  |  | Active Application | Trade Secret | Trade | WEH | WEH022 | Commercial |  | Trade Secret | 2024
20263-228838-01 | Xcel Energy | 85 | 13781 | IOU | 05844353 | 6.144 | Solar |  |  | Interconnected | Trade Secret | Trade | IDA | IDA072 | Residential | Solar*Rewards | Trade Secret | 2024 | 2024
20263-228838-01 | Xcel Energy | 85 | 13781 | IOU | 04793668 | 8.027 | Solar |  |  | Interconnected | Trade Secret | Trade | BYT | BYT061 | Residential | Solar*Rewards | Trade Secret | 2022 | 2022
20263-228838-01 | Xcel Energy | 85 | 13781 | IOU | 05232228 | 6.09 | Solar |  |  | Withdrawn | Trade Secret | Trade | RAM | RAM072 | Residential |  | Trade Secret | 2022
20263-228838-01 | Xcel Energy | 85 | 13781 | IOU | 05344724 | 6.09 | Solar |  |  | Interconnected | Trade Secret | Trade | RAM | RAM072 | Residential |  | Trade Secret | 2022 | 2023
20263-228838-01 | Xcel Energy | 85 | 13781 | IOU | 03281895 | 37.132 | Solar |  |  | Interconnected | Trade Secret | Trade | GVW | GVW021 | Commercial | Solar*Rewards | Trade Secret | 2019 | 2021
20263-228838-01 | Xcel Energy | 85 | 13781 | IOU | 03620672 | 4.35 | Solar |  |  | Interconnected | Trade Secret | Trade | ALD | ALD095 | Residential | Solar*Rewards | Trade Secret | 2020 | 2020
20263-228838-01 | Xcel Energy | 85 | 13781 | IOU | 03133358 | 7 | Solar |  |  | Interconnected | Trade Secret | Trade | BTF | BTF021 | Residential | Solar*Rewards | Trade Secret | 2011 | 2011
20263-228838-01 | Xcel Energy | 85 | 13781 | IOU | 04111458 | 5.22 | Solar |  |  | Interconnected | Trade Secret | Trade | WIL | WIL098 | Residential | Solar*Rewards | Trade Secret | 2020 | 2021
20263-228838-01 | Xcel Energy | 85 | 13781 | IOU | 04796052 | 6.282 | Solar |  |  | Withdrawn | Trade Secret | Trade | TWL | TWL074 | Residential | Solar*Rewards | Trade Secret | 2022
20263-228838-01 | Xcel Energy | 85 | 13781 | IOU | 05434286 | 6.96 | Solar |  |  | Interconnected | Trade Secret | Trade | TWL | TWL074 | Residential |  | Trade Secret | 2023 | 2023
20263-228838-01 | Xcel Energy | 85 | 13781 | IOU | 04394484 | 8.376 | Solar |  |  | Withdrawn | Trade Secret | Trade | RLK | RLK073 | Residential | Solar*Rewards | Trade Secret | 2021
20263-228838-01 | Xcel Energy | 85 | 13781 | IOU | OID3666858 | 39.998 | Solar |  |  | Withdrawn | Trade Secret | Trade | WEB | WEB021 | Commercial | Solar*Rewards | Trade Secret | 2018
20263-228838-01 | Xcel Energy | 85 | 13781 | IOU | 04622522 | 6.028 | Solar |  |  | Interconnected | Trade Secret | Trade | EDA | EDA061 | Residential |  | Trade Secret | 2021 | 2022
20263-228838-01 | Xcel Energy | 85 | 13781 | IOU | 04793630 | 11.39 | Solar |  |  | Interconnected | Trade Secret | Trade | VKG | VKG072 | Residential | Solar*Rewards | Trade Secret | 2022 | 2022
20263-228838-01 | Xcel Energy | 85 | 13781 | IOU | 05775794 | 3.484 | Solar |  |  | Withdrawn | Trade Secret | Trade | WIL | WIL061 | Residential |  | Trade Secret | 2024
20263-228838-01 | Xcel Energy | 85 | 13781 | IOU | 05758240 | 39.75 | Solar |  |  | Interconnected | Trade Secret | Trade | GLK | GLK062 | Commercial | Solar*Rewards | Trade Secret | 2024 | 2025
20263-228838-01 | Xcel Energy | 85 | 13781 | IOU | 06024922 | 11.52 | Solar |  |  | Interconnected | Trade Secret | Trade | TWL | TWL065 | Residential | Solar*Rewards | Trade Secret | 2025 | 2025
20263-228838-01 | Xcel Energy | 85 | 13781 | IOU | 05996286 | 5.314 | Solar |  |  | Interconnected | Trade Secret | Trade | MEL | MEL069 | Residential | Solar*Rewards | Trade Secret | 2024 | 2025
20263-228838-01 | Xcel Energy | 85 | 13781 | IOU | 03130148 | 7.44 | Solar |  |  | Interconnected | Trade Secret | Trade | SLP | SLP081 | Residential | Solar*Rewards | Trade Secret | 2018 | 2019
20263-228838-01 | Xcel Energy | 85 | 13781 | IOU | 05814358 | 7.616 | Solar |  |  | Interconnected | Trade Secret | Trade | WSG | WSG352 | Residential |  | Trade Secret | 2024 | 2024
20263-228838-01 | Xcel Energy | 85 | 13781 | IOU | 06212652 | 5.76 | Solar |  |  | Interconnected | Trade Secret | Trade | MPK | MPK074 | Residential |  | Trade Secret | 2025 | 2025
20263-228838-01 | Xcel Energy | 85 | 13781 | IOU | 06260974 | 5.584 | Solar |  |  | Active Application | Trade Secret | Trade | TER | TER063 | Residential |  | Trade Secret | 2025
20263-228838-01 | Xcel Energy | 85 | 13781 | IOU | 06028479 | 11.7 | Solar |  |  | Interconnected | Trade Secret | Trade | RPO | RPO312 | Residential | Solar*Rewards | Trade Secret | 2024 | 2025
20263-228838-01 | Xcel Energy | 85 | 13781 | IOU | 04138531 | 9.995 | Solar |  |  | Active Application | Trade Secret | Trade | WTN | WTN061 | Commercial | Solar*Rewards | Trade Secret | 2020
20263-228838-01 | Xcel Energy | 85 | 13781 | IOU | 03881581 | 6 | Solar |  |  | Interconnected | Trade Secret | Trade | RAM | RAM073 | Residential | Solar*Rewards | Trade Secret | 2020 | 2020
20263-228838-01 | Xcel Energy | 85 | 13781 | IOU | 05571592 | 6.5 | Solar |  |  | Interconnected | Trade Secret | Trade | WIL | WIL079 | Residential |  | Trade Secret | 2023 | 2024
20263-228838-01 | Xcel Energy | 85 | 13781 | IOU | 05121994 | 960 | Solar |  |  | Interconnected | Trade Secret | Trade | HUG | HUG322 | Commercial |  | Trade Secret | 2022 | 2025
20263-228838-01 | Xcel Energy | 85 | 13781 | IOU | 03130728 | 2700 | Other |  |  | Interconnected | Trade Secret | Trade | HUG | HUG322 | Commercial |  | Trade Secret | 2004 | 2004
20263-228838-01 | Xcel Energy | 85 | 13781 | IOU | 03131885 | 199.8 | Solar |  |  | Interconnected | Trade Secret | Trade | SCL | SCL313 | Commercial |  | Trade Secret | 2017 | 2005
20263-228838-01 | Xcel Energy | 85 | 13781 | IOU | 04794267 | 5.51 | Solar |  |  | Interconnected | Trade Secret | Trade | SLP | SLP073 | Residential | Solar*Rewards | Trade Secret | 2022 | 2022
20263-228838-01 | Xcel Energy | 85 | 13781 | IOU | 05395421 | 10.51 | Storage |  |  | Interconnected | Trade Secret | Trade | SLP | SLP073 | Residential |  | Trade Secret | 2023 | 2023
20263-228838-01 | Xcel Energy | 85 | 13781 | IOU | 05980651 | 5.052 | Solar |  |  | Interconnected | Trade Secret | Trade | HYL | HYL073 | Residential |  | Trade Secret | 2024 | 2025
20263-228838-01 | Xcel Energy | 85 | 13781 | IOU | 03240052 | 8.7 | Solar |  |  | Interconnected | Trade Secret | Trade | HWW | HWW074 | Residential | Solar*Rewards | Trade Secret | 2019 | 2020
20263-228838-01 | Xcel Energy | 85 | 13781 | IOU | OID3722424 | 4.35 | Solar |  |  | Withdrawn | Trade Secret | Trade | IDA | IDA073 | Residential | Solar*Rewards | Trade Secret | 2019
20263-228838-01 | Xcel Energy | 85 | 13781 | IOU | 06230169 | 6.631 | Solar |  |  | Interconnected | Trade Secret | Trade | APA | APA077 | Residential |  | Trade Secret | 2025 | 2026
20263-228838-01 | Xcel Energy | 85 | 13781 | IOU | 05955938 | 7.616 | Solar |  |  | Interconnected | Trade Secret | Trade | IDA | IDA063 | Residential |  | Trade Secret | 2024 | 2025
20263-228838-01 | Xcel Energy | 85 | 13781 | IOU | 06268460 | 9.925 | Solar |  |  | Active Application | Trade Secret | Trade | CHE | CHE076 | Residential |  | Trade Secret | 2025
20263-228838-01 | Xcel Energy | 85 | 13781 | IOU | 03134616 | 20 | Solar |  |  | Interconnected | Trade Secret | Trade | WRR | WRR064 | Commercial | Solar*Rewards | Trade Secret | 2015 | 2016
20263-228838-01 | Xcel Energy | 85 | 13781 | IOU | 03261067 | 7.616 | Solar |  |  | Interconnected | Trade Secret | Trade | WSG | WSG065 | Residential | Solar*Rewards | Trade Secret | 2019 | 2020
20263-228838-01 | Xcel Energy | 85 | 13781 | IOU | 06016774 | 7.591 | Solar |  |  | Interconnected | Trade Secret | Trade | HWW | HWW073 | Residential | Solar*Rewards | Trade Secret | 2024 | 2025
20263-228838-01 | Xcel Energy | 85 | 13781 | IOU | 04322860 | 39.998 | Solar |  |  | Active Application | Trade Secret | Trade | STY | STY065 | Commercial | Solar*Rewards | Trade Secret | 2021
20263-228838-01 | Xcel Energy | 85 | 13781 | IOU | 05356751 | 3.48 | Solar |  |  | Interconnected | Trade Secret | Trade | MPK | MPK074 | Residential | Solar*Rewards | Trade Secret | 2023 | 2023
20263-228838-01 |  |  |  |  | 05819945 |  | Solar |  |  | Active Application | Trade Secret | Trade | CLC | CLC022 | Residential | Solar*Rewards |  | 2024
20263-228838-01 | Xcel Energy | 85 | 13781 | IOU | 05830544 | 5.76 | Solar |  |  | Active Application | Trade Secret | Trade | CLC | CLC022 | Residential |  | Trade Secret | 2024
20263-228838-01 | Xcel Energy | 85 | 13781 | IOU | 05785029 | 5.76 | Solar |  |  | Withdrawn | Trade Secret | Trade | CLC | CLC022 | Residential | Solar*Rewards | Trade Secret | 2024
20263-228838-01 | Xcel Energy | 85 | 13781 | IOU | 04440925 | 11.866 | Solar |  |  | Interconnected | Trade Secret | Trade | WSG | WSG066 | Residential | Solar*Rewards | Trade Secret | 2021 | 2021
20263-228838-01 | Xcel Energy | 85 | 13781 | IOU | 03275216 | 4.93 | Solar |  |  | Interconnected | Trade Secret | Trade | ALD | ALD084 | Residential | Solar*Rewards | Trade Secret | 2019 | 2020
20263-228838-01 | Xcel Energy | 85 | 13781 | IOU | 06226232 | 9.423 | Solar |  |  | Active Application | Trade Secret | Trade | HYL | HYL074 | Residential |  | Trade Secret | 2025
20263-228838-01 | Xcel Energy | 85 | 13781 | IOU | 05973305 | 3.484 | Solar |  |  | Interconnected | Trade Secret | Trade | MST | MST066 | Residential | Solar*Rewards | Trade Secret | 2024 | 2025
20263-228838-01 | Xcel Energy | 85 | 13781 | IOU | 05636614 | 3.48 | Solar |  |  | Withdrawn | Trade Secret | Trade | MST | MST066 | Residential |  | Trade Secret | 2023
20263-228838-01 | Xcel Energy | 85 | 13781 | IOU | 03133406 | 40 | Solar |  |  | Interconnected | Trade Secret | Trade | PLA | PLA022 | Commercial | Solar*Rewards | Trade Secret | 2011 | 2012
20263-228838-01 | Xcel Energy | 85 | 13781 | IOU | 05261882 | 5.76 | Solar |  |  | Interconnected | Trade Secret | Trade | CGR | CGR071 | Residential |  | Trade Secret | 2022 | 2023
20263-228838-01 | Xcel Energy | 85 | 13781 | IOU | 03132804 | 7.92 | Solar |  |  | Interconnected | Trade Secret | Trade | MPK | MPK074 | Residential | Solar*Rewards | Trade Secret | 2018 | 2019
20263-228838-01 | Xcel Energy | 85 | 13781 | IOU | 03902923 | 5 | Solar |  |  | Interconnected | Trade Secret | Trade | EBL | EBL084 | Residential | Solar*Rewards | Trade Secret | 2020 | 2020
20263-228838-01 | Xcel Energy | 85 | 13781 | IOU | OID1963859 | 48 | Solar |  |  | Withdrawn | Trade Secret | Trade | ALD | ALD083 | Commercial | Made in Minnesota | Trade Secret | 2014
20263-228838-01 | Xcel Energy | 85 | 13781 | IOU | 05770929 | 4.188 | Solar |  |  | Withdrawn | Trade Secret | Trade | HYL | HYL061 | Residential | Solar*Rewards | Trade Secret | 2024
20263-228838-01 | Xcel Energy | 85 | 13781 | IOU | 03133676 | 13.9 | Solar |  |  | Interconnected | Trade Secret | Trade | SOU | SOU076 | Commercial | Solar*Rewards | Trade Secret | 2012 | 2012
20263-228838-01 | Xcel Energy | 85 | 13781 | IOU | 04993158 | 8.12 | Solar |  |  | Active Application | Trade Secret | Trade | WSG | WSG362 | Residential | Solar*Rewards | Trade Secret | 2022
20263-228838-01 | Xcel Energy | 85 | 13781 | IOU | 03133953 | 5.04 | Solar |  |  | Interconnected | Trade Secret | Trade | APA | APA075 | Residential | Solar*Rewards | Trade Secret | 2014 | 2014
20263-228838-01 | Xcel Energy | 85 | 13781 | IOU | 03132641 | 9.994 | Solar |  |  | Interconnected | Trade Secret | Trade | HUG | HUG321 | Residential | Solar*Rewards | Trade Secret | 2018 | 2018
20263-228838-01 |  |  |  |  | OID3982605 |  | Solar |  |  | Withdrawn | Trade Secret | Trade | BLC | BLC062 | Residential | Solar*Rewards |  | 2019
20263-228838-01 | Xcel Energy | 85 | 13781 | IOU | 06219062 | 6.282 | Solar |  |  | Active Application | Trade Secret | Trade | MPK | MPK064 | Residential |  | Trade Secret | 2025
20263-228838-01 | Xcel Energy | 85 | 13781 | IOU | 03294361 | 5.22 | Solar |  |  | Interconnected | Trade Secret | Trade | MPK | MPK087 | Residential | Solar*Rewards | Trade Secret | 2019 | 2020
20263-228838-01 | Xcel Energy | 85 | 13781 | IOU | 03132248 | 17.565 | Solar |  |  | Interconnected | Trade Secret | Trade | LCR | LCR311 | Residential | Solar*Rewards | Trade Secret | 2018 | 2018
20263-228838-01 | Xcel Energy | 85 | 13781 | IOU | 05452019 | 4.35 | Solar |  |  | Withdrawn | Trade Secret | Trade | EDA | EDA067 | Residential | Solar*Rewards | Trade Secret | 2023
20263-228838-01 | Xcel Energy | 85 | 13781 | IOU | 05583117 | 4.35 | Solar |  |  | Interconnected | Trade Secret | Trade | EDA | EDA067 | Residential |  | Trade Secret | 2023 | 2023
20263-228838-01 | Xcel Energy | 85 | 13781 | IOU | 05478415 | 4.35 | Solar |  |  | Withdrawn | Trade Secret | Trade | EDA | EDA067 | Residential |  | Trade Secret | 2023
20263-228838-01 | Xcel Energy | 85 | 13781 | IOU | 06215336 | 6.631 | Solar |  |  | Interconnected | Trade Secret | Trade | STY | STY072 | Residential |  | Trade Secret | 2025 | 2025
20263-228838-01 | Xcel Energy | 85 | 13781 | IOU | 03130866 | 1 | Solar |  |  | Interconnected | Trade Secret | Trade | MPK | MPK071 | Residential |  | Trade Secret | 2008 | 2008
20263-228838-01 | Xcel Energy | 85 | 13781 | IOU | 05442606 | 25.36 | Solar |  | X | Interconnected | Trade Secret | Trade | SOU | SOU087 | Residential |  | Trade Secret | 2023 | 2023
20263-228838-01 | Xcel Energy | 85 | 13781 | IOU | 05941803 | 3.747 | Solar |  |  | Interconnected | Trade Secret | Trade | SOU | SOU069 | Residential | Solar*Rewards | Trade Secret | 2024 | 2024
20263-228838-01 |  |  |  |  | OID3857948 |  | Solar |  |  | Withdrawn | Trade Secret | Trade | TER | TER065 | Commercial |  |  | 2019
20263-228838-01 | Xcel Energy | 85 | 13781 | IOU | OID3470422 | 19.999 | Solar |  |  | Withdrawn | Trade Secret | Trade | TER | TER065 | Commercial | Solar*Rewards | Trade Secret | 2018
20263-228838-01 | Xcel Energy | 85 | 13781 | IOU | OID3284731 | 19.999 | Solar |  |  | Withdrawn | Trade Secret | Trade | TER | TER065 | Commercial | Solar*Rewards | Trade Secret | 2018
20263-228838-01 | Xcel Energy | 85 | 13781 | IOU | OID3474807 | 39.998 | Solar |  |  | Withdrawn | Trade Secret | Trade | TER | TER065 | Commercial | Solar*Rewards | Trade Secret | 2018
20263-228838-01 | Xcel Energy | 85 | 13781 | IOU | 03132187 | 10 | Solar |  |  | Interconnected | Trade Secret | Trade | GSL | GSL074 | Residential | Solar*Rewards | Trade Secret | 2018 | 2018
20263-228838-01 | Xcel Energy | 85 | 13781 | IOU | 03460837 | 9.28 | Solar |  |  | Interconnected | Trade Secret | Trade | WSG | WSG066 | Residential | Solar*Rewards | Trade Secret | 2019 | 2020
20263-228838-01 | Xcel Energy | 85 | 13781 | IOU | 06210501 | 3.484 | Solar |  |  | Interconnected | Trade Secret | Trade | AFT | AFT322 | Residential |  | Trade Secret | 2025 | 2026
20263-228838-01 | Xcel Energy | 85 | 13781 | IOU | 05239485 | 8.027 | Solar |  |  | Interconnected | Trade Secret | Trade | EBL | EBL084 | Residential |  | Trade Secret | 2022 | 2022
20263-228838-01 | Xcel Energy | 85 | 13781 | IOU | 04796019 | 18 | Solar |  |  | Interconnected | Trade Secret | Trade | SOU | SOU088 | Commercial | Solar*Rewards | Trade Secret | 2022 | 2022
20263-228838-01 | Xcel Energy | 85 | 13781 | IOU | OID2914555 | 275.2 | Solar |  |  | Withdrawn | Trade Secret | Trade | RIV | RIV073 | Commercial |  | Trade Secret | 2017
20263-228838-01 | Xcel Energy | 85 | 13781 | IOU | 06205001 | 6.282 | Solar |  |  | Interconnected | Trade Secret | Trade | MOL | MOL072 | Residential | Solar*Rewards | Trade Secret | 2025 | 2025
20263-228838-01 | Xcel Energy | 85 | 13781 | IOU | 05581706 | 120 | Solar |  |  | Interconnected | Trade Secret | Trade | DND | DND062 | Commercial |  | Trade Secret | 2023 | 2024
20263-228838-01 | Xcel Energy | 85 | 13781 | IOU | 03134144 | 2.5 | Solar |  |  | Interconnected | Trade Secret | Trade | MGN | MGN211 | Commercial | Made in Minnesota | Trade Secret | 2014 | 2015
20263-228838-01 | Xcel Energy | 85 | 13781 | IOU | 03800408 | 4.64 | Solar |  |  | Interconnected | Trade Secret | Trade | WIL | WIL062 | Residential | Solar*Rewards | Trade Secret | 2020 | 2020
20263-228838-01 | Xcel Energy | 85 | 13781 | IOU | 06186091 | 6.073 | Solar |  |  | Interconnected | Trade Secret | Trade | FAB | FAB061 | Residential |  | Trade Secret | 2025 | 2025
20263-228838-01 | Xcel Energy | 85 | 13781 | IOU | 05441377 | 3.48 | Solar |  |  | Interconnected | Trade Secret | Trade | LLK | LLK072 | Residential |  | Trade Secret | 2023 | 2023
20263-228838-01 | Xcel Energy | 85 | 13781 | IOU | OID3785840 | 8.64 | Solar |  |  | Withdrawn | Trade Secret | Trade | RRK | RRK064 | Residential | Solar*Rewards | Trade Secret | 2019
20263-228838-01 | Xcel Energy | 85 | 13781 | IOU | 03131702 | 7.63 | Solar |  |  | Interconnected | Trade Secret | Trade | RIV | RIV062 | Residential | Made in Minnesota | Trade Secret | 2017 | 2018
20263-228838-01 | Xcel Energy | 85 | 13781 | IOU | OID3666338 | 25 | Solar |  |  | Withdrawn | Trade Secret | Trade | DOC | DOC031 | Residential | Solar*Rewards | Trade Secret | 2018
20263-228838-01 | Xcel Energy | 85 | 13781 | IOU | OID3705122 | 12.5 | Solar |  |  | Withdrawn | Trade Secret | Trade | DOC | DOC031 | Residential | Solar*Rewards | Trade Secret | 2019
20263-228838-01 | Xcel Energy | 85 | 13781 | IOU | 03132336 | 7.625 | Solar |  |  | Interconnected | Trade Secret | Trade | SOU | SOU084 | Residential | Solar*Rewards | Trade Secret | 2018 | 2018
20263-228838-01 | Xcel Energy | 85 | 13781 | IOU | 04794204 | 7.616 | Solar |  |  | Interconnected | Trade Secret | Trade | SLP | SLP082 | Residential | Solar*Rewards | Trade Secret | 2022 | 2022
20263-228838-01 | Xcel Energy | 85 | 13781 | IOU | 05496682 | 5.056 | Solar |  |  | Active Application | Trade Secret | Trade | BIS | BIS001 | Residential | Solar*Rewards | Trade Secret | 2023
20263-228838-01 | Xcel Energy | 85 | 13781 | IOU | OID2251856 | 20 | Solar |  |  | Withdrawn | Trade Secret | Trade | REW | REW023 | Residential | Solar*Rewards | Trade Secret | 2015
20263-228838-01 | Xcel Energy | 85 | 13781 | IOU | 03133833 | 9 | Solar |  |  | Interconnected | Trade Secret | Trade | ALD | ALD088 | Residential | Made in Minnesota | Trade Secret | 2014 | 2014
20263-228838-01 | Xcel Energy | 85 | 13781 | IOU | 03897439 | 5 | Solar |  |  | Interconnected | Trade Secret | Trade | MDT | MDT062 | Residential | Solar*Rewards | Trade Secret | 2020 | 2020
20263-228838-01 | Xcel Energy | 85 | 13781 | IOU | OID3472960 | 39.998 | Solar |  |  | Withdrawn | Trade Secret | Trade | WIL | WIL091 | Commercial | Solar*Rewards | Trade Secret | 2018
20263-228838-01 | Xcel Energy | 85 | 13781 | IOU | 05753456 | 260 | Solar |  |  | Interconnected | Trade Secret | Trade | WIL | WIL091 | Commercial |  | Trade Secret | 2024 | 2024
20263-228838-01 |  |  |  |  | 05699965 |  |  |  |  | Withdrawn | Trade Secret | Trade | WIL | WIL091 | Commercial |  |  | 2024
20263-228838-01 | Xcel Energy | 85 | 13781 | IOU | 05794267 | 3.9 | Solar |  |  | Interconnected | Trade Secret | Trade | IDA | IDA072 | Residential |  | Trade Secret | 2024 | 2024
20263-228838-01 | Xcel Energy | 85 | 13781 | IOU | 03132594 | 4.2 | Solar |  |  | Interconnected | Trade Secret | Trade | TLK | TLK067 | Residential | Solar*Rewards | Trade Secret | 2018 | 2018
20263-228838-01 | Xcel Energy | 85 | 13781 | IOU | 05977813 | 8.528 | Solar |  |  | Interconnected | Trade Secret | Trade | WSG | WSG076 | Residential | Solar*Rewards | Trade Secret | 2025 | 2025
20263-228838-01 | Xcel Energy | 85 | 13781 | IOU | 04797527 | 3.48 | Solar |  |  | Interconnected | Trade Secret | Trade | MDT | MDT074 | Residential | Solar*Rewards | Trade Secret | 2022 | 2022
20263-228838-01 | Xcel Energy | 85 | 13781 | IOU | 06017883 | 11.5 | Solar |  |  | Withdrawn | Trade Secret | Trade | SDX | SDX311 | Residential | Solar*Rewards | Trade Secret | 2024
20263-228838-01 | Xcel Energy | 85 | 13781 | IOU | 06018670 | 11.5 | Solar |  | X | Withdrawn | Trade Secret | Trade | SDX | SDX311 | Residential |  | Trade Secret | 2024
20263-228838-01 | Xcel Energy | 85 | 13781 | IOU | 04422237 | 7.329 | Solar |  |  | Interconnected | Trade Secret | Trade | RPL | RPL063 | Residential | Solar*Rewards | Trade Secret | 2021 | 2021
20263-228838-01 | Xcel Energy | 85 | 13781 | IOU | 04509177 | 9.994 | Solar |  |  | Interconnected | Trade Secret | Trade | MOL | MOL068 | Residential |  | Trade Secret | 2021 | 2022
20263-228838-01 | Xcel Energy | 85 | 13781 | IOU | 04462884 | 9.994 | Solar |  |  | Active Application | Trade Secret | Trade | MOL | MOL068 | Residential | Solar*Rewards | Trade Secret | 2021
20263-228838-01 | Xcel Energy | 85 | 13781 | IOU | 06130111 | 11.136 | Solar |  |  | Withdrawn | Trade Secret | Trade | ECK | ECK342 | Residential | Solar*Rewards | Trade Secret | 2025
20263-228838-01 | Xcel Energy | 85 | 13781 | IOU | 06142667 | 11.136 | Solar |  |  | Interconnected | Trade Secret | Trade | ECK | ECK342 | Residential |  | Trade Secret | 2025 | 2025
20263-228838-01 | Xcel Energy | 85 | 13781 | IOU | OID2787431 | 3.8 | Solar |  |  | Withdrawn | Trade Secret | Trade | UPP | UPP086 | Residential | Solar*Rewards | Trade Secret | 2016
20263-228838-01 | Xcel Energy | 85 | 13781 | IOU | 06005640 | 5.052 | Solar |  |  | Interconnected | Trade Secret | Trade | BEL | BEL061 | Residential |  | Trade Secret | 2024 | 2025
20263-228838-01 | Xcel Energy | 85 | 13781 | IOU | 03621324 | 7.25 | Solar |  |  | Interconnected | Trade Secret | Trade | SLP | SLP084 | Residential | Solar*Rewards | Trade Secret | 2020 | 2020
20263-228838-01 | Xcel Energy | 85 | 13781 | IOU | 05356879 | 5.22 | Solar |  |  | Interconnected | Trade Secret | Trade | MPK | MPK087 | Residential | Solar*Rewards | Trade Secret | 2023 | 2023
20263-228838-01 | Xcel Energy | 85 | 13781 | IOU | 05983183 | 5.052 | Solar |  |  | Interconnected | Trade Secret | Trade | HYL | HYL073 | Residential |  | Trade Secret | 2024 | 2025
20263-228838-01 | Xcel Energy | 85 | 13781 | IOU | 05235001 | 8.12 | Solar |  |  | Interconnected | Trade Secret | Trade | BEL | BEL061 | Residential |  | Trade Secret | 2022 | 2022
20263-228838-01 | Xcel Energy | 85 | 13781 | IOU | 04317379 | 6.576 | Solar |  |  | Interconnected | Trade Secret | Trade | WCS | WCS064 | Residential | Solar*Rewards | Trade Secret | 2021 | 2021
20263-228838-01 | Xcel Energy | 85 | 13781 | IOU | 03132418 | 19.88 | Solar |  |  | Interconnected | Trade Secret | Trade | REW | REW022 | Commercial | Solar*Rewards | Trade Secret | 2018 | 2018
20263-228838-01 | Xcel Energy | 85 | 13781 | IOU | 03443520 | 11.39 | Solar |  |  | Interconnected | Trade Secret | Trade | HUG | HUG321 | Residential | Solar*Rewards | Trade Secret | 2019 | 2020
20263-228838-01 | Xcel Energy | 85 | 13781 | IOU | 03130044 | 4.35 | Solar |  |  | Interconnected | Trade Secret | Trade | REW | REW032 | Residential | Solar*Rewards | Trade Secret | 2018 | 2019
20263-228838-01 |  |  |  |  | OID3589072 |  | Solar |  |  | Withdrawn | Trade Secret | Trade | REW | REW032 | Residential | Solar*Rewards |  | 2018
20263-228838-01 | Xcel Energy | 85 | 13781 | IOU | 06258512 | 9.284 | Solar |  |  | Active Application | Trade Secret | Trade | RLK | RLK066 | Residential |  | Trade Secret | 2025
20263-228838-01 | Xcel Energy | 85 | 13781 | IOU | 05867216 | 3.747 | Solar |  |  | Interconnected | Trade Secret | Trade | RIV | RIV076 | Residential |  | Trade Secret | 2024 | 2025
20263-228838-01 |  |  |  |  | OID2277442 |  | Solar |  |  | Withdrawn | Trade Secret | Trade | BLC | BLC062 | Residential | Solar*Rewards |  | 2015
20263-228838-01 | Xcel Energy | 85 | 13781 | IOU | 03134799 | 34.2 | Solar |  |  | Interconnected | Trade Secret | Trade | XRD | XRD077 | Commercial | Made in Minnesota | Trade Secret | 2016 | 2016
20263-228838-01 | Xcel Energy | 85 | 13781 | IOU | 05724166 | 7.68 | Solar |  |  | Withdrawn | Trade Secret | Trade | WES | WES075 | Residential | Solar*Rewards | Trade Secret | 2024
20263-228838-01 | Xcel Energy | 85 | 13781 | IOU | 05752732 | 7.68 | Solar |  |  | Interconnected | Trade Secret | Trade | WES | WES075 | Residential |  | Trade Secret | 2024 | 2025
20263-228838-01 | Xcel Energy | 85 | 13781 | IOU | 03130423 | 7.2 | Solar |  |  | Interconnected | Trade Secret | Trade | RAM | RAM077 | Residential |  | Trade Secret | 2018 | 2018
20263-228838-01 | Xcel Energy | 85 | 13781 | IOU | OID3160242 | 36 | Solar |  |  | Withdrawn | Trade Secret | Trade | WWK | WWK311 | Commercial | Made in Minnesota | Trade Secret | 2017
20263-228838-01 | Xcel Energy | 85 | 13781 | IOU | 05357130 | 11.6 | Solar |  |  | Interconnected | Trade Secret | Trade | WIL | WIL092 | Residential | Solar*Rewards | Trade Secret | 2023 | 2023
20263-228838-01 | Xcel Energy | 85 | 13781 | IOU | 06018376 | 23.1 | Storage |  |  | Interconnected | Trade Secret | Trade | WIL | WIL092 | Residential |  | Trade Secret | 2024 | 2025
20263-228838-01 | Xcel Energy | 85 | 13781 | IOU | 03130149 | 6.24 | Solar |  |  | Interconnected | Trade Secret | Trade | STO | STO002 | Commercial | Solar*Rewards | Trade Secret | 2018 | 2020
20263-228838-01 | Xcel Energy | 85 | 13781 | IOU | 05680994 | 5.933 | Solar |  |  | Interconnected | Trade Secret | Trade | SLP | SLP085 | Residential |  | Trade Secret | 2024 | 2024
20263-228838-01 | Xcel Energy | 85 | 13781 | IOU | 06214492 | 3.484 | Solar |  |  | Interconnected | Trade Secret | Trade | APA | APA071 | Residential |  | Trade Secret | 2025 | 2025
20263-228838-01 | Xcel Energy | 85 | 13781 | IOU | 05287170 | 2.9 | Solar |  |  | Interconnected | Trade Secret | Trade | SLP | SLP082 | Residential |  | Trade Secret | 2022 | 2023
20263-228838-01 | Xcel Energy | 85 | 13781 | IOU | 05188642 | 3.747 | Solar |  |  | Interconnected | Trade Secret | Trade | BEL | BEL061 | Residential |  | Trade Secret | 2022 | 2023
20263-228838-01 | Xcel Energy | 85 | 13781 | IOU | 03130972 | 1825 | Other |  |  | Interconnected | Trade Secret | Trade | OSS | OSS075 | Commercial |  | Trade Secret | 2009 | 2009
20263-228838-01 | Xcel Energy | 85 | 13781 | IOU | 05357123 | 2.9 | Solar |  |  | Interconnected | Trade Secret | Trade | HWW | HWW074 | Residential | Solar*Rewards | Trade Secret | 2023 | 2023
20263-228838-01 | Xcel Energy | 85 | 13781 | IOU | 06321919 | 5.933 | Solar |  |  | Active Application | Trade Secret | Trade | ORO | ORO061 | Residential | Solar*Rewards | Trade Secret | 2026
20263-228838-01 | Xcel Energy | 85 | 13781 | IOU | 06093555 | 5.248 | Solar |  |  | Interconnected | Trade Secret | Trade | WIL | WIL078 | Residential | Solar*Rewards | Trade Secret | 2025 | 2025
20263-228838-01 | Xcel Energy | 85 | 13781 | IOU | 05605714 | 3.15 | Solar |  |  | Interconnected | Trade Secret | Trade | SHP | SHP072 | Residential |  | Trade Secret | 2023 | 2024
20263-228838-01 | Xcel Energy | 85 | 13781 | IOU | 06299922 | 2.925 | Solar |  |  | Active Application | Trade Secret | Trade | RLK | RLK073 | Residential |  | Trade Secret | 2025
20263-228838-01 | Xcel Energy | 85 | 13781 | IOU | 05817841 | 6.046 | Solar |  |  | Interconnected | Trade Secret | Trade | AFT | AFT321 | Residential |  | Trade Secret | 2024 | 2025
20263-228838-01 | Xcel Energy | 85 | 13781 | IOU | 05225287 | 5.51 | Solar |  |  | Interconnected | Trade Secret | Trade | SOU | SOU064 | Residential |  | Trade Secret | 2022 | 2022
20263-228838-01 | Xcel Energy | 85 | 13781 | IOU | 06065598 | 7.6 | Solar |  |  | Interconnected | Trade Secret | Trade | WRR | WRR075 | Residential | Solar*Rewards | Trade Secret | 2025 | 2025
20263-228838-01 | Xcel Energy | 85 | 13781 | IOU | 06253663 | 7.258 | Solar |  |  | Active Application | Trade Secret | Trade | SLP | SLP082 | Residential |  | Trade Secret | 2025
20263-228838-01 | Xcel Energy | 85 | 13781 | IOU | 03131819 | 5 | Solar |  |  | Interconnected | Trade Secret | Trade | LAC | LAC062 | Residential | Made in Minnesota | Trade Secret | 2017 | 2017
20263-228838-01 | Xcel Energy | 85 | 13781 | IOU | 03130915 | 3.52 | Solar |  |  | Interconnected | Trade Secret | Trade | SCA | SCA021 | Residential |  | Trade Secret | 2009 | 2009
20263-228838-01 | Xcel Energy | 85 | 13781 | IOU | 03133446 | 30 | Solar |  |  | Interconnected | Trade Secret | Trade | WDY | WDY322 | Commercial | Solar*Rewards | Trade Secret | 2011 | 2013
20263-228838-01 | Xcel Energy | 85 | 13781 | IOU | SRO18032 | 40 | Solar |  |  | Withdrawn | Trade Secret | Trade | WDY | WDY322 | Commercial | Solar*Rewards | Trade Secret | 2011
20263-228838-01 | Xcel Energy | 85 | 13781 | IOU | 04494602 | 2.61 | Solar |  |  | Interconnected | Trade Secret | Trade | BRP | BRP061 | Residential |  | Trade Secret | 2021 | 2021
20263-228838-01 | Xcel Energy | 85 | 13781 | IOU | 03134668 | 36 | Solar |  |  | Interconnected | Trade Secret | Trade | GFD | GFD022 | Commercial | Made in Minnesota | Trade Secret | 2015 | 2016
20263-228838-01 | Xcel Energy | 85 | 13781 | IOU | SRO29845 | 45 | Solar |  |  | Withdrawn | Trade Secret | Trade | GFD | GFD022 | Commercial | Solar*Rewards | Trade Secret | 2013
20263-228838-01 | Xcel Energy | 85 | 13781 | IOU | 03894314 | 200 | Solar |  |  | Active Application | Trade Secret | Trade | GLK | GLK073 | Commercial |  | Trade Secret | 2020
20263-228838-01 | Xcel Energy | 85 | 13781 | IOU | 06035411 | 11.5 | Solar |  | X | Interconnected | Trade Secret | Trade | AFT | AFT314 | Residential | Solar*Rewards | Trade Secret | 2024 | 2025
20263-228838-01 | Xcel Energy | 85 | 13781 | IOU | 06097733 | 6.453 | Solar |  |  | Interconnected | Trade Secret | Trade | WES | WES074 | Residential | Solar*Rewards | Trade Secret | 2025 | 2025
20263-228838-01 | Xcel Energy | 85 | 13781 | IOU | OID2838555 | 5 | Solar |  |  | Withdrawn | Trade Secret | Trade | HUG | HUG321 | Residential | Solar*Rewards | Trade Secret | 2016
20263-228838-01 | Xcel Energy | 85 | 13781 | IOU | 03132231 | 5 | Solar |  |  | Interconnected | Trade Secret | Trade | HUG | HUG321 | Residential | Solar*Rewards | Trade Secret | 2018 | 2018
20263-228838-01 | Xcel Energy | 85 | 13781 | IOU | 03134910 | 3.36 | Solar |  |  | Interconnected | Trade Secret | Trade | PKL | PKL075 | Residential | Made in Minnesota | Trade Secret | 2016 | 2016
20263-228838-01 | Xcel Energy | 85 | 13781 | IOU | 03134508 | 5 | Solar |  |  | Interconnected | Trade Secret | Trade | HWW | HWW062 | Residential | Made in Minnesota | Trade Secret | 2015 | 2016
20263-228838-01 | Xcel Energy | 85 | 13781 | IOU | OID2261942 | 7.74 | Solar |  |  | Withdrawn | Trade Secret | Trade | MTR | MTR021 | Residential | Solar*Rewards | Trade Secret | 2015
20263-228838-01 | Xcel Energy | 85 | 13781 | IOU | 03133811 | 4.945 | Solar |  |  | Interconnected | Trade Secret | Trade | SOU | SOU064 | Residential | Solar*Rewards | Trade Secret | 2013 | 2013
20263-228838-01 | Xcel Energy | 85 | 13781 | IOU | SRO27392 | 4.945 | Solar |  |  | Withdrawn | Trade Secret | Trade | SOU | SOU064 | Residential | Solar*Rewards | Trade Secret | 2012
20263-228838-01 | Xcel Energy | 85 | 13781 | IOU | 03130768 | 1280 | Other |  |  | Interconnected | Trade Secret | Trade | OAD | OAD064 | Commercial |  | Trade Secret | 2007 | 2007
20263-228838-01 | Xcel Energy | 85 | 13781 | IOU | 05800037 | 9.994 | Solar |  |  | Interconnected | Trade Secret | Trade | LEX | LEX061 | Residential | Solar*Rewards | Trade Secret | 2024 | 2024
20263-228838-01 | Xcel Energy | 85 | 13781 | IOU | 03134961 | 9.94 | Solar |  |  | Interconnected | Trade Secret | Trade | ALT | ALT021 | Residential | Made in Minnesota | Trade Secret | 2016 | 2016
20263-228838-01 | Xcel Energy | 85 | 13781 | IOU | 03134732 | 17.64 | Solar |  |  | Interconnected | Trade Secret | Trade | HSN | HSN311 | Commercial | Solar*Rewards | Trade Secret | 2015 | 2016
20263-228838-01 | Xcel Energy | 85 | 13781 | IOU | SRO31648 | 17 | Solar |  |  | Withdrawn | Trade Secret | Trade | CNC | CNC063 | Residential | Solar*Rewards | Trade Secret | 2013
20263-228838-01 | Xcel Energy | 85 | 13781 | IOU | 03602294 | 19.988 | Solar |  |  | Interconnected | Trade Secret | Trade | CNC | CNC063 | Residential | Solar*Rewards | Trade Secret | 2020 | 2020
20263-228838-01 | Xcel Energy | 85 | 13781 | IOU | 04519041 | 3.747 | Solar |  |  | Interconnected | Trade Secret | Trade | UPP | UPP086 | Residential |  | Trade Secret | 2021 | 2022
20263-228838-01 | Xcel Energy | 85 | 13781 | IOU | 06209384 | 16.04 | Solar |  |  | Active Application | Trade Secret | Trade | HSN | HSN321 | Residential | Solar*Rewards | Trade Secret | 2025
20263-228838-01 | Xcel Energy | 85 | 13781 | IOU | 04504631 | 5.054 | Solar |  |  | Active Application | Trade Secret | Trade | DBL | DBL060 | Residential | Solar*Rewards | Trade Secret | 2021
20263-228838-01 | Xcel Energy | 85 | 13781 | IOU | 06081765 | 9.984 | Solar |  |  | Interconnected | Trade Secret | Trade | GLK | GLK063 | Residential | Solar*Rewards | Trade Secret | 2025 | 2025
20263-228838-01 | Xcel Energy | 85 | 13781 | IOU | 06198864 | 5.25 | Solar |  | X | Withdrawn | Trade Secret | Trade | SOU | SOU077 | Residential | Solar*Rewards | Trade Secret | 2025
20263-228838-01 | Xcel Energy | 85 | 13781 | IOU | 06222184 | 5.235 | Solar |  | X | Withdrawn | Trade Secret | Trade | SOU | SOU077 | Residential |  | Trade Secret | 2025
20263-228838-01 | Xcel Energy | 85 | 13781 | IOU | 06322419 | 4.188 | Solar |  | X | Active Application | Trade Secret | Trade | SOU | SOU077 | Residential | Solar*Rewards | Trade Secret | 2026
20263-228838-01 | Xcel Energy | 85 | 13781 | IOU | 04614425 | 4.64 | Solar |  |  | Interconnected | Trade Secret | Trade | MOL | MOL074 | Residential |  | Trade Secret | 2021 | 2021
20263-228838-01 | Xcel Energy | 85 | 13781 | IOU | 04794085 | 5.8 | Solar |  |  | Interconnected | Trade Secret | Trade | EDA | EDA067 | Residential | Solar*Rewards | Trade Secret | 2022 | 2022
20263-228838-01 | Xcel Energy | 85 | 13781 | IOU | 05608050 | 4.35 | Solar |  |  | Interconnected | Trade Secret | Trade | HYL | HYL064 | Residential |  | Trade Secret | 2023 | 2023
20263-228838-01 | Xcel Energy | 85 | 13781 | IOU | 04831032 | 8.376 | Solar |  |  | Withdrawn | Trade Secret | Trade | LEX | LEX332 | Residential | Solar*Rewards | Trade Secret | 2022
20263-228838-01 | Xcel Energy | 85 | 13781 | IOU | 05399718 | 11.97 | Solar |  |  | Interconnected | Trade Secret | Trade | LEX | LEX332 | Residential |  | Trade Secret | 2023 | 2023
20263-228838-01 | Xcel Energy | 85 | 13781 | IOU | 05395515 | 8.505 | Solar |  |  | Withdrawn | Trade Secret | Trade | LEX | LEX332 | Residential | Solar*Rewards | Trade Secret | 2023
20263-228838-01 | Xcel Energy | 85 | 13781 | IOU | 05409110 | 10.08 | Solar |  |  | Withdrawn | Trade Secret | Trade | LEX | LEX332 | Residential | Solar*Rewards | Trade Secret | 2023
20263-228838-01 | Xcel Energy | 85 | 13781 | IOU | 04840887 | 4.932 | Solar |  |  | Interconnected | Trade Secret | Trade | RPO | RPO312 | Residential | Solar*Rewards | Trade Secret | 2022 | 2022
20263-228838-01 | Xcel Energy | 85 | 13781 | IOU | 05356612 | 8.7 | Solar |  |  | Interconnected | Trade Secret | Trade | OPK | OPK077 | Residential | Solar*Rewards | Trade Secret | 2023 | 2023
20263-228838-01 | Xcel Energy | 85 | 13781 | IOU | 03131696 | 9.94 | Solar |  |  | Interconnected | Trade Secret | Trade | MND | MND062 | Residential | Made in Minnesota | Trade Secret | 2017 | 2017
20263-228838-01 | Xcel Energy | 85 | 13781 | IOU | OID3951420 | 38.36 | Solar |  |  | Withdrawn | Trade Secret | Trade | ELP | ELP075 | Commercial | Solar*Rewards | Trade Secret | 2019
20263-228838-01 | Xcel Energy | 85 | 13781 | IOU | 05944930 | 8.376 | Solar |  |  | Interconnected | Trade Secret | Trade | OPK | OPK073 | Residential | Solar*Rewards | Trade Secret | 2024 | 2024
20263-228838-01 |  |  |  |  | OID2256429 |  | Solar |  |  | Withdrawn | Trade Secret | Trade | OPK | OPK073 | Residential | Solar*Rewards |  | 2015
20263-228838-01 | Xcel Energy | 85 | 13781 | IOU | 05508202 | 10.24 | Solar |  |  | Interconnected | Trade Secret | Trade | VMR | VMR062 | Residential | Solar*Rewards | Trade Secret | 2023 | 2023
20263-228838-01 | Xcel Energy | 85 | 13781 | IOU | 03131705 | 9.5 | Solar |  |  | Interconnected | Trade Secret | Trade | LAC | LAC062 | Residential | Made in Minnesota | Trade Secret | 2017 | 2017
20263-228838-01 | Xcel Energy | 85 | 13781 | IOU | 04793742 | 10.819 | Solar |  |  | Interconnected | Trade Secret | Trade | MEL | MEL074 | Residential | Solar*Rewards | Trade Secret | 2022 | 2023
20263-228838-01 | Xcel Energy | 85 | 13781 | IOU | 06002840 | 17.3 | Solar |  |  | Active Application | Trade Secret | Trade | DBL | DBL074 | Commercial |  | Trade Secret | 2024
20263-228838-01 | Xcel Energy | 85 | 13781 | IOU | 05981497 | 27.3 | Solar |  |  | Withdrawn | Trade Secret | Trade | DBL | DBL074 | Commercial |  | Trade Secret | 2024
20263-228838-01 | Xcel Energy | 85 | 13781 | IOU | 05967861 | 9.994 | Solar |  |  | Interconnected | Trade Secret | Trade | WSG | WSG071 | Commercial |  | Trade Secret | 2024 | 2025
20263-228838-01 | Xcel Energy | 85 | 13781 | IOU | 03134342 | 5.6 | Solar |  |  | Interconnected | Trade Secret | Trade | RIV | RIV063 | Commercial | Made in Minnesota | Trade Secret | 2015 | 2015
20263-228838-01 | Xcel Energy | 85 | 13781 | IOU | 06209052 | 12.564 | Solar |  |  | Interconnected | Trade Secret | Trade | GSL | GSL341 | Residential |  | Trade Secret | 2025 | 2025
20263-228838-01 | Xcel Energy | 85 | 13781 | IOU | 03515251 | 5 | Solar |  |  | Interconnected | Trade Secret | Trade | UPP | UPP082 | Residential | Solar*Rewards | Trade Secret | 2019 | 2020
20263-228838-01 | Xcel Energy | 85 | 13781 | IOU | 04862161 | 3.8 | Solar |  |  | Interconnected | Trade Secret | Trade | UPP | UPP082 | Residential | Solar*Rewards | Trade Secret | 2022 | 2022
20263-228838-01 | Xcel Energy | 85 | 13781 | IOU | 05121920 | 15.232 | Solar |  |  | Interconnected | Trade Secret | Trade | WCR | WCR061 | Residential |  | Trade Secret | 2022 | 2023
20263-228838-01 | Xcel Energy | 85 | 13781 | IOU | 04613822 | 12.47 | Solar |  |  | Interconnected | Trade Secret | Trade | WYO | WYO021 | Residential |  | Trade Secret | 2021 | 2022
20263-228838-01 | Xcel Energy | 85 | 13781 | IOU | 03245284 | 7.616 | Solar |  |  | Interconnected | Trade Secret | Trade | MOL | MOL066 | Residential | Solar*Rewards | Trade Secret | 2019 | 2020
20263-228838-01 | Xcel Energy | 85 | 13781 | IOU | 03130796 | 2000 | Other |  |  | Interconnected | Trade Secret | Trade | FRM | FRM062 | Commercial |  | Trade Secret | 2006 | 2006
20263-228838-01 | Xcel Energy | 85 | 13781 | IOU | 05796118 | 6.677 | Solar |  |  | Interconnected | Trade Secret | Trade | RMT | RMT321 | Residential |  | Trade Secret | 2024 | 2024
20263-228838-01 | Xcel Energy | 85 | 13781 | IOU | 05974099 | 5.693 | Solar |  |  | Interconnected | Trade Secret | Trade | FSL | FSL312 | Residential | Solar*Rewards | Trade Secret | 2024 | 2025
20263-228838-01 | Xcel Energy | 85 | 13781 | IOU | 04950764 | 7.7 | Solar |  |  | Interconnected | Trade Secret | Trade | WWK | WWK311 | Residential | Solar*Rewards | Trade Secret | 2022 | 2022
20263-228838-01 | Xcel Energy | 85 | 13781 | IOU | OID3284585 | 19.999 | Solar |  |  | Withdrawn | Trade Secret | Trade | RVA | RVA061 | Commercial | Solar*Rewards | Trade Secret | 2018
20263-228838-01 | Xcel Energy | 85 | 13781 | IOU | 04873861 | 7.124 | Solar |  |  | Active Application | Trade Secret | Trade | RMT | RMT321 | Residential | Solar*Rewards | Trade Secret | 2022
20263-228838-01 | Xcel Energy | 85 | 13781 | IOU | 04439977 | 5.054 | Solar |  |  | Active Application | Trade Secret | Trade | LCR | LCR311 | Residential | Solar*Rewards | Trade Secret | 2021
20263-228838-01 | Xcel Energy | 85 | 13781 | IOU | 05199346 | 4.932 | Solar |  |  | Interconnected | Trade Secret | Trade | FSL | FSL312 | Residential |  | Trade Secret | 2022 | 2022
20263-228838-01 | Xcel Energy | 85 | 13781 | IOU | 06233739 | 11.393 | Solar |  |  | Interconnected | Trade Secret | Trade | RMT | RMT321 | Residential |  | Trade Secret | 2025 | 2025
20263-228838-01 | Xcel Energy | 85 | 13781 | IOU | 05617906 | 3.77 | Solar |  |  | Interconnected | Trade Secret | Trade | TWL | TWL082 | Residential |  | Trade Secret | 2023 | 2024
20263-228838-01 | Xcel Energy | 85 | 13781 | IOU | 05848618 | 12 | Solar |  |  | Interconnected | Trade Secret | Trade | GSL | GSL341 | Residential |  | Trade Secret | 2024 | 2024
20263-228838-01 | Xcel Energy | 85 | 13781 | IOU | 06029336 | 4.934 | Solar |  |  | Interconnected | Trade Secret | Trade | CGR | CGR071 | Residential |  | Trade Secret | 2024 | 2025
20263-228838-01 | Xcel Energy | 85 | 13781 | IOU | 06017961 | 8.19 | Solar |  | X | Interconnected | Trade Secret | Trade | SOU | SOU073 | Residential |  | Trade Secret | 2024 | 2025
20263-228838-01 | Xcel Energy | 85 | 13781 | IOU | 04618452 | 367 | Solar |  |  | Withdrawn | Trade Secret | Trade | LAF | LAF001 | Community Solar Garden | Solar*Rewards Community | Trade Secret | 2023
20263-228838-01 | Xcel Energy | 85 | 13781 | IOU | 06260436 | 11.168 | Solar |  |  | Active Application | Trade Secret | Trade | SHP | SHP061 | Residential |  | Trade Secret | 2025
20263-228838-01 | Xcel Energy | 85 | 13781 | IOU | 05978878 | 4.86 | Solar |  |  | Interconnected | Trade Secret | Trade | OAD | OAD074 | Commercial | Solar*Rewards | Trade Secret | 2025 | 2025
20263-228838-01 | Xcel Energy | 85 | 13781 | IOU | 05674613 | 1000 | Solar |  |  | Active Application | Trade Secret | Trade | SDX | SDX311 | LMI | Solar*Rewards Community | Trade Secret | 2023
20263-228838-01 | Xcel Energy | 85 | 13781 | IOU | 03579239 | 1000 | Solar |  |  | Withdrawn | Trade Secret | Trade | CHI | CHI311 | Community Solar Garden | Solar*Rewards Community | Trade Secret | 2020
20263-228838-01 | Xcel Energy | 85 | 13781 | IOU | SRC040968 | 1000 | Solar |  |  | Withdrawn | Trade Secret | Trade | HSN | HSN321 | Community Solar Garden | Solar*Rewards Community | Trade Secret | 2015
20263-228838-01 | Xcel Energy | 85 | 13781 | IOU | SRC038548 | 1000 | Solar |  |  | Withdrawn | Trade Secret | Trade |  |  | Community Solar Garden | Solar*Rewards Community | Trade Secret | 2014
20263-228838-01 | Xcel Energy | 85 | 13781 | IOU | SRC069428 | 1000 | Solar |  |  | Withdrawn | Trade Secret | Trade | SLW | SLW061 | Community Solar Garden | Solar*Rewards Community | Trade Secret | 2018
20263-228838-01 | Xcel Energy | 85 | 13781 | IOU | 03125887 | 1000 | Solar |  |  | Interconnected | Paynesville | Trade | PAT | PAT313 | Community Solar Garden | Solar*Rewards Community | Trade Secret | 2016 | 2019
20263-228838-01 | Xcel Energy | 85 | 13781 | IOU | 03126002 | 983 | Solar |  |  | Interconnected | Jordan | Trade | JOR | JOR022 | Community Solar Garden | Solar*Rewards Community | Trade Secret | 2015 | 2017
20263-228838-01 |  |  |  |  | 04362279 |  | Solar |  |  | Active Application | Trade Secret | Trade |  |  | Residential | Solar*Rewards |  | 2021
20263-228838-01 |  |  |  |  | 04431280 |  | Solar |  |  | Active Application | Trade Secret | Trade |  |  | Residential | Solar*Rewards |  | 2021
20263-228838-01 |  |  |  |  | 06103419 |  | Solar |  |  | Withdrawn | Trade Secret | Trade |  |  | Residential | Solar*Rewards |  | 2025
20263-228838-01 |  |  |  |  | 05803849 |  | Solar |  |  | Withdrawn | Trade Secret | Trade |  |  | Residential | Solar*Rewards |  | 2024
20263-228838-01 | Xcel Energy | 85 | 13781 | IOU | SRC038542 | 1000 | Solar |  |  | Withdrawn | Trade Secret | Trade | HAS | HAS021 | Community Solar Garden | Solar*Rewards Community | Trade Secret | 2014
20263-228838-01 | Xcel Energy | 85 | 13781 | IOU | SRC040864 | 950 | Solar |  |  | Withdrawn | Trade Secret | Trade | KEN | KEN022 | Community Solar Garden | Solar*Rewards Community | Trade Secret | 2015
20263-228838-01 | Xcel Energy | 85 | 13781 | IOU | SRC038423 | 1000 | Solar |  |  | Withdrawn | Trade Secret | Trade | RMT | RMT311 | Community Solar Garden | Solar*Rewards Community | Trade Secret | 2014
20263-228838-01 | Xcel Energy | 85 | 13781 | IOU | 03123281 | 1000 | Solar |  |  | Interconnected | Zumbrota | Trade | ZUM | ZUM022 | Community Solar Garden | Solar*Rewards Community | Trade Secret | 2017 | 2020
20263-228838-01 | Xcel Energy | 85 | 13781 | IOU | 03128569 | 1000 | Solar |  |  | Interconnected | Pipestone | Trade | PIP | PIP090 | Community Solar Garden | Solar*Rewards Community | Trade Secret | 2015 | 2017
20263-228838-01 |  |  |  |  | 05766878 |  |  |  |  | Withdrawn | Trade Secret | Trade |  |  | Residential |  |  | 2024
20263-228838-01 | Xcel Energy | 85 | 13781 | IOU | 03128018 | 950 | Solar |  |  | Interconnected | Waite Park | Trade | SAK | SAK312 | Community Solar Garden | Solar*Rewards Community | Trade Secret | 2015 | 2019
20263-228838-01 |  |  |  |  | SRO14147 |  | Solar |  |  | Withdrawn | Trade Secret | Trade |  |  |  | Solar*Rewards |  | 2010
20263-228838-01 |  |  |  |  | 06246110 |  |  |  |  | Withdrawn | Trade Secret | Trade |  |  | Residential |  |  | 2025
20263-228838-01 | Xcel Energy | 85 | 13781 | IOU | SRC042302 | 1000 | Solar |  |  | Withdrawn | Trade Secret | Trade | OPK | OPK073 | Community Solar Garden | Solar*Rewards Community | Trade Secret | 2015
20263-228838-01 | Xcel Energy | 85 | 13781 | IOU | 05521088 | 900 | Solar |  |  | Active Application | Trade Secret | Trade | TWL | TWL072 | LMI | Solar*Rewards Community | Trade Secret | 2024
20263-228838-01 | Xcel Energy | 85 | 13781 | IOU | 03126854 | 1000 | Solar |  |  | Interconnected | Byron | Trade | WEB | WEB021 | Community Solar Garden | Solar*Rewards Community | Trade Secret | 2015 | 2017
20263-228838-01 |  |  |  |  | SRO28764 |  | Solar |  |  | Withdrawn | Trade Secret | Trade |  |  |  | Other |  | 2013
20263-228838-01 | Xcel Energy | 85 | 13781 | IOU | 03130910 | 33 | Wind |  |  | Interconnected | Trade Secret | Trade | WEL | WEL021 | Residential |  | Trade Secret | 2009 | 2009
20263-228838-01 |  |  |  |  | 05285226 |  |  |  |  | Active Application | Trade Secret | Trade |  |  | Residential |  |  | 2022
20263-228838-01 | Xcel Energy | 85 | 13781 | IOU | 04067829 | 1000 | Solar |  |  | Withdrawn | Trade Secret | Trade | HAD | HAD022 | Community Solar Garden | Solar*Rewards Community | Trade Secret | 2021
20263-228838-01 | Xcel Energy | 85 | 13781 | IOU | 04224499 | 1000 | Solar |  |  | Active Application | Trade Secret | Trade |  |  | Community Solar Garden | Solar*Rewards Community | Trade Secret | 2020
20263-228838-01 | Xcel Energy | 85 | 13781 | IOU | SRC040927 | 998 | Solar |  |  | Withdrawn | Trade Secret | Trade | LSP | LSP021 | Community Solar Garden | Solar*Rewards Community | Trade Secret | 2015
20263-228838-01 |  |  |  |  | 06091133 |  |  |  |  | Withdrawn | Trade Secret | Trade |  |  | Residential |  |  | 2025
20263-228838-01 | Xcel Energy | 85 | 13781 | IOU | SRC073039 | 1000 | Solar |  |  | Withdrawn | Trade Secret | Trade |  |  | Community Solar Garden | Solar*Rewards Community | Trade Secret | 2019
20263-228838-01 |  |  |  |  | 03800470 |  | Solar |  |  | Active Application | Trade Secret | Trade |  |  | Residential | Solar*Rewards |  | 2020
20263-228838-01 | Xcel Energy | 85 | 13781 | IOU | SRC038554 | 1000 | Solar |  |  | Withdrawn | Trade Secret | Trade |  |  | Community Solar Garden | Solar*Rewards Community | Trade Secret | 2014
20263-228838-01 | Xcel Energy | 85 | 13781 | IOU | 03124801 | 1000 | Solar |  |  | Interconnected | Glenwood | Trade | GLD | GLD021 | Community Solar Garden | Solar*Rewards Community | Trade Secret | 2016 | 2019
20263-228838-01 | Xcel Energy | 85 | 13781 | IOU | 03126972 | 1000 | Solar |  |  | Interconnected | Clear Lake | Trade | SCL | SCL322 | Community Solar Garden | Solar*Rewards Community | Trade Secret | 2015 | 2018
20263-228838-01 | Xcel Energy | 85 | 13781 | IOU | 05520820 | 240 | Solar |  |  | Withdrawn | Trade Secret | Trade | LEX | LEX064 | Community Solar Garden | Solar*Rewards Community | Trade Secret | 2023
20263-228838-01 | Xcel Energy | 85 | 13781 | IOU | 05688604 | 660 | Solar |  |  | Withdrawn | Trade Secret | Trade | WEH | WEH021 | Community Solar Garden | Solar*Rewards Community | Trade Secret | 2024
20263-228838-01 |  |  |  |  | 05423802 |  |  |  |  | Active Application | Trade Secret | Trade |  |  | Residential |  |  | 2023
20263-228838-01 | Xcel Energy | 85 | 13781 | IOU | SRC067959 | 1000 | Solar |  |  | Withdrawn | Trade Secret | Trade | WEL | WEL021 | Community Solar Garden | Solar*Rewards Community | Trade Secret | 2018
20263-228838-01 |  |  |  |  | 04424359 |  | Solar |  |  | Withdrawn | Trade Secret | Trade |  |  | Residential | Solar*Rewards |  | 2021
20263-228838-01 | Xcel Energy | 85 | 13781 | IOU | 03127096 | 1000 | Solar |  |  | Interconnected | Morristown | Trade | MTW | MTW021 | Community Solar Garden | Solar*Rewards Community | Trade Secret | 2015 | 2020
20263-228838-01 | Xcel Energy | 85 | 13781 | IOU | 05657215 | 1000 | Solar |  |  | Withdrawn | Trade Secret | Trade | CHI | CHI311 | Community Solar Garden | Solar*Rewards Community | Trade Secret | 2023
20263-228838-01 | Xcel Energy | 85 | 13781 | IOU | 05660743 | 1000 | Solar |  |  | Withdrawn | Trade Secret | Trade | MTV | MTV021 | Community Solar Garden | Solar*Rewards Community | Trade Secret | 2023
20263-228838-01 | Xcel Energy | 85 | 13781 | IOU | 03127335 | 1000 | Solar |  |  | Interconnected | Northfield | Trade | NOF | NOF061 | Community Solar Garden | Solar*Rewards Community | Trade Secret | 2015 | 2017
20263-228838-01 |  |  |  |  | 04194896 |  | Solar |  |  | Active Application | Trade Secret | Trade |  |  | Residential | Solar*Rewards |  | 2020
20263-228838-01 |  |  |  |  | 05208455 |  |  |  |  | Active Application | Trade Secret | Trade |  |  | Residential |  |  | 2022
20263-228838-01 |  |  |  |  | 05461308 |  | Solar |  |  | Active Application | Trade Secret | Trade |  |  | Residential | Solar*Rewards |  | 2023
20263-228838-01 |  |  |  |  | 05823383 |  | Solar |  |  | Active Application | Trade Secret | Trade |  |  | Residential | Solar*Rewards |  | 2024
20263-228838-01 |  |  |  |  | 05599469 |  |  |  |  | Active Application | Trade Secret | Trade |  |  | Residential |  |  | 2023
20263-228838-01 |  |  |  |  | 06297128 |  |  |  |  | Withdrawn | Trade Secret | Trade |  |  | Residential |  |  | 2025
20263-228838-01 | Xcel Energy | 85 | 13781 | IOU | SRC040083 | 1000 | Solar |  |  | Withdrawn | Trade Secret | Trade |  |  | Community Solar Garden | Solar*Rewards Community | Trade Secret | 2015
20263-228838-01 | Xcel Energy | 85 | 13781 | IOU | SRC040886 | 1000 | Solar |  |  | Withdrawn | Trade Secret | Trade |  |  | Community Solar Garden | Solar*Rewards Community | Trade Secret | 2015
20263-228838-01 | Xcel Energy | 85 | 13781 | IOU | 03121405 | 1000 | Solar |  |  | Interconnected | Saint Cloud | Trade | SCL | SCL322 | Community Solar Garden | Solar*Rewards Community | Trade Secret | 2017 | 2019
20263-228838-01 | Xcel Energy | 85 | 13781 | IOU | SRC066181 | 1000 | Solar |  |  | Withdrawn | Trade Secret | Trade |  |  | Community Solar Garden | Solar*Rewards Community | Trade Secret | 2018
20263-228838-01 | Xcel Energy | 85 | 13781 | IOU | SRC038545 | 1000 | Solar |  |  | Withdrawn | Trade Secret | Trade | CTF | CTF021 | Community Solar Garden | Solar*Rewards Community | Trade Secret | 2014
20263-228838-01 | Xcel Energy | 85 | 13781 | IOU | SRC040807 | 998 | Solar |  |  | Withdrawn | Trade Secret | Trade | ZUM | ZUM022 | Community Solar Garden | Solar*Rewards Community | Trade Secret | 2015
20263-228838-01 |  |  |  |  | SRO29474 |  | Solar |  |  | Withdrawn | Trade Secret | Trade |  |  |  | Other |  | 2013
20263-228838-01 |  |  |  |  | 05713598 |  |  |  |  | Active Application | Trade Secret | Trade |  |  | Residential |  |  | 2024
20263-228838-01 | Xcel Energy | 85 | 13781 | IOU | 04147282 | 1000 | Solar |  |  | Withdrawn | Trade Secret | Trade | MHW | MHW311 | Community Solar Garden | Solar*Rewards Community | Trade Secret | 2020
20263-228838-01 | Xcel Energy | 85 | 13781 | IOU | 03124806 | 1000 | Solar |  |  | Interconnected | Norwood Young America | Trade | WWK | WWK311 | Community Solar Garden | Solar*Rewards Community | Trade Secret | 2015 | 2018
20263-228838-01 |  |  |  |  | 04830122 |  | Solar |  |  | Active Application | Trade Secret | Trade |  |  | Residential | Solar*Rewards |  | 2022
20263-228838-01 | Xcel Energy | 85 | 13781 | IOU | SRC048500 | 1000 | Solar |  |  | Withdrawn | Trade Secret | Trade |  |  | Community Solar Garden | Solar*Rewards Community | Trade Secret | 2016
20263-228838-01 | Xcel Energy | 85 | 13781 | IOU | SRC039769 | 1000 | Solar |  |  | Withdrawn | Trade Secret | Trade | FAP | FAP071 | Community Solar Garden | Solar*Rewards Community | Trade Secret | 2015
20263-228838-01 | Xcel Energy | 85 | 13781 | IOU | SRC040054 | 1000 | Solar |  |  | Withdrawn | Trade Secret | Trade |  |  | Community Solar Garden | Solar*Rewards Community | Trade Secret | 2015
20263-228838-01 | Xcel Energy | 85 | 13781 | IOU | SRC068268 | 1000 | Solar |  |  | Withdrawn | Trade Secret | Trade | ALB | ALB022 | Community Solar Garden | Solar*Rewards Community | Trade Secret | 2018
20263-228838-01 | Xcel Energy | 85 | 13781 | IOU | 03128317 | 6000 | Solar |  |  | Interconnected | Trade Secret | Trade | ANN | ANN021 | Utility |  | Trade Secret | 2016 | 2017
20263-228838-01 | Xcel Energy | 85 | 13781 | IOU | SRC038611 | 1000 | Solar |  |  | Withdrawn | Trade Secret | Trade | CSR | CSR001 | Community Solar Garden | Solar*Rewards Community | Trade Secret | 2014
20263-228838-01 | Xcel Energy | 85 | 13781 | IOU | SRC042233 | 1000 | Solar |  |  | Withdrawn | Trade Secret | Trade | MGN | MGN211 | Community Solar Garden | Solar*Rewards Community | Trade Secret | 2015
20263-228838-01 | Xcel Energy | 85 | 13781 | IOU | 03128463 | 1000 | Solar |  |  | Interconnected | Montevideo | Trade | FIC | FIC021 | Community Solar Garden | Solar*Rewards Community | Trade Secret | 2015 | 2018
20263-228838-01 |  |  |  |  | SRO28496 |  | Solar |  |  | Withdrawn | Trade Secret | Trade |  |  |  | Other |  | 2013
20263-228838-01 |  |  |  |  | 05005783 |  | Solar |  |  | Active Application | Trade Secret | Trade |  |  | Residential | Solar*Rewards |  | 2022
20263-228838-01 | Xcel Energy | 85 | 13781 | IOU | 05652677 | 1000 | Solar |  |  | Withdrawn | Trade Secret | Trade | CHE | CHE075 | Community Solar Garden | Solar*Rewards Community | Trade Secret | 2023
20263-228838-01 |  |  |  |  | 05228941 |  |  |  |  | Active Application | Trade Secret | Trade |  |  | Residential |  |  | 2022
20263-228838-01 |  |  |  |  | 05943277 |  | Solar |  |  | Withdrawn | Trade Secret | Trade |  |  | Residential | Solar*Rewards |  | 2024
20263-228838-01 |  |  |  |  | 05273800 |  |  |  |  | Withdrawn | Trade Secret | Trade |  |  | Residential |  |  | 2022
20263-228838-01 |  |  |  |  | 05388565 |  | Solar |  |  | Withdrawn | Trade Secret | Trade |  |  | Residential | Solar*Rewards |  | 2023
20263-228838-01 | Xcel Energy | 85 | 13781 | IOU | SRC042346 | 250 | Solar |  |  | Withdrawn | Trade Secret | Trade | NOF | NOF061 | Community Solar Garden | Solar*Rewards Community | Trade Secret | 2015
20263-228838-01 |  |  |  |  | OID2806096 |  | Solar |  |  | Withdrawn | Trade Secret | Trade | [5 empty] | 2005
20263-228838-01 |  |  |  |  | 04879374 |  | Solar |  |  | Active Application | Trade Secret | Trade |  |  | Residential | Solar*Rewards |  | 2022
20263-228838-01 | Xcel Energy | 85 | 13781 | IOU | 05618024 | 7000 | Solar |  |  | Withdrawn | Trade Secret | Trade |  |  | Commercial | Other | Trade Secret | 2023
20263-228838-01 | Xcel Energy | 85 | 13781 | IOU | 05618033 | 7500 | Solar |  |  | Withdrawn | Trade Secret | Trade |  |  | Commercial | Other | Trade Secret | 2023
20263-228838-01 | Xcel Energy | 85 | 13781 | IOU | SRC070202 | 1000 | Solar |  |  | Withdrawn | Trade Secret | Trade | CHI | CHI311 | Community Solar Garden | Solar*Rewards Community | Trade Secret | 2018
20263-228838-01 | Xcel Energy | 85 | 13781 | IOU | SRC038481 | 1000 | Solar |  |  | Withdrawn | Trade Secret | Trade | LAP | LAP311 | Community Solar Garden | Solar*Rewards Community | Trade Secret | 2014
20263-228838-01 | Xcel Energy | 85 | 13781 | IOU | 05382066 | 22.6 | Solar |  |  | Withdrawn | Trade Secret | Trade |  |  | Residential | Other | Trade Secret | 2023
20263-228838-01 | Xcel Energy | 85 | 13781 | IOU | 05723767 | 100 | Solar |  |  | Withdrawn | Trade Secret | Trade |  |  | Residential | Other | Trade Secret | 2024
20263-228838-01 |  |  |  |  | 05550679 |  | Solar |  |  | Active Application | Trade Secret | Trade |  |  | Residential | Solar*Rewards |  | 2023
20263-228838-01 | Xcel Energy | 85 | 13781 | IOU | SRO24385 | 20 | Solar |  |  | Withdrawn | Trade Secret | Trade |  |  |  | Solar*Rewards | Trade Secret | 2012
20263-228838-01 |  |  |  |  | 05404202 |  | Solar |  |  | Withdrawn | Trade Secret | Trade |  |  | Residential | Solar*Rewards |  | 2023
20263-228838-01 | Xcel Energy | 85 | 13781 | IOU | SRC042328 | 250 | Solar |  |  | Withdrawn | Trade Secret | Trade | NOF | NOF061 | Community Solar Garden | Solar*Rewards Community | Trade Secret | 2015
20263-228838-01 | Xcel Energy | 85 | 13781 | IOU | SRC042795 | 950 | Solar |  |  | Withdrawn | Trade Secret | Trade | WAV | WAV021 | Community Solar Garden | Solar*Rewards Community | Trade Secret | 2015
20263-228838-01 | Xcel Energy | 85 | 13781 | IOU | SRC038738 | 1000 | Solar |  |  | Withdrawn | Trade Secret | Trade | FSL | FSL311 | Community Solar Garden | Solar*Rewards Community | Trade Secret | 2014
20263-228838-01 | Xcel Energy | 85 | 13781 | IOU | 03123298 | 1000 | Solar |  |  | Interconnected | Albany | Trade | AVN | AVN021 | Community Solar Garden | Solar*Rewards Community | Trade Secret | 2017 | 2019
20263-228838-01 | Xcel Energy | 85 | 13781 | IOU | 03128566 | 1000 | Solar |  |  | Interconnected | Glenwood | Trade | GLD | GLD021 | Community Solar Garden | Solar*Rewards Community | Trade Secret | 2015 | 2017
20263-228838-01 | Xcel Energy | 85 | 13781 | IOU | 03128628 | 1000 | Solar |  |  | Interconnected | Claremont | Trade | DOC | DOC031 | Community Solar Garden | Solar*Rewards Community | Trade Secret | 2015 | 2017
20263-228838-01 | Xcel Energy | 85 | 13781 | IOU | 05539558 | 4700 | Solar |  |  | Active Application | Trade Secret | Trade |  |  | Community Solar Garden | Solar*Rewards Community | Trade Secret | 2023
20263-228838-01 |  |  |  |  | 04565906 |  | Solar |  |  | Active Application | Trade Secret | Trade |  |  | Residential | Solar*Rewards |  | 2021
20263-228838-01 |  |  |  |  | 05506930 |  |  |  |  | Active Application | Trade Secret | Trade |  |  | Residential |  |  | 2023
20263-228838-01 | Xcel Energy | 85 | 13781 | IOU | SRC038474 | 1000 | Solar |  |  | Withdrawn | Trade Secret | Trade | LAP | LAP311 | Community Solar Garden | Solar*Rewards Community | Trade Secret | 2014
20263-228838-01 | Xcel Energy | 85 | 13781 | IOU | SRC040468 | 950 | Solar |  |  | Withdrawn | Trade Secret | Trade |  |  | Community Solar Garden | Solar*Rewards Community | Trade Secret | 2015
20263-228838-01 | Xcel Energy | 85 | 13781 | IOU | SRC042669 | 1000 | Solar |  |  | Withdrawn | Trade Secret | Trade |  |  | Community Solar Garden | Solar*Rewards Community | Trade Secret | 2015
20263-228838-01 | Xcel Energy | 85 | 13781 | IOU | SRC068636 | 1000 | Solar |  |  | Withdrawn | Trade Secret | Trade |  |  | Community Solar Garden | Solar*Rewards Community | Trade Secret | 2018
20263-228838-01 | Xcel Energy | 85 | 13781 | IOU | SRC040011 | 1000 | Solar |  |  | Withdrawn | Trade Secret | Trade | FAB | FAB063 | Community Solar Garden | Solar*Rewards Community | Trade Secret | 2015
20263-228838-01 | Xcel Energy | 85 | 13781 | IOU | 04181339 | 1000 | Solar |  |  | Active Application | Trade Secret | Trade | HUG | HUG321 | LMI | Solar*Rewards Community | Trade Secret | 2023
20263-228838-01 | Xcel Energy | 85 | 13781 | IOU | 03128301 | 1000 | Solar |  |  | Interconnected | Sacred Heart | Trade | SCH | SCH211 | Community Solar Garden | Solar*Rewards Community | Trade Secret | 2019 | 2021
20263-228838-01 |  |  |  |  | OID2806669 |  | Solar |  |  | Withdrawn | Trade Secret | Trade | [5 empty] | 2014
20263-228838-01 | Xcel Energy | 85 | 13781 | IOU | 03129900 | 19.88 | Solar |  |  | Withdrawn | Trade Secret | Trade | AFT | AFT314 | Residential | Solar*Rewards | Trade Secret | 2018
20263-228838-01 | Xcel Energy | 85 | 13781 | IOU | SRC040758 | 950 | Solar |  |  | Withdrawn | Trade Secret | Trade |  |  | Community Solar Garden | Solar*Rewards Community | Trade Secret | 2015
20263-228838-01 | Xcel Energy | 85 | 13781 | IOU | SRC040396 | 984 | Solar |  |  | Withdrawn | Trade Secret | Trade | NER | NER021 | Community Solar Garden | Solar*Rewards Community | Trade Secret | 2015
20263-228838-01 |  |  |  |  | 05445530 |  | Solar |  |  | Active Application | Trade Secret | Trade |  |  | Residential | Solar*Rewards |  | 2023
20263-228838-01 | Xcel Energy | 85 | 13781 | IOU | 05581808 | 5000 | Solar |  |  | Withdrawn | Trade Secret | Trade |  |  | Commercial | Other | Trade Secret | 2023
20263-228838-01 | Xcel Energy | 85 | 13781 | IOU | 03129627 | 19.988 | Solar |  |  | Withdrawn | Trade Secret | Trade | TER | TER081 | Residential | Solar*Rewards | Trade Secret | 2018
20263-228838-01 | Xcel Energy | 85 | 13781 | IOU | SRC038978 | 1000 | Solar |  |  | Withdrawn | Trade Secret | Trade | WAV | WAV021 | Community Solar Garden | Solar*Rewards Community | Trade Secret | 2015
20263-228838-01 | Xcel Energy | 85 | 13781 | IOU | 03127590 | 1000 | Solar |  |  | Interconnected | Rosemount | Trade | RMT | RMT311 | Community Solar Garden | Solar*Rewards Community | Trade Secret | 2014 | 2016
20263-228838-01 | Xcel Energy | 85 | 13781 | IOU | 04880794 | 1000 | Solar |  |  | Withdrawn | Trade Secret | Trade | WAS | WAS092 | Community Solar Garden | Solar*Rewards Community | Trade Secret | 2022
20263-228838-01 | Xcel Energy | 85 | 13781 | IOU | 03128259 | 1000 | Solar |  |  | Interconnected | Cleveland | Trade | LAE | LAE061 | Community Solar Garden | Solar*Rewards Community | Trade Secret | 2015 | 2018
20263-228838-01 | Xcel Energy | 85 | 13781 | IOU | 03130189 | 7.6 | Solar |  |  | Withdrawn | Trade Secret | Trade |  |  | Residential | Solar*Rewards | Trade Secret | 2019
20263-228838-01 | Xcel Energy | 85 | 13781 | IOU | 03246958 | 7.68 | Solar |  |  | Active Application | Trade Secret | Trade | WES | WES073 | Residential | Solar*Rewards | Trade Secret | 2019
20263-228838-01 | Xcel Energy | 85 | 13781 | IOU | 03273283 | 4.56 | Solar |  |  | Active Application | Trade Secret | Trade | SLP | SLP076 | Residential | Solar*Rewards | Trade Secret | 2019
20263-228838-01 | Xcel Energy | 85 | 13781 | IOU | SRC073053 | 1000 | Solar |  |  | Withdrawn | Trade Secret | Trade |  |  | Community Solar Garden | Solar*Rewards Community | Trade Secret | 2019
20263-228838-01 |  |  |  |  | 05227513 |  | Solar |  |  | Active Application | Trade Secret | Trade |  |  | Residential | Solar*Rewards |  | 2022
20263-228838-01 | Xcel Energy | 85 | 13781 | IOU | 05689626 | 4750 | Solar |  |  | Active Application | Trade Secret | Trade |  |  | Community Solar Garden | Solar*Rewards Community | Trade Secret | 2024
20263-228838-01 | Xcel Energy | 85 | 13781 | IOU | SRC042728 | 950 | Solar |  |  | Withdrawn | Trade Secret | Trade | MTV | MTV022 | Community Solar Garden | Solar*Rewards Community | Trade Secret | 2015
20263-228838-01 | Xcel Energy | 85 | 13781 | IOU | 03781335 | 125 | Solar |  |  | Interconnected | Minneapolis | Trade | TER | TER083 | Community Solar Garden | Solar*Rewards Community | Trade Secret | 2021 | 2022
20263-228838-01 | Xcel Energy | 85 | 13781 | IOU | 03127539 | 1000 | Solar |  |  | Interconnected | Kasota | Trade | SMT | SMT072 | Community Solar Garden | Solar*Rewards Community | Trade Secret | 2015 | 2018
20263-228838-01 | Xcel Energy | 85 | 13781 | IOU | 03123299 | 1000 | Solar |  |  | Interconnected | Stewart | Trade | STW | STW021 | Community Solar Garden | Solar*Rewards Community | Trade Secret | 2017 | 2019
20263-228838-01 | Xcel Energy | 85 | 13781 | IOU | 03123366 | 1000 | Solar |  |  | Interconnected | Cologne | Trade | WCS | WCS064 | Community Solar Garden | Solar*Rewards Community | Trade Secret | 2016 | 2019
20263-228838-01 | Xcel Energy | 85 | 13781 | IOU | 03192795 | 6.96 | Solar |  |  | Active Application | Trade Secret | Trade |  |  | Residential | Solar*Rewards | Trade Secret | 2019
20263-228838-01 | Xcel Energy | 85 | 13781 | IOU | SRC049243 | 1000 | Solar |  |  | Withdrawn | Trade Secret | Trade | WAT | WAT081 | Community Solar Garden | Solar*Rewards Community | Trade Secret | 2016
20263-228838-01 | Xcel Energy | 85 | 13781 | IOU | SRC041635 | 1000 | Solar |  |  | Withdrawn | Trade Secret | Trade | FAP | FAP071 | Community Solar Garden | Solar*Rewards Community | Trade Secret | 2015
20263-228838-01 | Xcel Energy | 85 | 13781 | IOU | SRC038634 | 1000 | Solar |  |  | Withdrawn | Trade Secret | Trade | FSL | FSL311 | Community Solar Garden | Solar*Rewards Community | Trade Secret | 2014
20263-228838-01 | Xcel Energy | 85 | 13781 | IOU | 03123439 | 1000 | Solar |  |  | Interconnected | Waseca | Trade | WAS | WAS092 | Community Solar Garden | Solar*Rewards Community | Trade Secret | 2018 | 2021
20263-228838-01 | Xcel Energy | 85 | 13781 | IOU | 03127039 | 1000 | Solar |  |  | Interconnected | North Branch | Trade | CHI | CHI311 | Community Solar Garden | Solar*Rewards Community | Trade Secret | 2016 | 2018
20263-228838-01 | Xcel Energy | 85 | 13781 | IOU | 03130931 | 1500 | Wind |  |  | Interconnected | Trade Secret | Trade | PIP | PIP090 | Commercial |  | Trade Secret | 1998 | 1998
20263-228838-01 | Xcel Energy | 85 | 13781 | IOU | SRC052301 | 1000 | Solar |  |  | Withdrawn | Trade Secret | Trade |  |  | Community Solar Garden | Solar*Rewards Community | Trade Secret | 2016
20263-228838-01 | Xcel Energy | 85 | 13781 | IOU | SRC039285 | 1000 | Solar |  |  | Withdrawn | Trade Secret | Trade | MEI | MEI021 | Community Solar Garden | Solar*Rewards Community | Trade Secret | 2015
20263-228838-01 | Xcel Energy | 85 | 13781 | IOU | SRC040081 | 1000 | Solar |  |  | Withdrawn | Trade Secret | Trade |  |  | Community Solar Garden | Solar*Rewards Community | Trade Secret | 2015
20263-228838-01 | Xcel Energy | 85 | 13781 | IOU | 05377884 | 1000 | Solar |  |  | Withdrawn | Trade Secret | Trade | VIL | VIL021 | Community Solar Garden | Solar*Rewards Community | Trade Secret | 2023
20263-228838-01 | Xcel Energy | 85 | 13781 | IOU | 04897016 | 1000 | Solar |  |  | Withdrawn | Trade Secret | Trade | GLD | GLD021 | Community Solar Garden | Solar*Rewards Community | Trade Secret | 2022
20263-228838-01 | Xcel Energy | 85 | 13781 | IOU | 03503541 | 1000 | Solar |  |  | Withdrawn | Trade Secret | Trade | PAT | PAT312 | Community Solar Garden | Solar*Rewards Community | Trade Secret | 2020
20263-228838-01 | Xcel Energy | 85 | 13781 | IOU | SRC038705 | 1000 | Solar |  |  | Withdrawn | Trade Secret | Trade | LNS | LNS033 | Community Solar Garden | Solar*Rewards Community | Trade Secret | 2014
20263-228838-01 | Xcel Energy | 85 | 13781 | IOU | SRC040406 | 990 | Solar |  |  | Withdrawn | Trade Secret | Trade | CGR | CGR061 | Community Solar Garden | Solar*Rewards Community | Trade Secret | 2015
20263-228838-01 | Xcel Energy | 85 | 13781 | IOU | SRC069895 | 1000 | Solar |  |  | Withdrawn | Trade Secret | Trade | MRN | MRN021 | Community Solar Garden | Solar*Rewards Community | Trade Secret | 2018
20263-228838-01 | Xcel Energy | 85 | 13781 | IOU | SRC041448 | 1000 | Solar |  |  | Withdrawn | Trade Secret | Trade | LAE | LAE061 | Community Solar Garden | Solar*Rewards Community | Trade Secret | 2015
20263-228838-01 | Xcel Energy | 85 | 13781 | IOU | SRC042155 | 1000 | Solar |  |  | Withdrawn | Trade Secret | Trade | BEK | BEK311 | Community Solar Garden | Solar*Rewards Community | Trade Secret | 2015
20263-228838-01 | Xcel Energy | 85 | 13781 | IOU | SRC040865 | 1000 | Solar |  |  | Withdrawn | Trade Secret | Trade |  |  | Community Solar Garden | Solar*Rewards Community | Trade Secret | 2015
20263-228838-01 | Xcel Energy | 85 | 13781 | IOU | 03127385 | 1000 | Solar |  |  | Interconnected | Sacred Heart | Trade | SCH | SCH211 | Community Solar Garden | Solar*Rewards Community | Trade Secret | 2018 | 2019
20263-228838-01 |  |  |  |  | SRO29506 |  | Solar |  |  | Withdrawn | Trade Secret | Trade |  |  |  | Other |  | 2013
20263-228838-01 | Xcel Energy | 85 | 13781 | IOU | 03123429 | 1000 | Solar |  |  | Interconnected | Kasson | Trade | KAN | KAN022 | Community Solar Garden | Solar*Rewards Community | Trade Secret | 2018 | 2020
20263-228838-01 | Xcel Energy | 85 | 13781 | IOU | 03127229 | 1000 | Solar |  |  | Interconnected | Sauk Rapids | Trade | MHW | MHW311 | Community Solar Garden | Solar*Rewards Community | Trade Secret | 2018 | 2021
20263-228838-01 | Xcel Energy | 85 | 13781 | IOU | 03126885 | 1000 | Solar |  |  | Interconnected | Norwood Young America | Trade | WWK | WWK321 | Community Solar Garden | Solar*Rewards Community | Trade Secret | 2015 | 2016
20263-228838-01 |  |  |  |  | 05428840 |  | Solar |  |  | Active Application | Trade Secret | Trade |  |  | Residential | Solar*Rewards |  | 2023
20263-228838-01 |  |  |  |  | 05421689 |  | Solar |  |  | Active Application | Trade Secret | Trade |  |  | Community Solar Garden | Solar*Rewards Community |  | 2023
20263-228838-01 | Xcel Energy | 85 | 13781 | IOU | SRC042600 | 950 | Solar |  |  | Withdrawn | Trade Secret | Trade | FRA | FRA001 | Community Solar Garden | Solar*Rewards Community | Trade Secret | 2015
20263-228838-01 | Xcel Energy | 85 | 13781 | IOU | SRC074639 | 1000 | Solar |  |  | Withdrawn | Trade Secret | Trade | PAT | PAT312 | Community Solar Garden | Solar*Rewards Community | Trade Secret | 2019
20263-228838-01 | Xcel Energy | 85 | 13781 | IOU | SRC039447 | 1000 | Solar |  |  | Withdrawn | Trade Secret | Trade | RMT | RMT311 | Community Solar Garden | Solar*Rewards Community | Trade Secret | 2015
20263-228838-01 | Xcel Energy | 85 | 13781 | IOU | SRC073055 | 1000 | Solar |  |  | Withdrawn | Trade Secret | Trade |  |  | Community Solar Garden | Solar*Rewards Community | Trade Secret | 2019
20263-228838-01 |  |  |  |  | SRO28766 |  | Solar |  |  | Withdrawn | Trade Secret | Trade |  |  |  | Other |  | 2013
20263-228838-01 | Xcel Energy | 85 | 13781 | IOU | 03130955 | 2000 | Natural Gas |  |  | Interconnected | Trade Secret | Trade | SIP | SIP061 | Commercial |  | Trade Secret | 2005 | 2005
20263-228838-01 | Xcel Energy | 85 | 13781 | IOU | SRC040768 | 950 | Solar |  |  | Withdrawn | Trade Secret | Trade |  |  | Community Solar Garden | Solar*Rewards Community | Trade Secret | 2015
20263-228838-01 | Xcel Energy | 85 | 13781 | IOU | 03126909 | 1000 | Solar |  |  | Interconnected | Farmington | Trade | VMR | VMR061 | Community Solar Garden | Solar*Rewards Community | Trade Secret | 2016 | 2020
20263-228838-01 | Xcel Energy | 85 | 13781 | IOU | 03126918 | 1000 | Solar |  |  | Interconnected | Stewart | Trade | STW | STW021 | Community Solar Garden | Solar*Rewards Community | Trade Secret | 2016 | 2019
20263-228838-01 | Xcel Energy | 85 | 13781 | IOU | SRC042329 | 250 | Solar |  |  | Withdrawn | Trade Secret | Trade | NOF | NOF061 | Community Solar Garden | Solar*Rewards Community | Trade Secret | 2015
20263-228838-01 | Xcel Energy | 85 | 13781 | IOU | 03125953 | 1000 | Solar |  |  | Interconnected | Lester Prairie | Trade | LSP | LSP021 | Community Solar Garden | Solar*Rewards Community | Trade Secret | 2015 | 2017
20263-228838-01 | Xcel Energy | 85 | 13781 | IOU | 03127525 | 1000 | Solar |  |  | Interconnected | Glenwood | Trade | GLD | GLD021 | Community Solar Garden | Solar*Rewards Community | Trade Secret | 2015 | 2018
20263-228838-01 | Xcel Energy | 85 | 13781 | IOU | 03128604 | 1000 | Solar |  |  | Interconnected | Brooten | Trade | BRO | BRO021 | Community Solar Garden | Solar*Rewards Community | Trade Secret | 2015 | 2017
20263-228838-01 | Xcel Energy | 85 | 13781 | IOU | 06092835 | 7.212 | Solar |  |  | Interconnected | Trade Secret | Trade | ECK | ECK321 | Residential |  | Trade Secret | 2025 | 2025
20263-228838-01 | Xcel Energy | 85 | 13781 | IOU | 06198883 | 9.772 | Solar |  |  | Withdrawn | Trade Secret | Trade | HOL | HOL071 | Residential | Solar*Rewards | Trade Secret | 2025
20263-228838-01 | Xcel Energy | 85 | 13781 | IOU | 06201044 | 11.168 | Solar |  | X | Withdrawn | Trade Secret | Trade | HOL | HOL071 | Residential | Solar*Rewards | Trade Secret | 2025
20263-228838-01 | Xcel Energy | 85 | 13781 | IOU | 06221018 | 9.772 | Solar |  |  | Interconnected | Trade Secret | Trade | HOL | HOL071 | Residential |  | Trade Secret | 2025 | 2025
20263-228838-01 | Xcel Energy | 85 | 13781 | IOU | 05442244 | 11.39 | Solar |  |  | Interconnected | Trade Secret | Trade | AHI | AHI025 | Residential | Solar*Rewards | Trade Secret | 2023 | 2023
20263-228838-01 | Xcel Energy | 85 | 13781 | IOU | 03131429 | 2.962 | Solar |  |  | Interconnected | Trade Secret | Trade | MEL | MEL061 | Commercial | Solar*Rewards | Trade Secret | 2017 | 2019
20263-228838-01 | Xcel Energy | 85 | 13781 | IOU | 06262237 | 7.6 | Solar |  |  | Active Application | Trade Secret | Trade | HUG | HUG311 | Residential |  | Trade Secret | 2025
20263-228838-01 | Xcel Energy | 85 | 13781 | IOU | 04111808 | 6 | Solar |  |  | Active Application | Trade Secret | Trade | MND | MND063 | Residential | Solar*Rewards | Trade Secret | 2020
20263-228838-01 | Xcel Energy | 85 | 13781 | IOU | OID3383249 | 9.94 | Solar |  |  | Withdrawn | Trade Secret | Trade | ALK | ALK067 | Residential | Solar*Rewards | Trade Secret | 2018
20263-228838-01 | Xcel Energy | 85 | 13781 | IOU | OID3368799 | 9.94 | Solar |  |  | Withdrawn | Trade Secret | Trade | ALK | ALK067 | Residential | Solar*Rewards | Trade Secret | 2018
20263-228838-01 | Xcel Energy | 85 | 13781 | IOU | 05613483 | 5.22 | Solar |  |  | Interconnected | Trade Secret | Trade | TWL | TWL082 | Residential |  | Trade Secret | 2023 | 2023
20263-228838-01 | Xcel Energy | 85 | 13781 | IOU | 04313355 | 7.54 | Solar |  |  | Interconnected | Trade Secret | Trade | CGR | CGR063 | Residential | Solar*Rewards | Trade Secret | 2021 | 2021
20263-228838-01 | Xcel Energy | 85 | 13781 | IOU | 06113059 | 4.934 | Solar |  |  | Interconnected | Trade Secret | Trade | SCL | SCL312 | Residential | Solar*Rewards | Trade Secret | 2025 | 2025
20263-228838-01 | Xcel Energy | 85 | 13781 | IOU | 05976031 | 12.146 | Solar |  |  | Interconnected | Trade Secret | Trade | GSL | GSL074 | Residential | Solar*Rewards | Trade Secret | 2024 | 2025
20263-228838-01 | Xcel Energy | 85 | 13781 | IOU | 06105119 | 7.872 | Solar |  |  | Interconnected | Trade Secret | Trade | RRK | RRK063 | Residential | Solar*Rewards | Trade Secret | 2025 | 2025
20263-228838-01 | Xcel Energy | 85 | 13781 | IOU | 03132450 | 9.94 | Solar |  |  | Interconnected | Trade Secret | Trade | RLK | RLK073 | Commercial | Solar*Rewards | Trade Secret | 2018 | 2018
20263-228838-01 | Xcel Energy | 85 | 13781 | IOU | 04794133 | 18.41 | Solar |  | X | Interconnected | Trade Secret | Trade | CGR | CGR072 | Residential | Solar*Rewards | Trade Secret | 2022 | 2022
20263-228838-01 | Xcel Energy | 85 | 13781 | IOU | 04476423 | 7.68 | Solar |  | X | Withdrawn | Trade Secret | Trade | CGR | CGR072 | Residential |  | Trade Secret | 2021
20263-228838-01 |  |  |  |  | 04462298 |  | Solar |  |  | Active Application | Trade Secret | Trade | CGR | CGR072 | Residential | Solar*Rewards |  | 2021
20263-228838-01 | Xcel Energy | 85 | 13781 | IOU | 05256616 | 4.48 | Solar |  |  | Interconnected | Trade Secret | Trade | RPO | RPO311 | Residential |  | Trade Secret | 2022 | 2023
20263-228838-01 | Xcel Energy | 85 | 13781 | IOU | 05445769 | 13.056 | Solar |  |  | Interconnected | Trade Secret | Trade | HUG | HUG312 | Residential |  | Trade Secret | 2023 | 2023
20263-228838-01 | Xcel Energy | 85 | 13781 | IOU | 05293217 | 4.93 | Solar |  |  | Interconnected | Trade Secret | Trade | CGR | CGR072 | Residential |  | Trade Secret | 2022 | 2023
20263-228838-01 | Xcel Energy | 85 | 13781 | IOU | 05503930 | 3.48 | Solar |  |  | Interconnected | Trade Secret | Trade | IDA | IDA061 | Residential |  | Trade Secret | 2023 | 2023
20263-228838-01 | Xcel Energy | 85 | 13781 | IOU | 05973277 | 16.4 | Solar |  |  | Interconnected | Trade Secret | Trade | HYL | HYL061 | Residential | Solar*Rewards | Trade Secret | 2024 | 2024
20263-228838-01 |  |  |  |  | 05846550 |  | Solar |  |  | Withdrawn | Trade Secret | Trade | ECK | ECK322 | Residential | Solar*Rewards |  | 2024
20263-228838-01 | Xcel Energy | 85 | 13781 | IOU | 05846602 | 5.76 | Solar |  |  | Interconnected | Trade Secret | Trade | ECK | ECK322 | Residential | Solar*Rewards | Trade Secret | 2024 | 2025
20263-228838-01 | Xcel Energy | 85 | 13781 | IOU | 03247617 | 13.72 | Solar |  |  | Interconnected | Trade Secret | Trade | FIC | FIC021 | Residential | Solar*Rewards | Trade Secret | 2019 | 2020
20263-228838-01 | Xcel Energy | 85 | 13781 | IOU | OID3644011 | 13.72 | Solar |  |  | Withdrawn | Trade Secret | Trade | FIC | FIC021 | Commercial | Solar*Rewards | Trade Secret | 2018
20263-228838-01 | Xcel Energy | 85 | 13781 | IOU | 04384951 | 38.02 | Solar |  |  | Interconnected | Trade Secret | Trade | GPH | GPH061 | Commercial | Solar*Rewards | Trade Secret | 2022 | 2022
20263-228838-01 | Xcel Energy | 85 | 13781 | IOU | 04640881 | 4.06 | Solar |  |  | Interconnected | Trade Secret | Trade | LOK | LOK093 | Residential |  | Trade Secret | 2021 | 2021
20263-228838-01 | Xcel Energy | 85 | 13781 | IOU | 05683812 | 5.904 | Solar |  |  | Interconnected | Trade Secret | Trade | RPO | RPO311 | Residential |  | Trade Secret | 2024 | 2024
20263-228838-01 | Xcel Energy | 85 | 13781 | IOU | 06020629 | 5.933 | Solar |  |  | Interconnected | Trade Secret | Trade | HWW | HWW074 | Residential | Solar*Rewards | Trade Secret | 2024 | 2025
20263-228838-01 | Xcel Energy | 85 | 13781 | IOU | 04664788 | 43.2 | Solar |  |  | Interconnected | Trade Secret | Trade | SOU | SOU088 | Commercial |  | Trade Secret | 2021 | 2022
20263-228838-01 | Xcel Energy | 85 | 13781 | IOU | 03299021 | 11.31 | Solar |  |  | Interconnected | Trade Secret | Trade | MPK | MPK064 | Residential | Solar*Rewards | Trade Secret | 2019 | 2019
20263-228838-01 | Xcel Energy | 85 | 13781 | IOU | 04426005 | 3.141 | Solar |  |  | Interconnected | Trade Secret | Trade | MPK | MPK064 | Residential | Solar*Rewards | Trade Secret | 2021 | 2021
20263-228838-01 |  |  |  |  | OID3925206 |  | Solar |  |  | Withdrawn | Trade Secret | Trade | MPK | MPK064 | Residential | Solar*Rewards |  | 2019
20263-228838-01 |  |  |  |  | OID3928954 |  | Solar |  |  | Withdrawn | Trade Secret | Trade | MPK | MPK064 | Residential | Solar*Rewards |  | 2019
20263-228838-01 |  |  |  |  | OID3923581 |  | Solar |  |  | Withdrawn | Trade Secret | Trade | MPK | MPK064 | Residential | Solar*Rewards |  | 2019
20263-228838-01 | Xcel Energy | 85 | 13781 | IOU | 04619666 | 4.932 | Solar |  |  | Interconnected | Trade Secret | Trade | ALK | ALK072 | Residential |  | Trade Secret | 2021 | 2021
20263-228838-01 | Xcel Energy | 85 | 13781 | IOU | 03835560 | 120 | Solar |  |  | Interconnected | Trade Secret | Trade | TWL | TWL079 | Commercial |  | Trade Secret | 2021 | 2021
20263-228838-01 | Xcel Energy | 85 | 13781 | IOU | 04773177 | 9.28 | Solar |  |  | Interconnected | Trade Secret | Trade | TWL | TWL083 | Residential |  | Trade Secret | 2022 | 2022
20263-228838-01 | Xcel Energy | 85 | 13781 | IOU | 05440997 | 6.96 | Solar |  |  | Interconnected | Trade Secret | Trade | HUG | HUG321 | Residential |  | Trade Secret | 2023 | 2023
20263-228838-01 | Xcel Energy | 85 | 13781 | IOU | 04082014 | 5.5 | Solar |  |  | Interconnected | Trade Secret | Trade | AFT | AFT314 | Residential |  | Trade Secret | 2020 | 2021
20263-228838-01 | Xcel Energy | 85 | 13781 | IOU | 06059103 | 7.971 | Solar |  |  | Active Application | Trade Secret | Trade | ZUM | ZUM022 | Residential | Solar*Rewards | Trade Secret | 2025
20263-228838-01 | Xcel Energy | 85 | 13781 | IOU | 03842404 | 700 | Solar |  |  | Interconnected | Trade Secret | Trade | MHW | MHW312 | Commercial |  | Trade Secret | 2020 | 2021
20263-228838-01 | Xcel Energy | 85 | 13781 | IOU | 04110490 | 3.747 | Solar |  |  | Interconnected | Trade Secret | Trade | RPO | RPO311 | Residential | Solar*Rewards | Trade Secret | 2020 | 2021
20263-228838-01 |  |  |  |  | 04341171 |  | Solar |  |  | Active Application | Trade Secret | Trade | RPO | RPO311 | Residential | Solar*Rewards |  | 2021
20263-228838-01 | Xcel Energy | 85 | 13781 | IOU | 04120832 | 5.8 | Solar |  |  | Interconnected | Trade Secret | Trade | WDY | WDY312 | Residential | Solar*Rewards | Trade Secret | 2020 | 2021
20263-228838-01 | Xcel Energy | 85 | 13781 | IOU | 05138315 | 4.932 | Solar |  |  | Interconnected | Trade Secret | Trade | HSN | HSN321 | Residential |  | Trade Secret | 2022 | 2022
20263-228838-01 | Xcel Energy | 85 | 13781 | IOU | 04793570 | 5.054 | Solar |  |  | Interconnected | Trade Secret | Trade | ALK | ALK072 | Residential | Solar*Rewards | Trade Secret | 2022 | 2022
20263-228838-01 | Xcel Energy | 85 | 13781 | IOU | 06268383 | 5.122 | Solar |  |  | Interconnected | Trade Secret | Trade | HOL | HOL071 | Residential |  | Trade Secret | 2025 | 2026
20263-228838-01 | Xcel Energy | 85 | 13781 | IOU | 05782410 | 11.032 | Solar |  |  | Withdrawn | Trade Secret | Trade | FAB | FAB073 | Residential | Solar*Rewards | Trade Secret | 2024
20263-228838-01 | Xcel Energy | 85 | 13781 | IOU | 05773670 | 9.871 | Solar |  |  | Interconnected | Trade Secret | Trade | FAB | FAB073 | Residential | Solar*Rewards | Trade Secret | 2024 | 2024
20263-228838-01 | Xcel Energy | 85 | 13781 | IOU | 06203953 | 12.905 | Solar |  |  | Interconnected | Trade Secret | Trade | CGR | CGR071 | Residential |  | Trade Secret | 2025 | 2026
20263-228838-01 | Xcel Energy | 85 | 13781 | IOU | 04280889 | 3.84 | Solar |  |  | Interconnected | Trade Secret | Trade | LLK | LLK061 | Residential | Solar*Rewards | Trade Secret | 2021 | 2021
20263-228838-01 | Xcel Energy | 85 | 13781 | IOU | 04801484 | 7.678 | Solar |  |  | Interconnected | Trade Secret | Trade | DHL | DHL061 | Residential | Solar*Rewards | Trade Secret | 2022 | 2022
20263-228838-01 | Xcel Energy | 85 | 13781 | IOU | 05424268 | 7.83 | Solar |  |  | Interconnected | Trade Secret | Trade | CGR | CGR071 | Residential |  | Trade Secret | 2023 | 2023
20263-228838-01 | Xcel Energy | 85 | 13781 | IOU | 04809021 | 7.124 | Solar |  |  | Interconnected | Trade Secret | Trade | CGR | CGR072 | Residential | Solar*Rewards | Trade Secret | 2022 | 2022
20263-228838-01 | Xcel Energy | 85 | 13781 | IOU | 03648694 | 1000 | Solar |  |  | Interconnected | Mankato | Trade | SMT | SMT072 | Community Solar Garden | Solar*Rewards Community | Trade Secret | 2020 | 2023
20263-228838-01 | Xcel Energy | 85 | 13781 | IOU | 05609651 | 4.992 | Solar |  |  | Active Application | Trade Secret | Trade | ZUM | ZUM022 | Residential |  | Trade Secret | 2023
20263-228838-01 | Xcel Energy | 85 | 13781 | IOU | 04879350 | 4.35 | Solar |  |  | Interconnected | Trade Secret | Trade | RPO | RPO311 | Residential | Solar*Rewards | Trade Secret | 2022 | 2022
20263-228838-01 | Xcel Energy | 85 | 13781 | IOU | 04999086 | 39.99 | Solar |  |  | Interconnected | Trade Secret | Trade | MST | MST075 | Commercial | Solar*Rewards | Trade Secret | 2022 | 2023
20263-228838-01 | Xcel Energy | 85 | 13781 | IOU | 06160764 | 11.007 | Solar |  |  | Interconnected | Trade Secret | Trade | RPO | RPO311 | Residential | Solar*Rewards | Trade Secret | 2025 | 2025
20263-228838-01 | Xcel Energy | 85 | 13781 | IOU | 06264727 | 7.329 | Solar |  |  | Active Application | Trade Secret | Trade | RAM | RAM062 | Residential |  | Trade Secret | 2025
20263-228838-01 | Xcel Energy | 85 | 13781 | IOU | 06236692 | 7.872 | Solar |  |  | Interconnected | Trade Secret | Trade | VMR | VMR061 | Residential |  | Trade Secret | 2025 | 2026
20263-228838-01 | Xcel Energy | 85 | 13781 | IOU | 04795400 | 7.616 | Solar |  |  | Interconnected | Trade Secret | Trade | RIV | RIV075 | Residential | Solar*Rewards | Trade Secret | 2022 | 2022
20263-228838-01 | Xcel Energy | 85 | 13781 | IOU | 05161733 | 8.12 | Solar |  |  | Interconnected | Trade Secret | Trade | WWK | WWK321 | Residential |  | Trade Secret | 2022 | 2022
20263-228838-01 | Xcel Energy | 85 | 13781 | IOU | 05984157 | 3.84 | Solar |  |  | Interconnected | Trade Secret | Trade | VMR | VMR062 | Residential | Solar*Rewards | Trade Secret | 2024 | 2025
20263-228838-01 | Xcel Energy | 85 | 13781 | IOU | 05497560 | 5.76 | Solar |  |  | Interconnected | Trade Secret | Trade | CGR | CGR064 | Residential | Solar*Rewards | Trade Secret | 2023 | 2023
20263-228838-01 | Xcel Energy | 85 | 13781 | IOU | 05218126 | 7.678 | Solar |  |  | Interconnected | Trade Secret | Trade | VMR | VMR062 | Residential |  | Trade Secret | 2022 | 2022
20263-228838-01 | Xcel Energy | 85 | 13781 | IOU | 05176908 | 10.44 | Solar |  |  | Interconnected | Trade Secret | Trade | WTN | WTN062 | Residential |  | Trade Secret | 2022 | 2022
20263-228838-01 | Xcel Energy | 85 | 13781 | IOU | 05799085 | 6.453 | Solar |  |  | Interconnected | Trade Secret | Trade | RMT | RMT321 | Residential | Solar*Rewards | Trade Secret | 2024 | 2024
20263-228838-01 | Xcel Energy | 85 | 13781 | IOU | 06018200 | 16.055 | Solar |  | X | Interconnected | Trade Secret | Trade | CGR | CGR071 | Residential | Solar*Rewards | Trade Secret | 2024 | 2025
20263-228838-01 | Xcel Energy | 85 | 13781 | IOU | 06298083 | 4.48 | Solar |  |  | Active Application | Trade Secret | Trade | CHE | CHE065 | Residential |  | Trade Secret | 2025
20263-228838-01 | Xcel Energy | 85 | 13781 | IOU | 06199341 | 7.6 | Solar |  |  | Active Application | Trade Secret | Trade | LAP | LAP311 | Residential | Solar*Rewards | Trade Secret | 2025
20263-228838-01 | Xcel Energy | 85 | 13781 | IOU | 05721580 | 3.15 | Solar |  |  | Interconnected | Trade Secret | Trade | LOK | LOK093 | Residential |  | Trade Secret | 2024 | 2024
20263-228838-01 | Xcel Energy | 85 | 13781 | IOU | 05528031 | 4.725 | Solar |  |  | Interconnected | Trade Secret | Trade | CGR | CGR071 | Residential |  | Trade Secret | 2023 | 2023
20263-228838-01 | Xcel Energy | 85 | 13781 | IOU | 06133439 | 12.672 | Solar |  |  | Active Application | Trade Secret | Trade | SCA | SCA021 | Residential | Solar*Rewards | Trade Secret | 2025
20263-228838-01 | Xcel Energy | 85 | 13781 | IOU | 06120140 | 6.453 | Solar |  |  | Interconnected | Trade Secret | Trade | CGR | CGR072 | Residential |  | Trade Secret | 2025 | 2025
20263-228838-01 | Xcel Energy | 85 | 13781 | IOU | 05363648 | 17.61 | Solar |  |  | Interconnected | Trade Secret | Trade | SOU | SOU077 | Commercial | Solar*Rewards | Trade Secret | 2023 | 2024
20263-228838-01 | Xcel Energy | 85 | 13781 | IOU | 05508563 | 10.67 | Solar |  | X | Interconnected | Trade Secret | Trade | EDA | EDA063 | Residential | Solar*Rewards | Trade Secret | 2023 | 2023
20263-228838-01 | Xcel Energy | 85 | 13781 | IOU | 06275514 | 9.423 | Solar |  |  | Interconnected | Trade Secret | Trade | WIL | WIL076 | Residential |  | Trade Secret | 2025 | 2025
20263-228838-01 | Xcel Energy | 85 | 13781 | IOU | 06231546 | 8.376 | Solar |  |  | Withdrawn | Trade Secret | Trade | WIL | WIL076 | Residential |  | Trade Secret | 2025
20263-228838-01 | Xcel Energy | 85 | 13781 | IOU | 05843913 | 9.109 | Solar |  |  | Interconnected | Trade Secret | Trade | RPO | RPO311 | Residential |  | Trade Secret | 2024 | 2024
20263-228838-01 | Xcel Energy | 85 | 13781 | IOU | 05843904 | 9.109 |  |  |  | Withdrawn | Trade Secret | Trade | RPO | RPO311 | Residential |  | Trade Secret | 2024
20263-228838-01 | Xcel Energy | 85 | 13781 | IOU | 06196605 | 4.934 | Solar |  | X | Interconnected | Trade Secret | Trade | DBL | DBL081 | Residential | Solar*Rewards | Trade Secret | 2025 | 2025
20263-228838-01 | Xcel Energy | 85 | 13781 | IOU | 06196597 | 4.175 | Solar |  | X | Withdrawn | Trade Secret | Trade | DBL | DBL081 | Residential | Solar*Rewards | Trade Secret | 2025
20263-228838-01 | Xcel Energy | 85 | 13781 | IOU | 06057261 | 2.881 | Solar |  |  | Interconnected | Trade Secret | Trade | CGR | CGR071 | Residential |  | Trade Secret | 2025 | 2025
20263-228838-01 | Xcel Energy | 85 | 13781 | IOU | 06230689 | 4.188 | Solar |  | X | Interconnected | Trade Secret | Trade | AFT | AFT314 | Residential |  | Trade Secret | 2025 | 2026
20263-228838-01 | Xcel Energy | 85 | 13781 | IOU | 06200818 | 17.08 | Solar |  |  | Active Application | Trade Secret | Trade | ORO | ORO061 | Residential | Solar*Rewards | Trade Secret | 2025
20263-228838-01 | Xcel Energy | 85 | 13781 | IOU | 06303029 | 4.592 | Solar |  |  | Interconnected | Trade Secret | Trade | FSL | FSL311 | Residential |  | Trade Secret | 2025 | 2026
20263-228838-01 | Xcel Energy | 85 | 13781 | IOU | 04170148 | 6 | Solar |  |  | Active Application | Trade Secret | Trade | BEL | BEL061 | Residential | Solar*Rewards | Trade Secret | 2020
20263-228838-01 | Xcel Energy | 85 | 13781 | IOU | 03499634 | 12 | Solar |  |  | Active Application | Trade Secret | Trade | BEL | BEL061 | Residential | Solar*Rewards | Trade Secret | 2019
20263-228838-01 | Xcel Energy | 85 | 13781 | IOU | 06168039 | 7.616 | Solar |  |  | Interconnected | Trade Secret | Trade | MEL | MEL077 | Residential | Solar*Rewards | Trade Secret | 2025 | 2025
20263-228838-01 | Xcel Energy | 85 | 13781 | IOU | 05697040 | 2.903 | Solar |  |  | Active Application | Trade Secret | Trade | CGR | CGR062 | Residential |  | Trade Secret | 2024
20263-228838-01 | Xcel Energy | 85 | 13781 | IOU | 05715331 | 39.75 | Solar |  |  | Interconnected | Trade Secret | Trade | RMT | RMT321 | Commercial | Solar*Rewards | Trade Secret | 2024 | 2025
20263-228838-01 | Xcel Energy | 85 | 13781 | IOU | 05735640 | 5.376 | Solar |  |  | Interconnected | Trade Secret | Trade | CNC | CNC072 | Residential | Solar*Rewards | Trade Secret | 2024 | 2024
20263-228838-01 |  |  |  |  | 05968572 |  |  |  |  | Withdrawn | Trade Secret | Trade | RMT | RMT321 | Residential |  |  | 2024
20263-228838-01 | Xcel Energy | 85 | 13781 | IOU | 05950490 | 3.747 | Solar |  |  | Interconnected | Trade Secret | Trade | RMT | RMT321 | Residential |  | Trade Secret | 2024 | 2025
20263-228838-01 | Xcel Energy | 85 | 13781 | IOU | 05794477 | 17.3 | Solar |  |  | Interconnected | Trade Secret | Trade | CGR | CGR072 | Commercial |  | Trade Secret | 2024 | 2025
20263-228838-01 | Xcel Energy | 85 | 13781 | IOU | 06179314 | 4.55 | Solar |  |  | Active Application | Trade Secret | Trade | SCL | SCL322 | Residential |  | Trade Secret | 2025
20263-228838-01 | Xcel Energy | 85 | 13781 | IOU | 06253616 | 8.376 | Solar |  |  | Active Application | Trade Secret | Trade | EDA | EDA067 | Residential |  | Trade Secret | 2025
20263-228838-01 | Xcel Energy | 85 | 13781 | IOU | 04445977 | 4.06 | Solar |  |  | Interconnected | Trade Secret | Trade | MST | MST070 | Residential | Solar*Rewards | Trade Secret | 2022 | 2022
20263-228838-01 | Xcel Energy | 85 | 13781 | IOU | 05389132 | 15.08 | Solar |  |  | Interconnected | Trade Secret | Trade | HWW | HWW075 | Commercial |  | Trade Secret | 2023 | 2023
20263-228838-01 | Xcel Energy | 85 | 13781 | IOU | 04047864 | 3.15 | Solar |  |  | Interconnected | Trade Secret | Trade | GLK | GLK073 | Residential |  | Trade Secret | 2020 | 2020
20263-228838-01 | Xcel Energy | 85 | 13781 | IOU | 06230254 | 7.6 | Solar |  |  | Interconnected | Trade Secret | Trade | CHE | CHE076 | Residential |  | Trade Secret | 2025 | 2025
20263-228838-01 | Xcel Energy | 85 | 13781 | IOU | 03987276 | 9.86 | Solar |  |  | Interconnected | Trade Secret | Trade | HYL | HYL074 | Residential | Solar*Rewards | Trade Secret | 2020 | 2020
20263-228838-01 | Xcel Energy | 85 | 13781 | IOU | 03153189 | 9.994 | Solar |  |  | Interconnected | Trade Secret | Trade | MOL | MOL068 | Residential | Solar*Rewards | Trade Secret | 2019 | 2019
20263-228838-01 | Xcel Energy | 85 | 13781 | IOU | 06228836 | 4.188 | Solar |  |  | Interconnected | Trade Secret | Trade | APA | APA067 | Residential |  | Trade Secret | 2025 | 2025
20263-228838-01 | Xcel Energy | 85 | 13781 | IOU | 06206389 | 11.517 | Solar |  |  | Active Application | Trade Secret | Trade | EXC | EXC062 | Residential |  | Trade Secret | 2025
20263-228838-01 | Xcel Energy | 85 | 13781 | IOU | 05149578 | 6.4 | Solar |  |  | Interconnected | Trade Secret | Trade | ECK | ECK342 | Residential |  | Trade Secret | 2022 | 2022
20263-228838-01 | Xcel Energy | 85 | 13781 | IOU | 03942612 | 7.616 | Solar |  |  | Interconnected | Trade Secret | Trade | WCR | WCR322 | Residential | Solar*Rewards | Trade Secret | 2020 | 2020
20263-228838-01 | Xcel Energy | 85 | 13781 | IOU | 04303934 | 6.028 | Solar |  |  | Interconnected | Trade Secret | Trade | WWK | WWK311 | Residential | Solar*Rewards | Trade Secret | 2021 | 2021
20263-228838-01 | Xcel Energy | 85 | 13781 | IOU | 03130130 | 5.52 | Solar |  |  | Interconnected | Trade Secret | Trade | WES | WES076 | Residential | Solar*Rewards | Trade Secret | 2018 | 2019
20263-228838-01 | Xcel Energy | 85 | 13781 | IOU | 05811835 | 6.046 | Solar |  |  | Interconnected | Trade Secret | Trade | AFT | AFT322 | Residential |  | Trade Secret | 2024 | 2024
20263-228838-01 | Xcel Energy | 85 | 13781 | IOU | 06181851 | 7.616 | Solar |  |  | Active Application | Trade Secret | Trade | AFT | AFT322 | Residential | Solar*Rewards | Trade Secret | 2025
20263-228838-01 | Xcel Energy | 85 | 13781 | IOU | 03131040 | 0.98 | Solar |  |  | Interconnected | Trade Secret | Trade | SLP | SLP092 | Residential |  | Trade Secret | 2010 | 2010
20263-228838-01 | Xcel Energy | 85 | 13781 | IOU | 03130245 | 6.72 | Solar |  |  | Interconnected | Trade Secret | Trade | SIP | SIP073 | Residential | Solar*Rewards | Trade Secret | 2019 | 2019
20263-228838-01 | Xcel Energy | 85 | 13781 | IOU | 03134947 | 3 | Solar |  |  | Interconnected | Trade Secret | Trade | WES | WES062 | Residential | Made in Minnesota | Trade Secret | 2016 | 2016
20263-228838-01 | Xcel Energy | 85 | 13781 | IOU | SRO29471 | 34.2 | Solar |  |  | Withdrawn | Trade Secret | Trade | NOF | NOF061 | Commercial | Solar*Rewards | Trade Secret | 2013
20263-228838-01 | Xcel Energy | 85 | 13781 | IOU | 03134970 | 8.4 | Solar |  |  | Interconnected | Trade Secret | Trade | JOR | JOR022 | Residential | Made in Minnesota | Trade Secret | 2016 | 2016
20263-228838-01 | Xcel Energy | 85 | 13781 | IOU | 05253623 | 8.99 | Solar |  |  | Active Application | Trade Secret | Trade | CGR | CGR063 | Residential |  | Trade Secret | 2022
20263-228838-01 | Xcel Energy | 85 | 13781 | IOU | 05352603 | 8.99 | Solar |  |  | Active Application | Trade Secret | Trade | CGR | CGR063 | Residential |  | Trade Secret | 2023
20263-228838-01 | Xcel Energy | 85 | 13781 | IOU | 05811645 | 5.76 | Solar |  |  | Interconnected | Trade Secret | Trade | ESW | ESW061 | Residential |  | Trade Secret | 2024 | 2024
20263-228838-01 | Xcel Energy | 85 | 13781 | IOU | 05811605 | 5.76 | Solar |  |  | Withdrawn | Trade Secret | Trade | ESW | ESW061 | Residential | Solar*Rewards | Trade Secret | 2024
20263-228838-01 | Xcel Energy | 85 | 13781 | IOU | 06313673 | 50 | Solar |  |  | Active Application | Trade Secret | Trade | HWW | HWW074 | Commercial |  | Trade Secret | 2026
20263-228838-01 | Xcel Energy | 85 | 13781 | IOU | 05462954 | 5.376 | Solar |  |  | Interconnected | Trade Secret | Trade | SOU | SOU083 | Residential |  | Trade Secret | 2023 | 2023
20263-228838-01 | Xcel Energy | 85 | 13781 | IOU | 05727950 | 27.264 | Solar |  |  | Interconnected | Trade Secret | Trade | HAS | HAS033 | Residential | Solar*Rewards | Trade Secret | 2024 | 2025
20263-228838-01 | Xcel Energy | 85 | 13781 | IOU | 05825949 | 19.988 | Solar |  |  | Interconnected | Trade Secret | Trade | TLK | TLK064 | Residential |  | Trade Secret | 2024 | 2025
20263-228838-01 | Xcel Energy | 85 | 13781 | IOU | 06190467 | 7.6 | Solar |  |  | Interconnected | Trade Secret | Trade | MPK | MPK063 | Residential |  | Trade Secret | 2025 | 2025
20263-228838-01 | Xcel Energy | 85 | 13781 | IOU | 06189436 | 7.6 | Solar |  |  | Withdrawn | Trade Secret | Trade | MPK | MPK063 | Residential | Solar*Rewards | Trade Secret | 2025
20263-228838-01 | Xcel Energy | 85 | 13781 | IOU | 05503543 | 6.3 | Solar |  |  | Interconnected | Trade Secret | Trade | WSG | WSG076 | Residential |  | Trade Secret | 2023 | 2023
20263-228838-01 | Xcel Energy | 85 | 13781 | IOU | 06018109 | 29.3 | Storage |  |  | Interconnected | Trade Secret | Trade | WSG | WSG076 | Residential |  | Trade Secret | 2024 | 2025
20263-228838-01 | Xcel Energy | 85 | 13781 | IOU | 05847902 | 11.387 | Solar |  |  | Interconnected | Trade Secret | Trade | LEX | LEX332 | Residential | Solar*Rewards | Trade Secret | 2024 | 2024
20263-228838-01 | Xcel Energy | 85 | 13781 | IOU | 05804728 | 6.967 | Solar |  |  | Interconnected | Trade Secret | Trade | EDA | EDA074 | Residential |  | Trade Secret | 2024 | 2024
20263-228838-01 | Xcel Energy | 85 | 13781 | IOU | 04981118 | 8.82 | Solar |  |  | Interconnected | Trade Secret | Trade | MEL | MEL069 | Residential |  | Trade Secret | 2022 | 2024
20263-228838-01 | Xcel Energy | 85 | 13781 | IOU | 06218438 | 4.188 | Solar |  |  | Interconnected | Trade Secret | Trade | ALD | ALD084 | Residential |  | Trade Secret | 2025 | 2025
20263-228838-01 | Xcel Energy | 85 | 13781 | IOU | 05799775 | 9.994 | Solar |  |  | Withdrawn | Trade Secret | Trade | SOU | SOU076 | Residential |  | Trade Secret | 2024
20263-228838-01 | Xcel Energy | 85 | 13781 | IOU | 06252257 | 9.994 | Solar |  |  | Active Application | Trade Secret | Trade | SOU | SOU076 | Residential |  | Trade Secret | 2025
20263-228838-01 | Xcel Energy | 85 | 13781 | IOU | 05664682 | 5.355 | Solar |  |  | Interconnected | Trade Secret | Trade | MOL | MOL063 | Residential |  | Trade Secret | 2023 | 2024
20263-228838-01 | Xcel Energy | 85 | 13781 | IOU | 05751228 | 5.67 | Solar |  |  | Interconnected | Trade Secret | Trade | WRR | WRR064 | Residential | Solar*Rewards | Trade Secret | 2024 | 2024
20263-228838-01 | Xcel Energy | 85 | 13781 | IOU | 03129963 | 10.56 | Solar |  |  | Interconnected | Trade Secret | Trade | WTN | WTN061 | Residential | Solar*Rewards | Trade Secret | 2018 | 2019
20263-228838-01 | Xcel Energy | 85 | 13781 | IOU | 03134851 | 10.01 | Solar |  |  | Interconnected | Trade Secret | Trade | LLK | LLK071 | Residential | Made in Minnesota | Trade Secret | 2016 | 2016
20263-228838-01 | Xcel Energy | 85 | 13781 | IOU | 03134790 | 7.63 | Solar |  |  | Interconnected | Trade Secret | Trade | AFT | AFT315 | Residential | Solar*Rewards | Trade Secret | 2016 | 2016
20263-228838-01 | Xcel Energy | 85 | 13781 | IOU | 05250539 | 7.616 | Solar |  |  | Interconnected | Trade Secret | Trade | TWL | TWL062 | Residential | Solar*Rewards | Trade Secret | 2022 | 2023
20263-228838-01 | Xcel Energy | 85 | 13781 | IOU | 06316245 | 28.5 | Solar |  |  | Active Application | Trade Secret | Trade | ALD | ALD092 | Commercial |  | Trade Secret | 2026
20263-228838-01 | Xcel Energy | 85 | 13781 | IOU | 03910338 | 4.93 | Solar |  |  | Interconnected | Trade Secret | Trade | WES | WES074 | Residential | Solar*Rewards | Trade Secret | 2020 | 2020
20263-228838-01 | Xcel Energy | 85 | 13781 | IOU | 06018712 | 9.216 | Solar |  |  | Interconnected | Trade Secret | Trade | DHL | DHL061 | Residential | Solar*Rewards | Trade Secret | 2024 | 2025
20263-228838-01 | Xcel Energy | 85 | 13781 | IOU | 05712305 | 5.04 | Solar |  |  | Interconnected | Trade Secret | Trade | MPK | MPK082 | Residential | Solar*Rewards | Trade Secret | 2024 | 2024
20263-228838-01 | Xcel Energy | 85 | 13781 | IOU | 06005335 | 7.329 | Solar |  |  | Interconnected | Trade Secret | Trade | DHL | DHL061 | Residential | Solar*Rewards | Trade Secret | 2024 | 2025
20263-228838-01 | Xcel Energy | 85 | 13781 | IOU | 03134856 | 6 | Solar |  |  | Interconnected | Trade Secret | Trade | HWW | HWW073 | Residential | Made in Minnesota | Trade Secret | 2016 | 2016
20263-228838-01 | Xcel Energy | 85 | 13781 | IOU | 04783004 | 5 | Storage |  |  | Interconnected | Trade Secret | Trade | HWW | HWW073 | Residential |  | Trade Secret | 2021 | 2022
20263-228838-01 | Xcel Energy | 85 | 13781 | IOU | 03131877 | 6 | Solar |  |  | Interconnected | Trade Secret | Trade | DBL | DBL066 | Residential | Solar*Rewards | Trade Secret | 2017 | 2017
20263-228838-01 | Xcel Energy | 85 | 13781 | IOU | 05533893 | 10.752 | Solar |  |  | Interconnected | Trade Secret | Trade | HSN | HSN311 | Residential |  | Trade Secret | 2023 | 2023
20263-228838-01 | Xcel Energy | 85 | 13781 | IOU | 03131192 | 4 | Solar |  |  | Interconnected | Trade Secret | Trade | DBL | DBL068 | Residential |  | Trade Secret | 2014 | 2014
20263-228838-01 | Xcel Energy | 85 | 13781 | IOU | 04509367 | 6 | Solar |  |  | Interconnected | Trade Secret | Trade | FRM | FRM071 | Residential |  | Trade Secret | 2021 | 2022
20263-228838-01 | Xcel Energy | 85 | 13781 | IOU | 05554205 | 6.4 | Solar |  |  | Withdrawn | Trade Secret | Trade | ECK | ECK061 | Residential | Solar*Rewards | Trade Secret | 2023
20263-228838-01 | Xcel Energy | 85 | 13781 | IOU | 05572149 | 6.4 | Solar |  |  | Interconnected | Trade Secret | Trade | ECK | ECK061 | Residential |  | Trade Secret | 2023 | 2023
20263-228838-01 | Xcel Energy | 85 | 13781 | IOU | 04900141 | 10.44 | Solar |  |  | Interconnected | Trade Secret | Trade | TER | TER075 | Residential |  | Trade Secret | 2022 | 2022
20263-228838-01 | Xcel Energy | 85 | 13781 | IOU | 03567012 | 4.06 | Solar |  |  | Interconnected | Trade Secret | Trade | HWW | HWW074 | Residential |  | Trade Secret | 2020 | 2020
20263-228838-01 | Xcel Energy | 85 | 13781 | IOU | 03133334 | 3.36 | Solar |  |  | Interconnected | Trade Secret | Trade | BRP | BRP072 | Residential | Solar*Rewards | Trade Secret | 2011 | 2011
20263-228838-01 | Xcel Energy | 85 | 13781 | IOU | 06254992 | 8.23 | Solar |  |  | Active Application | Trade Secret | Trade | HUG | HUG311 | Residential |  | Trade Secret | 2025
20263-228838-01 | Xcel Energy | 85 | 13781 | IOU | 04834030 | 4.93 | Solar |  |  | Interconnected | Trade Secret | Trade | STY | STY061 | Residential | Solar*Rewards | Trade Secret | 2022 | 2022
20263-228838-01 | Xcel Energy | 85 | 13781 | IOU | 03134896 | 7.2 | Solar |  |  | Interconnected | Trade Secret | Trade | SOU | SOU060 | Residential | Made in Minnesota | Trade Secret | 2016 | 2016
20263-228838-01 | Xcel Energy | 85 | 13781 | IOU | 06208663 | 6.083 | Solar |  |  | Interconnected | Trade Secret | Trade | CHE | CHE076 | Residential |  | Trade Secret | 2025 | 2025
20263-228838-01 | Xcel Energy | 85 | 13781 | IOU | SRO12739 | 6 | Solar |  | X | Withdrawn | Trade Secret | Trade | WWK | WWK321 | Residential | Solar*Rewards | Trade Secret | 2010
20263-228838-01 | Xcel Energy | 85 | 13781 | IOU | 03132272 | 7.616 | Solar |  |  | Interconnected | Trade Secret | Trade | SOU | SOU083 | Residential | Solar*Rewards | Trade Secret | 2018 | 2018
20263-228838-01 | Xcel Energy | 85 | 13781 | IOU | 04981204 | 7.25 | Solar |  |  | Withdrawn | Trade Secret | Trade | WSG | WSG066 | Residential |  | Trade Secret | 2022
20263-228838-01 | Xcel Energy | 85 | 13781 | IOU | 03135149 | 20 | Solar |  |  | Interconnected | Trade Secret | Trade | ORO | ORO062 | Commercial | Solar*Rewards | Trade Secret | 2016 | 2017
20263-228838-01 | Xcel Energy | 85 | 13781 | IOU | 05389793 | 7.8 | Solar |  |  | Interconnected | Trade Secret | Trade | ALD | ALD083 | Residential | Solar*Rewards | Trade Secret | 2023 | 2023
20263-228838-01 | Xcel Energy | 85 | 13781 | IOU | 04924174 | 7.15 | Solar |  |  | Interconnected | Trade Secret | Trade | ALK | ALK072 | Residential | Solar*Rewards | Trade Secret | 2022 | 2022
20263-228838-01 | Xcel Energy | 85 | 13781 | IOU | 03201571 | 5.22 | Solar |  |  | Interconnected | Trade Secret | Trade | SOU | SOU061 | Residential | Solar*Rewards | Trade Secret | 2019 | 2019
20263-228838-01 | Xcel Energy | 85 | 13781 | IOU | 04248647 | 4.384 | Solar |  |  | Interconnected | Trade Secret | Trade | WSG | WSG066 | Residential | Solar*Rewards | Trade Secret | 2021 | 2021
20263-228838-01 | Xcel Energy | 85 | 13781 | IOU | OID2495998 | 1.44 | Solar |  |  | Withdrawn | Trade Secret | Trade | WIL | WIL063 | Residential | Solar*Rewards | Trade Secret | 2015
20263-228838-01 | Xcel Energy | 85 | 13781 | IOU | 03133120 | 2.28 | Solar |  |  | Interconnected | Trade Secret | Trade | TER | TER071 | Residential | Solar*Rewards | Trade Secret | 2010 | 2010
20263-228838-01 |  |  |  |  | SRO12746 |  | Solar |  |  | Withdrawn | Trade Secret | Trade | TER | TER071 | Residential | Solar*Rewards |  | 2010
20263-228838-01 | Xcel Energy | 85 | 13781 | IOU | 06270691 | 11.168 | Solar |  | X | Active Application | Trade Secret | Trade | GSL | GSL061 | Residential |  | Trade Secret | 2025
20263-228838-01 | Xcel Energy | 85 | 13781 | IOU | 03133246 | 5 | Solar |  |  | Interconnected | Trade Secret | Trade | WOB | WOB021 | Residential | Solar*Rewards | Trade Secret | 2010 | 2010
20263-228838-01 | Xcel Energy | 85 | 13781 | IOU | 03749598 | 39.17 | Solar |  |  | Interconnected | Trade Secret | Trade | HWW | HWW063 | Commercial | Solar*Rewards | Trade Secret | 2020 | 2021
20263-228838-01 | Xcel Energy | 85 | 13781 | IOU | 03132243 | 0.003 | Solar |  |  | Interconnected | Trade Secret | Trade | ALD | ALD092 | Residential | Solar*Rewards | Trade Secret | 2018 | 2019
20263-228838-01 | Xcel Energy | 85 | 13781 | IOU | 03135112 | 7.63 | Solar |  |  | Interconnected | Trade Secret | Trade | SDX | SDX312 | Residential | Solar*Rewards | Trade Secret | 2016 | 2017
20263-228838-01 | Xcel Energy | 85 | 13781 | IOU | OID2314715 | 6 | Solar |  |  | Withdrawn | Trade Secret | Trade | SDX | SDX312 | Residential | Solar*Rewards | Trade Secret | 2015
20263-228838-01 | Xcel Energy | 85 | 13781 | IOU | 03130424 | 5.8 | Solar |  |  | Interconnected | Trade Secret | Trade | AFT | AFT314 | Residential | Solar*Rewards | Trade Secret | 2018 | 2019
20263-228838-01 | Xcel Energy | 85 | 13781 | IOU | 04228772 | 9.36 | Solar |  |  | Interconnected | Trade Secret | Trade | WCR | WCR063 | Residential | Solar*Rewards | Trade Secret | 2021 | 2021
20263-228838-01 | Xcel Energy | 85 | 13781 | IOU | 06208809 | 4.355 | Solar |  |  | Active Application | Trade Secret | Trade | LLK | LLK072 | Residential |  | Trade Secret | 2025
20263-228838-01 | Xcel Energy | 85 | 13781 | IOU | 06083492 | 7.872 | Solar |  |  | Interconnected | Trade Secret | Trade | HYL | HYL072 | Residential |  | Trade Secret | 2025 | 2025
20263-228838-01 | Xcel Energy | 85 | 13781 | IOU | 06075339 | 7.872 | Solar |  |  | Withdrawn | Trade Secret | Trade | HYL | HYL072 | Residential | Solar*Rewards | Trade Secret | 2025
20263-228838-01 | Xcel Energy | 85 | 13781 | IOU | 05336557 | 6.387 | Solar |  |  | Interconnected | Trade Secret | Trade | KAN | KAN031 | Residential | Solar*Rewards | Trade Secret | 2023 | 2025
20263-228838-01 |  |  |  |  | OID3872837 |  | Solar |  |  | Withdrawn | Trade Secret | Trade | WWK | WWK321 | Residential | Solar*Rewards |  | 2019
20263-228838-01 | Xcel Energy | 85 | 13781 | IOU | SRO12725 | 10.5 | Solar |  |  | Withdrawn | Trade Secret | Trade | MOL | MOL078 | Commercial | Solar*Rewards | Trade Secret | 2010
20263-228838-01 | Xcel Energy | 85 | 13781 | IOU | OID3002730 | 30 | Solar |  |  | Withdrawn | Trade Secret | Trade | MOL | MOL078 | Commercial |  | Trade Secret | 2017
20263-228838-01 | Xcel Energy | 85 | 13781 | IOU | 03133285 | 40 | Solar |  |  | Interconnected | Trade Secret | Trade | MOL | MOL078 | Commercial | Solar*Rewards | Trade Secret | 2010 | 2010
20263-228838-01 | Xcel Energy | 85 | 13781 | IOU | 05387822 | 3.19 | Solar |  |  | Active Application | Trade Secret | Trade | LLK | LLK072 | Residential |  | Trade Secret | 2023
20263-228838-01 | Xcel Energy | 85 | 13781 | IOU | 04425808 | 4.188 | Solar |  |  | Interconnected | Trade Secret | Trade | HUG | HUG321 | Residential | Solar*Rewards | Trade Secret | 2021 | 2021
20263-228838-01 | Xcel Energy | 85 | 13781 | IOU | 03134902 | 3.8 | Solar |  |  | Interconnected | Trade Secret | Trade | UPP | UPP082 | Residential | Made in Minnesota | Trade Secret | 2016 | 2016
20263-228838-01 | Xcel Energy | 85 | 13781 | IOU | 06258522 | 6.403 | Solar |  |  | Active Application | Trade Secret | Trade | WDY | WDY322 | Residential |  | Trade Secret | 2025
20263-228838-01 | Xcel Energy | 85 | 13781 | IOU | 06268228 | 6.403 | Solar |  |  | Active Application | Trade Secret | Trade | WDY | WDY322 | Residential |  | Trade Secret | 2025
20263-228838-01 | Xcel Energy | 85 | 13781 | IOU | 04442048 | 26.5 | Solar |  |  | Interconnected | Trade Secret | Trade | GLK | GLK071 | Commercial |  | Trade Secret | 2021 | 2022
20263-228838-01 | Xcel Energy | 85 | 13781 | IOU | 06080582 | 6.832 | Solar |  |  | Interconnected | Trade Secret | Trade | HUG | HUG311 | Residential | Solar*Rewards | Trade Secret | 2025 | 2025
20263-228838-01 | Xcel Energy | 85 | 13781 | IOU | 03132287 | 6 | Solar |  |  | Interconnected | Trade Secret | Trade | MPK | MPK071 | Residential | Solar*Rewards | Trade Secret | 2018 | 2018
20263-228838-01 | Xcel Energy | 85 | 13781 | IOU | 04267505 | 6 |  |  |  | Active Application | Trade Secret | Trade | ZUM | ZUM021 | Residential |  | Trade Secret | 2020
20263-228838-01 | Xcel Energy | 85 | 13781 | IOU | 04275988 | 6 | Solar |  |  | Interconnected | Trade Secret | Trade | ZUM | ZUM021 | Residential |  | Trade Secret | 2021 | 2022
20263-228838-01 |  |  |  |  | 06339721 |  |  |  |  | Active Application | Trade Secret | Trade | OSS | OSS066 | Residential |  |  | 2026
20263-228838-01 | Xcel Energy | 85 | 13781 | IOU | 03140279 | 12 | Solar |  |  | Interconnected | Trade Secret | Trade | DBL | DBL073 | Residential | Solar*Rewards | Trade Secret | 2019 | 2019
20263-228838-01 | Xcel Energy | 85 | 13781 | IOU | OID3808802 | 12 | Solar |  |  | Withdrawn | Trade Secret | Trade | DBL | DBL073 | Residential | Solar*Rewards | Trade Secret | 2019
20263-228838-01 | Xcel Energy | 85 | 13781 | IOU | 03995884 | 9.994 | Solar |  |  | Active Application | Trade Secret | Trade | GNL | GNL071 | Residential | Solar*Rewards | Trade Secret | 2020
20263-228838-01 | Xcel Energy | 85 | 13781 | IOU | 04793634 | 7.616 | Solar |  |  | Interconnected | Trade Secret | Trade | MEL | MEL069 | Residential | Solar*Rewards | Trade Secret | 2022 | 2022
20263-228838-01 | Xcel Energy | 85 | 13781 | IOU | 03343153 | 19.988 | Solar |  |  | Interconnected | Trade Secret | Trade | WDY | WDY312 | Residential | Solar*Rewards | Trade Secret | 2019 | 2020
20263-228838-01 | Xcel Energy | 85 | 13781 | IOU | 05958362 | 7.678 | Solar |  |  | Interconnected | Trade Secret | Trade | WIL | WIL061 | Residential | Solar*Rewards | Trade Secret | 2024 | 2025
20263-228838-01 | Xcel Energy | 85 | 13781 | IOU | SRO29623 | 19 | Solar |  |  | Withdrawn | Trade Secret | Trade | MHW | MHW311 | Residential | Solar*Rewards | Trade Secret | 2013
20263-228838-01 | Xcel Energy | 85 | 13781 | IOU | 05328955 | 7.68 | Solar |  |  | Interconnected | Trade Secret | Trade | LEX | LEX332 | Residential |  | Trade Secret | 2022 | 2023
20263-228838-01 | Xcel Energy | 85 | 13781 | IOU | 03132939 | 6 | Solar |  |  | Interconnected | Trade Secret | Trade | RAM | RAM064 | Residential | Solar*Rewards | Trade Secret | 2018 | 2018
20263-228838-01 | Xcel Energy | 85 | 13781 | IOU | OID3289989 | 5 | Solar |  |  | Withdrawn | Trade Secret | Trade | SOU | SOU075 | Residential | Solar*Rewards | Trade Secret | 2018
20263-228838-01 | Xcel Energy | 85 | 13781 | IOU | 03132500 | 5 | Solar |  |  | Interconnected | Trade Secret | Trade | SOU | SOU075 | Residential | Solar*Rewards | Trade Secret | 2018 | 2018
20263-228838-01 | Xcel Energy | 85 | 13781 | IOU | 06207762 | 9.109 | Solar |  |  | Interconnected | Trade Secret | Trade | IDA | IDA074 | Residential | Solar*Rewards | Trade Secret | 2025 | 2025
20263-228838-01 | Xcel Energy | 85 | 13781 | IOU | 05563814 | 5.76 | Solar |  |  | Interconnected | Trade Secret | Trade | BRP | BRP073 | Residential |  | Trade Secret | 2023 | 2023
20263-228838-01 |  |  |  |  | 04998798 |  | Solar |  |  | Active Application | Trade Secret | Trade | STY | STY065 | Commercial | Solar*Rewards |  | 2022
20263-228838-01 | Xcel Energy | 85 | 13781 | IOU | 05985857 | 6.073 | Solar |  |  | Interconnected | Trade Secret | Trade | HWW | HWW074 | Residential | Solar*Rewards | Trade Secret | 2024 | 2025
20263-228838-01 | Xcel Energy | 85 | 13781 | IOU | 04793780 | 7.616 | Solar |  |  | Interconnected | Trade Secret | Trade | SLP | SLP082 | Residential | Solar*Rewards | Trade Secret | 2022 | 2022
20263-228838-01 | Xcel Energy | 85 | 13781 | IOU | 05278241 | 7.04 | Solar |  |  | Interconnected | Trade Secret | Trade | CHE | CHE064 | Residential |  | Trade Secret | 2022 | 2023
20263-228838-01 | Xcel Energy | 85 | 13781 | IOU | 05539515 | 7.68 | Solar |  |  | Interconnected | Trade Secret | Trade | ECK | ECK061 | Residential | Solar*Rewards | Trade Secret | 2023 | 2024
20263-228838-01 | Xcel Energy | 85 | 13781 | IOU | 04090249 | 3.3 | Solar |  |  | Interconnected | Trade Secret | Trade | AFT | AFT321 | Residential |  | Trade Secret | 2020 | 2021
20263-228838-01 | Xcel Energy | 85 | 13781 | IOU | 05531560 | 3.19 | Solar |  |  | Interconnected | Trade Secret | Trade | VMR | VMR062 | Residential |  | Trade Secret | 2023 | 2023
20263-228838-01 | Xcel Energy | 85 | 13781 | IOU | 05561498 | 3.19 | Solar |  |  | Active Application | Trade Secret | Trade | VMR | VMR062 | Residential |  | Trade Secret | 2023
20263-228838-01 | Xcel Energy | 85 | 13781 | IOU | 05365063 | 5.12 | Solar |  |  | Interconnected | Trade Secret | Trade | NMC | NMC082 | Residential | Solar*Rewards | Trade Secret | 2023 | 2023
20263-228838-01 | Xcel Energy | 85 | 13781 | IOU | 05356981 | 9.994 | Solar |  |  | Interconnected | Trade Secret | Trade | SHP | SHP062 | Residential | Solar*Rewards | Trade Secret | 2023 | 2023
20263-228838-01 | Xcel Energy | 85 | 13781 | IOU | 04389153 | 3.747 | Solar |  |  | Interconnected | Trade Secret | Trade | JOR | JOR021 | Residential | Solar*Rewards | Trade Secret | 2021 | 2021
20263-228838-01 | Xcel Energy | 85 | 13781 | IOU | 03133167 | 1.71 | Solar |  |  | Interconnected | Trade Secret | Trade | WIN | WIN033 | Residential | Solar*Rewards | Trade Secret | 2010 | 2010
20263-228838-01 | Xcel Energy | 85 | 13781 | IOU | 06096850 | 5.248 | Solar |  |  | Interconnected | Trade Secret | Trade | SHP | SHP061 | Residential | Solar*Rewards | Trade Secret | 2025 | 2025
20263-228838-01 | Xcel Energy | 85 | 13781 | IOU | 03131997 | 7.63 | Solar |  |  | Interconnected | Trade Secret | Trade | WCS | WCS071 | Residential | Solar*Rewards | Trade Secret | 2017 | 2018
20263-228838-01 | Xcel Energy | 85 | 13781 | IOU | 03134051 | 2.58 | Solar |  |  | Interconnected | Trade Secret | Trade | MPK | MPK068 | Residential | Solar*Rewards | Trade Secret | 2014 | 2015
20263-228838-01 | Xcel Energy | 85 | 13781 | IOU | OID2019307 | 2.58 | Solar |  |  | Withdrawn | Trade Secret | Trade | MPK | MPK068 | Residential | Solar*Rewards | Trade Secret | 2014
20263-228838-01 | Xcel Energy | 85 | 13781 | IOU | 05814021 | 6.528 | Solar |  |  | Active Application | Trade Secret | Trade | DOC | DOC031 | Residential | Solar*Rewards | Trade Secret | 2024
20263-228838-01 | Xcel Energy | 85 | 13781 | IOU | 05286435 | 6.67 | Solar |  |  | Withdrawn | Trade Secret | Trade | DOC | DOC031 | Residential |  | Trade Secret | 2022
20263-228838-01 | Xcel Energy | 85 | 13781 | IOU | 03203117 | 43.2 | Solar |  |  | Interconnected | Trade Secret | Trade | REW | REW022 | Commercial | Solar*Rewards | Trade Secret | 2019 | 2020
20263-228838-01 | Xcel Energy | 85 | 13781 | IOU | 05853556 | 7.591 | Solar |  |  | Withdrawn | Trade Secret | Trade | MEL | MEL061 | Residential | Solar*Rewards | Trade Secret | 2024
20263-228838-01 | Xcel Energy | 85 | 13781 | IOU | 05951344 | 10.628 | Solar |  |  | Interconnected | Trade Secret | Trade | MEL | MEL061 | Residential |  | Trade Secret | 2024 | 2025
20263-228838-01 | Xcel Energy | 85 | 13781 | IOU | 04892011 | 7.616 | Solar |  |  | Active Application | Trade Secret | Trade | CRL | CRL033 | Residential |  | Trade Secret | 2022
20263-228838-01 | Xcel Energy | 85 | 13781 | IOU | 04888373 | 7.616 | Solar |  |  | Interconnected | Trade Secret | Trade | CRL | CRL033 | Residential |  | Trade Secret | 2022 | 2022
20263-228838-01 | Xcel Energy | 85 | 13781 | IOU | 06281024 | 7.475 | Solar |  |  | Active Application | Trade Secret | Trade | XRD | XRD076 | Residential |  | Trade Secret | 2025
20263-228838-01 | Xcel Energy | 85 | 13781 | IOU | 06228905 | 10.47 | Solar |  |  | Interconnected | Trade Secret | Trade | AFT | AFT322 | Residential |  | Trade Secret | 2025 | 2026
20263-228838-01 | Xcel Energy | 85 | 13781 | IOU | 03878308 | 6.96 | Solar |  |  | Interconnected | Trade Secret | Trade | MEL | MEL069 | Residential | Solar*Rewards | Trade Secret | 2020 | 2020
20263-228838-01 | Xcel Energy | 85 | 13781 | IOU | 04793935 | 4.06 | Solar |  |  | Interconnected | Trade Secret | Trade | SOU | SOU064 | Residential | Solar*Rewards | Trade Secret | 2022 | 2022
20263-228838-01 | Xcel Energy | 85 | 13781 | IOU | 06225003 | 6.387 | Solar |  |  | Interconnected | Trade Secret | Trade | BCH | BCH311 | Residential |  | Trade Secret | 2025 | 2025
20263-228838-01 | Xcel Energy | 85 | 13781 | IOU | 04874704 | 6.38 | Solar |  |  | Interconnected | Trade Secret | Trade | DBL | DBL065 | Residential | Solar*Rewards | Trade Secret | 2022 | 2022
20263-228838-01 | Xcel Energy | 85 | 13781 | IOU | 03133557 | 3.225 | Solar |  |  | Interconnected | Trade Secret | Trade | TWL | TWL075 | Residential | Solar*Rewards | Trade Secret | 2011 | 2012
20263-228838-01 | Xcel Energy | 85 | 13781 | IOU | OID3284566 | 19.999 | Solar |  |  | Withdrawn | Trade Secret | Trade | TWL | TWL072 | Commercial | Solar*Rewards | Trade Secret | 2018
20263-228838-01 | Xcel Energy | 85 | 13781 | IOU | SRO29637 | 35 | Solar |  |  | Withdrawn | Trade Secret | Trade | CHE | CHE065 | Commercial | Solar*Rewards | Trade Secret | 2013
20263-228838-01 | Xcel Energy | 85 | 13781 | IOU | SRO25575 | 35 | Solar |  |  | Withdrawn | Trade Secret | Trade | CHE | CHE065 | Commercial | Solar*Rewards | Trade Secret | 2012
20263-228838-01 | Xcel Energy | 85 | 13781 | IOU | 05823947 | 8.064 | Solar |  |  | Active Application | Trade Secret | Trade | HOL | HOL061 | Residential | Solar*Rewards | Trade Secret | 2024
20263-228838-01 | Xcel Energy | 85 | 13781 | IOU | 05210683 | 5.99 | Solar |  |  | Interconnected | Trade Secret | Trade | WCS | WCS064 | Residential |  | Trade Secret | 2022 | 2023
20263-228838-01 | Xcel Energy | 85 | 13781 | IOU | 05208293 | 5.5 | Solar |  |  | Interconnected | Trade Secret | Trade | UPP | UPP066 | Residential |  | Trade Secret | 2022 | 2023
20263-228838-01 | Xcel Energy | 85 | 13781 | IOU | 06263115 | 9.074 | Solar |  |  | Interconnected | Trade Secret | Trade | WES | WES073 | Residential |  | Trade Secret | 2025 | 2026
20263-228838-01 | Xcel Energy | 85 | 13781 | IOU | 04658371 | 11.559 | Solar |  | X | Interconnected | Trade Secret | Trade | GSL | GSL341 | Residential |  | Trade Secret | 2021 | 2022
20263-228838-01 | Xcel Energy | 85 | 13781 | IOU | 05965213 | 7.678 | Solar |  |  | Interconnected | Trade Secret | Trade | SOU | SOU086 | Residential | Solar*Rewards | Trade Secret | 2024 | 2025
20263-228838-01 | Xcel Energy | 85 | 13781 | IOU | 03131783 | 7.59 | Solar |  |  | Interconnected | Trade Secret | Trade | CTR | CTR021 | Residential | Made in Minnesota | Trade Secret | 2017 | 2018
20263-228838-01 | Xcel Energy | 85 | 13781 | IOU | 05137263 | 10.45 | Solar |  |  | Interconnected | Trade Secret | Trade | FSL | FSL311 | Residential |  | Trade Secret | 2022 | 2023
20263-228838-01 | Xcel Energy | 85 | 13781 | IOU | 03130989 | 3.78 | Solar |  |  | Interconnected | Trade Secret | Trade | ALD | ALD084 | Residential |  | Trade Secret | 2009 | 2009
20263-228838-01 | Xcel Energy | 85 | 13781 | IOU | 05262741 | 9.6 | Solar |  |  | Interconnected | Trade Secret | Trade | CGR | CGR071 | Residential |  | Trade Secret | 2022 | 2023
20263-228838-01 | Xcel Energy | 85 | 13781 | IOU | 05691931 | 6.72 | Solar |  |  | Interconnected | Trade Secret | Trade | CAF | CAF021 | Residential |  | Trade Secret | 2024 | 2024
20263-228838-01 | Xcel Energy | 85 | 13781 | IOU | 05854730 | 5.918 | Solar |  |  | Active Application | Trade Secret | Trade | CRL | CRL065 | Residential | Solar*Rewards | Trade Secret | 2024
20263-228838-01 | Xcel Energy | 85 | 13781 | IOU | 04898167 | 3.747 | Solar |  |  | Interconnected | Trade Secret | Trade | WYO | WYO021 | Residential |  | Trade Secret | 2022 | 2024
20263-228838-01 | Xcel Energy | 85 | 13781 | IOU | 06016835 | 4.537 | Solar |  |  | Interconnected | Trade Secret | Trade | SOU | SOU079 | Residential | Solar*Rewards | Trade Secret | 2024 | 2025
20263-228838-01 | Xcel Energy | 85 | 13781 | IOU | 03129940 | 8.16 | Solar |  |  | Interconnected | Trade Secret | Trade | MEL | MEL061 | Residential | Solar*Rewards | Trade Secret | 2018 | 2019
20263-228838-01 | Xcel Energy | 85 | 13781 | IOU | 05829037 | 20.352 | Solar |  |  | Interconnected | Trade Secret | Trade | WCR | WCR322 | Residential |  | Trade Secret | 2024 | 2024
20263-228838-01 | Xcel Energy | 85 | 13781 | IOU | 05356898 | 4.06 | Solar |  |  | Interconnected | Trade Secret | Trade | MEL | MEL087 | Residential | Solar*Rewards | Trade Secret | 2023 | 2023
20263-228838-01 | Xcel Energy | 85 | 13781 | IOU | 04493187 | 4.932 | Solar |  |  | Interconnected | Trade Secret | Trade | WDY | WDY321 | Residential |  | Trade Secret | 2021 | 2023
20263-228838-01 | Xcel Energy | 85 | 13781 | IOU | 04331829 | 3.747 | Solar |  |  | Interconnected | Trade Secret | Trade | WDY | WDY311 | Residential |  | Trade Secret | 2021 | 2021
20263-228838-01 | Xcel Energy | 85 | 13781 | IOU | 03133477 | 30 | Solar |  |  | Interconnected | Trade Secret | Trade | TWL | TWL074 | Commercial | Solar*Rewards | Trade Secret | 2011 | 2013
20263-228838-01 | Xcel Energy | 85 | 13781 | IOU | 04978710 | 5.052 | Solar |  |  | Interconnected | Trade Secret | Trade | DBL | DBL065 | Residential |  | Trade Secret | 2022 | 2022
20263-228838-01 | Xcel Energy | 85 | 13781 | IOU | 05178636 | 10.15 | Solar |  |  | Interconnected | Trade Secret | Trade | MEL | MEL065 | Residential |  | Trade Secret | 2022 | 2022
20263-228838-01 | Xcel Energy | 85 | 13781 | IOU | 05285626 | 7.68 | Solar |  |  | Interconnected | Trade Secret | Trade | CHE | CHE064 | Residential |  | Trade Secret | 2022 | 2023
20263-228838-01 | Xcel Energy | 85 | 13781 | IOU | 05367688 | 4.48 | Solar |  |  | Interconnected | Trade Secret | Trade | HYL | HYL064 | Residential | Solar*Rewards | Trade Secret | 2023 | 2023
20263-228838-01 | Xcel Energy | 85 | 13781 | IOU | 03132686 | 6.72 | Solar |  |  | Interconnected | Trade Secret | Trade | TER | TER061 | Residential | Solar*Rewards | Trade Secret | 2018 | 2018
20263-228838-01 | Xcel Energy | 85 | 13781 | IOU | OID2250522 | 20 | Solar |  |  | Withdrawn | Trade Secret | Trade | WAB | WAB021 | Commercial | Solar*Rewards | Trade Secret | 2015
20263-228838-01 | Xcel Energy | 85 | 13781 | IOU | 06210247 | 13.611 | Solar |  |  | Withdrawn | Trade Secret | Trade | IDA | IDA073 | Residential | Solar*Rewards | Trade Secret | 2025
20263-228838-01 | Xcel Energy | 85 | 13781 | IOU | 06223473 | 13.611 | Solar |  |  | Interconnected | Trade Secret | Trade | IDA | IDA073 | Residential |  | Trade Secret | 2025 | 2025
20263-228838-01 | Xcel Energy | 85 | 13781 | IOU | 03133598 | 1.72 | Solar |  |  | Interconnected | Trade Secret | Trade | WES | WES076 | Commercial | Solar*Rewards | Trade Secret | 2011 | 2012
20263-228838-01 | Xcel Energy | 85 | 13781 | IOU | 05153727 | 3.77 | Solar |  |  | Interconnected | Trade Secret | Trade | MPK | MPK074 | Residential |  | Trade Secret | 2022 | 2022
20263-228838-01 | Xcel Energy | 85 | 13781 | IOU | 06190945 | 7.08 | Storage |  |  | Interconnected | Trade Secret | Trade | WES | WES074 | Residential |  | Trade Secret | 2025 | 2026
20263-228838-01 | Xcel Energy | 85 | 13781 | IOU | 05818694 | 6.282 | Solar |  |  | Interconnected | Trade Secret | Trade | WES | WES074 | Residential |  | Trade Secret | 2024 | 2024
20263-228838-01 | Xcel Energy | 85 | 13781 | IOU | 05647055 | 5.2 | Solar |  |  | Interconnected | Trade Secret | Trade | IDA | IDA072 | Residential | Solar*Rewards | Trade Secret | 2023 | 2025
20263-228838-01 | Xcel Energy | 85 | 13781 | IOU | OID3803424 | 125 | Solar |  |  | Withdrawn | Trade Secret | Trade | TER | TER073 | Commercial |  | Trade Secret | 2019
20263-228838-01 | Xcel Energy | 85 | 13781 | IOU | 03168795 | 125 | Solar |  |  | Interconnected | Trade Secret | Trade | TER | TER073 | Commercial |  | Trade Secret | 2019 | 2021
20263-228838-01 | Xcel Energy | 85 | 13781 | IOU | 06300021 | 9.216 | Solar |  | X | Active Application | Trade Secret | Trade | CEL | CEL064 | Residential |  | Trade Secret | 2025
20263-228838-01 | Xcel Energy | 85 | 13781 | IOU | 05786921 | 6.912 | Solar |  |  | Withdrawn | Trade Secret | Trade | WOB | WOB021 | Residential | Solar*Rewards | Trade Secret | 2024
20263-228838-01 | Xcel Energy | 85 | 13781 | IOU | 04794055 | 3.48 | Solar |  |  | Interconnected | Trade Secret | Trade | MPK | MPK087 | Residential | Solar*Rewards | Trade Secret | 2022 | 2022
20263-228838-01 | Xcel Energy | 85 | 13781 | IOU | OID3666705 | 6 | Solar |  |  | Withdrawn | Trade Secret | Trade | RCH | RCH061 | Residential | Solar*Rewards | Trade Secret | 2018
20263-228838-01 | Xcel Energy | 85 | 13781 | IOU | 03130137 | 6 | Solar |  |  | Interconnected | Trade Secret | Trade | RCH | RCH061 | Residential | Solar*Rewards | Trade Secret | 2018 | 2019
20263-228838-01 | Xcel Energy | 85 | 13781 | IOU | 03131216 | 153 | Solar |  | X | Interconnected | Trade Secret | Trade | ALD | ALD083 | Commercial |  | Trade Secret | 2015 | 2015
20263-228838-01 | Xcel Energy | 85 | 13781 | IOU | OID2653982 | 8.4 | Solar |  |  | Withdrawn | Trade Secret | Trade | CHI | CHI311 | Residential | Made in Minnesota | Trade Secret | 2016
20263-228838-01 | Xcel Energy | 85 | 13781 | IOU | 03131380 | 7.63 | Solar |  |  | Interconnected | Trade Secret | Trade | CHI | CHI311 | Residential | Made in Minnesota | Trade Secret | 2017 | 2017
20263-228838-01 | Xcel Energy | 85 | 13781 | IOU | 05685113 | 3.78 | Solar |  |  | Interconnected | Trade Secret | Trade | APA | APA077 | Residential |  | Trade Secret | 2024 | 2024
20263-228838-01 | Xcel Energy | 85 | 13781 | IOU | 05331570 | 3.48 | Solar |  |  | Interconnected | Trade Secret | Trade | SOU | SOU081 | Residential |  | Trade Secret | 2022 | 2023
20263-228838-01 | Xcel Energy | 85 | 13781 | IOU | 06152853 | 9.984 | Solar |  |  | Interconnected | Trade Secret | Trade | SOU | SOU082 | Residential | Solar*Rewards | Trade Secret | 2025 | 2025
20263-228838-01 | Xcel Energy | 85 | 13781 | IOU | 05998344 | 11.393 | Solar |  |  | Active Application | Trade Secret | Trade | BEL | BEL061 | Residential |  | Trade Secret | 2024
20263-228838-01 | Xcel Energy | 85 | 13781 | IOU | 05980780 | 6.073 | Solar |  |  | Interconnected | Trade Secret | Trade | TWL | TWL073 | Residential | Solar*Rewards | Trade Secret | 2024 | 2025
20263-228838-01 | Xcel Energy | 85 | 13781 | IOU | 03134288 | 8.4 | Solar |  |  | Interconnected | Trade Secret | Trade | LIN | LIN031 | Residential | Solar*Rewards | Trade Secret | 2015 | 2015
20263-228838-01 | Xcel Energy | 85 | 13781 | IOU | OID3284639 | 19.999 | Solar |  |  | Withdrawn | Trade Secret | Trade | OSS | OSS064 | Commercial | Solar*Rewards | Trade Secret | 2018
20263-228838-01 | Xcel Energy | 85 | 13781 | IOU | 04022577 | 7.616 | Solar |  |  | Active Application | Trade Secret | Trade | UPP | UPP084 | Residential | Solar*Rewards | Trade Secret | 2020
20263-228838-01 | Xcel Energy | 85 | 13781 | IOU | 03824104 | 9.994 | Solar |  |  | Interconnected | Trade Secret | Trade | ALD | ALD092 | Residential | Solar*Rewards | Trade Secret | 2020 | 2020
20263-228838-01 | Xcel Energy | 85 | 13781 | IOU | 05844877 | 8 | Solar |  |  | Active Application | Trade Secret | Trade | MOL | MOL064 | Residential | Solar*Rewards | Trade Secret | 2024
20263-228838-01 | Xcel Energy | 85 | 13781 | IOU | OID2246501 | 9 | Solar |  |  | Withdrawn | Trade Secret | Trade | GVW | GVW022 | Residential | Solar*Rewards | Trade Secret | 2015
20263-228838-01 | Xcel Energy | 85 | 13781 | IOU | 06017108 | 3.8 | Solar |  |  | Interconnected | Trade Secret | Trade | HWW | HWW073 | Residential | Solar*Rewards | Trade Secret | 2024 | 2025
20263-228838-01 | Xcel Energy | 85 | 13781 | IOU | 05004094 | 14.5 | Solar |  | X | Withdrawn | Trade Secret | Trade | ANN | ANN021 | Residential |  | Trade Secret | 2022
20263-228838-01 | Xcel Energy | 85 | 13781 | IOU | 05393344 | 18.34 | Solar |  | X | Interconnected | Trade Secret | Trade | ANN | ANN021 | Residential | Solar*Rewards | Trade Secret | 2023 | 2023
20263-228838-01 | Xcel Energy | 85 | 13781 | IOU | 06330928 | 10.752 | Solar |  |  | Active Application | Trade Secret | Trade | AHI | AHI063 | Residential |  | Trade Secret | 2026
20263-228838-01 | Xcel Energy | 85 | 13781 | IOU | 05748771 | 11.168 | Solar |  |  | Interconnected | Trade Secret | Trade | CEL | CEL064 | Residential | Solar*Rewards | Trade Secret | 2024 | 2024
20263-228838-01 | Xcel Energy | 85 | 13781 | IOU | 05128264 | 43.2 | Solar |  |  | Active Application | Trade Secret | Trade | ALD | ALD072 | Commercial |  | Trade Secret | 2022
20263-228838-01 | Xcel Energy | 85 | 13781 | IOU | 03426158 | 9.994 | Solar |  |  | Interconnected | Trade Secret | Trade | LEX | LEX075 | Residential | Solar*Rewards | Trade Secret | 2019 | 2020
20263-228838-01 | Xcel Energy | 85 | 13781 | IOU | 06022376 | 9.869 | Solar |  |  | Interconnected | Trade Secret | Trade | WYO | WYO032 | Residential | Solar*Rewards | Trade Secret | 2024 | 2025
20263-228838-01 | Xcel Energy | 85 | 13781 | IOU | 05332642 | 3.77 | Solar |  |  | Interconnected | Trade Secret | Trade | SOU | SOU081 | Residential |  | Trade Secret | 2022 | 2023
20263-228838-01 | Xcel Energy | 85 | 13781 | IOU | 03181657 | 7.616 | Solar |  |  | Interconnected | Trade Secret | Trade | SHP | SHP072 | Residential | Solar*Rewards | Trade Secret | 2019 | 2019
20263-228838-01 | Xcel Energy | 85 | 13781 | IOU | 03130146 | 2.64 | Solar |  |  | Interconnected | Trade Secret | Trade | AFT | AFT314 | Residential | Solar*Rewards | Trade Secret | 2018 | 2019
20263-228838-01 | Xcel Energy | 85 | 13781 | IOU | SRO14677 | 13.3 | Solar |  |  | Withdrawn | Trade Secret | Trade | MTV | MTV021 | Commercial | Solar*Rewards | Trade Secret | 2010
20263-228838-01 | Xcel Energy | 85 | 13781 | IOU | 05573986 | 7.56 | Solar |  |  | Interconnected | Trade Secret | Trade | SLP | SLP076 | Residential | Solar*Rewards | Trade Secret | 2023 | 2023
20263-228838-01 | Xcel Energy | 85 | 13781 | IOU | 06075847 | 11.5 | Storage |  |  | Interconnected | Trade Secret | Trade | BCR | BCR063 | Residential |  | Trade Secret | 2025 | 2025
20263-228838-01 | Xcel Energy | 85 | 13781 | IOU | 04042328 | 7.25 | Solar |  |  | Interconnected | Trade Secret | Trade | MOL | MOL079 | Residential | Solar*Rewards | Trade Secret | 2020 | 2020
20263-228838-01 | Xcel Energy | 85 | 13781 | IOU | 06246187 | 14.592 | Solar |  |  | Interconnected | Trade Secret | Trade | TWL | TWL066 | Residential |  | Trade Secret | 2025 | 2025
20263-228838-01 | Xcel Energy | 85 | 13781 | IOU | 05478906 | 3.19 | Solar |  |  | Interconnected | Trade Secret | Trade | RPO | RPO311 | Residential |  | Trade Secret | 2023 | 2023
20263-228838-01 | Xcel Energy | 85 | 13781 | IOU | 03964573 | 6.09 | Solar |  |  | Interconnected | Trade Secret | Trade | SHP | SHP061 | Residential | Solar*Rewards | Trade Secret | 2020 | 2020
20263-228838-01 | Xcel Energy | 85 | 13781 | IOU | 03132067 | 7.63 | Solar |  |  | Interconnected | Trade Secret | Trade | HWW | HWW073 | Residential | Solar*Rewards | Trade Secret | 2017 | 2017
20263-228838-01 | Xcel Energy | 85 | 13781 | IOU | 05514089 | 3.792 | Solar |  |  | Interconnected | Trade Secret | Trade | HWW | HWW072 | Residential |  | Trade Secret | 2023 | 2023
20263-228838-01 | Xcel Energy | 85 | 13781 | IOU | 03650115 | 5 | Solar |  |  | Interconnected | Trade Secret | Trade | PIL | PIL022 | Residential | Solar*Rewards | Trade Secret | 2020 | 2020
20263-228838-01 | Xcel Energy | 85 | 13781 | IOU | 04793489 | 4.93 | Solar |  |  | Withdrawn | Trade Secret | Trade | HUG | HUG321 | Residential | Solar*Rewards | Trade Secret | 2022
20263-228838-01 | Xcel Energy | 85 | 13781 | IOU | 05702575 | 99.5 | Solar |  |  | Interconnected | Trade Secret | Trade | MOL | MOL071 | Commercial |  | Trade Secret | 2024 | 2025
20263-228838-01 | Xcel Energy | 85 | 13781 | IOU | 05822150 | 5.226 | Solar |  |  | Interconnected | Trade Secret | Trade | RPL | RPL064 | Residential |  | Trade Secret | 2024 | 2024
20263-228838-01 | Xcel Energy | 85 | 13781 | IOU | 04938846 | 8.41 | Solar |  |  | Withdrawn | Trade Secret | Trade | AFT | AFT314 | Residential | Solar*Rewards | Trade Secret | 2022
20263-228838-01 | Xcel Energy | 85 | 13781 | IOU | 05748615 | 3.84 | Storage |  |  | Interconnected | Trade Secret | Trade | AFT | AFT314 | Residential |  | Trade Secret | 2024 | 2024
20263-228838-01 | Xcel Energy | 85 | 13781 | IOU | 05711668 | 6.46 | Solar |  |  | Active Application | Trade Secret | Trade | AFT | AFT314 | Residential | Solar*Rewards | Trade Secret | 2024
20263-228838-01 | Xcel Energy | 85 | 13781 | IOU | 05614993 | 5.355 | Solar |  | X | Withdrawn | Trade Secret | Trade | AFT | AFT314 | Residential |  | Trade Secret | 2023
20263-228838-01 |  |  |  |  | 05737951 |  |  |  |  | Withdrawn | Trade Secret | Trade | AFT | AFT314 | Residential |  |  | 2024
20263-228838-01 | Xcel Energy | 85 | 13781 | IOU | 04794015 | 4.64 | Solar |  |  | Interconnected | Trade Secret | Trade | CNC | CNC073 | Residential | Solar*Rewards | Trade Secret | 2022 | 2022
20263-228838-01 | Xcel Energy | 85 | 13781 | IOU | 06057666 | 12.16 | Solar |  |  | Interconnected | Trade Secret | Trade | WCR | WCR322 | Residential | Solar*Rewards | Trade Secret | 2025 | 2025
20263-228838-01 | Xcel Energy | 85 | 13781 | IOU | 03134261 | 7.63 | Solar |  |  | Interconnected | Trade Secret | Trade | WSG | WSG352 | Residential | Made in Minnesota | Trade Secret | 2015 | 2015
20263-228838-01 | Xcel Energy | 85 | 13781 | IOU | 06141574 | 6.832 | Solar |  |  | Interconnected | Trade Secret | Trade | IDA | IDA073 | Residential | Solar*Rewards | Trade Secret | 2025 | 2025
20263-228838-01 | Xcel Energy | 85 | 13781 | IOU | 03626101 | 5.22 | Solar |  |  | Interconnected | Trade Secret | Trade | WSG | WSG362 | Residential | Solar*Rewards | Trade Secret | 2020 | 2020
20263-228838-01 | Xcel Energy | 85 | 13781 | IOU | 06133680 | 22.8 | Solar |  |  | Active Application | Trade Secret | Trade | HSN | HSN322 | Commercial |  | Trade Secret | 2025
20263-228838-01 | Xcel Energy | 85 | 13781 | IOU | SRO26863 | 7.2 | Solar |  |  | Withdrawn | Trade Secret | Trade | RPO | RPO312 | Residential | Solar*Rewards | Trade Secret | 2012
20263-228838-01 | Xcel Energy | 85 | 13781 | IOU | 03133753 | 5.805 | Solar |  |  | Interconnected | Trade Secret | Trade | RPO | RPO312 | Residential | Solar*Rewards | Trade Secret | 2013 | 2013
20263-228838-01 | Xcel Energy | 85 | 13781 | IOU | 03130924 | 3.5 | Wind |  |  | Interconnected | Trade Secret | Trade | RPO | RPO312 | Residential |  | Trade Secret | 2009 | 2009
20263-228838-01 | Xcel Energy | 85 | 13781 | IOU | 06323130 | 7.678 | Solar |  |  | Active Application | Trade Secret | Trade | UPP | UPP082 | Residential | Solar*Rewards | Trade Secret | 2026
20263-228838-01 | Xcel Energy | 85 | 13781 | IOU | 04445790 | 6.09 | Solar |  |  | Interconnected | Trade Secret | Trade | MPK | MPK063 | Residential | Solar*Rewards | Trade Secret | 2021 | 2022
20263-228838-01 | Xcel Energy | 85 | 13781 | IOU | 03130260 | 12.96 | Solar |  |  | Interconnected | Trade Secret | Trade | HUG | HUG312 | Residential | Solar*Rewards | Trade Secret | 2019 | 2019
20263-228838-01 | Xcel Energy | 85 | 13781 | IOU | 03129704 | 39.998 | Solar |  |  | Interconnected | Trade Secret | Trade | ORO | ORO062 | Commercial | Solar*Rewards | Trade Secret | 2018 | 2019
20263-228838-01 | Xcel Energy | 85 | 13781 | IOU | 04794045 | 5.8 | Solar |  |  | Interconnected | Trade Secret | Trade | SLP | SLP092 | Residential | Solar*Rewards | Trade Secret | 2022 | 2022
20263-228838-01 | Xcel Energy | 85 | 13781 | IOU | 05591208 | 11.34 | Solar |  |  | Withdrawn | Trade Secret | Trade | RRK | RRK063 | Residential | Solar*Rewards | Trade Secret | 2023
20263-228838-01 | Xcel Energy | 85 | 13781 | IOU | 05591147 | 10.08 | Solar |  |  | Withdrawn | Trade Secret | Trade | RRK | RRK063 | Residential | Solar*Rewards | Trade Secret | 2023
20263-228838-01 | Xcel Energy | 85 | 13781 | IOU | 05591258 | 11.34 | Solar |  |  | Interconnected | Trade Secret | Trade | RRK | RRK063 | Residential |  | Trade Secret | 2023 | 2023
20263-228838-01 | Xcel Energy | 85 | 13781 | IOU | 04732765 | 6.576 | Solar |  |  | Interconnected | Trade Secret | Trade | DBL | DBL063 | Residential |  | Trade Secret | 2021 | 2022
20263-228838-01 | Xcel Energy | 85 | 13781 | IOU | 05712051 | 5.985 | Solar |  |  | Interconnected | Trade Secret | Trade | MPK | MPK063 | Residential | Solar*Rewards | Trade Secret | 2024 | 2024
20263-228838-01 | Xcel Energy | 85 | 13781 | IOU | 05590209 | 5.985 | Solar |  |  | Withdrawn | Trade Secret | Trade | MPK | MPK063 | Residential | Solar*Rewards | Trade Secret | 2023
20263-228838-01 | Xcel Energy | 85 | 13781 | IOU | 04559631 | 11.866 | Solar |  |  | Interconnected | Trade Secret | Trade | RMT | RMT321 | Residential |  | Trade Secret | 2021 | 2022
20263-228838-01 | Xcel Energy | 85 | 13781 | IOU | 03134654 | 5 | Solar |  |  | Interconnected | Trade Secret | Trade | MEL | MEL068 | Residential | Solar*Rewards | Trade Secret | 2015 | 2016
20263-228838-01 | Xcel Energy | 85 | 13781 | IOU | 03134379 | 6 | Solar |  |  | Interconnected | Trade Secret | Trade | MPK | MPK068 | Residential | Solar*Rewards | Trade Secret | 2015 | 2015
20263-228838-01 | Xcel Energy | 85 | 13781 | IOU | 06222312 | 3.484 | Solar |  |  | Active Application | Trade Secret | Trade | HUG | HUG311 | Residential |  | Trade Secret | 2025
20263-228838-01 | Xcel Energy | 85 | 13781 | IOU | 04458837 | 5 | Solar |  |  | Active Application | Trade Secret | Trade | ECK | ECK322 | Residential | Solar*Rewards | Trade Secret | 2021
20263-228838-01 | Xcel Energy | 85 | 13781 | IOU | 04354155 | 6.38 | Solar |  |  | Interconnected | Trade Secret | Trade | NOF | NOF073 | Residential | Solar*Rewards | Trade Secret | 2021 | 2021
20263-228838-01 | Xcel Energy | 85 | 13781 | IOU | 04794039 | 7.616 | Solar |  |  | Interconnected | Trade Secret | Trade | LEX | LEX061 | Residential | Solar*Rewards | Trade Secret | 2022 | 2022
20263-228838-01 | Xcel Energy | 85 | 13781 | IOU | 05238540 | 13.611 |  |  |  | Withdrawn | Trade Secret | Trade | PLA | PLA022 | Residential |  | Trade Secret | 2022
20263-228838-01 | Xcel Energy | 85 | 13781 | IOU | 03130090 | 39.998 | Solar |  |  | Interconnected | Trade Secret | Trade | ALD | ALD082 | Commercial | Solar*Rewards | Trade Secret | 2018 | 2019
20263-228838-01 | Xcel Energy | 85 | 13781 | IOU | 05711677 | 9.765 | Solar |  |  | Interconnected | Trade Secret | Trade | IDA | IDA073 | Residential | Solar*Rewards | Trade Secret | 2024 | 2024
20263-228838-01 |  |  |  |  | 05599335 |  |  |  |  | Withdrawn | Trade Secret | Trade | IDA | IDA073 | Residential |  |  | 2023
20263-228838-01 | Xcel Energy | 85 | 13781 | IOU | 05451057 | 6 | Solar |  |  | Interconnected | Trade Secret | Trade | MPK | MPK063 | Residential | Solar*Rewards | Trade Secret | 2023 | 2023
20263-228838-01 | Xcel Energy | 85 | 13781 | IOU | SRO29843 | 45 | Solar |  |  | Withdrawn | Trade Secret | Trade | SDX | SDX312 | Commercial | Solar*Rewards | Trade Secret | 2013
20263-228838-01 | Xcel Energy | 85 | 13781 | IOU | 03134086 | 36 | Solar |  |  | Interconnected | Trade Secret | Trade | SDX | SDX312 | Commercial | Made in Minnesota | Trade Secret | 2014 | 2015
20263-228838-01 | Xcel Energy | 85 | 13781 | IOU | 03754162 | 6.96 | Solar |  |  | Interconnected | Trade Secret | Trade | UPP | UPP082 | Residential | Solar*Rewards | Trade Secret | 2020 | 2020
20263-228838-01 | Xcel Energy | 85 | 13781 | IOU | OID2254517 | 3.8 | Solar |  |  | Withdrawn | Trade Secret | Trade | WSG | WSG071 | Residential | Solar*Rewards | Trade Secret | 2015
20263-228838-01 | Xcel Energy | 85 | 13781 | IOU | 03134265 | 3.8 | Solar |  |  | Interconnected | Trade Secret | Trade | WSG | WSG071 | Residential | Solar*Rewards | Trade Secret | 2015 | 2015
20263-228838-01 | Xcel Energy | 85 | 13781 | IOU | 06223795 | 11.168 | Solar |  |  | Interconnected | Trade Secret | Trade | VMR | VMR062 | Residential |  | Trade Secret | 2025 | 2026
20263-228838-01 | Xcel Energy | 85 | 13781 | IOU | 05990154 | 7.6 | Solar |  |  | Interconnected | Trade Secret | Trade | SMT | SMT092 | Residential | Solar*Rewards | Trade Secret | 2024 | 2025
20263-228838-01 | Xcel Energy | 85 | 13781 | IOU | 05977958 | 7.6 | Solar |  |  | Withdrawn | Trade Secret | Trade | SMT | SMT092 | Residential | Solar*Rewards | Trade Secret | 2024
20263-228838-01 | Xcel Energy | 85 | 13781 | IOU | 05817425 | 5.052 | Solar |  |  | Interconnected | Trade Secret | Trade | WES | WES073 | Residential |  | Trade Secret | 2024 | 2024
20263-228838-01 | Xcel Energy | 85 | 13781 | IOU | 03130863 | 1.1 | Solar |  |  | Interconnected | Trade Secret | Trade | SOU | SOU075 | Residential |  | Trade Secret | 2008 | 2008
20263-228838-01 | Xcel Energy | 85 | 13781 | IOU | 05993509 | 11.5 | Solar |  | X | Active Application | Trade Secret | Trade | SOU | SOU075 | Residential |  | Trade Secret | 2024
20263-228838-01 | Xcel Energy | 85 | 13781 | IOU | 04313860 | 6.38 | Solar |  |  | Interconnected | Trade Secret | Trade | WCS | WCS064 | Residential | Solar*Rewards | Trade Secret | 2021 | 2021
20263-228838-01 | Xcel Energy | 85 | 13781 | IOU | 06035874 | 10.248 | Solar |  |  | Withdrawn | Trade Secret | Trade | OAD | OAD063 | Residential | Solar*Rewards | Trade Secret | 2024
20263-228838-01 | Xcel Energy | 85 | 13781 | IOU | 06321968 | 8.7 | Solar |  |  | Active Application | Trade Secret | Trade | OAD | OAD063 | Residential | Solar*Rewards | Trade Secret | 2026
20263-228838-01 | Xcel Energy | 85 | 13781 | IOU | 03132059 | 7.625 | Solar |  |  | Interconnected | Trade Secret | Trade | LAP | LAP311 | Residential | Made in Minnesota | Trade Secret | 2017 | 2017
20263-228838-01 | Xcel Energy | 85 | 13781 | IOU | 03134433 | 10.01 | Solar |  |  | Interconnected | Trade Secret | Trade | ALT | ALT021 | Residential | Made in Minnesota | Trade Secret | 2015 | 2015
20263-228838-01 | Xcel Energy | 85 | 13781 | IOU | 04974220 | 4.537 | Solar |  |  | Interconnected | Trade Secret | Trade | SLP | SLP092 | Residential | Solar*Rewards | Trade Secret | 2022 | 2022
20263-228838-01 | Xcel Energy | 85 | 13781 | IOU | 05330368 | 9.57 | Solar |  |  | Interconnected | Trade Secret | Trade | CDV | CDV063 | Residential |  | Trade Secret | 2022 | 2023
20263-228838-01 | Xcel Energy | 85 | 13781 | IOU | 05333166 | 9.57 | Solar |  |  | Active Application | Trade Secret | Trade | CDV | CDV063 | Residential |  | Trade Secret | 2022
20263-228838-01 | Xcel Energy | 85 | 13781 | IOU | OID2026180 | 18 | Solar |  |  | Withdrawn | Trade Secret | Trade | HOL | HOL062 | Commercial | Solar*Rewards | Trade Secret | 2014
20263-228838-01 | Xcel Energy | 85 | 13781 | IOU | 03131477 | 9.94 | Solar |  |  | Interconnected | Trade Secret | Trade | OPK | OPK073 | Residential | Solar*Rewards | Trade Secret | 2017 | 2017
20263-228838-01 | Xcel Energy | 85 | 13781 | IOU | 05638306 | 9.984 | Solar |  |  | Interconnected | Trade Secret | Trade | BLC | BLC062 | Residential |  | Trade Secret | 2023 | 2024
20263-228838-01 | Xcel Energy | 85 | 13781 | IOU | 06138487 | 5.76 | Solar |  |  | Interconnected | Trade Secret | Trade | CNC | CNC071 | Residential |  | Trade Secret | 2025 | 2025
20263-228838-01 | Xcel Energy | 85 | 13781 | IOU | 06322029 | 11.517 | Solar |  |  | Active Application | Trade Secret | Trade | APA | APA071 | Residential | Solar*Rewards | Trade Secret | 2026
20263-228838-01 | Xcel Energy | 85 | 13781 | IOU | 04593013 | 6 | Solar |  |  | Interconnected | Trade Secret | Trade | WSG | WSG071 | Residential |  | Trade Secret | 2021 | 2022
20263-228838-01 | Xcel Energy | 85 | 13781 | IOU | 06293959 | 3.25 | Solar |  |  | Active Application | Trade Secret | Trade | SOU | SOU063 | Residential |  | Trade Secret | 2025
20263-228838-01 | Xcel Energy | 85 | 13781 | IOU | OID3831159 | 3.22 | Solar |  |  | Withdrawn | Trade Secret | Trade | ALD | ALD076 | Residential | Solar*Rewards | Trade Secret | 2019
20263-228838-01 | Xcel Energy | 85 | 13781 | IOU | 03154667 | 3.36 | Solar |  |  | Interconnected | Trade Secret | Trade | ALD | ALD076 | Residential | Solar*Rewards | Trade Secret | 2019 | 2020
20263-228838-01 | Xcel Energy | 85 | 13781 | IOU | 06194740 | 7.25 | Solar |  |  | Active Application | Trade Secret | Trade | MEL | MEL073 | Residential | Solar*Rewards | Trade Secret | 2025
20263-228838-01 | Xcel Energy | 85 | 13781 | IOU | 06159983 | 7.25 | Solar |  |  | Active Application | Trade Secret | Trade | MEL | MEL073 | Residential | Solar*Rewards | Trade Secret | 2025
20263-228838-01 | Xcel Energy | 85 | 13781 | IOU | 05990797 | 13.741 | Solar |  |  | Interconnected | Trade Secret | Trade | SDX | SDX311 | Residential |  | Trade Secret | 2024 | 2025
20263-228838-01 | Xcel Energy | 85 | 13781 | IOU | 03236479 | 7.5 | Solar |  |  | Interconnected | Trade Secret | Trade | GVW | GVW031 | Commercial | Solar*Rewards | Trade Secret | 2019 | 2020
20263-228838-01 | Xcel Energy | 85 | 13781 | IOU | 06027534 | 7.296 | Solar |  |  | Interconnected | Trade Secret | Trade | STY | STY075 | Residential | Solar*Rewards | Trade Secret | 2024 | 2025
20263-228838-01 | Xcel Energy | 85 | 13781 | IOU | 03133990 | 9.36 | Solar |  |  | Interconnected | Trade Secret | Trade | SAV | SAV069 | Residential | Solar*Rewards | Trade Secret | 2014 | 2014
20263-228838-01 | Xcel Energy | 85 | 13781 | IOU | 05958600 | 3.936 | Solar |  |  | Interconnected | Trade Secret | Trade | AHI | AHI021 | Residential | Solar*Rewards | Trade Secret | 2024 | 2024
20263-228838-01 | Xcel Energy | 85 | 13781 | IOU | 06260811 | 13.325 | Solar |  |  | Interconnected | Trade Secret | Trade | DPN | DPN071 | Residential |  | Trade Secret | 2025 | 2025
20263-228838-01 | Xcel Energy | 85 | 13781 | IOU | 04409266 | 9.28 | Solar |  |  | Interconnected | Trade Secret | Trade | SCL | SCL323 | Residential | Solar*Rewards | Trade Secret | 2021 | 2022
20263-228838-01 | Xcel Energy | 85 | 13781 | IOU | 04555190 | 5 | Solar |  |  | Interconnected | Trade Secret | Trade | FAB | FAB071 | Residential |  | Trade Secret | 2021 | 2022
20263-228838-01 | Xcel Energy | 85 | 13781 | IOU | 03134550 | 3 | Solar |  |  | Interconnected | Trade Secret | Trade | MPK | MPK085 | Residential | Solar*Rewards | Trade Secret | 2015 | 2016
20263-228838-01 | Xcel Energy | 85 | 13781 | IOU | 05848729 | 9.45 | Solar |  |  | Interconnected | Trade Secret | Trade | HUG | HUG311 | Residential | Solar*Rewards | Trade Secret | 2024 | 2024
20263-228838-01 | Xcel Energy | 85 | 13781 | IOU | 03131613 | 8.91 | Solar |  |  | Interconnected | Trade Secret | Trade | MEL | MEL074 | Residential | Made in Minnesota | Trade Secret | 2017 | 2018
20263-228838-01 | Xcel Energy | 85 | 13781 | IOU | OID2963249 | 7.92 | Solar |  |  | Withdrawn | Trade Secret | Trade | MEL | MEL074 | Residential | Made in Minnesota | Trade Secret | 2017
20263-228838-01 | Xcel Energy | 85 | 13781 | IOU | 03132614 | 9.995 | Solar |  |  | Interconnected | Trade Secret | Trade | FAB | FAB071 | Commercial |  | Trade Secret | 2018 | 2018
20263-228838-01 | Xcel Energy | 85 | 13781 | IOU | 03132613 | 17.595 | Solar |  |  | Interconnected | Trade Secret | Trade | FAB | FAB071 | Commercial | Solar*Rewards | Trade Secret | 2018 | 2018
20263-228838-01 | Xcel Energy | 85 | 13781 | IOU | 03131660 | 9.5 | Solar |  |  | Interconnected | Trade Secret | Trade | WAB | WAB031 | Residential | Made in Minnesota | Trade Secret | 2017 | 2017
20263-228838-01 | Xcel Energy | 85 | 13781 | IOU | 03133349 | 3.3 | Solar |  |  | Interconnected | Trade Secret | Trade | WAK | WAK321 | Residential | Solar*Rewards | Trade Secret | 2011 | 2013
20263-228838-01 |  |  |  |  | 03129789 |  | Solar |  |  | Active Application | Trade Secret | Trade | WAK | WAK321 | Residential |  |  | 2015
20263-228838-01 | Xcel Energy | 85 | 13781 | IOU | 06253601 | 8.376 | Solar |  |  | Active Application | Trade Secret | Trade | BCR | BCR083 | Residential |  | Trade Secret | 2025
20263-228838-01 | Xcel Energy | 85 | 13781 | IOU | 05712555 | 3.936 | Solar |  |  | Active Application | Trade Secret | Trade | RIV | RIV063 | Residential | Solar*Rewards | Trade Secret | 2025
20263-228838-01 | Xcel Energy | 85 | 13781 | IOU | 06322149 | 3.936 | Solar |  |  | Active Application | Trade Secret | Trade | RIV | RIV063 | Residential | Solar*Rewards | Trade Secret | 2026
20263-228838-01 | Xcel Energy | 85 | 13781 | IOU | 06112792 | 3.84 | Solar |  |  | Active Application | Trade Secret | Trade | RIV | RIV063 | Residential | Solar*Rewards | Trade Secret | 2025
20263-228838-01 | Xcel Energy | 85 | 13781 | IOU | 03134465 | 8.64 | Solar |  |  | Interconnected | Trade Secret | Trade | WCR | WCR322 | Residential | Made in Minnesota | Trade Secret | 2015 | 2015
20263-228838-01 | Xcel Energy | 85 | 13781 | IOU | 03131157 | 2000 | Other |  |  | Interconnected | Trade Secret | Trade | FST | FST031 | Commercial |  | Trade Secret | 2013 | 2013
20263-228838-01 | Xcel Energy | 85 | 13781 | IOU | 03131156 | 2000 | Other |  |  | Interconnected | Trade Secret | Trade | FST | FST031 | Commercial |  | Trade Secret | 2013 | 2013
20263-228838-01 | Xcel Energy | 85 | 13781 | IOU | 03133553 | 9.245 | Solar |  |  | Interconnected | Trade Secret | Trade | WDY | WDY312 | Residential | Solar*Rewards | Trade Secret | 2011 | 2012
20263-228838-01 | Xcel Energy | 85 | 13781 | IOU | 06078754 | 9.184 | Solar |  |  | Withdrawn | Trade Secret | Trade | ECK | ECK063 | Residential | Solar*Rewards | Trade Secret | 2025
20263-228838-01 | Xcel Energy | 85 | 13781 | IOU | 06084764 | 9.184 | Solar |  |  | Interconnected | Trade Secret | Trade | ECK | ECK063 | Residential |  | Trade Secret | 2025 | 2025
20263-228838-01 | Xcel Energy | 85 | 13781 | IOU | OID3666843 | 12 | Solar |  |  | Withdrawn | Trade Secret | Trade | WAS | WAS092 | Residential | Solar*Rewards | Trade Secret | 2018
20263-228838-01 | Xcel Energy | 85 | 13781 | IOU | 06206211 | 8.73 | Solar |  |  | Interconnected | Trade Secret | Trade | OPK | OPK077 | Residential | Solar*Rewards | Trade Secret | 2025 | 2025
20263-228838-01 | Xcel Energy | 85 | 13781 | IOU | 03131121 | 240 | Other |  |  | Interconnected | Trade Secret | Trade | EBL | EBL076 | Commercial |  | Trade Secret | 2012 | 2010
20263-228838-01 | Xcel Energy | 85 | 13781 | IOU | 06322012 | 3.484 | Solar |  |  | Active Application | Trade Secret | Trade | IDA | IDA073 | Residential | Solar*Rewards | Trade Secret | 2026
20263-228838-01 | Xcel Energy | 85 | 13781 | IOU | 06181463 | 10.819 | Solar |  |  | Interconnected | Trade Secret | Trade | HWW | HWW062 | Residential | Solar*Rewards | Trade Secret | 2025 | 2025
20263-228838-01 | Xcel Energy | 85 | 13781 | IOU | 03134284 | 5 | Solar |  |  | Interconnected | Trade Secret | Trade | TLK | TLK075 | Residential | Solar*Rewards | Trade Secret | 2015 | 2016
20263-228838-01 | Xcel Energy | 85 | 13781 | IOU | 05803584 | 6.453 | Solar |  |  | Interconnected | Trade Secret | Trade | GRC | GRC063 | Residential | Solar*Rewards | Trade Secret | 2024 | 2024
20263-228838-01 | Xcel Energy | 85 | 13781 | IOU | 04159201 | 7.616 | Solar |  |  | Active Application | Trade Secret | Trade | WSG | WSG076 | Residential | Solar*Rewards | Trade Secret | 2020
20263-228838-01 | Xcel Energy | 85 | 13781 | IOU | 03131552 | 5.4 | Solar |  |  | Interconnected | Trade Secret | Trade | WSG | WSG352 | Residential | Made in Minnesota | Trade Secret | 2017 | 2018
20263-228838-01 | Xcel Energy | 85 | 13781 | IOU | 03130052 | 10.32 | Solar |  |  | Interconnected | Trade Secret | Trade | WSG | WSG352 | Residential | Solar*Rewards | Trade Secret | 2018 | 2019
20263-228838-01 | Xcel Energy | 85 | 13781 | IOU | 06086045 | 4.592 | Solar |  |  | Interconnected | Trade Secret | Trade | WIL | WIL082 | Residential | Solar*Rewards | Trade Secret | 2025 | 2025
20263-228838-01 | Xcel Energy | 85 | 13781 | IOU | 04873757 | 6.576 | Solar |  |  | Interconnected | Trade Secret | Trade | PBE | PBE061 | Residential | Solar*Rewards | Trade Secret | 2022 | 2022
20263-228838-01 | Xcel Energy | 85 | 13781 | IOU | 03134055 | 5.76 | Solar |  |  | Interconnected | Trade Secret | Trade | SOU | SOU060 | Residential | Solar*Rewards | Trade Secret | 2014 | 2015
20263-228838-01 | Xcel Energy | 85 | 13781 | IOU | 04340061 | 7.616 | Solar |  |  | Active Application | Trade Secret | Trade | STY | STY072 | Residential | Solar*Rewards | Trade Secret | 2021
20263-228838-01 | Xcel Energy | 85 | 13781 | IOU | 04802820 | 11.89 | Solar |  |  | Interconnected | Trade Secret | Trade | LEX | LEX074 | Residential | Solar*Rewards | Trade Secret | 2022 | 2022
20263-228838-01 | Xcel Energy | 85 | 13781 | IOU | 05863729 | 7.616 | Solar |  |  | Active Application | Trade Secret | Trade | CNC | CNC063 | Residential |  | Trade Secret | 2024
20263-228838-01 | Xcel Energy | 85 | 13781 | IOU | 06251383 | 7.872 | Solar |  |  | Interconnected | Trade Secret | Trade | WIL | WIL071 | Residential |  | Trade Secret | 2025 | 2025
20263-228838-01 | Xcel Energy | 85 | 13781 | IOU | 05758182 | 9.074 | Solar |  |  | Interconnected | Trade Secret | Trade | AFT | AFT322 | Residential |  | Trade Secret | 2024 | 2024
20263-228838-01 | Xcel Energy | 85 | 13781 | IOU | 05005453 | 3.19 | Solar |  |  | Interconnected | Trade Secret | Trade | GRC | GRC311 | Residential |  | Trade Secret | 2022 | 2022
20263-228838-01 | Xcel Energy | 85 | 13781 | IOU | 03576088 | 3.48 | Solar |  |  | Interconnected | Trade Secret | Trade | XRD | XRD076 | Residential | Solar*Rewards | Trade Secret | 2020 | 2020
20263-228838-01 | Xcel Energy | 85 | 13781 | IOU | 06084968 | 6.46 | Solar |  |  | Active Application | Trade Secret | Trade | WIL | WIL075 | Residential | Solar*Rewards | Trade Secret | 2025
20263-228838-01 | Xcel Energy | 85 | 13781 | IOU | 06321963 | 6.46 | Solar |  |  | Active Application | Trade Secret | Trade | WIL | WIL075 | Residential | Solar*Rewards | Trade Secret | 2026
20263-228838-01 | Xcel Energy | 85 | 13781 | IOU | 04988555 | 5.22 | Solar |  |  | Interconnected | Trade Secret | Trade | MPK | MPK068 | Residential |  | Trade Secret | 2022 | 2022
20263-228838-01 | Xcel Energy | 85 | 13781 | IOU | 05358732 | 1.74 | Solar |  |  | Interconnected | Trade Secret | Trade | DPN | DPN071 | Residential | Solar*Rewards | Trade Secret | 2023 | 2023
20263-228838-01 | Xcel Energy | 85 | 13781 | IOU | 05287712 | 1.74 | Solar |  |  | Active Application | Trade Secret | Trade | DPN | DPN071 | Residential |  | Trade Secret | 2022
20263-228838-01 | Xcel Energy | 85 | 13781 | IOU | 03135044 | 3 | Solar |  |  | Interconnected | Trade Secret | Trade | SOU | SOU086 | Residential | Solar*Rewards | Trade Secret | 2016 | 2017
20263-228838-01 | Xcel Energy | 85 | 13781 | IOU | 06321827 | 8.376 | Solar |  |  | Active Application | Trade Secret | Trade | ALD | ALD076 | Residential | Solar*Rewards | Trade Secret | 2026
20263-228838-01 | Xcel Energy | 85 | 13781 | IOU | 05830269 | 7.616 | Solar |  |  | Interconnected | Trade Secret | Trade | PKL | PKL085 | Residential | Solar*Rewards | Trade Secret | 2024 | 2025
20263-228838-01 | Xcel Energy | 85 | 13781 | IOU | OID2807779 | 9.94 | Solar |  |  | Withdrawn | Trade Secret | Trade | WSG | WSG076 | Residential | Solar*Rewards | Trade Secret | 2016
20263-228838-01 | Xcel Energy | 85 | 13781 | IOU | 03132179 | 9.94 | Solar |  |  | Interconnected | Trade Secret | Trade | WSG | WSG076 | Residential | Solar*Rewards | Trade Secret | 2018 | 2018
20263-228838-01 | Xcel Energy | 85 | 13781 | IOU | 03130401 | 496.584 | Solar |  |  | Interconnected | Trade Secret | Trade | TER | TER081 | Commercial |  | Trade Secret | 2018 | 2019
20263-228838-01 | Xcel Energy | 85 | 13781 | IOU | 05921116 | 3.747 | Solar |  |  | Interconnected | Trade Secret | Trade | CRL | CRL033 | Residential |  | Trade Secret | 2024 | 2025
20263-228838-01 | Xcel Energy | 85 | 13781 | IOU | 05711813 | 4.06 | Solar |  |  | Interconnected | Trade Secret | Trade | CEL | CEL064 | Residential | Solar*Rewards | Trade Secret | 2024 | 2024
20263-228838-01 | Xcel Energy | 85 | 13781 | IOU | 03295172 | 3.77 | Solar |  |  | Interconnected | Trade Secret | Trade | WES | WES075 | Residential | Solar*Rewards | Trade Secret | 2019 | 2020
20263-228838-01 | Xcel Energy | 85 | 13781 | IOU | 05824343 | 3.416 | Solar |  |  | Withdrawn | Trade Secret | Trade | HWW | HWW062 | Residential | Solar*Rewards | Trade Secret | 2024
20263-228838-01 | Xcel Energy | 85 | 13781 | IOU | 05584788 | 6.5 | Solar |  |  | Withdrawn | Trade Secret | Trade | HWW | HWW062 | Residential |  | Trade Secret | 2023
20263-228838-01 | Xcel Energy | 85 | 13781 | IOU | 05817028 | 3.796 | Solar |  |  | Withdrawn | Trade Secret | Trade | HWW | HWW062 | Residential | Solar*Rewards | Trade Secret | 2024
20263-228838-01 | Xcel Energy | 85 | 13781 | IOU | 05728373 | 3.9 | Solar |  |  | Withdrawn | Trade Secret | Trade | HWW | HWW062 | Residential | Solar*Rewards | Trade Secret | 2024
20263-228838-01 | Xcel Energy | 85 | 13781 | IOU | 03512557 | 3.747 | Solar |  |  | Active Application | Trade Secret | Trade | HWW | HWW062 | Residential | Solar*Rewards | Trade Secret | 2019
20263-228838-01 | Xcel Energy | 85 | 13781 | IOU | 05568552 | 11.31 | Solar |  |  | Interconnected | Trade Secret | Trade | MPK | MPK071 | Residential |  | Trade Secret | 2023 | 2024
20263-228838-01 | Xcel Energy | 85 | 13781 | IOU | 06182162 | 15.36 | Storage |  |  | Interconnected | Trade Secret | Trade | MPK | MPK071 | Residential |  | Trade Secret | 2025 | 2025
20263-228838-01 | Xcel Energy | 85 | 13781 | IOU | SRO19155 | 29.985 | Solar |  |  | Withdrawn | Trade Secret | Trade | CNC | CNC062 | Commercial | Solar*Rewards | Trade Secret | 2011
20263-228838-01 | Xcel Energy | 85 | 13781 | IOU | 05858398 | 5.052 | Solar |  |  | Interconnected | Trade Secret | Trade | WCS | WCS072 | Residential |  | Trade Secret | 2024 | 2025
20263-228838-01 | Xcel Energy | 85 | 13781 | IOU | 05858055 | 8.832 | Solar |  |  | Interconnected | Trade Secret | Trade | ECK | ECK063 | Residential | Solar*Rewards | Trade Secret | 2024 | 2024
20263-228838-01 | Xcel Energy | 85 | 13781 | IOU | 05428509 | 9.6 | Solar |  |  | Interconnected | Trade Secret | Trade | STO | STO002 | Residential | Solar*Rewards | Trade Secret | 2023 | 2023
20263-228838-01 | Xcel Energy | 85 | 13781 | IOU | 03248127 | 8.64 | Solar |  |  | Interconnected | Trade Secret | Trade | HYL | HYL075 | Residential | Solar*Rewards | Trade Secret | 2019 | 2020
20263-228838-01 |  |  |  |  | OID2947229 |  | Solar |  |  | Withdrawn | Trade Secret | Trade | ALD | ALD085 | Residential | Made in Minnesota |  | 2017
20263-228838-01 | Xcel Energy | 85 | 13781 | IOU | 03131388 | 5 | Solar |  |  | Interconnected | Trade Secret | Trade | ALD | ALD085 | Residential | Made in Minnesota | Trade Secret | 2017 | 2017
20263-228838-01 | Xcel Energy | 85 | 13781 | IOU | OID2908553 | 6 | Solar |  |  | Withdrawn | Trade Secret | Trade | NOF | NOF061 | Residential | Made in Minnesota | Trade Secret | 2017
20263-228838-01 | Xcel Energy | 85 | 13781 | IOU | 04794569 | 39.999 | Solar |  |  | Interconnected | Trade Secret | Trade | CHE | CHE075 | Commercial | Solar*Rewards | Trade Secret | 2022 | 2022
20263-228838-01 | Xcel Energy | 85 | 13781 | IOU | 03134092 | 3.5 | Solar |  |  | Interconnected | Trade Secret | Trade | TER | TER071 | Residential | Made in Minnesota | Trade Secret | 2014 | 2014
20263-228838-01 | Xcel Energy | 85 | 13781 | IOU | SRO29918 | 5 | Solar |  |  | Withdrawn | Trade Secret | Trade | TER | TER071 | Residential | Solar*Rewards | Trade Secret | 2013
20263-228838-01 | Xcel Energy | 85 | 13781 | IOU | 03132534 | 3.8 | Solar |  |  | Interconnected | Trade Secret | Trade | CEL | CEL064 | Residential | Solar*Rewards | Trade Secret | 2018 | 2018
20263-228838-01 | Xcel Energy | 85 | 13781 | IOU | 05859001 | 3.747 | Solar |  |  | Interconnected | Trade Secret | Trade | WES | WES073 | Residential |  | Trade Secret | 2024 | 2025
20263-228838-01 | Xcel Energy | 85 | 13781 | IOU | OID3923237 | 4.32 | Solar |  |  | Interconnected | Trade Secret | Trade | RPL | RPL064 | Residential | Solar*Rewards | Trade Secret | 2019 | 2020
20263-228838-01 | Xcel Energy | 85 | 13781 | IOU | 03129929 | 3.77 | Solar |  |  | Interconnected | Trade Secret | Trade | WIL | WIL098 | Residential | Solar*Rewards | Trade Secret | 2018 | 2019
20263-228838-01 | Xcel Energy | 85 | 13781 | IOU | 05938134 | 6.453 | Solar |  |  | Interconnected | Trade Secret | Trade | WES | WES074 | Residential | Solar*Rewards | Trade Secret | 2024 | 2025
20263-228838-01 | Xcel Energy | 85 | 13781 | IOU | 06006987 | 10.819 | Solar |  |  | Active Application | Trade Secret | Trade | EGL | EGL022 | Residential |  | Trade Secret | 2025
20263-228838-01 | Xcel Energy | 85 | 13781 | IOU | 05253122 | 3.141 | Solar |  |  | Interconnected | Trade Secret | Trade | PKL | PKL085 | Residential |  | Trade Secret | 2022 | 2022
20263-228838-01 | Xcel Energy | 85 | 13781 | IOU | OID1963873 | 6 | Solar |  |  | Withdrawn | Trade Secret | Trade | MPK | MPK085 | Residential | Made in Minnesota | Trade Secret | 2014
20263-228838-01 | Xcel Energy | 85 | 13781 | IOU | 03503740 | 5.22 | Solar |  |  | Interconnected | Trade Secret | Trade | UPP | UPP085 | Residential | Solar*Rewards | Trade Secret | 2019 | 2020
20263-228838-01 | Xcel Energy | 85 | 13781 | IOU | 04980080 | 9.074 | Solar |  |  | Withdrawn | Trade Secret | Trade | HUG | HUG311 | Residential | Solar*Rewards | Trade Secret | 2022
20263-228838-01 | Xcel Energy | 85 | 13781 | IOU | OID3750881 | 7.63 | Solar |  |  | Withdrawn | Trade Secret | Trade | TWL | TWL074 | Residential | Solar*Rewards | Trade Secret | 2019
20263-228838-01 | Xcel Energy | 85 | 13781 | IOU | OID3730706 | 7.616 | Solar |  |  | Withdrawn | Trade Secret | Trade | TWL | TWL074 | Residential | Solar*Rewards | Trade Secret | 2019
20263-228838-01 | Xcel Energy | 85 | 13781 | IOU | OID3309052 | 7.616 | Solar |  |  | Withdrawn | Trade Secret | Trade | TWL | TWL074 | Residential | Solar*Rewards | Trade Secret | 2018
20263-228838-01 | Xcel Energy | 85 | 13781 | IOU | 03130557 | 7.63 | Solar |  |  | Interconnected | Trade Secret | Trade | TWL | TWL074 | Residential | Solar*Rewards | Trade Secret | 2019 | 2019
20263-228838-01 | Xcel Energy | 85 | 13781 | IOU | 03132149 | 7.63 | Solar |  |  | Interconnected | Trade Secret | Trade | CHE | CHE065 | Residential | Made in Minnesota | Trade Secret | 2017 | 2017
20263-228838-01 | Xcel Energy | 85 | 13781 | IOU | OID3850039 | 15.174 | Solar |  | X | Withdrawn | Trade Secret | Trade | OPK | OPK077 | Residential | Solar*Rewards | Trade Secret | 2019
20263-228838-01 | Xcel Energy | 85 | 13781 | IOU | OID3416886 | 7.625 | Solar |  | X | Withdrawn | Trade Secret | Trade | OPK | OPK077 | Residential | Solar*Rewards | Trade Secret | 2018
20263-228838-01 | Xcel Energy | 85 | 13781 | IOU | OID3493085 | 15.25 | Solar |  | X | Withdrawn | Trade Secret | Trade | OPK | OPK077 | Residential | Solar*Rewards | Trade Secret | 2018
20263-228838-01 | Xcel Energy | 85 | 13781 | IOU | 03134185 | 36 | Solar |  |  | Interconnected | Trade Secret | Trade | LSP | LSP021 | Commercial | Made in Minnesota | Trade Secret | 2015 | 2015
20263-228838-01 | Xcel Energy | 85 | 13781 | IOU | 05496229 | 28.416 | Solar |  |  | Withdrawn | Trade Secret | Trade | LAP | LAP311 | Residential |  | Trade Secret | 2023
20263-228838-01 | Xcel Energy | 85 | 13781 | IOU | 03134454 | 5 | Solar |  |  | Interconnected | Trade Secret | Trade | NOF | NOF061 | Residential | Solar*Rewards | Trade Secret | 2015 | 2015
20263-228838-01 | Xcel Energy | 85 | 13781 | IOU | 04439085 | 4.64 | Solar |  |  | Interconnected | Trade Secret | Trade | HUG | HUG311 | Residential | Solar*Rewards | Trade Secret | 2021 | 2021
20263-228838-01 | Xcel Energy | 85 | 13781 | IOU | 05811102 | 3.747 | Solar |  |  | Active Application | Trade Secret | Trade | CGR | CGR064 | Residential |  | Trade Secret | 2024
20263-228838-01 | Xcel Energy | 85 | 13781 | IOU | 04328343 | 10 | Storage |  |  | Decommissioned | Trade Secret | Trade | DPN | DPN071 | Residential |  | Trade Secret | 2021 | 2021
20263-228838-01 | Xcel Energy | 85 | 13781 | IOU | 04089947 | 30 | Solar |  |  | Active Application | Trade Secret | Trade | LAC | LAC062 | Residential | Solar*Rewards | Trade Secret | 2020
20263-228838-01 | Xcel Energy | 85 | 13781 | IOU | 03299053 | 5 | Solar |  |  | Interconnected | Trade Secret | Trade | LAC | LAC062 | Residential | Solar*Rewards | Trade Secret | 2019 | 2020
20263-228838-01 | Xcel Energy | 85 | 13781 | IOU | OID3927724 | 80 | Solar |  |  | Withdrawn | Trade Secret | Trade | LAC | LAC062 | Residential | Solar*Rewards | Trade Secret | 2019
20263-228838-01 | Xcel Energy | 85 | 13781 | IOU | 05711815 | 4.93 | Solar |  |  | Interconnected | Trade Secret | Trade | LEX | LEX333 | Residential | Solar*Rewards | Trade Secret | 2024 | 2024
20263-228838-01 | Xcel Energy | 85 | 13781 | IOU | 05856595 | 25.344 | Solar |  |  | Interconnected | Trade Secret | Trade | ECK | ECK063 | Residential | Solar*Rewards | Trade Secret | 2025 | 2025
20263-228838-01 | Xcel Energy | 85 | 13781 | IOU | 05828718 | 7.616 | Solar |  |  | Active Application | Trade Secret | Trade | APA | APA068 | Residential |  | Trade Secret | 2024
20263-228838-01 | Xcel Energy | 85 | 13781 | IOU | 04840212 | 3.288 | Solar |  |  | Interconnected | Trade Secret | Trade | PKL | PKL085 | Residential | Solar*Rewards | Trade Secret | 2022 | 2022
20263-228838-01 | Xcel Energy | 85 | 13781 | IOU | 05357573 | 15.232 | Solar |  |  | Interconnected | Trade Secret | Trade | WDY | WDY312 | Residential | Solar*Rewards | Trade Secret | 2023 | 2023
20263-228838-01 | Xcel Energy | 85 | 13781 | IOU | 03133600 | 8.6 | Solar |  |  | Interconnected | Trade Secret | Trade | AFT | AFT314 | Residential | Solar*Rewards | Trade Secret | 2011 | 2012
20263-228838-01 | Xcel Energy | 85 | 13781 | IOU | 03547753 | 2.64 | Solar |  |  | Interconnected | Trade Secret | Trade | ALD | ALD095 | Residential | Solar*Rewards | Trade Secret | 2020 | 2020
20263-228838-01 | Xcel Energy | 85 | 13781 | IOU | 04990722 | 39.222 | Solar |  |  | Interconnected | Trade Secret | Trade | GSL | GSL074 | Commercial | Solar*Rewards | Trade Secret | 2022 | 2023
20263-228838-01 | Xcel Energy | 85 | 13781 | IOU | 05427500 | 41.372 | Solar |  |  | Interconnected | Trade Secret | Trade | GSL | GSL074 | Commercial |  | Trade Secret | 2023 | 2024
20263-228838-01 | Xcel Energy | 85 | 13781 | IOU | 03129672 | 6.67 | Solar |  |  | Interconnected | Trade Secret | Trade | LEX | LEX333 | Residential | Solar*Rewards | Trade Secret | 2019 | 2020
20263-228838-01 | Xcel Energy | 85 | 13781 | IOU | OID3312430 | 11.39 | Solar |  |  | Withdrawn | Trade Secret | Trade | AFT | AFT321 | Residential | Solar*Rewards | Trade Secret | 2018
20263-228838-01 | Xcel Energy | 85 | 13781 | IOU | 03132526 | 9.864 | Solar |  |  | Interconnected | Trade Secret | Trade | GVW | GVW023 | Residential | Solar*Rewards | Trade Secret | 2018 | 2018
20263-228838-01 | Xcel Energy | 85 | 13781 | IOU | 03840869 | 17.98 | Solar |  |  | Interconnected | Trade Secret | Trade | WSG | WSG362 | Residential | Solar*Rewards | Trade Secret | 2020 | 2021
20263-228838-01 | Xcel Energy | 85 | 13781 | IOU | 03131151 | 280 | Other |  |  | Interconnected | Trade Secret | Trade | WRR | WRR081 | Residential |  | Trade Secret | 2012 | 2012
20263-228838-01 | Xcel Energy | 85 | 13781 | IOU | 03342669 | 8.88 | Solar |  | X | Interconnected | Trade Secret | Trade | MND | MND062 | Residential | Solar*Rewards | Trade Secret | 2019 | 2021
20263-228838-01 | Xcel Energy | 85 | 13781 | IOU | 06256699 | 9.216 | Solar |  |  | Active Application | Trade Secret | Trade | YAM | YAM021 | Residential |  | Trade Secret | 2025
20263-228838-01 | Xcel Energy | 85 | 13781 | IOU | 05846323 | 4.64 | Solar |  |  | Interconnected | Trade Secret | Trade | HWW | HWW072 | Residential | Solar*Rewards | Trade Secret | 2024 | 2024
20263-228838-01 | Xcel Energy | 85 | 13781 | IOU | 06218332 | 8.027 | Solar |  |  | Interconnected | Trade Secret | Trade | DPN | DPN063 | Residential |  | Trade Secret | 2025 | 2025
20263-228838-01 | Xcel Energy | 85 | 13781 | IOU | 06208853 | 8.027 | Solar |  |  | Withdrawn | Trade Secret | Trade | DPN | DPN063 | Residential | Solar*Rewards | Trade Secret | 2025
20263-228838-01 | Xcel Energy | 85 | 13781 | IOU | 05608590 | 5.12 | Solar |  |  | Interconnected | Trade Secret | Trade | ECK | ECK342 | Residential |  | Trade Secret | 2023 | 2023
20263-228838-01 | Xcel Energy | 85 | 13781 | IOU | 06249676 | 5.76 | Solar |  |  | Active Application | Trade Secret | Trade | GPH | GPH062 | Residential |  | Trade Secret | 2025
20263-228838-01 | Xcel Energy | 85 | 13781 | IOU | OID2024193 | 3.92 | Solar |  |  | Interconnected | Trade Secret | Trade | SIP | SIP061 | Residential | Solar*Rewards | Trade Secret | 2014 | 2015
20263-228838-01 | Xcel Energy | 85 | 13781 | IOU | 03134082 | 3.36 | Solar |  |  | Interconnected | Trade Secret | Trade | SIP | SIP061 | Residential | Solar*Rewards | Trade Secret | 2014 | 2015
20263-228838-01 | Xcel Energy | 85 | 13781 | IOU | 03130054 | 2.64 | Solar |  |  | Interconnected | Trade Secret | Trade | SOU | SOU064 | Residential | Solar*Rewards | Trade Secret | 2018 | 2019
20263-228838-01 | Xcel Energy | 85 | 13781 | IOU | 03130488 | 15.232 | Solar |  |  | Interconnected | Trade Secret | Trade | LEX | LEX061 | Residential |  | Trade Secret | 2018 | 2019
20263-228838-01 | Xcel Energy | 85 | 13781 | IOU | 05503582 | 11.31 | Solar |  |  | Interconnected | Trade Secret | Trade | LEX | LEX075 | Residential |  | Trade Secret | 2023 | 2023
20263-228838-01 | Xcel Energy | 85 | 13781 | IOU | 03133856 | 36 | Solar |  |  | Interconnected | Trade Secret | Trade | HWW | HWW075 | Commercial | Made in Minnesota | Trade Secret | 2014 | 2014
20263-228838-01 | Xcel Energy | 85 | 13781 | IOU | 03133999 | 18 | Solar |  |  | Interconnected | Trade Secret | Trade | HWW | HWW075 | Commercial | Solar*Rewards | Trade Secret | 2014 | 2015
20263-228838-01 | Xcel Energy | 85 | 13781 | IOU | 06223555 | 9.109 | Solar |  |  | Interconnected | Trade Secret | Trade | HUG | HUG322 | Residential |  | Trade Secret | 2025 | 2025
20263-228838-01 | Xcel Energy | 85 | 13781 | IOU | 04141545 | 5.22 | Solar |  |  | Interconnected | Trade Secret | Trade | EBL | EBL084 | Residential | Solar*Rewards | Trade Secret | 2020 | 2021
20263-228838-01 | Xcel Energy | 85 | 13781 | IOU | 05356454 | 5.22 | Solar |  |  | Interconnected | Trade Secret | Trade | CGR | CGR061 | Residential | Solar*Rewards | Trade Secret | 2023 | 2023
20263-228838-01 | Xcel Energy | 85 | 13781 | IOU | 04347410 | 1.74 | Solar |  |  | Interconnected | Trade Secret | Trade | CGR | CGR061 | Residential | Solar*Rewards | Trade Secret | 2021 | 2021
20263-228838-01 | Xcel Energy | 85 | 13781 | IOU | 03132969 | 5 | Solar |  |  | Interconnected | Trade Secret | Trade | WKN | WKN001 | Residential | Made in Minnesota | Trade Secret | 2018 | 2019
20263-228838-01 | Xcel Energy | 85 | 13781 | IOU | 04395617 | 4.64 | Solar |  |  | Interconnected | Trade Secret | Trade | AFT | AFT322 | Residential | Solar*Rewards | Trade Secret | 2021 | 2021
20263-228838-01 | Xcel Energy | 85 | 13781 | IOU | 06176714 | 4.064 | Solar |  |  | Active Application | Trade Secret | Trade | MEL | MEL073 | Residential |  | Trade Secret | 2025
20263-228838-01 | Xcel Energy | 85 | 13781 | IOU | 04597193 | 9.994 | Solar |  |  | Withdrawn | Trade Secret | Trade | OSS | OSS071 | Residential |  | Trade Secret | 2021
20263-228838-01 | Xcel Energy | 85 | 13781 | IOU | SRO19111 | 34.2 | Solar |  |  | Withdrawn | Trade Secret | Trade |  |  | Residential | Solar*Rewards | Trade Secret | 2011
20263-228838-01 | Xcel Energy | 85 | 13781 | IOU | 03130944 | 1000 | Other |  |  | Interconnected | Trade Secret | Trade | CDV | CDV071 | Commercial |  | Trade Secret | 2007 | 2007
20263-228838-01 | Xcel Energy | 85 | 13781 | IOU | OID2580496 | 36 | Solar |  |  | Withdrawn | Trade Secret | Trade | SOU | SOU075 | Commercial | Made in Minnesota | Trade Secret | 2016
20263-228838-01 | Xcel Energy | 85 | 13781 | IOU | OID2451349 | 20.02 | Solar |  |  | Withdrawn | Trade Secret | Trade | SOU | SOU075 | Commercial | Solar*Rewards | Trade Secret | 2015
20263-228838-01 | Xcel Energy | 85 | 13781 | IOU | 05978550 | 17.839 | Solar |  |  | Interconnected | Trade Secret | Trade | MEL | MEL075 | Residential |  | Trade Secret | 2024 | 2025
20263-228838-01 | Xcel Energy | 85 | 13781 | IOU | 06196877 | 4.064 | Solar |  |  | Interconnected | Trade Secret | Trade | WES | WES073 | Residential | Solar*Rewards | Trade Secret | 2025 | 2025
20263-228838-01 | Xcel Energy | 85 | 13781 | IOU | 03525794 | 39.998 | Solar |  |  | Active Application | Trade Secret | Trade | MEL | MEL075 | Commercial | Solar*Rewards | Trade Secret | 2020
20263-228838-01 | Xcel Energy | 85 | 13781 | IOU | 04274261 | 3.747 | Solar |  |  | Interconnected | Trade Secret | Trade | WES | WES075 | Residential | Solar*Rewards | Trade Secret | 2021 | 2021
20263-228838-01 | Xcel Energy | 85 | 13781 | IOU | 05843173 | 3.747 | Solar |  |  | Interconnected | Trade Secret | Trade | RLK | RLK079 | Residential |  | Trade Secret | 2024 | 2025
20263-228838-01 | Xcel Energy | 85 | 13781 | IOU | 04163201 | 5 | Solar |  |  | Interconnected | Trade Secret | Trade | ECK | ECK062 | Residential | Solar*Rewards | Trade Secret | 2020 | 2021
20263-228838-01 | Xcel Energy | 85 | 13781 | IOU | 03131166 | 250 | Biogas |  |  | Interconnected | Trade Secret | Trade | OSS | OSS072 | Commercial |  | Trade Secret | 2013 | 2013
20263-228838-01 | Xcel Energy | 85 | 13781 | IOU | 05509274 | 9.6 | Solar |  |  | Interconnected | Trade Secret | Trade | SIP | SIP071 | Residential |  | Trade Secret | 2023 | 2023
20263-228838-01 | Xcel Energy | 85 | 13781 | IOU | 05411088 | 9.1 | Solar |  |  | Interconnected | Trade Secret | Trade | EDA | EDA071 | Residential | Solar*Rewards | Trade Secret | 2023 | 2023
20263-228838-01 | Xcel Energy | 85 | 13781 | IOU | 05229469 | 4.93 | Solar |  |  | Interconnected | Trade Secret | Trade | JOR | JOR021 | Residential |  | Trade Secret | 2022 | 2023
20263-228838-01 | Xcel Energy | 85 | 13781 | IOU | 04794217 | 7.616 | Solar |  |  | Interconnected | Trade Secret | Trade | SOU | SOU063 | Residential | Solar*Rewards | Trade Secret | 2022 | 2022
20263-228838-01 | Xcel Energy | 85 | 13781 | IOU | 05768733 | 3.465 | Solar |  |  | Interconnected | Trade Secret | Trade | VMR | VMR062 | Residential |  | Trade Secret | 2024 | 2024
20263-228838-01 | Xcel Energy | 85 | 13781 | IOU | 05390558 | 38 | Solar |  |  | Active Application | Trade Secret | Trade | MTW | MTW021 | Residential | Solar*Rewards | Trade Secret | 2023
20263-228838-01 | Xcel Energy | 85 | 13781 | IOU | 03135078 | 7.5 | Solar |  |  | Interconnected | Trade Secret | Trade | LAC | LAC062 | Residential | Made in Minnesota | Trade Secret | 2016 | 2016
20263-228838-01 | Xcel Energy | 85 | 13781 | IOU | 05526023 | 8.12 | Solar |  |  | Interconnected | Trade Secret | Trade | FRM | FRM062 | Residential | Solar*Rewards | Trade Secret | 2023 | 2024
20263-228838-01 |  |  |  |  | OID2262293 |  | Solar |  |  | Withdrawn | Trade Secret | Trade | DBL | DBL073 | Residential | Solar*Rewards |  | 2015
20263-228838-01 | Xcel Energy | 85 | 13781 | IOU | 03134237 | 5.76 | Solar |  |  | Interconnected | Trade Secret | Trade | DBL | DBL073 | Residential | Made in Minnesota | Trade Secret | 2015 | 2015
20263-228838-01 | Xcel Energy | 85 | 13781 | IOU | 05267112 | 7.68 | Solar |  |  | Interconnected | Trade Secret | Trade | CGR | CGR071 | Residential |  | Trade Secret | 2022 | 2023
20263-228838-01 | Xcel Energy | 85 | 13781 | IOU | 03133635 | 6 | Solar |  |  | Interconnected | Trade Secret | Trade | EDA | EDA065 | Residential | Solar*Rewards | Trade Secret | 2012 | 2012
20263-228838-01 |  |  |  |  | 05379932 |  | Solar |  |  | Active Application | Trade Secret | Trade | DOC | DOC211 | Residential | Solar*Rewards |  | 2023
20263-228838-01 | Xcel Energy | 85 | 13781 | IOU | 05379966 | 38 | Solar |  |  | Active Application | Trade Secret | Trade | DOC | DOC211 | Residential | Solar*Rewards | Trade Secret | 2023
20263-228838-01 | Xcel Energy | 85 | 13781 | IOU | 05830918 | 4.555 | Solar |  |  | Interconnected | Trade Secret | Trade | HWW | HWW074 | Residential |  | Trade Secret | 2024 | 2024
20263-228838-01 | Xcel Energy | 85 | 13781 | IOU | 03131425 | 92.4 | Solar |  |  | Interconnected | Trade Secret | Trade | PRR | PRR061 | Commercial |  | Trade Secret | 2017 | 2017
20263-228838-01 |  |  |  |  | 03129790 |  | Solar |  |  | Active Application | Trade Secret | Trade | PRR | PRR061 | Commercial |  |  | 2016
20263-228838-01 | Xcel Energy | 85 | 13781 | IOU | OID2919284 | 19.999 | Solar |  |  | Withdrawn | Trade Secret | Trade |  |  | Residential | Solar*Rewards | Trade Secret | 2017
20263-228838-01 | Xcel Energy | 85 | 13781 | IOU | 03134951 | 9.94 | Solar |  |  | Interconnected | Trade Secret | Trade | CHI | CHI311 | Residential | Made in Minnesota | Trade Secret | 2016 | 2016
20263-228838-01 | Xcel Energy | 85 | 13781 | IOU | 05222619 | 9.994 | Solar |  |  | Interconnected | Trade Secret | Trade | SLP | SLP092 | Residential |  | Trade Secret | 2022 | 2023
20263-228838-01 | Xcel Energy | 85 | 13781 | IOU | 03133508 | 45 | Solar |  |  | Interconnected | Trade Secret | Trade | MEL | MEL074 | Commercial | Solar*Rewards | Trade Secret | 2012 | 2012
20263-228838-01 | Xcel Energy | 85 | 13781 | IOU | 05819691 | 96 | Solar |  |  | Interconnected | Trade Secret | Trade | MEL | MEL074 | Commercial |  | Trade Secret | 2024 | 2025
20263-228838-01 | Xcel Energy | 85 | 13781 | IOU | 04984682 | 3.747 | Solar |  |  | Interconnected | Trade Secret | Trade | TLK | TLK061 | Residential |  | Trade Secret | 2022 | 2025
20263-228838-01 | Xcel Energy | 85 | 13781 | IOU | 06321920 | 3.48 | Solar |  |  | Active Application | Trade Secret | Trade | SOU | SOU073 | Residential | Solar*Rewards | Trade Secret | 2026
20263-228838-01 | Xcel Energy | 85 | 13781 | IOU | 05829299 | 8.832 | Solar |  |  | Interconnected | Trade Secret | Trade | WTN | WTN062 | Residential |  | Trade Secret | 2024 | 2024
20263-228838-01 | Xcel Energy | 85 | 13781 | IOU | 06169757 | 9.994 | Solar |  |  | Active Application | Trade Secret | Trade | NOF | NOF061 | Residential |  | Trade Secret | 2025
20263-228838-01 | Xcel Energy | 85 | 13781 | IOU | 05454227 | 15.2 | Solar |  | X | Interconnected | Trade Secret | Trade | RLK | RLK072 | Residential |  | Trade Secret | 2023 | 2023
20263-228838-01 | Xcel Energy | 85 | 13781 | IOU | 05356793 | 14.225 | Solar |  | X | Withdrawn | Trade Secret | Trade | RLK | RLK072 | Residential | Solar*Rewards | Trade Secret | 2023
20263-228838-01 | Xcel Energy | 85 | 13781 | IOU | 05442536 | 5.2 | Solar |  | X | Withdrawn | Trade Secret | Trade | RLK | RLK072 | Residential | Solar*Rewards | Trade Secret | 2023
20263-228838-01 | Xcel Energy | 85 | 13781 | IOU | 06103849 | 7.971 | Solar |  |  | Interconnected | Trade Secret | Trade | SOU | SOU064 | Residential | Solar*Rewards | Trade Secret | 2025 | 2025
20263-228838-01 | Xcel Energy | 85 | 13781 | IOU | 06231238 | 2.624 | Solar |  |  | Interconnected | Trade Secret | Trade | MPK | MPK082 | Residential |  | Trade Secret | 2025 | 2025
20263-228838-01 |  |  |  |  | OID2317362 |  | Solar |  |  | Withdrawn | Trade Secret | Trade | SOU | SOU060 | Residential | Made in Minnesota |  | 2015
20263-228838-01 | Xcel Energy | 85 | 13781 | IOU | 06026315 | 9.109 | Solar |  |  | Withdrawn | Trade Secret | Trade | UPP | UPP086 | Residential |  | Trade Secret | 2024
20263-228838-01 | Xcel Energy | 85 | 13781 | IOU | 05814067 | 5.052 | Solar |  |  | Interconnected | Trade Secret | Trade | CGR | CGR064 | Residential |  | Trade Secret | 2024 | 2025
20263-228838-01 | Xcel Energy | 85 | 13781 | IOU | 03133332 | 2.66 | Solar |  |  | Interconnected | Trade Secret | Trade | MPK | MPK076 | Residential | Solar*Rewards | Trade Secret | 2011 | 2011
20263-228838-01 | Xcel Energy | 85 | 13781 | IOU | 05948960 | 6.96 | Solar |  |  | Interconnected | Trade Secret | Trade | ALD | ALD076 | Residential | Solar*Rewards | Trade Secret | 2024 | 2025
20263-228838-01 | Xcel Energy | 85 | 13781 | IOU | 04331694 | 15.232 | Solar |  |  | Interconnected | Trade Secret | Trade | SLP | SLP072 | Residential | Solar*Rewards | Trade Secret | 2021 | 2021
20263-228838-01 | Xcel Energy | 85 | 13781 | IOU | 05277568 | 4.64 | Solar |  | X | Active Application | Trade Secret | Trade | RAM | RAM073 | Residential |  | Trade Secret | 2022
20263-228838-01 | Xcel Energy | 85 | 13781 | IOU | 04802096 | 8.505 | Solar |  |  | Interconnected | Trade Secret | Trade | BCR | BCR063 | Residential |  | Trade Secret | 2022 | 2023
20263-228838-01 | Xcel Energy | 85 | 13781 | IOU | 04458208 | 9.423 | Solar |  |  | Active Application | Trade Secret | Trade | BCR | BCR063 | Residential | Solar*Rewards | Trade Secret | 2021
20263-228838-01 | Xcel Energy | 85 | 13781 | IOU | 05555949 | 12.16 | Solar |  |  | Interconnected | Trade Secret | Trade | ECK | ECK321 | Residential | Solar*Rewards | Trade Secret | 2023 | 2024
20263-228838-01 | Xcel Energy | 85 | 13781 | IOU | 06287545 | 7.15 | Solar |  |  | Active Application | Trade Secret | Trade | MEL | MEL088 | Residential |  | Trade Secret | 2025
20263-228838-01 | Xcel Energy | 85 | 13781 | IOU | 06086056 | 3.936 | Solar |  |  | Interconnected | Trade Secret | Trade | WIL | WIL097 | Residential | Solar*Rewards | Trade Secret | 2025 | 2025
20263-228838-01 | Xcel Energy | 85 | 13781 | IOU | 06274850 | 12.672 | Solar |  |  | Active Application | Trade Secret | Trade | LIN | LIN031 | Residential |  | Trade Secret | 2025
20263-228838-01 | Xcel Energy | 85 | 13781 | IOU | 05712187 | 1.745 | Solar |  |  | Interconnected | Trade Secret | Trade | WES | WES074 | Residential | Solar*Rewards | Trade Secret | 2024 | 2024
20263-228838-01 | Xcel Energy | 85 | 13781 | IOU | 03130494 | 5.22 | Solar |  |  | Interconnected | Trade Secret | Trade | HWW | HWW061 | Residential | Solar*Rewards | Trade Secret | 2018 | 2019
20263-228838-01 | Xcel Energy | 85 | 13781 | IOU | 05963325 | 3.25 | Solar |  |  | Interconnected | Trade Secret | Trade | APA | APA072 | Residential | Solar*Rewards | Trade Secret | 2024 | 2025
20263-228838-01 | Xcel Energy | 85 | 13781 | IOU | 04339845 | 6 | Solar |  |  | Interconnected | Trade Secret | Trade | TER | TER075 | Residential | Solar*Rewards | Trade Secret | 2021 | 2021
20263-228838-01 | Xcel Energy | 85 | 13781 | IOU | 05983269 | 5.052 | Solar |  |  | Interconnected | Trade Secret | Trade | ANN | ANN021 | Residential | Solar*Rewards | Trade Secret | 2024 | 2025
20263-228838-01 | Xcel Energy | 85 | 13781 | IOU | 03132031 | 9.94 | Solar |  |  | Interconnected | Trade Secret | Trade | PIP | PIP090 | Residential | Solar*Rewards | Trade Secret | 2017 | 2017
20263-228838-01 | Xcel Energy | 85 | 13781 | IOU | 05697113 | 4.355 | Solar |  |  | Active Application | Trade Secret | Trade | NMC | NMC082 | Residential |  | Trade Secret | 2024
20263-228838-01 | Xcel Energy | 85 | 13781 | IOU | 05825306 | 6.046 | Solar |  |  | Interconnected | Trade Secret | Trade | APA | APA061 | Residential |  | Trade Secret | 2024 | 2025
20263-228838-01 | Xcel Energy | 85 | 13781 | IOU | 05304632 | 11.89 | Solar |  |  | Interconnected | Trade Secret | Trade | HUG | HUG312 | Residential |  | Trade Secret | 2022 | 2023
20263-228838-01 | Xcel Energy | 85 | 13781 | IOU | 05980604 | 6.046 | Solar |  |  | Interconnected | Trade Secret | Trade | EKO | EKO021 | Residential |  | Trade Secret | 2024 | 2025
20263-228838-01 | Xcel Energy | 85 | 13781 | IOU | 06060220 | 4.064 | Solar |  |  | Withdrawn | Trade Secret | Trade | STY | STY075 | Residential | Solar*Rewards | Trade Secret | 2025
20263-228838-01 | Xcel Energy | 85 | 13781 | IOU | 06074750 | 4.645 | Solar |  |  | Interconnected | Trade Secret | Trade | STY | STY075 | Residential |  | Trade Secret | 2025 | 2025
20263-228838-01 | Xcel Energy | 85 | 13781 | IOU | 05943746 | 3.747 | Solar |  |  | Withdrawn | Trade Secret | Trade | STY | STY075 | Residential |  | Trade Secret | 2024
20263-228838-01 | Xcel Energy | 85 | 13781 | IOU | 05239654 | 7.04 | Solar |  |  | Interconnected | Trade Secret | Trade | WDY | WDY311 | Residential |  | Trade Secret | 2022 | 2023
20263-228838-01 | Xcel Energy | 85 | 13781 | IOU | 05859002 | 3.747 | Solar |  |  | Interconnected | Trade Secret | Trade | MST | MST076 | Residential |  | Trade Secret | 2024 | 2024
20263-228838-01 | Xcel Energy | 85 | 13781 | IOU | 05899635 | 5.052 | Solar |  |  | Interconnected | Trade Secret | Trade | HSN | HSN321 | Residential |  | Trade Secret | 2024 | 2025
20263-228838-01 | Xcel Energy | 85 | 13781 | IOU | 03133538 | 2.15 | Solar |  |  | Interconnected | Trade Secret | Trade | SLP | SLP084 | Residential | Solar*Rewards | Trade Secret | 2011 | 2012
20263-228838-01 | Xcel Energy | 85 | 13781 | IOU | 06009289 | 3.747 | Solar |  |  | Interconnected | Trade Secret | Trade | FAB | FAB061 | Residential |  | Trade Secret | 2024 | 2025
20263-228838-01 | Xcel Energy | 85 | 13781 | IOU | 05826543 | 8.725 | Solar |  |  | Withdrawn | Trade Secret | Trade | WCR | WCR322 | Residential | Solar*Rewards | Trade Secret | 2024
20263-228838-01 | Xcel Energy | 85 | 13781 | IOU | 05835874 | 9.6 | Solar |  |  | Withdrawn | Trade Secret | Trade | WCR | WCR322 | Residential |  | Trade Secret | 2024
20263-228838-01 | Xcel Energy | 85 | 13781 | IOU | 05845424 | 9.6 | Solar |  |  | Interconnected | Trade Secret | Trade | WCR | WCR322 | Residential |  | Trade Secret | 2024 | 2024
20263-228838-01 | Xcel Energy | 85 | 13781 | IOU | 05344390 | 3.75 | Solar |  |  | Withdrawn | Trade Secret | Trade | TLK | TLK075 | Residential |  | Trade Secret | 2022
20263-228838-01 | Xcel Energy | 85 | 13781 | IOU | 06220547 | 4.886 | Solar |  |  | Interconnected | Trade Secret | Trade | ALK | ALK063 | Residential |  | Trade Secret | 2025 | 2025
20263-228838-01 | Xcel Energy | 85 | 13781 | IOU | 06083401 | 9.216 | Solar |  |  | Interconnected | Trade Secret | Trade | HOL | HOL062 | Residential | Solar*Rewards | Trade Secret | 2025 | 2025
20263-228838-01 | Xcel Energy | 85 | 13781 | IOU | 03131456 | 5.94 | Solar |  |  | Interconnected | Trade Secret | Trade | DBL | DBL067 | Residential | Made in Minnesota | Trade Secret | 2017 | 2017
20263-228838-01 | Xcel Energy | 85 | 13781 | IOU | 04668208 | 7.54 | Solar |  |  | Interconnected | Trade Secret | Trade | PKL | PKL085 | Residential |  | Trade Secret | 2021 | 2021
20263-228838-01 | Xcel Energy | 85 | 13781 | IOU | 05785112 | 5.314 | Solar |  |  | Interconnected | Trade Secret | Trade | MPK | MPK073 | Residential | Solar*Rewards | Trade Secret | 2024 | 2024
20263-228838-01 | Xcel Energy | 85 | 13781 | IOU | 05968519 | 28.36 | Solar |  | X | Interconnected | Trade Secret | Trade | KOL | KOL063 | Residential | Solar*Rewards | Trade Secret | 2024 | 2025
20263-228838-01 | Xcel Energy | 85 | 13781 | IOU | 05980189 | 13 | Solar |  |  | Withdrawn | Trade Secret | Trade | KOL | KOL063 | Residential | Solar*Rewards | Trade Secret | 2024
20263-228838-01 | Xcel Energy | 85 | 13781 | IOU | 06090709 | 12.025 | Solar |  | X | Withdrawn | Trade Secret | Trade | KOL | KOL063 | Residential | Solar*Rewards | Trade Secret | 2025
20263-228838-01 | Xcel Energy | 85 | 13781 | IOU | 03129851 | 4.64 | Solar |  |  | Interconnected | Trade Secret | Trade | HUG | HUG321 | Residential | Solar*Rewards | Trade Secret | 2018 | 2019
20263-228838-01 | Xcel Energy | 85 | 13781 | IOU | 03134203 | 7.5 | Solar |  |  | Interconnected | Trade Secret | Trade | HUG | HUG321 | Residential | Made in Minnesota | Trade Secret | 2015 | 2015
20263-228838-01 | Xcel Energy | 85 | 13781 | IOU | 06327511 | 8.725 | Solar |  |  | Active Application | Trade Secret | Trade | SLP | SLP086 | Residential | Solar*Rewards | Trade Secret | 2026
20263-228838-01 | Xcel Energy | 85 | 13781 | IOU | 06225350 | 7.6 | Solar |  |  | Active Application | Trade Secret | Trade | GLK | GLK074 | Residential |  | Trade Secret | 2025
20263-228838-01 | Xcel Energy | 85 | 13781 | IOU | 06211904 | 9.216 | Solar |  |  | Interconnected | Trade Secret | Trade | AFT | AFT315 | Residential |  | Trade Secret | 2025 | 2025
20263-228838-01 | Xcel Energy | 85 | 13781 | IOU | 04877501 | 3.836 | Solar |  |  | Interconnected | Trade Secret | Trade | RMT | RMT321 | Residential | Solar*Rewards | Trade Secret | 2022 | 2022
20263-228838-01 | Xcel Energy | 85 | 13781 | IOU | 06074317 | 5.904 | Solar |  |  | Interconnected | Trade Secret | Trade | VKG | VKG061 | Residential | Solar*Rewards | Trade Secret | 2025 | 2025
20263-228838-01 | Xcel Energy | 85 | 13781 | IOU | 06183543 | 2600 | Natural Gas |  |  | Active Application | Trade Secret | Trade | SIP | SIP062 | Commercial |  | Trade Secret | 2025
20263-228838-01 | Xcel Energy | 85 | 13781 | IOU | 03134229 | 7.63 | Solar |  |  | Interconnected | Trade Secret | Trade | GAY | GAY001 | Commercial | Solar*Rewards | Trade Secret | 2015 | 2016
20263-228838-01 | Xcel Energy | 85 | 13781 | IOU | 04421410 | 33.3 | Solar |  |  | Interconnected | Trade Secret | Trade | SCL | SCL312 | Commercial | Solar*Rewards | Trade Secret | 2021 | 2021
20263-228838-01 | Xcel Energy | 85 | 13781 | IOU | 04817575 | 6.38 | Solar |  |  | Interconnected | Trade Secret | Trade | AHI | AHI063 | Residential | Solar*Rewards | Trade Secret | 2022 | 2022
20263-228838-01 | Xcel Energy | 85 | 13781 | IOU | 06000906 | 5.052 | Solar |  |  | Active Application | Trade Secret | Trade | WSG | WSG071 | Residential |  | Trade Secret | 2024
20263-228838-01 | Xcel Energy | 85 | 13781 | IOU | 03130223 | 7.54 | Solar |  |  | Interconnected | Trade Secret | Trade | PKL | PKL085 | Residential | Solar*Rewards | Trade Secret | 2019 | 2019
20263-228838-01 | Xcel Energy | 85 | 13781 | IOU | 05836187 | 6.046 | Solar |  |  | Interconnected | Trade Secret | Trade | STY | STY061 | Residential |  | Trade Secret | 2024 | 2025
20263-228838-01 | Xcel Energy | 85 | 13781 | IOU | 04266721 | 8.768 | Solar |  |  | Interconnected | Trade Secret | Trade | WSG | WSG361 | Residential | Solar*Rewards | Trade Secret | 2021 | 2021
20263-228838-01 | Xcel Energy | 85 | 13781 | IOU | 06013316 | 3.747 | Solar |  |  | Interconnected | Trade Secret | Trade | WCS | WCS071 | Residential |  | Trade Secret | 2024 | 2025
20263-228838-01 | Xcel Energy | 85 | 13781 | IOU | 04896624 | 9.994 | Solar |  |  | Active Application | Trade Secret | Trade | APA | APA064 | Residential |  | Trade Secret | 2022
20263-228838-01 | Xcel Energy | 85 | 13781 | IOU | 04590153 | 9.994 | Solar |  |  | Active Application | Trade Secret | Trade | APA | APA064 | Residential |  | Trade Secret | 2021
20263-228838-01 | Xcel Energy | 85 | 13781 | IOU | 04896380 | 9.994 | Solar |  |  | Interconnected | Trade Secret | Trade | APA | APA064 | Residential |  | Trade Secret | 2022 | 2022
20263-228838-01 | Xcel Energy | 85 | 13781 | IOU | 06322122 | 5.32 | Solar |  |  | Active Application | Trade Secret | Trade | WIL | WIL084 | Residential | Solar*Rewards | Trade Secret | 2026
20263-228838-01 | Xcel Energy | 85 | 13781 | IOU | 03248411 | 6.09 | Solar |  |  | Interconnected | Trade Secret | Trade | STY | STY073 | Residential | Solar*Rewards | Trade Secret | 2019 | 2020
20263-228838-01 |  |  |  |  | OID3899389 |  | Solar |  |  | Withdrawn | Trade Secret | Trade | STY | STY073 | Residential | Solar*Rewards |  | 2019
20263-228838-01 | Xcel Energy | 85 | 13781 | IOU | 05796742 | 10.752 | Solar |  |  | Interconnected | Trade Secret | Trade | WSG | WSG076 | Residential | Solar*Rewards | Trade Secret | 2024 | 2024
20263-228838-01 | Xcel Energy | 85 | 13781 | IOU | 04175097 | 7.616 | Solar |  |  | Interconnected | Trade Secret | Trade | CGR | CGR074 | Residential |  | Trade Secret | 2020 | 2021
20263-228838-01 | Xcel Energy | 85 | 13781 | IOU | 04617819 | 5.51 | Solar |  |  | Interconnected | Trade Secret | Trade | MPK | MPK063 | Residential |  | Trade Secret | 2021 | 2022
20263-228838-01 | Xcel Energy | 85 | 13781 | IOU | 06074964 | 8.027 | Solar |  |  | Interconnected | Trade Secret | Trade | MOL | MOL072 | Residential | Solar*Rewards | Trade Secret | 2025 | 2025
20263-228838-01 | Xcel Energy | 85 | 13781 | IOU | 03134626 | 14.4 | Solar |  |  | Interconnected | Trade Secret | Trade | AFT | AFT315 | Residential | Solar*Rewards | Trade Secret | 2015 | 2016
20263-228838-01 |  |  |  |  | OID2256870 |  | Solar |  |  | Withdrawn | Trade Secret | Trade | AFT | AFT315 | Residential | Solar*Rewards |  | 2015
20263-228838-01 | Xcel Energy | 85 | 13781 | IOU | 05942007 | 6.097 | Solar |  |  | Active Application | Trade Secret | Trade | GLK | GLK063 | Residential |  | Trade Secret | 2024
20263-228838-01 | Xcel Energy | 85 | 13781 | IOU | SRO25054 | 6.45 | Solar |  |  | Withdrawn | Trade Secret | Trade | LAC | LAC062 | Commercial | Solar*Rewards | Trade Secret | 2012
20263-228838-01 | Xcel Energy | 85 | 13781 | IOU | 03951696 | 8.99 | Solar |  |  | Interconnected | Trade Secret | Trade | WSG | WSG352 | Residential | Solar*Rewards | Trade Secret | 2020 | 2020
20263-228838-01 | Xcel Energy | 85 | 13781 | IOU | 04613100 | 5 | Solar |  |  | Interconnected | Trade Secret | Trade | SOU | SOU086 | Residential |  | Trade Secret | 2021 | 2021
20263-228838-01 | Xcel Energy | 85 | 13781 | IOU | 06200986 | 8.419 | Solar |  |  | Interconnected | Trade Secret | Trade | CGR | CGR074 | Residential | Solar*Rewards | Trade Secret | 2025 | 2026
20263-228838-01 | Xcel Energy | 85 | 13781 | IOU | 05984001 | 7.475 | Solar |  |  | Withdrawn | Trade Secret | Trade | OAD | OAD073 | Residential | Solar*Rewards | Trade Secret | 2024
20263-228838-01 | Xcel Energy | 85 | 13781 | IOU | 05003596 | 9.994 | Solar |  |  | Interconnected | Trade Secret | Trade | WSG | WSG063 | Residential | Solar*Rewards | Trade Secret | 2022 | 2022
20263-228838-01 | Xcel Energy | 85 | 13781 | IOU | 06123882 | 10.628 | Solar |  |  | Interconnected | Trade Secret | Trade | ALD | ALD085 | Residential | Solar*Rewards | Trade Secret | 2025 | 2025
20263-228838-01 | Xcel Energy | 85 | 13781 | IOU | 03704774 | 15.232 | Solar |  |  | Active Application | Trade Secret | Trade | AFT | AFT314 | Residential | Solar*Rewards | Trade Secret | 2020
20263-228838-01 | Xcel Energy | 85 | 13781 | IOU | 03758704 | 11.39 | Solar |  |  | Interconnected | Trade Secret | Trade | AFT | AFT314 | Residential | Solar*Rewards | Trade Secret | 2020 | 2021
20263-228838-01 | Xcel Energy | 85 | 13781 | IOU | 06322402 | 9.074 | Solar |  |  | Active Application | Trade Secret | Trade | MEL | MEL061 | Residential | Solar*Rewards | Trade Secret | 2026
20263-228838-01 | Xcel Energy | 85 | 13781 | IOU | 03415930 | 6.028 | Solar |  |  | Interconnected | Trade Secret | Trade | LOK | LOK062 | Residential | Solar*Rewards | Trade Secret | 2019 | 2020
20263-228838-01 | Xcel Energy | 85 | 13781 | IOU | 05816781 | 3.747 | Solar |  |  | Interconnected | Trade Secret | Trade | AFT | AFT322 | Residential |  | Trade Secret | 2024 | 2025
20263-228838-01 | Xcel Energy | 85 | 13781 | IOU | 04096115 | 3.747 | Solar |  |  | Interconnected | Trade Secret | Trade | BLH | BLH061 | Residential | Solar*Rewards | Trade Secret | 2020 | 2021
20263-228838-01 | Xcel Energy | 85 | 13781 | IOU | 05828299 | 3.037 | Solar |  |  | Interconnected | Trade Secret | Trade | AFT | AFT315 | Residential | Solar*Rewards | Trade Secret | 2024 | 2024
20263-228838-01 | Xcel Energy | 85 | 13781 | IOU | 05983913 | 19.12 | Solar |  |  | Interconnected | Trade Secret | Trade | HSN | HSN321 | Residential | Solar*Rewards | Trade Secret | 2024 | 2025
20263-228838-01 | Xcel Energy | 85 | 13781 | IOU | 06300084 | 8.528 | Solar |  |  | Active Application | Trade Secret | Trade | EBL | EBL084 | Residential |  | Trade Secret | 2025
20263-228838-01 | Xcel Energy | 85 | 13781 | IOU | 05366424 | 11.52 | Solar |  |  | Interconnected | Trade Secret | Trade | HYL | HYL061 | Residential |  | Trade Secret | 2023 | 2023
20263-228838-01 | Xcel Energy | 85 | 13781 | IOU | 04221690 | 7.54 | Solar |  |  | Interconnected | Trade Secret | Trade | HUG | HUG312 | Residential | Solar*Rewards | Trade Secret | 2021 | 2021
20263-228838-01 | Xcel Energy | 85 | 13781 | IOU | 06018433 | 19.04 | Storage |  |  | Interconnected | Trade Secret | Trade | HUG | HUG312 | Residential |  | Trade Secret | 2024 | 2025
20263-228838-01 | Xcel Energy | 85 | 13781 | IOU | OID2416562 | 40 | Solar |  |  | Withdrawn | Trade Secret | Trade | WCR | WCR322 | Commercial | Made in Minnesota | Trade Secret | 2015
20263-228838-01 | Xcel Energy | 85 | 13781 | IOU | 03131928 | 7.625 | Solar |  |  | Interconnected | Trade Secret | Trade | MPK | MPK074 | Residential | Solar*Rewards | Trade Secret | 2017 | 2018
20263-228838-01 | Xcel Energy | 85 | 13781 | IOU | 05983604 | 9.84 | Solar |  |  | Interconnected | Trade Secret | Trade | WSG | WSG076 | Residential | Solar*Rewards | Trade Secret | 2025 | 2025
20263-228838-01 | Xcel Energy | 85 | 13781 | IOU | SRO23956 | 34.2 | Solar |  |  | Withdrawn | Trade Secret | Trade |  |  | Residential | Solar*Rewards | Trade Secret | 2012
20263-228838-01 | Xcel Energy | 85 | 13781 | IOU | 03133083 | 34.2 | Solar |  |  | Interconnected | Trade Secret | Trade | TWL | TWL064 | Residential | Solar*Rewards | Trade Secret | 2013 | 2014
20263-228838-01 | Xcel Energy | 85 | 13781 | IOU | 06268507 | 6.403 | Solar |  |  | Active Application | Trade Secret | Trade | OSS | OSS077 | Residential |  | Trade Secret | 2025
20263-228838-01 | Xcel Energy | 85 | 13781 | IOU | 05172313 | 4.08 | Solar |  |  | Interconnected | Trade Secret | Trade | IDA | IDA074 | Residential |  | Trade Secret | 2022 | 2021
20263-228838-01 | Xcel Energy | 85 | 13781 | IOU | 05374127 | 4.64 | Solar |  |  | Interconnected | Trade Secret | Trade | HWW | HWW062 | Residential |  | Trade Secret | 2023 | 2023
20263-228838-01 | Xcel Energy | 85 | 13781 | IOU | 05007568 | 8.12 | Solar |  |  | Interconnected | Trade Secret | Trade | HUG | HUG311 | Residential |  | Trade Secret | 2022 | 2023
20263-228838-01 | Xcel Energy | 85 | 13781 | IOU | 06018064 | 21.053 | Solar |  | X | Withdrawn | Trade Secret | Trade | ALD | ALD083 | Residential |  | Trade Secret | 2024
20263-228838-01 | Xcel Energy | 85 | 13781 | IOU | 06253714 | 7.08 | Storage |  |  | Active Application | Trade Secret | Trade | ALD | ALD083 | Residential |  | Trade Secret | 2025
20263-228838-01 | Xcel Energy | 85 | 13781 | IOU | 06253708 | 5.314 | Solar |  | X | Active Application | Trade Secret | Trade | ALD | ALD083 | Residential |  | Trade Secret | 2025
20263-228838-01 | Xcel Energy | 85 | 13781 | IOU | 06018002 | 20.674 | Solar |  | X | Withdrawn | Trade Secret | Trade | ALD | ALD083 | Residential |  | Trade Secret | 2024
20263-228838-01 | Xcel Energy | 85 | 13781 | IOU | 05787582 | 11.007 | Solar |  | X | Withdrawn | Trade Secret | Trade | ALD | ALD083 | Residential | Solar*Rewards | Trade Secret | 2024
20263-228838-01 | Xcel Energy | 85 | 13781 | IOU | 06253717 | 7.08 | Storage |  |  | Active Application | Trade Secret | Trade | ALD | ALD083 | Residential |  | Trade Secret | 2025
20263-228838-01 | Xcel Energy | 85 | 13781 | IOU | 06253711 | 5.693 | Solar |  | X | Active Application | Trade Secret | Trade | ALD | ALD083 | Residential |  | Trade Secret | 2025
20263-228838-01 | Xcel Energy | 85 | 13781 | IOU | 06209839 | 5.76 | Solar |  |  | Interconnected | Trade Secret | Trade | DHL | DHL061 | Residential |  | Trade Secret | 2025 | 2025
20263-228838-01 | Xcel Energy | 85 | 13781 | IOU | 05984074 | 5.693 | Solar |  |  | Interconnected | Trade Secret | Trade | OAD | OAD072 | Residential |  | Trade Secret | 2024 | 2024
20263-228838-01 | Xcel Energy | 85 | 13781 | IOU | 04796472 | 8.7 | Solar |  |  | Interconnected | Trade Secret | Trade | WSG | WSG063 | Residential | Solar*Rewards | Trade Secret | 2022 | 2022
20263-228838-01 | Xcel Energy | 85 | 13781 | IOU | 03133925 | 5 | Solar |  |  | Interconnected | Trade Secret | Trade | RLK | RLK066 | Residential | Solar*Rewards | Trade Secret | 2014 | 2015
20263-228838-01 | Xcel Energy | 85 | 13781 | IOU | 06084388 | 7.971 | Solar |  |  | Active Application | Trade Secret | Trade | WES | WES075 | Residential | Solar*Rewards | Trade Secret | 2025
20263-228838-01 | Xcel Energy | 85 | 13781 | IOU | 06089909 | 7.971 | Solar |  |  | Active Application | Trade Secret | Trade | WES | WES075 | Residential | Solar*Rewards | Trade Secret | 2025
20263-228838-01 | Xcel Energy | 85 | 13781 | IOU | 06322004 | 6.67 | Solar |  |  | Active Application | Trade Secret | Trade | WES | WES075 | Residential | Solar*Rewards | Trade Secret | 2026
20263-228838-01 | Xcel Energy | 85 | 13781 | IOU | 05937689 | 5.933 | Solar |  |  | Active Application | Trade Secret | Trade | RLK | RLK073 | Residential | Solar*Rewards | Trade Secret | 2024
20263-228838-01 | Xcel Energy | 85 | 13781 | IOU | 05600140 | 6.3 | Solar |  |  | Interconnected | Trade Secret | Trade | SCL | SCL312 | Residential | Solar*Rewards | Trade Secret | 2023 | 2024
20263-228838-01 | Xcel Energy | 85 | 13781 | IOU | 03133488 | 3.8 | Solar |  |  | Interconnected | Trade Secret | Trade | SCL | SCL312 | Residential | Solar*Rewards | Trade Secret | 2012 | 2012
20263-228838-01 | Xcel Energy | 85 | 13781 | IOU | OID3829033 | 7.63 | Solar |  |  | Withdrawn | Trade Secret | Trade | ALK | ALK072 | Residential | Solar*Rewards | Trade Secret | 2019
20263-228838-01 |  |  |  |  | OID3835562 |  | Solar |  |  | Withdrawn | Trade Secret | Trade | ALK | ALK072 | Residential | Solar*Rewards |  | 2019
20263-228838-01 | Xcel Energy | 85 | 13781 | IOU | OID3827830 | 7.616 | Solar |  |  | Withdrawn | Trade Secret | Trade | ALK | ALK072 | Residential | Solar*Rewards | Trade Secret | 2019
20263-228838-01 | Xcel Energy | 85 | 13781 | IOU | 03141078 | 7.616 | Solar |  |  | Interconnected | Trade Secret | Trade | ALK | ALK072 | Residential | Solar*Rewards | Trade Secret | 2019 | 2019
20263-228838-01 | Xcel Energy | 85 | 13781 | IOU | 04364106 | 6.09 | Solar |  |  | Interconnected | Trade Secret | Trade | WIL | WIL082 | Residential | Solar*Rewards | Trade Secret | 2021 | 2021
20263-228838-01 | Xcel Energy | 85 | 13781 | IOU | 05932918 | 7.616 | Solar |  |  | Interconnected | Trade Secret | Trade | MHW | MHW311 | Residential |  | Trade Secret | 2024 | 2025
20263-228838-01 | Xcel Energy | 85 | 13781 | IOU | 03134134 | 8.16 | Solar |  |  | Interconnected | Trade Secret | Trade | WSG | WSG063 | Residential | Solar*Rewards | Trade Secret | 2014 | 2015
20263-228838-01 | Xcel Energy | 85 | 13781 | IOU | 05854591 | 5.052 | Solar |  |  | Interconnected | Trade Secret | Trade | SOU | SOU061 | Residential |  | Trade Secret | 2024 | 2024
20263-228838-01 | Xcel Energy | 85 | 13781 | IOU | 03493612 | 4.06 | Solar |  |  | Interconnected | Trade Secret | Trade | SOU | SOU069 | Residential | Solar*Rewards | Trade Secret | 2019 | 2020
20263-228838-01 | Xcel Energy | 85 | 13781 | IOU | 03130555 | 12 | Solar |  |  | Interconnected | Trade Secret | Trade | SIP | SIP073 | Commercial | Solar*Rewards | Trade Secret | 2019 | 2019
20263-228838-01 | Xcel Energy | 85 | 13781 | IOU | 03133419 | 40 | Solar |  |  | Interconnected | Trade Secret | Trade | MOL | MOL062 | Commercial | Solar*Rewards | Trade Secret | 2011 | 2012
20263-228838-01 | Xcel Energy | 85 | 13781 | IOU | 05576989 | 400 | Solar |  |  | Interconnected | Trade Secret | Trade | MOL | MOL062 | Commercial |  | Trade Secret | 2019 | 2021
20263-228838-01 |  |  |  |  | OID3958014 |  | Solar |  |  | Withdrawn | Trade Secret | Trade | MOL | MOL062 | Commercial |  |  | 2019
20263-228838-01 |  |  |  |  | SRO18522 |  | Solar |  |  | Withdrawn | Trade Secret | Trade | MOL | MOL062 | Commercial | Solar*Rewards |  | 2011
20263-228838-01 | Xcel Energy | 85 | 13781 | IOU | SRO18518 | 40 | Solar |  |  | Withdrawn | Trade Secret | Trade | MOL | MOL062 | Commercial | Solar*Rewards | Trade Secret | 2011
20263-228838-01 |  |  |  |  | SRO18516 |  | Solar |  |  | Withdrawn | Trade Secret | Trade | MOL | MOL062 | Commercial | Solar*Rewards |  | 2011
20263-228838-01 | Xcel Energy | 85 | 13781 | IOU | 05439577 | 5.985 | Solar |  |  | Interconnected | Trade Secret | Trade | OAD | OAD074 | Residential | Solar*Rewards | Trade Secret | 2023 | 2023
20263-228838-01 | Xcel Energy | 85 | 13781 | IOU | OID2917721 | 9.94 | Solar |  |  | Withdrawn | Trade Secret | Trade | EKO | EKO021 | Residential | Solar*Rewards | Trade Secret | 2017
20263-228838-01 | Xcel Energy | 85 | 13781 | IOU | 03131557 | 9.94 | Solar |  |  | Interconnected | Trade Secret | Trade | EKO | EKO021 | Residential | Made in Minnesota | Trade Secret | 2017 | 2017
20263-228838-01 | Xcel Energy | 85 | 13781 | IOU | 05844978 | 10.752 | Solar |  |  | Active Application | Trade Secret | Trade | WCR | WCR322 | Residential |  | Trade Secret | 2024
20263-228838-01 | Xcel Energy | 85 | 13781 | IOU | 04060530 | 2.88 | Solar |  |  | Interconnected | Trade Secret | Trade | EDA | EDA065 | Residential | Solar*Rewards | Trade Secret | 2020 | 2021
20263-228838-01 | Xcel Energy | 85 | 13781 | IOU | 04354386 | 6.67 | Solar |  |  | Interconnected | Trade Secret | Trade | HUG | HUG312 | Residential | Solar*Rewards | Trade Secret | 2021 | 2021
20263-228838-01 | Xcel Energy | 85 | 13781 | IOU | 03130142 | 4.8 | Solar |  |  | Interconnected | Trade Secret | Trade | GLK | GLK071 | Commercial | Solar*Rewards | Trade Secret | 2018 | 2019
20263-228838-01 | Xcel Energy | 85 | 13781 | IOU | 03953173 | 3.747 | Solar |  |  | Interconnected | Trade Secret | Trade | TLK | TLK067 | Residential | Solar*Rewards | Trade Secret | 2020 | 2021
20263-228838-01 | Xcel Energy | 85 | 13781 | IOU | 04794414 | 7.63 | Solar |  |  | Interconnected | Trade Secret | Trade | KOL | KOL073 | Residential | Solar*Rewards | Trade Secret | 2022 | 2022
20263-228838-01 | Xcel Energy | 85 | 13781 | IOU | 06034072 | 3.936 | Solar |  |  | Interconnected | Trade Secret | Trade | RMT | RMT321 | Residential | Solar*Rewards | Trade Secret | 2025 | 2025
20263-228838-01 | Xcel Energy | 85 | 13781 | IOU | 05741479 | 2.6 | Solar |  |  | Interconnected | Trade Secret | Trade | WCR | WCR322 | Residential |  | Trade Secret | 2024 | 2024
20263-228838-01 | Xcel Energy | 85 | 13781 | IOU | 03152847 | 6 | Solar |  |  | Interconnected | Trade Secret | Trade | WCR | WCR322 | Residential | Solar*Rewards | Trade Secret | 2019 | 2019
20263-228838-01 | Xcel Energy | 85 | 13781 | IOU | 05589806 | 5.85 | Solar |  |  | Withdrawn | Trade Secret | Trade | TWL | TWL063 | Residential | Solar*Rewards | Trade Secret | 2023
20263-228838-01 | Xcel Energy | 85 | 13781 | IOU | 04794371 | 5.584 | Solar |  |  | Interconnected | Trade Secret | Trade | TWL | TWL063 | Residential | Solar*Rewards | Trade Secret | 2022 | 2024
20263-228838-01 | Xcel Energy | 85 | 13781 | IOU | 05735176 | 12.35 | Solar |  |  | Interconnected | Trade Secret | Trade | OSS | OSS065 | Residential |  | Trade Secret | 2024 | 2024
20263-228838-01 | Xcel Energy | 85 | 13781 | IOU | 03131654 | 9.94 | Solar |  |  | Interconnected | Trade Secret | Trade | UPP | UPP068 | Residential | Made in Minnesota | Trade Secret | 2017 | 2017
20263-228838-01 | Xcel Energy | 85 | 13781 | IOU | 03133102 | 3.44 | Solar |  |  | Interconnected | Trade Secret | Trade | SCL | SCL322 | Residential | Solar*Rewards | Trade Secret | 2013 | 2014
20263-228838-01 | Xcel Energy | 85 | 13781 | IOU | SRO22429 | 15.265 | Solar |  |  | Withdrawn | Trade Secret | Trade | SCL | SCL322 | Residential | Solar*Rewards | Trade Secret | 2012
20263-228838-01 | Xcel Energy | 85 | 13781 | IOU | 03710352 | 3.48 | Solar |  |  | Interconnected | Trade Secret | Trade | WIL | WIL061 | Residential | Solar*Rewards | Trade Secret | 2020 | 2020
20263-228838-01 | Xcel Energy | 85 | 13781 | IOU | OID3852033 | 2.03 | Solar |  |  | Withdrawn | Trade Secret | Trade | WIL | WIL061 | Residential | Solar*Rewards | Trade Secret | 2019
20263-228838-01 | Xcel Energy | 85 | 13781 | IOU | 03133707 | 2.795 | Solar |  |  | Interconnected | Trade Secret | Trade | WIL | WIL061 | Residential | Solar*Rewards | Trade Secret | 2013 | 2013
20263-228838-01 | Xcel Energy | 85 | 13781 | IOU | 05240484 | 3.48 | Solar |  |  | Interconnected | Trade Secret | Trade | WES | WES073 | Residential |  | Trade Secret | 2022 | 2023
20263-228838-01 | Xcel Energy | 85 | 13781 | IOU | 04402402 | 6.96 | Solar |  |  | Interconnected | Trade Secret | Trade | TER | TER071 | Residential | Solar*Rewards | Trade Secret | 2021 | 2021
20263-228838-01 | Xcel Energy | 85 | 13781 | IOU | 05787754 | 5.806 | Solar |  |  | Interconnected | Trade Secret | Trade | MOL | MOL078 | Residential |  | Trade Secret | 2024 | 2024
20263-228838-01 | Xcel Energy | 85 | 13781 | IOU | 06163543 | 11.5 | Storage |  |  | Interconnected | Trade Secret | Trade | RRK | RRK064 | Residential |  | Trade Secret | 2025 | 2025
20263-228838-01 | Xcel Energy | 85 | 13781 | IOU | 03153151 | 17.39 | Solar |  |  | Interconnected | Trade Secret | Trade | RRK | RRK064 | Residential | Solar*Rewards | Trade Secret | 2019 | 2019
20263-228838-01 | Xcel Energy | 85 | 13781 | IOU | 04971540 | 5.22 | Solar |  |  | Interconnected | Trade Secret | Trade | WSG | WSG362 | Residential | Solar*Rewards | Trade Secret | 2022 | 2022
20263-228838-01 | Xcel Energy | 85 | 13781 | IOU | 06322044 | 10.819 | Solar |  | X | Active Application | Trade Secret | Trade | MST | MST070 | Residential | Solar*Rewards | Trade Secret | 2026
20263-228838-01 | Xcel Energy | 85 | 13781 | IOU | 05663283 | 11.97 | Solar |  |  | Interconnected | Trade Secret | Trade | OAD | OAD075 | Residential |  | Trade Secret | 2023 | 2024
20263-228838-01 | Xcel Energy | 85 | 13781 | IOU | OID4009176 | 3.747 | Solar |  |  | Withdrawn | Trade Secret | Trade | ECK | ECK321 | Residential | Solar*Rewards | Trade Secret | 2019
20263-228838-01 | Xcel Energy | 85 | 13781 | IOU | 04636294 | 8.7 | Solar |  |  | Interconnected | Trade Secret | Trade | TWL | TWL072 | Residential |  | Trade Secret | 2021 | 2021
20263-228838-01 | Xcel Energy | 85 | 13781 | IOU | 05356771 | 12.47 | Solar |  |  | Interconnected | Trade Secret | Trade | CGR | CGR071 | Residential | Solar*Rewards | Trade Secret | 2023 | 2023
20263-228838-01 | Xcel Energy | 85 | 13781 | IOU | 03135032 | 9 | Solar |  |  | Interconnected | Trade Secret | Trade | WAB | WAB021 | Residential | Made in Minnesota | Trade Secret | 2016 | 2016
20263-228838-01 | Xcel Energy | 85 | 13781 | IOU | 05158500 | 5.8 | Solar |  | X | Withdrawn | Trade Secret | Trade | OPK | OPK073 | Residential |  | Trade Secret | 2022
20263-228838-01 | Xcel Energy | 85 | 13781 | IOU | 03133127 | 5.1 | Solar |  |  | Interconnected | Trade Secret | Trade | OPK | OPK073 | Residential | Solar*Rewards | Trade Secret | 2010 | 2010
20263-228838-01 | Xcel Energy | 85 | 13781 | IOU | 03947573 | 8.12 | Solar |  |  | Interconnected | Trade Secret | Trade | LLK | LLK071 | Residential | Solar*Rewards | Trade Secret | 2020 | 2020
20263-228838-01 | Xcel Energy | 85 | 13781 | IOU | 05796214 | 2.323 | Solar |  |  | Interconnected | Trade Secret | Trade | DBL | DBL073 | Residential |  | Trade Secret | 2024 | 2024
20263-228838-01 | Xcel Energy | 85 | 13781 | IOU | 05229437 | 11.31 | Solar |  |  | Interconnected | Trade Secret | Trade | RLK | RLK071 | Residential |  | Trade Secret | 2022 | 2023
20263-228838-01 | Xcel Energy | 85 | 13781 | IOU | 05161753 | 5.052 | Solar |  |  | Active Application | Trade Secret | Trade | APA | APA073 | Residential |  | Trade Secret | 2022
20263-228838-01 | Xcel Energy | 85 | 13781 | IOU | 03134812 | 5.76 | Solar |  |  | Interconnected | Trade Secret | Trade | ALD | ALD073 | Residential | Made in Minnesota | Trade Secret | 2016 | 2016
20263-228838-01 | Xcel Energy | 85 | 13781 | IOU | OID2484586 | 4.56 | Solar |  |  | Withdrawn | Trade Secret | Trade | ALD | ALD073 | Residential | Solar*Rewards | Trade Secret | 2015
20263-228838-01 | Xcel Energy | 85 | 13781 | IOU | OID2580112 | 5.76 | Solar |  |  | Withdrawn | Trade Secret | Trade | ALD | ALD073 | Residential | Solar*Rewards | Trade Secret | 2016
20263-228838-01 | Xcel Energy | 85 | 13781 | IOU | 03134377 | 6 | Solar |  |  | Interconnected | Trade Secret | Trade | NOF | NOF061 | Residential | Solar*Rewards | Trade Secret | 2015 | 2015
20263-228838-01 | Xcel Energy | 85 | 13781 | IOU | 04274459 | 5 | Solar |  |  | Interconnected | Trade Secret | Trade | RRK | RRK063 | Residential | Solar*Rewards | Trade Secret | 2021 | 2021
20263-228838-01 | Xcel Energy | 85 | 13781 | IOU | 03134677 | 7.63 | Solar |  |  | Interconnected | Trade Secret | Trade | APA | APA077 | Residential | Solar*Rewards | Trade Secret | 2015 | 2016
20263-228838-01 | Xcel Energy | 85 | 13781 | IOU | 05312574 | 4.64 | Solar |  |  | Interconnected | Trade Secret | Trade | HYL | HYL073 | Residential |  | Trade Secret | 2022 | 2023
20263-228838-01 | Xcel Energy | 85 | 13781 | IOU | 04420507 | 5.054 | Solar |  |  | Active Application | Trade Secret | Trade | HWW | HWW072 | Residential | Solar*Rewards | Trade Secret | 2021
20263-228838-01 | Xcel Energy | 85 | 13781 | IOU | 05542751 | 6.528 | Solar |  |  | Interconnected | Trade Secret | Trade | HWW | HWW072 | Residential |  | Trade Secret | 2023 | 2023
20263-228838-01 | Xcel Energy | 85 | 13781 | IOU | 03131498 | 7.63 | Solar |  |  | Interconnected | Trade Secret | Trade | ORO | ORO062 | Residential | Made in Minnesota | Trade Secret | 2017 | 2017
20263-228838-01 | Xcel Energy | 85 | 13781 | IOU | 06035995 | 5.584 | Solar |  |  | Interconnected | Trade Secret | Trade | WYO | WYO033 | Residential |  | Trade Secret | 2024 | 2025
20263-228838-01 | Xcel Energy | 85 | 13781 | IOU | 06180745 | 11.5 | Storage |  |  | Interconnected | Trade Secret | Trade | WYO | WYO033 | Residential |  | Trade Secret | 2025 | 2025
20263-228838-01 | Xcel Energy | 85 | 13781 | IOU | 03130736 | 400 | Other |  |  | Interconnected | Trade Secret | Trade | WIL | WIL083 | Commercial |  | Trade Secret | 2005 | 2005
20263-228838-01 | Xcel Energy | 85 | 13781 | IOU | 05857103 | 7.212 | Solar |  |  | Active Application | Trade Secret | Trade | UPP | UPP084 | Residential |  | Trade Secret | 2024
20263-228838-01 | Xcel Energy | 85 | 13781 | IOU | 06208683 | 7.6 | Solar |  |  | Withdrawn | Trade Secret | Trade | GLK | GLK071 | Residential | Solar*Rewards | Trade Secret | 2025
20263-228838-01 | Xcel Energy | 85 | 13781 | IOU | 06226085 | 7.6 | Solar |  |  | Interconnected | Trade Secret | Trade | GLK | GLK071 | Residential |  | Trade Secret | 2025 | 2025
20263-228838-01 | Xcel Energy | 85 | 13781 | IOU | 06181704 | 7.616 | Solar |  |  | Active Application | Trade Secret | Trade | GLK | GLK071 | Residential |  | Trade Secret | 2025
20263-228838-01 | Xcel Energy | 85 | 13781 | IOU | SRO29963 | 45 | Solar |  |  | Withdrawn | Trade Secret | Trade | WIN | WIN043 | Commercial | Solar*Rewards | Trade Secret | 2013
20263-228838-01 | Xcel Energy | 85 | 13781 | IOU | 06099178 | 86.5 | Solar |  |  | Active Application | Trade Secret | Trade | WIN | WIN043 | Commercial |  | Trade Secret | 2025
20263-228838-01 | Xcel Energy | 85 | 13781 | IOU | SRO29992 | 45 | Solar |  |  | Withdrawn | Trade Secret | Trade | NMC | NMC083 | Commercial | Solar*Rewards | Trade Secret | 2013
20263-228838-01 | Xcel Energy | 85 | 13781 | IOU | 03132610 | 29.02 | Solar |  |  | Interconnected | Trade Secret | Trade | NMC | NMC083 | Commercial | Made in Minnesota | Trade Secret | 2018 | 2018
20263-228838-01 | Xcel Energy | 85 | 13781 | IOU | 06186190 | 6.387 | Solar |  |  | Interconnected | Trade Secret | Trade | CRL | CRL065 | Residential | Solar*Rewards | Trade Secret | 2025 | 2025
20263-228838-01 | Xcel Energy | 85 | 13781 | IOU | 03291229 | 5 | Solar |  |  | Interconnected | Trade Secret | Trade | RLK | RLK065 | Residential | Solar*Rewards | Trade Secret | 2019 | 2019
20263-228838-01 | Xcel Energy | 85 | 13781 | IOU | SRO29654 | 5 | Solar |  |  | Withdrawn | Trade Secret | Trade | ECK | ECK321 | Residential | Solar*Rewards | Trade Secret | 2013
20263-228838-01 | Xcel Energy | 85 | 13781 | IOU | 05807189 | 4.935 | Solar |  |  | Interconnected | Trade Secret | Trade | WCR | WCR322 | Residential |  | Trade Secret | 2024 | 2024
20263-228838-01 | Xcel Energy | 85 | 13781 | IOU | 06113669 | 6.56 | Solar |  |  | Interconnected | Trade Secret | Trade | WCR | WCR322 | Residential | Solar*Rewards | Trade Secret | 2025 | 2025
20263-228838-01 |  |  |  |  | OID3339809 |  | Solar |  |  | Withdrawn | Trade Secret | Trade | HAS | HAS032 | Residential | Solar*Rewards |  | 2018
20263-228838-01 | Xcel Energy | 85 | 13781 | IOU | 05364984 | 15.437 | Solar |  |  | Active Application | Trade Secret | Trade | HAS | HAS032 | Residential | Solar*Rewards | Trade Secret | 2023
20263-228838-01 | Xcel Energy | 85 | 13781 | IOU | 06200866 | 4.188 | Solar |  |  | Interconnected | Trade Secret | Trade | MPK | MPK082 | Residential | Solar*Rewards | Trade Secret | 2025 | 2025
20263-228838-01 | Xcel Energy | 85 | 13781 | IOU | 06228449 | 4.188 | Solar |  |  | Active Application | Trade Secret | Trade | LAB | LAB311 | Residential |  | Trade Secret | 2025
20263-228838-01 | Xcel Energy | 85 | 13781 | IOU | OID2814599 | 9.94 | Solar |  |  | Withdrawn | Trade Secret | Trade | LNS | LNS033 | Residential | Solar*Rewards | Trade Secret | 2016
20263-228838-01 | Xcel Energy | 85 | 13781 | IOU | 06005963 | 28.74 | Solar |  |  | Withdrawn | Trade Secret | Trade | PRR | PRR063 | Commercial |  | Trade Secret | 2024
20263-228838-01 | Xcel Energy | 85 | 13781 | IOU | 06030176 | 49.97 | Solar |  |  | Active Application | Trade Secret | Trade | PRR | PRR063 | Commercial |  | Trade Secret | 2024
20263-228838-01 | Xcel Energy | 85 | 13781 | IOU | 04794115 | 5.51 | Solar |  |  | Interconnected | Trade Secret | Trade | SLP | SLP084 | Residential | Solar*Rewards | Trade Secret | 2022 | 2022
20263-228838-01 | Xcel Energy | 85 | 13781 | IOU | 06186298 | 7.6 | Solar |  |  | Interconnected | Trade Secret | Trade | WIL | WIL082 | Residential | Solar*Rewards | Trade Secret | 2025 | 2025
20263-228838-01 | Xcel Energy | 85 | 13781 | IOU | 05228745 | 10.819 | Solar |  |  | Interconnected | Trade Secret | Trade | VKG | VKG072 | Residential |  | Trade Secret | 2022 | 2023
20263-228838-01 | Xcel Energy | 85 | 13781 | IOU | 06322932 | 39.75 | Solar |  |  | Active Application | Trade Secret | Trade | BYT | BYT061 | Commercial | Solar*Rewards | Trade Secret | 2026
20263-228838-01 | Xcel Energy | 85 | 13781 | IOU | OID3285061 | 19.999 | Solar |  |  | Withdrawn | Trade Secret | Trade | BYT | BYT061 | Commercial | Solar*Rewards | Trade Secret | 2018
20263-228838-01 | Xcel Energy | 85 | 13781 | IOU | OID3470401 | 39.998 | Solar |  |  | Withdrawn | Trade Secret | Trade | BYT | BYT061 | Commercial | Solar*Rewards | Trade Secret | 2018
20263-228838-01 | Xcel Energy | 85 | 13781 | IOU | 05529815 | 4.725 | Solar |  |  | Interconnected | Trade Secret | Trade | WRR | WRR075 | Residential | Solar*Rewards | Trade Secret | 2023 | 2023
20263-228838-01 | Xcel Energy | 85 | 13781 | IOU | 05537369 | 5.8 | Solar |  |  | Interconnected | Trade Secret | Trade | BRP | BRP071 | Residential |  | Trade Secret | 2023 | 2023
20263-228838-01 | Xcel Energy | 85 | 13781 | IOU | 05286024 | 5.8 | Solar |  |  | Interconnected | Trade Secret | Trade | BLC | BLC063 | Residential |  | Trade Secret | 2022 | 2023
20263-228838-01 | Xcel Energy | 85 | 13781 | IOU | 03134208 | 3 | Solar |  |  | Interconnected | Trade Secret | Trade | SOU | SOU087 | Residential | Made in Minnesota | Trade Secret | 2015 | 2015
20263-228838-01 | Xcel Energy | 85 | 13781 | IOU | 04796120 | 6.96 | Solar |  |  | Interconnected | Trade Secret | Trade | MPK | MPK076 | Residential |  | Trade Secret | 2022 | 2023
20263-228838-01 | Xcel Energy | 85 | 13781 | IOU | 03510959 | 10 | Solar |  |  | Interconnected | Trade Secret | Trade | TWL | TWL066 | Residential | Solar*Rewards | Trade Secret | 2019 | 2020
20263-228838-01 |  |  |  |  | 04459128 |  | Solar |  |  | Active Application | Trade Secret | Trade | HYL | HYL062 | Residential | Solar*Rewards |  | 2021
20263-228838-01 | Xcel Energy | 85 | 13781 | IOU | 04459216 | 9.994 | Solar |  |  | Active Application | Trade Secret | Trade | HYL | HYL062 | Residential | Solar*Rewards | Trade Secret | 2021
20263-228838-01 | Xcel Energy | 85 | 13781 | IOU | 04509383 | 9.994 | Solar |  |  | Interconnected | Trade Secret | Trade | HYL | HYL062 | Residential |  | Trade Secret | 2021 | 2022
20263-228838-01 | Xcel Energy | 85 | 13781 | IOU | 03337342 | 7.76 | Solar |  |  | Interconnected | Trade Secret | Trade | RAM | RAM071 | Residential | Solar*Rewards | Trade Secret | 2019 | 2020
20263-228838-01 | Xcel Energy | 85 | 13781 | IOU | OID3482537 | 15 | Solar |  |  | Withdrawn | Trade Secret | Trade | AFT | AFT315 | Residential | Solar*Rewards | Trade Secret | 2018
20263-228838-01 | Xcel Energy | 85 | 13781 | IOU | 03132933 | 15 | Solar |  |  | Interconnected | Trade Secret | Trade | AFT | AFT315 | Residential | Solar*Rewards | Trade Secret | 2018 | 2018
20263-228838-01 | Xcel Energy | 85 | 13781 | IOU | OID2019250 | 18 | Solar |  |  | Withdrawn | Trade Secret | Trade | MEL | MEL064 | Commercial | Solar*Rewards | Trade Secret | 2014
20263-228838-01 | Xcel Energy | 85 | 13781 | IOU | 03134387 | 2.4 | Solar |  |  | Interconnected | Trade Secret | Trade | LOK | LOK093 | Residential | Made in Minnesota | Trade Secret | 2015 | 2015
20263-228838-01 | Xcel Energy | 85 | 13781 | IOU | SRO12649 | 6 | Solar |  |  | Withdrawn | Trade Secret | Trade | TER | TER083 | Commercial | Solar*Rewards | Trade Secret | 2010
20263-228838-01 | Xcel Energy | 85 | 13781 | IOU | 03322337 | 36 | Solar |  |  | Interconnected | Trade Secret | Trade | DAS | DAS061 | Commercial | Solar*Rewards | Trade Secret | 2019 | 2020
20263-228838-01 | Xcel Energy | 85 | 13781 | IOU | 04341105 | 6.282 | Solar |  |  | Interconnected | Trade Secret | Trade | MND | MND063 | Residential | Solar*Rewards | Trade Secret | 2021 | 2021
20263-228838-01 | Xcel Energy | 85 | 13781 | IOU | 05279514 | 13.05 | Solar |  |  | Interconnected | Trade Secret | Trade | LAB | LAB311 | Residential |  | Trade Secret | 2022 | 2023
20263-228838-01 | Xcel Energy | 85 | 13781 | IOU | 05947945 | 9.869 | Solar |  |  | Interconnected | Trade Secret | Trade | MOL | MOL064 | Residential |  | Trade Secret | 2024 | 2024
20263-228838-01 | Xcel Energy | 85 | 13781 | IOU | 05796911 | 4.555 | Solar |  |  | Interconnected | Trade Secret | Trade | SOU | SOU072 | Residential | Solar*Rewards | Trade Secret | 2024 | 2024
20263-228838-01 | Xcel Energy | 85 | 13781 | IOU | 04797363 | 4.93 | Solar |  |  | Interconnected | Trade Secret | Trade | SLP | SLP074 | Residential |  | Trade Secret | 2022 | 2024
20263-228838-01 | Xcel Energy | 85 | 13781 | IOU | 04793601 | 5.22 | Solar |  |  | Interconnected | Trade Secret | Trade | HYL | HYL072 | Residential | Solar*Rewards | Trade Secret | 2022 | 2022
20263-228838-01 | Xcel Energy | 85 | 13781 | IOU | 03134598 | 5.76 | Solar |  |  | Interconnected | Trade Secret | Trade | SOU | SOU086 | Residential | Solar*Rewards | Trade Secret | 2015 | 2016
20263-228838-01 | Xcel Energy | 85 | 13781 | IOU | 06175884 | 7.6 | Solar |  |  | Active Application | Trade Secret | Trade | EKO | EKO021 | Residential | Solar*Rewards | Trade Secret | 2025
20263-228838-01 | Xcel Energy | 85 | 13781 | IOU | 04793930 | 5.22 | Solar |  |  | Interconnected | Trade Secret | Trade | SOU | SOU069 | Residential | Solar*Rewards | Trade Secret | 2022 | 2022
20263-228838-01 | Xcel Energy | 85 | 13781 | IOU | 03190858 | 5.8 | Solar |  |  | Interconnected | Trade Secret | Trade | SLP | SLP082 | Residential | Solar*Rewards | Trade Secret | 2019 | 2019
20263-228838-01 | Xcel Energy | 85 | 13781 | IOU | OID3769243 | 5.8 | Solar |  | X | Withdrawn | Trade Secret | Trade | SLP | SLP082 | Residential | Solar*Rewards | Trade Secret | 2019
20263-228838-01 | Xcel Energy | 85 | 13781 | IOU | OID3602253 | 4.64 | Solar |  |  | Withdrawn | Trade Secret | Trade | SLP | SLP082 | Residential | Solar*Rewards | Trade Secret | 2018
20263-228838-01 | Xcel Energy | 85 | 13781 | IOU | 03464837 | 5 | Solar |  |  | Interconnected | Trade Secret | Trade | WIL | WIL063 | Residential | Solar*Rewards | Trade Secret | 2019 | 2020
20263-228838-01 | Xcel Energy | 85 | 13781 | IOU | 03400070 | 2.03 | Solar |  |  | Interconnected | Trade Secret | Trade | UPP | UPP063 | Residential | Solar*Rewards | Trade Secret | 2019 | 2020
20263-228838-01 | Xcel Energy | 85 | 13781 | IOU | 03133301 | 10 | Solar |  |  | Interconnected | Trade Secret | Trade | ELP | ELP082 | Commercial | Solar*Rewards | Trade Secret | 2010 | 2011
20263-228838-01 | Xcel Energy | 85 | 13781 | IOU | SRO12731 | 9.6 | Solar |  |  | Withdrawn | Trade Secret | Trade | ELP | ELP082 | Commercial | Solar*Rewards | Trade Secret | 2010
20263-228838-01 | Xcel Energy | 85 | 13781 | IOU | 03133329 | 30 | Solar |  |  | Interconnected | Trade Secret | Trade | ELP | ELP082 | Commercial | Solar*Rewards | Trade Secret | 2011 | 2011
20263-228838-01 | Xcel Energy | 85 | 13781 | IOU | 05558005 | 120 | Solar |  |  | Interconnected | Trade Secret | Trade | KLK | KLK061 | Commercial |  | Trade Secret | 2023 | 2025
20263-228838-01 | Xcel Energy | 85 | 13781 | IOU | 04062088 | 9.994 | Solar |  |  | Active Application | Trade Secret | Trade | FSL | FSL312 | Residential | Solar*Rewards | Trade Secret | 2020
20263-228838-01 | Xcel Energy | 85 | 13781 | IOU | 05582318 | 11.31 | Solar |  |  | Interconnected | Trade Secret | Trade | BCH | BCH311 | Residential | Solar*Rewards | Trade Secret | 2023 | 2024
20263-228838-01 | Xcel Energy | 85 | 13781 | IOU | 06196748 | 3.774 | Solar |  |  | Active Application | Trade Secret | Trade | DBL | DBL067 | Residential | Solar*Rewards | Trade Secret | 2025
20263-228838-01 | Xcel Energy | 85 | 13781 | IOU | 03132965 | 9.994 | Solar |  |  | Interconnected | Trade Secret | Trade | GLK | GLK072 | Residential | Solar*Rewards | Trade Secret | 2018 | 2019
20263-228838-01 |  |  |  |  | OID3568544 |  | Solar |  |  | Withdrawn | Trade Secret | Trade | GLK | GLK072 | Residential | Solar*Rewards |  | 2018
20263-228838-01 |  |  |  |  | OID3568543 |  | Solar |  |  | Withdrawn | Trade Secret | Trade | GLK | GLK072 | Residential | Solar*Rewards |  | 2018
20263-228838-01 | Xcel Energy | 85 | 13781 | IOU | 04297141 | 3.747 | Solar |  |  | Interconnected | Trade Secret | Trade | MPK | MPK068 | Residential | Solar*Rewards | Trade Secret | 2021 | 2021
20263-228838-01 | Xcel Energy | 85 | 13781 | IOU | 03500054 | 11.02 | Solar |  |  | Interconnected | Trade Secret | Trade | HSN | HSN311 | Residential | Solar*Rewards | Trade Secret | 2019 | 2020
20263-228838-01 | Xcel Energy | 85 | 13781 | IOU | 05543279 | 4.06 | Solar |  |  | Interconnected | Trade Secret | Trade | MPK | MPK065 | Residential | Solar*Rewards | Trade Secret | 2023 | 2023
20263-228838-01 | Xcel Energy | 85 | 13781 | IOU | 05233028 | 7.329 | Solar |  |  | Interconnected | Trade Secret | Trade | AFT | AFT321 | Residential |  | Trade Secret | 2022 | 2023
20263-228838-01 | Xcel Energy | 85 | 13781 | IOU | 03619754 | 8.027 | Solar |  |  | Interconnected | Trade Secret | Trade | GLK | GLK073 | Residential | Solar*Rewards | Trade Secret | 2020 | 2020
20263-228838-01 | Xcel Energy | 85 | 13781 | IOU | 03129946 | 39.998 | Solar |  |  | Interconnected | Trade Secret | Trade | LAC | LAC063 | Commercial | Solar*Rewards | Trade Secret | 2018 | 2019
20263-228838-01 | Xcel Energy | 85 | 13781 | IOU | SRO12646 | 9.995 | Solar |  |  | Withdrawn | Trade Secret | Trade | BRP | BRP062 | Commercial | Solar*Rewards | Trade Secret | 2010
20263-228838-01 | Xcel Energy | 85 | 13781 | IOU | SRO15632 | 20 | Solar |  |  | Withdrawn | Trade Secret | Trade | BRP | BRP062 | Commercial | Solar*Rewards | Trade Secret | 2010
20263-228838-01 | Xcel Energy | 85 | 13781 | IOU | 03141852 | 7.616 | Solar |  |  | Interconnected | Trade Secret | Trade | BYT | BYT072 | Residential | Solar*Rewards | Trade Secret | 2019 | 2019
20263-228838-01 | Xcel Energy | 85 | 13781 | IOU | OID3817108 | 7.616 | Solar |  |  | Withdrawn | Trade Secret | Trade | BYT | BYT072 | Residential | Solar*Rewards | Trade Secret | 2019
20263-228838-01 | Xcel Energy | 85 | 13781 | IOU | OID3468544 | 0.315 | Solar |  |  | Withdrawn | Trade Secret | Trade | BYT | BYT072 | Residential | Solar*Rewards | Trade Secret | 2018
20263-228838-01 | Xcel Energy | 85 | 13781 | IOU | 05216069 | 5.584 | Solar |  |  | Interconnected | Trade Secret | Trade | RPL | RPL074 | Residential |  | Trade Secret | 2022 | 2022
20263-228838-01 | Xcel Energy | 85 | 13781 | IOU | 04794847 | 3.84 | Solar |  |  | Interconnected | Trade Secret | Trade | RPL | RPL074 | Residential |  | Trade Secret | 2022 | 2022
20263-228838-01 | Xcel Energy | 85 | 13781 | IOU | 04430942 | 7.616 | Solar |  |  | Withdrawn | Trade Secret | Trade | RPL | RPL074 | Residential | Solar*Rewards | Trade Secret | 2021
20263-228838-01 | Xcel Energy | 85 | 13781 | IOU | OID3792444 | 2.962 | Solar |  |  | Withdrawn | Trade Secret | Trade | DBL | DBL068 | Residential | Solar*Rewards | Trade Secret | 2019
20263-228838-01 | Xcel Energy | 85 | 13781 | IOU | 04999838 | 13.96 | Solar |  |  | Withdrawn | Trade Secret | Trade | OPK | OPK073 | Residential | Solar*Rewards | Trade Secret | 2022
20263-228838-01 | Xcel Energy | 85 | 13781 | IOU | 06190495 | 10.496 | Solar |  |  | Withdrawn | Trade Secret | Trade | LAB | LAB311 | Residential | Solar*Rewards | Trade Secret | 2025
20263-228838-01 | Xcel Energy | 85 | 13781 | IOU | 06198760 | 10.496 | Solar |  |  | Interconnected | Trade Secret | Trade | LAB | LAB311 | Residential |  | Trade Secret | 2025 | 2025
20263-228838-01 | Xcel Energy | 85 | 13781 | IOU | 03973307 | 10.15 | Solar |  |  | Interconnected | Trade Secret | Trade | ALK | ALK072 | Residential | Solar*Rewards | Trade Secret | 2020 | 2020
20263-228838-01 | Xcel Energy | 85 | 13781 | IOU | 05226450 | 4.95 | Solar |  |  | Interconnected | Trade Secret | Trade | OAD | OAD063 | Residential |  | Trade Secret | 2022 | 2023
20263-228838-01 | Xcel Energy | 85 | 13781 | IOU | 06129775 | 5.052 | Solar |  |  | Interconnected | Trade Secret | Trade | HUG | HUG312 | Residential | Solar*Rewards | Trade Secret | 2025 | 2025
20263-228838-01 | Xcel Energy | 85 | 13781 | IOU | 03930701 | 15.232 | Solar |  |  | Interconnected | Trade Secret | Trade | MND | MND063 | Residential | Solar*Rewards | Trade Secret | 2020 | 2021
20263-228838-01 | Xcel Energy | 85 | 13781 | IOU | 04292743 | 22.78 | Solar |  |  | Interconnected | Trade Secret | Trade | ALD | ALD098 | Commercial |  | Trade Secret | 2021 | 2021
20263-228838-01 | Xcel Energy | 85 | 13781 | IOU | OID3867687 | 6 | Solar |  |  | Withdrawn | Trade Secret | Trade | CHI | CHI311 | Residential | Solar*Rewards | Trade Secret | 2019
20263-228838-01 | Xcel Energy | 85 | 13781 | IOU | 05945396 | 7.216 | Solar |  |  | Interconnected | Trade Secret | Trade | HYL | HYL064 | Residential |  | Trade Secret | 2024 | 2024
20263-228838-01 | Xcel Energy | 85 | 13781 | IOU | 05367236 | 3.84 | Solar |  |  | Interconnected | Trade Secret | Trade | HYL | HYL064 | Residential | Solar*Rewards | Trade Secret | 2023 | 2023
20263-228838-01 | Xcel Energy | 85 | 13781 | IOU | 05843994 | 7.216 | Solar |  |  | Withdrawn | Trade Secret | Trade | HYL | HYL064 | Residential | Solar*Rewards | Trade Secret | 2024
20263-228838-01 | Xcel Energy | 85 | 13781 | IOU | 03132132 | 39.998 | Solar |  |  | Interconnected | Trade Secret | Trade | EDA | EDA078 | Commercial | Made in Minnesota | Trade Secret | 2017 | 2018
20263-228838-01 | Xcel Energy | 85 | 13781 | IOU | 06255632 | 5.516 | Solar |  |  | Interconnected | Trade Secret | Trade | WIL | WIL089 | Residential |  | Trade Secret | 2025 | 2026
20263-228838-01 | Xcel Energy | 85 | 13781 | IOU | 04120297 | 6.38 | Solar |  |  | Interconnected | Trade Secret | Trade | SLP | SLP082 | Residential | Solar*Rewards | Trade Secret | 2020 | 2021
20263-228838-01 | Xcel Energy | 85 | 13781 | IOU | 04312593 | 4.932 | Solar |  |  | Interconnected | Trade Secret | Trade | WCS | WCS072 | Residential | Solar*Rewards | Trade Secret | 2021 | 2021
20263-228838-01 | Xcel Energy | 85 | 13781 | IOU | 04833681 | 8.652 | Solar |  |  | Interconnected | Trade Secret | Trade | LNS | LNS033 | Residential |  | Trade Secret | 2022 | 2022
20263-228838-01 | Xcel Energy | 85 | 13781 | IOU | 03131185 | 2 | Solar |  |  | Interconnected | Trade Secret | Trade | MPK | MPK065 | Residential |  | Trade Secret | 2013 | 2014
20263-228838-01 | Xcel Energy | 85 | 13781 | IOU | 04444816 | 5 | Solar |  |  | Active Application | Trade Secret | Trade | MPK | MPK065 | Residential | Solar*Rewards | Trade Secret | 2021
20263-228838-01 | Xcel Energy | 85 | 13781 | IOU | 04503669 | 5.054 | Solar |  |  | Interconnected | Trade Secret | Trade | MPK | MPK065 | Residential |  | Trade Secret | 2021 | 2021
20263-228838-01 | Xcel Energy | 85 | 13781 | IOU | SRO31252 | 1.72 | Solar |  |  | Withdrawn | Trade Secret | Trade | MPK | MPK065 | Residential | Solar*Rewards | Trade Secret | 2013
20263-228838-01 | Xcel Energy | 85 | 13781 | IOU | 04528806 | 8.7 | Solar |  |  | Interconnected | Trade Secret | Trade | WCR | WCR322 | Residential |  | Trade Secret | 2021 | 2021
20263-228838-01 | Xcel Energy | 85 | 13781 | IOU | 06038050 | 6.282 | Solar |  |  | Interconnected | Trade Secret | Trade | AFT | AFT314 | Residential | Solar*Rewards | Trade Secret | 2024 | 2025
20263-228838-01 | Xcel Energy | 85 | 13781 | IOU | SRO30029 | 15 | Solar |  |  | Withdrawn | Trade Secret | Trade | GRC | GRC063 | Commercial | Solar*Rewards | Trade Secret | 2013
20263-228838-01 | Xcel Energy | 85 | 13781 | IOU | 05357039 | 34.17 | Solar |  |  | Interconnected | Trade Secret | Trade | ELP | ELP062 | Commercial | Solar*Rewards | Trade Secret | 2023 | 2024
20263-228838-01 | Xcel Energy | 85 | 13781 | IOU | 03133605 | 15 | Solar |  |  | Interconnected | Trade Secret | Trade | ELP | ELP062 | Commercial | Solar*Rewards | Trade Secret | 2011 | 2013
20263-228838-01 | Xcel Energy | 85 | 13781 | IOU | 03130451 | 3.48 | Solar |  |  | Interconnected | Trade Secret | Trade | DGC | DGC061 | Residential |  | Trade Secret | 2018 | 2019
20263-228838-01 | Xcel Energy | 85 | 13781 | IOU | OID3425990 | 3.36 | Solar |  |  | Withdrawn | Trade Secret | Trade | DGC | DGC061 | Residential |  | Trade Secret | 2018
20263-228838-01 | Xcel Energy | 85 | 13781 | IOU | OID3310695 | 5 | Solar |  |  | Withdrawn | Trade Secret | Trade | WES | WES074 | Residential | Solar*Rewards | Trade Secret | 2018
20263-228838-01 | Xcel Energy | 85 | 13781 | IOU | 03133431 | 4.945 | Solar |  |  | Interconnected | Trade Secret | Trade | SLP | SLP082 | Residential | Solar*Rewards | Trade Secret | 2011 | 2011
20263-228838-01 | Xcel Energy | 85 | 13781 | IOU | 03132382 | 7.625 | Solar |  |  | Interconnected | Trade Secret | Trade | TER | TER061 | Residential | Solar*Rewards | Trade Secret | 2018 | 2019
20263-228838-01 | Xcel Energy | 85 | 13781 | IOU | 05852561 | 7.616 | Solar |  |  | Interconnected | Trade Secret | Trade | CGR | CGR064 | Residential |  | Trade Secret | 2024 | 2024
20263-228838-01 | Xcel Energy | 85 | 13781 | IOU | 04794399 | 5.85 | Solar |  |  | Withdrawn | Trade Secret | Trade | ALD | ALD076 | Residential | Solar*Rewards | Trade Secret | 2022
20263-228838-01 | Xcel Energy | 85 | 13781 | IOU | 05589762 | 5.85 | Solar |  |  | Interconnected | Trade Secret | Trade | ALD | ALD076 | Residential | Solar*Rewards | Trade Secret | 2024 | 2024
20263-228838-01 | Xcel Energy | 85 | 13781 | IOU | 04175468 | 3.48 | Solar |  |  | Interconnected | Trade Secret | Trade | SOU | SOU081 | Residential | Solar*Rewards | Trade Secret | 2020 | 2021
20263-228838-01 |  |  |  |  | 05414899 |  | Solar |  |  | Active Application | Trade Secret | Trade | HSN | HSN322 | Residential | Solar*Rewards |  | 2023
20263-228838-01 | Xcel Energy | 85 | 13781 | IOU | 05826269 | 3.037 | Solar |  |  | Interconnected | Trade Secret | Trade | SHP | SHP072 | Residential | Solar*Rewards | Trade Secret | 2024 | 2024
20263-228838-01 | Xcel Energy | 85 | 13781 | IOU | 03134399 | 10 | Solar |  |  | Interconnected | Trade Secret | Trade | WIL | WIL076 | Residential | Made in Minnesota | Trade Secret | 2015 | 2016
20263-228838-01 | Xcel Energy | 85 | 13781 | IOU | 06212832 | 4.555 | Solar |  |  | Interconnected | Trade Secret | Trade | STY | STY061 | Residential |  | Trade Secret | 2025 | 2025
20263-228838-01 | Xcel Energy | 85 | 13781 | IOU | 03134994 | 9.94 | Solar |  |  | Interconnected | Trade Secret | Trade | NER | NER021 | Residential | Made in Minnesota | Trade Secret | 2016 | 2017
20263-228838-01 | Xcel Energy | 85 | 13781 | IOU | 05368951 | 3.15 | Solar |  |  | Interconnected | Trade Secret | Trade | MPK | MPK074 | Residential |  | Trade Secret | 2023 | 2023
20263-228838-01 | Xcel Energy | 85 | 13781 | IOU | 04340109 | 9.994 | Solar |  |  | Interconnected | Trade Secret | Trade | FSL | FSL312 | Residential |  | Trade Secret | 2021 | 2021
20263-228838-01 | Xcel Energy | 85 | 13781 | IOU | 05859396 | 4.555 | Solar |  |  | Interconnected | Trade Secret | Trade | GLK | GLK074 | Residential |  | Trade Secret | 2024 | 2024
20263-228838-01 | Xcel Energy | 85 | 13781 | IOU | 03131520 | 3.8 | Solar |  |  | Interconnected | Trade Secret | Trade | RAM | RAM073 | Residential | Made in Minnesota | Trade Secret | 2017 | 2017
20263-228838-01 | Xcel Energy | 85 | 13781 | IOU | 04793867 | 5.054 | Solar |  |  | Interconnected | Trade Secret | Trade | APA | APA069 | Residential | Solar*Rewards | Trade Secret | 2022 | 2022
20263-228838-01 | Xcel Energy | 85 | 13781 | IOU | 03131736 | 7.625 | Solar |  |  | Interconnected | Trade Secret | Trade | RLK | RLK072 | Residential | Solar*Rewards | Trade Secret | 2017 | 2017
20263-228838-01 | Xcel Energy | 85 | 13781 | IOU | 05478410 | 6 | Solar |  |  | Interconnected | Trade Secret | Trade | SOU | SOU064 | Residential | Solar*Rewards | Trade Secret | 2023 | 2023
20263-228838-01 | Xcel Energy | 85 | 13781 | IOU | 03130511 | 9.994 | Solar |  |  | Interconnected | Trade Secret | Trade | MOL | MOL071 | Residential | Solar*Rewards | Trade Secret | 2018 | 2019
20263-228838-01 | Xcel Energy | 85 | 13781 | IOU | 06226041 | 11.387 | Solar |  |  | Interconnected | Trade Secret | Trade | LAB | LAB312 | Residential |  | Trade Secret | 2025 | 2026
20263-228838-01 | Xcel Energy | 85 | 13781 | IOU | 06324674 | 9.423 | Solar |  |  | Active Application | Trade Secret | Trade | WSG | WSG362 | Residential | Solar*Rewards | Trade Secret | 2026
20263-228838-01 | Xcel Energy | 85 | 13781 | IOU | 04269097 | 9.28 | Solar |  |  | Interconnected | Trade Secret | Trade | OPK | OPK077 | Residential | Solar*Rewards | Trade Secret | 2021 | 2021
20263-228838-01 | Xcel Energy | 85 | 13781 | IOU | OID2989406 | 9.94 | Solar |  |  | Withdrawn | Trade Secret | Trade | OPK | OPK077 | Residential | Made in Minnesota | Trade Secret | 2017
20263-228838-01 | Xcel Energy | 85 | 13781 | IOU | 06084994 | 14.592 | Solar |  |  | Interconnected | Trade Secret | Trade | MOL | MOL069 | Residential | Solar*Rewards | Trade Secret | 2025 | 2025
20263-228838-01 | Xcel Energy | 85 | 13781 | IOU | 04192178 | 4.08 | Solar |  |  | Interconnected | Trade Secret | Trade | STY | STY071 | Residential | Solar*Rewards | Trade Secret | 2020 | 2021
20263-228838-01 | Xcel Energy | 85 | 13781 | IOU | 04166432 | 1.74 | Solar |  |  | Interconnected | Trade Secret | Trade | HWW | HWW073 | Residential | Solar*Rewards | Trade Secret | 2020 | 2021
20263-228838-01 | Xcel Energy | 85 | 13781 | IOU | SRO29826 | 5 | Solar |  |  | Withdrawn | Trade Secret | Trade | HWW | HWW073 | Residential | Solar*Rewards | Trade Secret | 2013
20263-228838-01 | Xcel Energy | 85 | 13781 | IOU | 05830432 | 14.208 | Solar |  |  | Interconnected | Trade Secret | Trade | KOL | KOL071 | Residential | Solar*Rewards | Trade Secret | 2024 | 2025
20263-228838-01 | Xcel Energy | 85 | 13781 | IOU | 05830438 | 12.913 | Solar |  |  | Withdrawn | Trade Secret | Trade | KOL | KOL071 | Residential | Solar*Rewards | Trade Secret | 2024
20263-228838-01 | Xcel Energy | 85 | 13781 | IOU | 04350567 | 29.02 | Solar |  |  | Interconnected | Trade Secret | Trade | CNC | CNC071 | Commercial | Solar*Rewards | Trade Secret | 2021 | 2021
20263-228838-01 | Xcel Energy | 85 | 13781 | IOU | 04422913 | 29.02 | Solar |  |  | Active Application | Trade Secret | Trade | CNC | CNC071 | Commercial | Solar*Rewards | Trade Secret | 2021
20263-228838-01 | Xcel Energy | 85 | 13781 | IOU | 04350392 | 23.51 | Solar |  |  | Active Application | Trade Secret | Trade | CNC | CNC071 | Commercial | Solar*Rewards | Trade Secret | 2021
20263-228838-01 | Xcel Energy | 85 | 13781 | IOU | 05331584 | 8.41 | Solar |  |  | Interconnected | Trade Secret | Trade | BRP | BRP061 | Residential |  | Trade Secret | 2022 | 2023
20263-228838-01 | Xcel Energy | 85 | 13781 | IOU | 06047800 | 5.052 | Solar |  |  | Active Application | Trade Secret | Trade | OAD | OAD064 | Residential |  | Trade Secret | 2025
20263-228838-01 | Xcel Energy | 85 | 13781 | IOU | 04813995 | 4.384 | Solar |  |  | Withdrawn | Trade Secret | Trade | ECK | ECK321 | Residential | Solar*Rewards | Trade Secret | 2022
20263-228838-01 | Xcel Energy | 85 | 13781 | IOU | 03178070 | 2.32 | Solar |  |  | Interconnected | Trade Secret | Trade | MST | MST068 | Commercial | Solar*Rewards | Trade Secret | 2019 | 2019
20263-228838-01 | Xcel Energy | 85 | 13781 | IOU | OID3755100 | 3.48 | Solar |  |  | Withdrawn | Trade Secret | Trade | MST | MST068 | Commercial | Solar*Rewards | Trade Secret | 2019
20263-228838-01 |  |  |  |  | OID3860584 |  | Solar |  |  | Withdrawn | Trade Secret | Trade | MST | MST068 | Commercial | Solar*Rewards |  | 2019
20263-228838-01 | Xcel Energy | 85 | 13781 | IOU | OID3834398 | 1.92 | Solar |  |  | Withdrawn | Trade Secret | Trade | MST | MST068 | Commercial | Solar*Rewards | Trade Secret | 2019
20263-228838-01 | Xcel Energy | 85 | 13781 | IOU | SRO29695 | 7.525 | Solar |  |  | Withdrawn | Trade Secret | Trade | MST | MST068 | Commercial | Solar*Rewards | Trade Secret | 2013
20263-228838-01 | Xcel Energy | 85 | 13781 | IOU | 03134588 | 13.5 | Solar |  |  | Interconnected | Trade Secret | Trade | MST | MST068 | Commercial | Solar*Rewards | Trade Secret | 2015 | 2016
20263-228838-01 | Xcel Energy | 85 | 13781 | IOU | 06040581 | 12.288 | Solar |  |  | Active Application | Trade Secret | Trade | DOC | DOC031 | Residential |  | Trade Secret | 2025
20263-228838-01 | Xcel Energy | 85 | 13781 | IOU | 06027131 | 12.288 | Solar |  |  | Withdrawn | Trade Secret | Trade | DOC | DOC031 | Residential | Solar*Rewards | Trade Secret | 2024
20263-228838-01 | Xcel Energy | 85 | 13781 | IOU | 05315765 | 4.93 | Solar |  |  | Interconnected | Trade Secret | Trade | HUG | HUG311 | Residential |  | Trade Secret | 2022 | 2023
20263-228838-01 | Xcel Energy | 85 | 13781 | IOU | OID3589888 | 3.747 | Solar |  |  | Withdrawn | Trade Secret | Trade | SCL | SCL323 | Commercial | Solar*Rewards | Trade Secret | 2018
20263-228838-01 | Xcel Energy | 85 | 13781 | IOU | 05210912 | 15 | Solar |  |  | Interconnected | Trade Secret | Trade | BEL | BEL061 | Residential |  | Trade Secret | 2022 | 2023
20263-228838-01 | Xcel Energy | 85 | 13781 | IOU | 05356483 | 3.75 | Solar |  |  | Interconnected | Trade Secret | Trade | ALD | ALD084 | Residential | Solar*Rewards | Trade Secret | 2023 | 2023
20263-228838-01 | Xcel Energy | 85 | 13781 | IOU | 04185175 | 11.39 | Solar |  | X | Interconnected | Trade Secret | Trade | LAP | LAP311 | Residential | Solar*Rewards | Trade Secret | 2021 | 2022
20263-228838-01 | Xcel Energy | 85 | 13781 | IOU | 06208188 | 10.628 | Solar |  |  | Interconnected | Trade Secret | Trade | GLK | GLK074 | Residential | Solar*Rewards | Trade Secret | 2025 | 2025
20263-228838-01 | Xcel Energy | 85 | 13781 | IOU | 05983316 | 6.046 | Solar |  |  | Active Application | Trade Secret | Trade | SCL | SCL312 | Residential |  | Trade Secret | 2024
20263-228838-01 | Xcel Energy | 85 | 13781 | IOU | 05836718 | 6.282 | Solar |  |  | Interconnected | Trade Secret | Trade | AFT | AFT315 | Residential |  | Trade Secret | 2024 | 2024
20263-228838-01 | Xcel Energy | 85 | 13781 | IOU | 05588522 | 7.245 | Solar |  |  | Interconnected | Trade Secret | Trade | OPK | OPK077 | Residential | Solar*Rewards | Trade Secret | 2023 | 2024
20263-228838-01 | Xcel Energy | 85 | 13781 | IOU | 06082952 | 5.76 | Solar |  |  | Interconnected | Trade Secret | Trade | HUG | HUG311 | Residential | Solar*Rewards | Trade Secret | 2025 | 2025
20263-228838-01 | Xcel Energy | 85 | 13781 | IOU | 03133862 | 10 | Solar |  |  | Interconnected | Trade Secret | Trade | PIL | PIL021 | Residential | Made in Minnesota | Trade Secret | 2014 | 2014
20263-228838-01 | Xcel Energy | 85 | 13781 | IOU | 05199479 | 8.725 | Solar |  |  | Withdrawn | Trade Secret | Trade | PIL | PIL021 | Residential |  | Trade Secret | 2022
20263-228838-01 | Xcel Energy | 85 | 13781 | IOU | 03131215 | 130 | Other |  |  | Interconnected | Trade Secret | Trade | LAY | LAY061 | Residential |  | Trade Secret | 2015 | 2015
20263-228838-01 | Xcel Energy | 85 | 13781 | IOU | 05676561 | 7.872 | Solar |  |  | Interconnected | Trade Secret | Trade | RPO | RPO311 | Residential |  | Trade Secret | 2024 | 2024
20263-228838-01 | Xcel Energy | 85 | 13781 | IOU | 03169097 | 11.39 | Solar |  |  | Interconnected | Trade Secret | Trade | MAZ | MAZ021 | Residential | Solar*Rewards | Trade Secret | 2019 | 2020
20263-228838-01 | Xcel Energy | 85 | 13781 | IOU | OID2019369 | 0.96 | Solar |  |  | Withdrawn | Trade Secret | Trade |  |  | Residential | Solar*Rewards | Trade Secret | 2014
20263-228838-01 |  |  |  |  | OID2019450 |  | Solar |  |  | Withdrawn | Trade Secret | Trade |  |  | Residential | Solar*Rewards |  | 2014
20263-228838-01 |  |  |  |  | 03129764 |  | Natural Gas |  |  | Active Application | Trade Secret | Trade | CGR | CGR071 | Residential |  |  | 2014
20263-228838-01 | Xcel Energy | 85 | 13781 | IOU | 04874991 | 10.96 | Solar |  |  | Interconnected | Trade Secret | Trade | RMT | RMT321 | Residential | Solar*Rewards | Trade Secret | 2022 | 2022
20263-228838-01 | Xcel Energy | 85 | 13781 | IOU | 04178047 | 6.48 | Solar |  |  | Interconnected | Trade Secret | Trade | HUG | HUG311 | Residential | Solar*Rewards | Trade Secret | 2020 | 2021
20263-228838-01 | Xcel Energy | 85 | 13781 | IOU | 06227389 | 5.235 | Solar |  |  | Interconnected | Trade Secret | Trade | ALK | ALK067 | Residential |  | Trade Secret | 2025 | 2026
20263-228838-01 | Xcel Energy | 85 | 13781 | IOU | 04041649 | 8.8 | Solar |  |  | Interconnected | Trade Secret | Trade | ALK | ALK072 | Residential |  | Trade Secret | 2020 | 2021
20263-228838-01 | Xcel Energy | 85 | 13781 | IOU | 03129884 | 3.3 | Solar |  |  | Interconnected | Trade Secret | Trade | RPO | RPO311 | Residential | Solar*Rewards | Trade Secret | 2018 | 2019
20263-228838-01 | Xcel Energy | 85 | 13781 | IOU | 05006756 | 8.12 | Solar |  |  | Withdrawn | Trade Secret | Trade | MTR | MTR021 | Residential |  | Trade Secret | 2022
20263-228838-01 | Xcel Energy | 85 | 13781 | IOU | 03131376 | 53.399 | Solar |  |  | Interconnected | Trade Secret | Trade | WIL | WIL081 | Commercial |  | Trade Secret | 2017 | 2017
20263-228838-01 | Xcel Energy | 85 | 13781 | IOU | 03134883 | 19.999 | Solar |  |  | Interconnected | Trade Secret | Trade | WIL | WIL081 | Commercial | Solar*Rewards | Trade Secret | 2016 | 2017
20263-228838-01 | Xcel Energy | 85 | 13781 | IOU | 03130251 | 10.56 | Solar |  |  | Interconnected | Trade Secret | Trade | SAV | SAV071 | Residential | Solar*Rewards | Trade Secret | 2019 | 2019
20263-228838-01 | Xcel Energy | 85 | 13781 | IOU | 05418840 | 5.8 | Solar |  |  | Interconnected | Trade Secret | Trade | WSG | WSG063 | Residential |  | Trade Secret | 2023 | 2023
20263-228838-01 | Xcel Energy | 85 | 13781 | IOU | 05420578 | 4.06 | Solar |  |  | Interconnected | Trade Secret | Trade | TWL | TWL082 | Residential |  | Trade Secret | 2023 | 2023
20263-228838-01 | Xcel Energy | 85 | 13781 | IOU | OID3471889 | 39.998 | Solar |  |  | Withdrawn | Trade Secret | Trade | TWL | TWL074 | Commercial | Solar*Rewards | Trade Secret | 2018
20263-228838-01 | Xcel Energy | 85 | 13781 | IOU | 03129718 | 39.998 | Solar |  |  | Interconnected | Trade Secret | Trade | TWL | TWL074 | Commercial | Solar*Rewards | Trade Secret | 2019 | 2020
20263-228838-01 | Xcel Energy | 85 | 13781 | IOU | 06206525 | 11.5 | Solar |  | X | Active Application | Trade Secret | Trade | OPK | OPK077 | Residential |  | Trade Secret | 2025
20263-228838-01 | Xcel Energy | 85 | 13781 | IOU | 04190856 | 726 | Solar |  |  | Interconnected | Wabasha | Trade | WAB | WAB031 | LMI | Solar*Rewards Community | Trade Secret | 2023 | 2026
20263-228838-01 | Xcel Energy | 85 | 13781 | IOU | 05799983 | 3000 | Solar |  |  | Active Application | Trade Secret | Trade | FIC | FIC022 | LMI | Solar*Rewards Community | Trade Secret | 2024
20263-228838-01 | Xcel Energy | 85 | 13781 | IOU | 04193986 | 975 | Solar |  |  | Active Application | Trade Secret | Trade | NOF | NOF071 | LMI | Solar*Rewards Community | Trade Secret | 2023
20263-228838-01 | Xcel Energy | 85 | 13781 | IOU | 04763135 | 1000 | Solar |  |  | Active Application | Trade Secret | Trade |  |  | Community Solar Garden | Solar*Rewards Community | Trade Secret | 2021
20263-228838-01 |  |  |  |  | 06094427 |  |  |  |  | Withdrawn | Trade Secret | Trade |  |  | Residential |  |  | 2025
20263-228838-01 |  |  |  |  | 06229349 |  |  |  |  | Active Application | Trade Secret | Trade |  |  | Residential |  |  | 2025
20263-228838-01 |  |  |  |  | 06121221 |  |  |  |  | Active Application | Trade Secret | Trade |  |  | Residential |  |  | 2025
20263-228838-01 | Xcel Energy | 85 | 13781 | IOU | 03130051 | 9.994 | Solar |  |  | Withdrawn | Trade Secret | Trade | NMC | NMC082 | Residential | Solar*Rewards | Trade Secret | 2018
20263-228838-01 | Xcel Energy | 85 | 13781 | IOU | SRC042763 | 950 | Solar |  |  | Withdrawn | Trade Secret | Trade | WCS | WCS064 | Community Solar Garden | Solar*Rewards Community | Trade Secret | 2015
20263-228838-01 | Xcel Energy | 85 | 13781 | IOU | SRC040051 | 1000 | Solar |  |  | Withdrawn | Trade Secret | Trade |  |  | Community Solar Garden | Solar*Rewards Community | Trade Secret | 2015
20263-228838-01 | Xcel Energy | 85 | 13781 | IOU | 03123411 | 1000 | Solar |  |  | Interconnected | Morgan | Trade | MGN | MGN211 | Community Solar Garden | Solar*Rewards Community | Trade Secret | 2017 | 2021
20263-228838-01 | Xcel Energy | 85 | 13781 | IOU | 03218464 | 6.72 | Solar |  |  | Withdrawn | Trade Secret | Trade |  |  | Residential | Solar*Rewards | Trade Secret | 2019
20263-228838-01 | Xcel Energy | 85 | 13781 | IOU | 04220404 | 1000 | Solar |  |  | Withdrawn | Trade Secret | Trade | WAT | WAT221 | Community Solar Garden | Solar*Rewards Community | Trade Secret | 2020
20263-228838-01 | Xcel Energy | 85 | 13781 | IOU | SRC052767 | 1000 | Solar |  |  | Withdrawn | Trade Secret | Trade |  |  | Community Solar Garden | Solar*Rewards Community | Trade Secret | 2017
20263-228838-01 | Xcel Energy | 85 | 13781 | IOU | SRC052776 | 115 | Solar |  |  | Withdrawn | Trade Secret | Trade | CEL | CEL064 | Community Solar Garden | Solar*Rewards Community | Trade Secret | 2017
20263-228838-01 | Xcel Energy | 85 | 13781 | IOU | 03127720 | 1000 | Solar |  |  | Interconnected | Northfield | Trade | NOF | NOF071 | Community Solar Garden | Solar*Rewards Community | Trade Secret | 2014 | 2016
20263-228838-01 | Xcel Energy | 85 | 13781 | IOU | 03127876 | 1000 | Solar |  |  | Interconnected | Edgerton | Trade | ROC | ROC090 | Community Solar Garden | Solar*Rewards Community | Trade Secret | 2015 | 2018
20263-228838-01 |  |  |  |  | SRO28921 |  | Solar |  |  | Withdrawn | Trade Secret | Trade |  |  |  | Other |  | 2013
20263-228838-01 | Xcel Energy | 85 | 13781 | IOU | 03129746 | 5.3 | Solar |  |  | Withdrawn | Trade Secret | Trade | MPK | MPK083 | Residential | Solar*Rewards | Trade Secret | 2016
20263-228838-01 |  |  |  |  | 04090286 |  |  |  |  | Active Application | Trade Secret | Trade |  |  | Residential |  |  | 2020
20263-228838-01 |  |  |  |  | 05454238 |  | Solar |  |  | Active Application | Trade Secret | Trade |  |  | Residential | Solar*Rewards |  | 2023
20263-228838-01 | Xcel Energy | 85 | 13781 | IOU | SRC042811 | 1000 | Solar |  |  | Withdrawn | Trade Secret | Trade | LIN | LIN031 | Community Solar Garden | Solar*Rewards Community | Trade Secret | 2015
20263-228838-01 | Xcel Energy | 85 | 13781 | IOU | 03126012 | 998 | Solar |  |  | Interconnected | Jordan | Trade | JOR | JOR022 | Community Solar Garden | Solar*Rewards Community | Trade Secret | 2015 | 2017
20263-228838-01 |  |  |  |  | 03322506 |  | Solar |  |  | Withdrawn | Trade Secret | Trade |  |  | Residential | Solar*Rewards |  | 2019
20263-228838-01 |  |  |  |  | 05766863 |  |  |  |  | Withdrawn | Trade Secret | Trade |  |  | Residential |  |  | 2024
20263-228838-01 |  |  |  |  | 06154258 |  | Solar |  |  | Withdrawn | Trade Secret | Trade |  |  | Residential |  |  | 2025
20263-228838-01 | Xcel Energy | 85 | 13781 | IOU | SRC040056 | 1000 | Solar |  |  | Withdrawn | Trade Secret | Trade | WIN | WIN043 | Community Solar Garden | Solar*Rewards Community | Trade Secret | 2015
20263-228838-01 |  |  |  |  | 06005091 |  | Solar |  |  | Active Application | Trade Secret | Trade |  |  | Residential | Solar*Rewards |  | 2024
20263-228838-01 | Xcel Energy | 85 | 13781 | IOU | SRC069877 | 1000 | Solar |  |  | Withdrawn | Trade Secret | Trade |  |  | Community Solar Garden | Solar*Rewards Community | Trade Secret | 2018
20263-228838-01 | Xcel Energy | 85 | 13781 | IOU | 03127480 | 1000 | Solar |  |  | Interconnected | Lindstrom | Trade | CHI | CHI311 | Community Solar Garden | Solar*Rewards Community | Trade Secret | 2018 | 2021
20263-228838-01 | Xcel Energy | 85 | 13781 | IOU | 03126827 | 1000 | Solar |  |  | Interconnected | Pine Island | Trade | PIL | PIL021 | Community Solar Garden | Solar*Rewards Community | Trade Secret | 2015 | 2017
20263-228838-01 | Xcel Energy | 85 | 13781 | IOU | 03560092 | 1000 | Solar |  |  | Withdrawn | Trade Secret | Trade | CLC | CLC221 | Community Solar Garden | Solar*Rewards Community | Trade Secret | 2020
20263-228838-01 | Xcel Energy | 85 | 13781 | IOU | 04265810 | 1000 | Solar |  |  | Withdrawn | Trade Secret | Trade | RED | RED091 | Community Solar Garden | Solar*Rewards Community | Trade Secret | 2021
20263-228838-01 | Xcel Energy | 85 | 13781 | IOU | SRC038574 | 950 | Solar |  |  | Withdrawn | Trade Secret | Trade | WOB | WOB022 | Community Solar Garden | Solar*Rewards Community | Trade Secret | 2014
20263-228838-01 | Xcel Energy | 85 | 13781 | IOU | SRO21995 | 30 | Solar |  |  | Withdrawn | Trade Secret | Trade |  |  |  | Solar*Rewards | Trade Secret | 2012
20263-228838-01 |  |  |  |  | 06163710 |  |  |  |  | Active Application | Trade Secret | Trade |  |  | Residential |  |  | 2025
20263-228838-01 |  |  |  |  | 05932549 |  |  |  |  | Withdrawn | Trade Secret | Trade |  |  | Residential |  |  | 2024
20263-228838-01 |  |  |  |  | 05009115 |  |  |  |  | Active Application | Trade Secret | Trade |  |  | Residential |  |  | 2022
20263-228838-01 |  |  |  |  | 06284523 |  |  |  |  | Active Application | Trade Secret | Trade |  |  | Residential |  |  | 2025
20263-228838-01 | Xcel Energy | 85 | 13781 | IOU | SRC039054 | 36 | Solar |  |  | Withdrawn | Trade Secret | Trade |  |  | Community Solar Garden | Solar*Rewards Community | Trade Secret | 2015
20263-228838-01 | Xcel Energy | 85 | 13781 | IOU | SRC040954 | 1000 | Solar |  |  | Withdrawn | Trade Secret | Trade | WYO | WYO022 | Community Solar Garden | Solar*Rewards Community | Trade Secret | 2015
20263-228838-01 | Xcel Energy | 85 | 13781 | IOU | 03123392 | 1000 | Solar |  |  | Interconnected | Hartland | Trade | CKG | CKG041 | Community Solar Garden | Solar*Rewards Community | Trade Secret | 2017 | 2020
20263-228838-01 |  |  |  |  | SRO29516 |  | Solar |  |  | Withdrawn | Trade Secret | Trade |  |  |  | Other |  | 2013
20263-228838-01 | Xcel Energy | 85 | 13781 | IOU | 03131002 | 45 | Other |  |  | Interconnected | Trade Secret | Trade | CDV | CDV063 | Residential |  | Trade Secret | 2010 | 2010
20263-228838-01 | Xcel Energy | 85 | 13781 | IOU | SRC038689 | 1000 | Solar |  |  | Withdrawn | Trade Secret | Trade | LNS | LNS033 | Community Solar Garden | Solar*Rewards Community | Trade Secret | 2014
20263-228838-01 | Xcel Energy | 85 | 13781 | IOU | SRC042386 | 1000 | Solar |  |  | Withdrawn | Trade Secret | Trade | FRM | FRM071 | Community Solar Garden | Solar*Rewards Community | Trade Secret | 2015
20263-228838-01 | Xcel Energy | 85 | 13781 | IOU | SRC042263 | 1000 | Solar |  |  | Withdrawn | Trade Secret | Trade | WTN | WTN062 | Community Solar Garden | Solar*Rewards Community | Trade Secret | 2015
20263-228838-01 | Xcel Energy | 85 | 13781 | IOU | SRC041632 | 1000 | Solar |  |  | Withdrawn | Trade Secret | Trade | FAP | FAP071 | Community Solar Garden | Solar*Rewards Community | Trade Secret | 2015
20263-228838-01 | Xcel Energy | 85 | 13781 | IOU | 03123452 | 1000 | Solar |  |  | Interconnected | Waseca | Trade | WAS | WAS092 | Community Solar Garden | Solar*Rewards Community | Trade Secret | 2017 | 2019
20263-228838-01 |  |  |  |  | SRO31127 |  | Solar |  |  | Withdrawn | Trade Secret | Trade |  |  |  | Solar*Rewards |  | 2013
20263-228838-01 | Xcel Energy | 85 | 13781 | IOU | 05520823 | 300 | Solar |  |  | Withdrawn | Trade Secret | Trade | GLK | GLK072 | Community Solar Garden | Solar*Rewards Community | Trade Secret | 2023
20263-228838-01 | Xcel Energy | 85 | 13781 | IOU | 05688602 | 870 | Solar |  |  | Withdrawn | Trade Secret | Trade | EDA | EDA062 | Community Solar Garden | Solar*Rewards Community | Trade Secret | 2024
20263-228838-01 | Xcel Energy | 85 | 13781 | IOU | SRC042189 | 1000 | Solar |  |  | Withdrawn | Trade Secret | Trade |  |  | Community Solar Garden | Solar*Rewards Community | Trade Secret | 2015
20263-228838-01 | Xcel Energy | 85 | 13781 | IOU | SRC050645 | 1000 | Solar |  |  | Withdrawn | Trade Secret | Trade | MEI | MEI021 | Community Solar Garden | Solar*Rewards Community | Trade Secret | 2016
20263-228838-01 | Xcel Energy | 85 | 13781 | IOU | SRC052296 | 1000 | Solar |  |  | Withdrawn | Trade Secret | Trade |  |  | Community Solar Garden | Solar*Rewards Community | Trade Secret | 2016
20263-228838-01 | Xcel Energy | 85 | 13781 | IOU | 03128292 | 4500 | Solar |  |  | Interconnected | Trade Secret | Trade | HAS | HAS021 | Utility |  | Trade Secret | 2016 | 2017
20263-228838-01 | Xcel Energy | 85 | 13781 | IOU | 03126931 | 1000 | Solar |  |  | Interconnected | Waterville | Trade | WAT | WAT221 | Community Solar Garden | Solar*Rewards Community | Trade Secret | 2015 | 2018
20263-228838-01 | Xcel Energy | 85 | 13781 | IOU | 03128412 | 1000 | Solar |  |  | Interconnected | Taylors Falls | Trade | LCR | LCR311 | Community Solar Garden | Solar*Rewards Community | Trade Secret | 2015 | 2017
20263-228838-01 | Xcel Energy | 85 | 13781 | IOU | 03128632 | 1000 | Solar |  |  | Interconnected | Saint Cloud | Trade | SAK | SAK312 | Community Solar Garden | Solar*Rewards Community | Trade Secret | 2016 | 2019
20263-228838-01 |  |  |  |  | 04374808 |  |  |  |  | Active Application | Trade Secret | Trade |  |  | Residential |  |  | 2021
20263-228838-01 |  |  |  |  | 05272237 |  |  |  |  | Active Application | Trade Secret | Trade |  |  | Residential |  |  | 2022
20263-228838-01 | Xcel Energy | 85 | 13781 | IOU | 05612235 | 1000 | Solar |  |  | Withdrawn | Trade Secret | Trade | SRD | SRD211 | Community Solar Garden | Solar*Rewards Community | Trade Secret | 2023
20263-228838-01 | Xcel Energy | 85 | 13781 | IOU | 05657297 | 1000 | Solar |  |  | Withdrawn | Trade Secret | Trade | BRO | BRO021 | Community Solar Garden | Solar*Rewards Community | Trade Secret | 2023
20263-228838-01 |  |  |  |  | 06319506 |  | Solar |  |  | Active Application | Trade Secret | Trade |  |  | Residential |  |  | 2026
20263-228838-01 |  |  |  |  | 05553302 |  | Solar |  |  | Active Application | Trade Secret | Trade |  |  | Residential | Solar*Rewards |  | 2023
20263-228838-01 |  |  |  |  | 05847490 |  | Solar |  |  | Active Application | Trade Secret | Trade |  |  | Residential | Solar*Rewards |  | 2024
20263-228838-01 |  |  |  |  | 06173293 |  | Solar |  |  | Active Application | Trade Secret | Trade |  |  | Residential | Solar*Rewards |  | 2025
20263-228838-01 |  |  |  |  | 05945095 |  | Solar |  |  | Withdrawn | Trade Secret | Trade |  |  | Residential | Solar*Rewards |  | 2024
20263-228838-01 |  |  |  |  | 04399407 |  | Solar |  |  | Active Application | Trade Secret | Trade |  |  | Residential | Solar*Rewards |  | 2021
20263-228838-01 | Xcel Energy | 85 | 13781 | IOU | 03183739 | 4.56 | Solar |  |  | Active Application | Trade Secret | Trade |  |  | Residential | Solar*Rewards | Trade Secret | 2019
20263-228838-01 |  |  |  |  | 05830619 |  | Solar |  |  | Active Application | Trade Secret | Trade |  |  | Residential | Solar*Rewards |  | 2024
20263-228838-01 |  |  |  |  | 06075407 |  |  |  |  | Withdrawn | Trade Secret | Trade |  |  | Residential |  |  | 2025
20263-228838-01 | Xcel Energy | 85 | 13781 | IOU | 03130851 | 16.2 | Solar |  |  | Interconnected | Trade Secret | Trade |  |  | Residential |  | Trade Secret | 2007 | 2007
20263-228838-01 | Xcel Energy | 85 | 13781 | IOU | 03130795 | 1800 | Wind |  |  | Interconnected | Trade Secret | Trade | SRD | SRD211 | Commercial |  | Trade Secret | 2005 | 2006
20263-228838-01 |  |  |  |  | 06331281 |  | Solar |  |  | Active Application | Trade Secret | Trade |  |  | Residential | Solar*Rewards |  | 2026
20263-228838-01 | Xcel Energy | 85 | 13781 | IOU | SRC038306 | 1000 | Solar |  |  | Withdrawn | Trade Secret | Trade | RMT | RMT311 | Community Solar Garden | Solar*Rewards Community | Trade Secret | 2014
20263-228838-01 | Xcel Energy | 85 | 13781 | IOU | SRC041626 | 972 | Solar |  |  | Withdrawn | Trade Secret | Trade | SOH | SOH001 | Community Solar Garden | Solar*Rewards Community | Trade Secret | 2015
20263-228838-01 | Xcel Energy | 85 | 13781 | IOU | SRC042154 | 1000 | Solar |  |  | Withdrawn | Trade Secret | Trade | BEK | BEK311 | Community Solar Garden | Solar*Rewards Community | Trade Secret | 2015
20263-228838-01 | Xcel Energy | 85 | 13781 | IOU | 03121330 | 1000 | Solar |  |  | Interconnected | Red Wing | Trade | BUR | BUR032 | Community Solar Garden | Solar*Rewards Community | Trade Secret | 2015 | 2018
20263-228838-01 | Xcel Energy | 85 | 13781 | IOU | SRC042136 | 1000 | Solar |  |  | Withdrawn | Trade Secret | Trade | RAP | RAP081 | Community Solar Garden | Solar*Rewards Community | Trade Secret | 2015
20263-228838-01 |  |  |  |  | OID2806082 |  | Wind |  |  | Withdrawn | Trade Secret | Trade | [5 empty] | 2004
20263-228838-01 |  |  |  |  | 04970909 |  | Solar |  |  | Active Application | Trade Secret | Trade |  |  | Residential | Solar*Rewards |  | 2022
20263-228838-01 |  |  |  |  | 06094889 |  | Solar |  |  | Active Application | Trade Secret | Trade |  |  | Residential | Solar*Rewards |  | 2025
20263-228838-01 | Xcel Energy | 85 | 13781 | IOU | SRC040840 | 1000 | Solar |  |  | Withdrawn | Trade Secret | Trade | SOH | SOH001 | Community Solar Garden | Solar*Rewards Community | Trade Secret | 2015
20263-228838-01 | Xcel Energy | 85 | 13781 | IOU | SRC038363 | 1000 | Solar |  |  | Withdrawn | Trade Secret | Trade | CTF | CTF021 | Community Solar Garden | Solar*Rewards Community | Trade Secret | 2014
20263-228838-01 | Xcel Energy | 85 | 13781 | IOU | SRC042411 | 1000 | Solar |  |  | Withdrawn | Trade Secret | Trade | MTV | MTV021 | Community Solar Garden | Solar*Rewards Community | Trade Secret | 2015
20263-228838-01 | Xcel Energy | 85 | 13781 | IOU | SRC038673 | 1000 | Solar |  |  | Withdrawn | Trade Secret | Trade | SCL | SCL322 | Community Solar Garden | Solar*Rewards Community | Trade Secret | 2014
20263-228838-01 | Xcel Energy | 85 | 13781 | IOU | SRC038359 | 1000 | Solar |  |  | Withdrawn | Trade Secret | Trade | LAP | LAP311 | Community Solar Garden | Solar*Rewards Community | Trade Secret | 2014
20263-228838-01 | Xcel Energy | 85 | 13781 | IOU | 03127956 | 1000 | Solar |  |  | Interconnected | Farmington | Trade | VMR | VMR061 | Community Solar Garden | Solar*Rewards Community | Trade Secret | 2014 | 2018
20263-228838-01 | Xcel Energy | 85 | 13781 | IOU | 03128254 | 1000 | Solar |  |  | Interconnected | Paynesville | Trade | PAT | PAT312 | Community Solar Garden | Solar*Rewards Community | Trade Secret | 2018 | 2020
20263-228838-01 |  |  |  |  | SRO23446 |  | Solar |  |  | Withdrawn | Trade Secret | Trade |  |  |  | Other |  | 2012
20263-228838-01 |  |  |  |  | SRO29213 |  | Solar |  |  | Withdrawn | Trade Secret | Trade |  |  |  | Solar*Rewards |  | 2013
20263-228838-01 | Xcel Energy | 85 | 13781 | IOU | 03130799 | 750 | Other |  |  | Interconnected | Trade Secret | Trade | HUG | HUG311 | Residential |  | Trade Secret | 2004 | 2004
20263-228838-01 | Xcel Energy | 85 | 13781 | IOU | SRC071407 | 1000 | Solar |  |  | Withdrawn | Trade Secret | Trade |  |  | Community Solar Garden | Solar*Rewards Community | Trade Secret | 2019
20263-228838-01 | Xcel Energy | 85 | 13781 | IOU | SRC071406 | 1000 | Solar |  |  | Withdrawn | Trade Secret | Trade |  |  | Community Solar Garden | Solar*Rewards Community | Trade Secret | 2019
20263-228838-01 | Xcel Energy | 85 | 13781 | IOU | SRO25563 | 45 | Solar |  |  | Withdrawn | Trade Secret | Trade |  |  |  | Solar*Rewards | Trade Secret | 2012
20263-228838-01 |  |  |  |  | 05942061 |  | Solar |  |  | Active Application | Trade Secret | Trade |  |  | Residential | Solar*Rewards |  | 2024
20263-228838-01 | Xcel Energy | 85 | 13781 | IOU | SRC042264 | 1000 | Solar |  |  | Withdrawn | Trade Secret | Trade | WTN | WTN062 | Community Solar Garden | Solar*Rewards Community | Trade Secret | 2015
20263-228838-01 | Xcel Energy | 85 | 13781 | IOU | SRC041619 | 998 | Solar |  |  | Withdrawn | Trade Secret | Trade | ALB | ALB022 | Community Solar Garden | Solar*Rewards Community | Trade Secret | 2015
20263-228838-01 | Xcel Energy | 85 | 13781 | IOU | 03127294 | 1000 | Solar |  |  | Interconnected | Taylors Falls | Trade | CHI | CHI311 | Community Solar Garden | Solar*Rewards Community | Trade Secret | 2016 | 2019
20263-228838-01 | Xcel Energy | 85 | 13781 | IOU | 03128401 | 1000 | Solar |  |  | Interconnected | Waseca | Trade | MRN | MRN021 | Community Solar Garden | Solar*Rewards Community | Trade Secret | 2015 | 2018
20263-228838-01 |  |  |  |  | 04350792 |  | Solar |  |  | Active Application | Trade Secret | Trade |  |  | Residential | Solar*Rewards |  | 2021
20263-228838-01 |  |  |  |  | 06322359 |  | Solar |  |  | Withdrawn | Trade Secret | Trade |  |  | Residential | Solar*Rewards |  | 2026
20263-228838-01 |  |  |  |  | 05357196 |  | Solar |  |  | Active Application | Trade Secret | Trade |  |  | Residential | Solar*Rewards |  | 2023
20263-228838-01 |  |  |  |  | 05423481 |  |  |  |  | Active Application | Trade Secret | Trade |  |  | Residential |  |  | 2023
20263-228838-01 |  |  |  |  | 03498645 |  | Solar |  |  | Active Application | Trade Secret | Trade |  |  | Residential | Solar*Rewards |  | 2019
20263-228838-01 | Xcel Energy | 85 | 13781 | IOU | SRC039105 | 1000 | Solar |  |  | Withdrawn | Trade Secret | Trade | WTN | WTN062 | Community Solar Garden | Solar*Rewards Community | Trade Secret | 2015
20263-228838-01 |  |  |  |  | 06024330 |  | Solar |  |  | Active Application | Trade Secret | Trade |  |  | Residential | Solar*Rewards |  | 2024
20263-228838-01 | Xcel Energy | 85 | 13781 | IOU | SRC052764 | 1000 | Solar |  |  | Withdrawn | Trade Secret | Trade |  |  | Community Solar Garden | Solar*Rewards Community | Trade Secret | 2017
20263-228838-01 | Xcel Energy | 85 | 13781 | IOU | SRC038531 | 1000 | Solar |  |  | Withdrawn | Trade Secret | Trade |  |  | Community Solar Garden | Solar*Rewards Community | Trade Secret | 2014
20263-228838-01 | Xcel Energy | 85 | 13781 | IOU | SRC038538 | 1000 | Solar |  |  | Withdrawn | Trade Secret | Trade | HSN | HSN322 | Community Solar Garden | Solar*Rewards Community | Trade Secret | 2014
20263-228838-01 | Xcel Energy | 85 | 13781 | IOU | SRC062807 | 1000 | Solar |  |  | Withdrawn | Trade Secret | Trade | ECK | ECK322 | Community Solar Garden | Solar*Rewards Community | Trade Secret | 2017
20263-228838-01 | Xcel Energy | 85 | 13781 | IOU | 03123355 | 1000 | Solar |  |  | Interconnected | Mankato | Trade | SMT | SMT092 | Community Solar Garden | Solar*Rewards Community | Trade Secret | 2016 | 2018
20263-228838-01 | Xcel Energy | 85 | 13781 | IOU | 03128523 | 1000 | Solar |  |  | Interconnected | Lester Prairie | Trade | LSP | LSP021 | Community Solar Garden | Solar*Rewards Community | Trade Secret | 2017 | 2019
20263-228838-01 |  |  |  |  | 05356557 |  | Solar |  |  | Withdrawn | Trade Secret | Trade |  |  | Residential | Solar*Rewards |  | 2023
20263-228838-01 | Xcel Energy | 85 | 13781 | IOU | SRC042520 | 950 | Solar |  |  | Withdrawn | Trade Secret | Trade | HSN | HSN312 | Community Solar Garden | Solar*Rewards Community | Trade Secret | 2015
20263-228838-01 | Xcel Energy | 85 | 13781 | IOU | 03123398 | 1000 | Solar |  |  | Interconnected | Mankato | Trade | SMT | SMT082 | Community Solar Garden | Solar*Rewards Community | Trade Secret | 2015 | 2018
20263-228838-01 | Xcel Energy | 85 | 13781 | IOU | SRC040892 | 1000 | Solar |  |  | Withdrawn | Trade Secret | Trade |  |  | Community Solar Garden | Solar*Rewards Community | Trade Secret | 2015
20263-228838-01 | Xcel Energy | 85 | 13781 | IOU | 03127435 | 1000 | Solar |  |  | Interconnected | Mantorville | Trade | KAN | KAN031 | Community Solar Garden | Solar*Rewards Community | Trade Secret | 2018 | 2020
20263-228838-01 |  |  |  |  | OID2806657 |  | Solar |  |  | Withdrawn | Trade Secret | Trade | [5 empty] | 2014
20263-228838-01 | Xcel Energy | 85 | 13781 | IOU | SRC038617 | 1000 | Solar |  |  | Withdrawn | Trade Secret | Trade | NER | NER021 | Community Solar Garden | Solar*Rewards Community | Trade Secret | 2014
20263-228838-01 | Xcel Energy | 85 | 13781 | IOU | SRC041679 | 1000 | Solar |  |  | Withdrawn | Trade Secret | Trade | HEC | HEC001 | Community Solar Garden | Solar*Rewards Community | Trade Secret | 2015
20263-228838-01 | Xcel Energy | 85 | 13781 | IOU | SRC038732 | 1000 | Solar |  |  | Withdrawn | Trade Secret | Trade | LNS | LNS033 | Community Solar Garden | Solar*Rewards Community | Trade Secret | 2014
20263-228838-01 | Xcel Energy | 85 | 13781 | IOU | 03127392 | 204 | Solar |  |  | Interconnected | Tyler | Trade | PIP | PIP090 | Community Solar Garden | Solar*Rewards Community | Trade Secret | 2015 | 2016
20263-228838-01 | Xcel Energy | 85 | 13781 | IOU | SRC038560 | 1000 | Solar |  |  | Withdrawn | Trade Secret | Trade | HAS | HAS021 | Community Solar Garden | Solar*Rewards Community | Trade Secret | 2014
20263-228838-01 | Xcel Energy | 85 | 13781 | IOU | 03126887 | 1000 | Solar |  |  | Interconnected | Norwood Young America | Trade | WWK | WWK321 | Community Solar Garden | Solar*Rewards Community | Trade Secret | 2015 | 2016
20263-228838-01 |  |  |  |  | 04106056 |  | Solar |  |  | Active Application | Trade Secret | Trade |  |  | Residential | Solar*Rewards |  | 2020
20263-228838-01 |  |  |  |  | 04848394 |  | Solar |  |  | Active Application | Trade Secret | Trade |  |  | Residential | Solar*Rewards |  | 2022
20263-228838-01 |  |  |  |  | 05690797 |  |  |  |  | Active Application | Trade Secret | Trade |  |  | Residential |  |  | 2024
20263-228838-01 |  |  |  |  | 05495637 |  | Solar |  |  | Active Application | Trade Secret | Trade |  |  | Community Solar Garden | Solar*Rewards Community |  | 2023
20263-228838-01 |  |  |  |  | 03662525 |  | Solar |  |  | Active Application | Trade Secret | Trade |  |  | Residential | Solar*Rewards |  | 2020
20263-228838-01 | Xcel Energy | 85 | 13781 | IOU | SRC042153 | 1000 | Solar |  |  | Withdrawn | Trade Secret | Trade | ORO | ORO061 | Community Solar Garden | Solar*Rewards Community | Trade Secret | 2015
20263-228838-01 | Xcel Energy | 85 | 13781 | IOU | 03341390 | 102 | Solar |  |  | Active Application | Trade Secret | Trade | OAD | OAD074 | Residential | Solar*Rewards | Trade Secret | 2019
20263-228838-01 | Xcel Energy | 85 | 13781 | IOU | SRC040672 | 1000 | Solar |  |  | Withdrawn | Trade Secret | Trade | CHI | CHI311 | Community Solar Garden | Solar*Rewards Community | Trade Secret | 2015
20263-228838-01 | Xcel Energy | 85 | 13781 | IOU | SRC039234 | 1000 | Solar |  |  | Withdrawn | Trade Secret | Trade | RCH | RCH061 | Community Solar Garden | Solar*Rewards Community | Trade Secret | 2015
20263-228838-01 | Xcel Energy | 85 | 13781 | IOU | SRC040618 | 950 | Solar |  |  | Withdrawn | Trade Secret | Trade | FRA | FRA001 | Community Solar Garden | Solar*Rewards Community | Trade Secret | 2015
20263-228838-01 | Xcel Energy | 85 | 13781 | IOU | SRC042127 | 1000 | Solar |  |  | Withdrawn | Trade Secret | Trade | CTF | CTF021 | Community Solar Garden | Solar*Rewards Community | Trade Secret | 2015
20263-228838-01 | Xcel Energy | 85 | 13781 | IOU | SRC041398 | 1000 | Solar |  |  | Withdrawn | Trade Secret | Trade |  |  | Community Solar Garden | Solar*Rewards Community | Trade Secret | 2015
20263-228838-01 | Xcel Energy | 85 | 13781 | IOU | SRC038630 | 1000 | Solar |  |  | Withdrawn | Trade Secret | Trade | CSR | CSR001 | Community Solar Garden | Solar*Rewards Community | Trade Secret | 2014
20263-228838-01 | Xcel Energy | 85 | 13781 | IOU | SRC042345 | 250 | Solar |  |  | Withdrawn | Trade Secret | Trade | NOF | NOF061 | Community Solar Garden | Solar*Rewards Community | Trade Secret | 2015
20263-228838-01 |  |  |  |  | 05340150 |  |  |  |  | Active Application | Trade Secret | Trade |  |  | Residential |  |  | 2022
20263-228838-01 | Xcel Energy | 85 | 13781 | IOU | SRC074634 | 550 | Solar |  |  | Withdrawn | Trade Secret | Trade | MAZ | MAZ021 | Community Solar Garden | Solar*Rewards Community | Trade Secret | 2019
20263-228838-01 | Xcel Energy | 85 | 13781 | IOU | 03124815 | 1000 | Solar |  |  | Interconnected | Cold Spring | Trade | WAK | WAK321 | Community Solar Garden | Solar*Rewards Community | Trade Secret | 2015 | 2017
20263-228838-01 | Xcel Energy | 85 | 13781 | IOU | 04237450 | 1000 | Solar |  |  | Interconnected | Franklin | Trade | FRA | FRA211 | Community Solar Garden | Solar*Rewards Community | Trade Secret | 2022 | 2025
20263-228838-01 | Xcel Energy | 85 | 13781 | IOU | 03126906 | 1000 | Solar |  |  | Interconnected | Randolph | Trade | CTF | CTF021 | Community Solar Garden | Solar*Rewards Community | Trade Secret | 2016 | 2020
20263-228838-01 | Xcel Energy | 85 | 13781 | IOU | SRC041224 | 1000 | Solar |  |  | Withdrawn | Trade Secret | Trade | WTN | WTN062 | Community Solar Garden | Solar*Rewards Community | Trade Secret | 2015
20263-228838-01 | Xcel Energy | 85 | 13781 | IOU | 03186358 | 5.76 | Solar |  |  | Withdrawn | Trade Secret | Trade |  |  | Residential | Solar*Rewards | Trade Secret | 2019
20263-228838-01 | Xcel Energy | 85 | 13781 | IOU | SRC042523 | 950 | Solar |  |  | Withdrawn | Trade Secret | Trade | HSN | HSN312 | Community Solar Garden | Solar*Rewards Community | Trade Secret | 2015
20263-228838-01 | Xcel Energy | 85 | 13781 | IOU | SRC040888 | 400 | Solar |  |  | Withdrawn | Trade Secret | Trade |  |  | Community Solar Garden | Solar*Rewards Community | Trade Secret | 2015
20263-228838-01 |  |  |  |  | 04917334 |  | Solar |  |  | Active Application | Trade Secret | Trade |  |  | Residential | Solar*Rewards |  | 2022
20263-228838-01 |  |  |  |  | 05677047 |  | Solar |  |  | Active Application | Trade Secret | Trade |  |  | Residential | Solar*Rewards |  | 2023
20263-228838-01 |  |  |  |  | 05849043 |  |  |  |  | Withdrawn | Trade Secret | Trade |  |  | Residential |  |  | 2024
20263-228838-01 | Xcel Energy | 85 | 13781 | IOU | SRC069892 | 1000 | Solar |  |  | Withdrawn | Trade Secret | Trade | SCL | SCL311 | Community Solar Garden | Solar*Rewards Community | Trade Secret | 2018
20263-228838-01 | Xcel Energy | 85 | 13781 | IOU | SRC040882 | 1000 | Solar |  |  | Withdrawn | Trade Secret | Trade |  |  | Community Solar Garden | Solar*Rewards Community | Trade Secret | 2015
20263-228838-01 |  |  |  |  | 03390911 |  | Solar |  |  | Withdrawn | Trade Secret | Trade |  |  | Residential | Solar*Rewards |  | 2019
20263-228838-01 | Xcel Energy | 85 | 13781 | IOU | 05600139 | 5000 | Solar |  |  | Withdrawn | Trade Secret | Trade |  |  | Commercial | Other | Trade Secret | 2023
20263-228838-01 | Xcel Energy | 85 | 13781 | IOU | SRC038323 | 1000 | Solar |  |  | Withdrawn | Trade Secret | Trade | PAT | PAT313 | Community Solar Garden | Solar*Rewards Community | Trade Secret | 2014
20263-228838-01 | Xcel Energy | 85 | 13781 | IOU | SRC039453 | 1000 | Solar |  |  | Withdrawn | Trade Secret | Trade | EGL | EGL021 | Community Solar Garden | Solar*Rewards Community | Trade Secret | 2015
20263-228838-01 | Xcel Energy | 85 | 13781 | IOU | SRC040105 | 1000 | Solar |  |  | Withdrawn | Trade Secret | Trade | PAT | PAT312 | Community Solar Garden | Solar*Rewards Community | Trade Secret | 2015
20263-228838-01 | Xcel Energy | 85 | 13781 | IOU | 03128262 | 1000 | Solar |  |  | Interconnected | Glenwood | Trade | LOW | LOW021 | Community Solar Garden | Solar*Rewards Community | Trade Secret | 2019 | 2020
20263-228838-01 |  |  |  |  | 04067975 |  | Solar |  |  | Active Application | Trade Secret | Trade |  |  | Residential | Solar*Rewards |  | 2020
20263-228838-01 | Xcel Energy | 85 | 13781 | IOU | SRC039763 | 1000 | Solar |  |  | Withdrawn | Trade Secret | Trade | WEF | WEF071 | Community Solar Garden | Solar*Rewards Community | Trade Secret | 2015
20263-228838-01 | Xcel Energy | 85 | 13781 | IOU | 03983734 | 999 | Solar |  |  | Interconnected | Danube | Trade | DAN | DAN021 | Community Solar Garden | Solar*Rewards Community | Trade Secret | 2022 | 2023
20263-228838-01 | Xcel Energy | 85 | 13781 | IOU | 05651931 | 5000 | Solar |  |  | Withdrawn | Trade Secret | Trade |  |  | Commercial | Other | Trade Secret | 2023
20263-228838-01 | Xcel Energy | 85 | 13781 | IOU | 03131001 | 25 | Other |  |  | Interconnected | Trade Secret | Trade | CDV | CDV063 | Residential |  | Trade Secret | 2010 | 2010
20263-228838-01 | Xcel Energy | 85 | 13781 | IOU | SRC038702 | 1000 | Solar |  |  | Withdrawn | Trade Secret | Trade | SCL | SCL322 | Community Solar Garden | Solar*Rewards Community | Trade Secret | 2014
20263-228838-01 | Xcel Energy | 85 | 13781 | IOU | SRC072575 | 1000 | Solar |  |  | Withdrawn | Trade Secret | Trade |  |  | Community Solar Garden | Solar*Rewards Community | Trade Secret | 2019
20263-228838-01 | Xcel Energy | 85 | 13781 | IOU | SRC041216 | 1000 | Solar |  |  | Withdrawn | Trade Secret | Trade | WEF | WEF071 | Community Solar Garden | Solar*Rewards Community | Trade Secret | 2015
20263-228838-01 | Xcel Energy | 85 | 13781 | IOU | SRC069431 | 1000 | Solar |  |  | Withdrawn | Trade Secret | Trade |  |  | Community Solar Garden | Solar*Rewards Community | Trade Secret | 2018
20263-228838-01 |  |  |  |  | 05130648 |  | Solar |  |  | Active Application | Trade Secret | Trade |  |  | Residential | Solar*Rewards |  | 2022
20263-228838-01 | Xcel Energy | 85 | 13781 | IOU | SRC042681 | 950 | Solar |  |  | Withdrawn | Trade Secret | Trade | PIL | PIL021 | Community Solar Garden | Solar*Rewards Community | Trade Secret | 2015
20263-228838-01 | Xcel Energy | 85 | 13781 | IOU | SRC052566 | 250 | Solar |  |  | Withdrawn | Trade Secret | Trade | GVW | GVW031 | Community Solar Garden | Solar*Rewards Community | Trade Secret | 2016
20263-228838-01 |  |  |  |  | OID2806449 |  | Wind |  |  | Withdrawn | Trade Secret | Trade | [5 empty] | 2010
20263-228838-01 | Xcel Energy | 85 | 13781 | IOU | 03130948 | 1000 | Other |  |  | Interconnected | Trade Secret | Trade | CDV | CDV071 | Commercial |  | Trade Secret | 2007 | 2007
20263-228838-01 | Xcel Energy | 85 | 13781 | IOU | 05977762 | 7.616 | Solar |  |  | Withdrawn | Trade Secret | Trade | DND | DND071 | Residential |  | Trade Secret | 2024
20263-228838-01 |  |  |  |  | OID3326570 |  | Solar |  |  | Withdrawn | Trade Secret | Trade | ANN | ANN021 | Residential | Solar*Rewards |  | 2018
20263-228838-01 | Xcel Energy | 85 | 13781 | IOU | 03132673 | 2.962 | Solar |  |  | Interconnected | Trade Secret | Trade | ANN | ANN021 | Residential | Solar*Rewards | Trade Secret | 2018 | 2018
20263-228838-01 | Xcel Energy | 85 | 13781 | IOU | 03520007 | 36 | Solar |  |  | Interconnected | Trade Secret | Trade | EDA | EDA077 | Commercial | Solar*Rewards | Trade Secret | 2020 | 2021
20263-228838-01 | Xcel Energy | 85 | 13781 | IOU | 04809087 | 3.48 | Solar |  |  | Interconnected | Trade Secret | Trade | IDA | IDA062 | Residential |  | Trade Secret | 2022 | 2022
20263-228838-01 | Xcel Energy | 85 | 13781 | IOU | 03273827 | 7.616 | Solar |  |  | Interconnected | Trade Secret | Trade | SLP | SLP097 | Residential | Solar*Rewards | Trade Secret | 2019 | 2020
20263-228838-01 | Xcel Energy | 85 | 13781 | IOU | 04975116 | 5.5 | Solar |  |  | Interconnected | Trade Secret | Trade | HSN | HSN322 | Residential |  | Trade Secret | 2022 | 2022
20263-228838-01 | Xcel Energy | 85 | 13781 | IOU | 05952872 | 6.046 | Solar |  |  | Interconnected | Trade Secret | Trade | AHI | AHI025 | Residential |  | Trade Secret | 2024 | 2025
20263-228838-01 | Xcel Energy | 85 | 13781 | IOU | OID3191427 | 9.94 | Solar |  |  | Withdrawn | Trade Secret | Trade | CHI | CHI311 | Commercial | Made in Minnesota | Trade Secret | 2017
20263-228838-01 | Xcel Energy | 85 | 13781 | IOU | 06168518 | 30.159 | Solar |  |  | Interconnected | Trade Secret | Trade | SOU | SOU088 | Commercial |  | Trade Secret | 2025 | 2025
20263-228838-01 | Xcel Energy | 85 | 13781 | IOU | 03951167 | 10.819 | Solar |  |  | Interconnected | Trade Secret | Trade | LSP | LSP021 | Residential | Solar*Rewards | Trade Secret | 2020 | 2021
20263-228838-01 | Xcel Energy | 85 | 13781 | IOU | 05202269 | 11.517 | Solar |  |  | Interconnected | Trade Secret | Trade | WES | WES075 | Residential |  | Trade Secret | 2022 | 2022
20263-228838-01 | Xcel Energy | 85 | 13781 | IOU | 05646788 | 10 | Solar |  |  | Interconnected | Trade Secret | Trade | HAS | HAS021 | Commercial |  | Trade Secret | 2023 | 2025
20263-228838-01 | Xcel Energy | 85 | 13781 | IOU | 06058218 | 24.386 | Solar |  |  | Interconnected | Trade Secret | Trade | HAS | HAS021 | Commercial |  | Trade Secret | 2025 | 2025
20263-228838-01 | Xcel Energy | 85 | 13781 | IOU | 04990609 | 9.423 | Solar |  |  | Interconnected | Trade Secret | Trade | RPL | RPL074 | Residential |  | Trade Secret | 2022 | 2022
20263-228838-01 | Xcel Energy | 85 | 13781 | IOU | 05447963 | 11.02 | Solar |  |  | Interconnected | Trade Secret | Trade | AFT | AFT321 | Residential | Solar*Rewards | Trade Secret | 2023 | 2023
20263-228838-01 | Xcel Energy | 85 | 13781 | IOU | 05357307 | 13.92 | Solar |  |  | Withdrawn | Trade Secret | Trade | AFT | AFT321 | Residential |  | Trade Secret | 2023
20263-228838-01 | Xcel Energy | 85 | 13781 | IOU | 03132802 | 7.616 | Solar |  |  | Interconnected | Trade Secret | Trade | PIL | PIL022 | Residential | Solar*Rewards | Trade Secret | 2018 | 2018
20263-228838-01 | Xcel Energy | 85 | 13781 | IOU | 03130545 | 33.3 | Solar |  |  | Interconnected | Trade Secret | Trade | MEL | MEL068 | Commercial | Solar*Rewards | Trade Secret | 2018 | 2019
20263-228838-01 | Xcel Energy | 85 | 13781 | IOU | 05797963 | 8.35 | Solar |  |  | Interconnected | Trade Secret | Trade | WDY | WDY312 | Residential | Solar*Rewards | Trade Secret | 2024 | 2024
20263-228838-01 | Xcel Energy | 85 | 13781 | IOU | 05661733 | 5.76 | Solar |  |  | Interconnected | Trade Secret | Trade | RPO | RPO311 | Residential |  | Trade Secret | 2023 | 2024
20263-228838-01 | Xcel Energy | 85 | 13781 | IOU | 05340009 | 3.77 | Solar |  |  | Interconnected | Trade Secret | Trade | CGR | CGR072 | Residential |  | Trade Secret | 2023 | 2023
20263-228838-01 | Xcel Energy | 85 | 13781 | IOU | 04287584 | 62.5 | Solar |  |  | Interconnected | Trade Secret | Trade | TWL | TWL082 | Commercial |  | Trade Secret | 2021 | 2021
20263-228838-01 | Xcel Energy | 85 | 13781 | IOU | 05186892 | 8.94 | Solar |  |  | Interconnected | Trade Secret | Trade | HUG | HUG312 | Residential |  | Trade Secret | 2022 | 2023
20263-228838-01 | Xcel Energy | 85 | 13781 | IOU | 03130554 | 14.51 | Solar |  |  | Interconnected | Trade Secret | Trade | HYL | HYL073 | Commercial | Solar*Rewards | Trade Secret | 2019 | 2019
20263-228838-01 | Xcel Energy | 85 | 13781 | IOU | 05425664 | 99 | Solar |  |  | Interconnected | Trade Secret | Trade | MOL | MOL063 | Commercial |  | Trade Secret | 2023 | 2024
20263-228838-01 | Xcel Energy | 85 | 13781 | IOU | 04161453 | 5.054 | Solar |  |  | Interconnected | Trade Secret | Trade | LAK | LAK032 | Residential | Solar*Rewards | Trade Secret | 2021 | 2021
20263-228838-01 | Xcel Energy | 85 | 13781 | IOU | 05269623 | 95.96 | Solar |  |  | Withdrawn | Trade Secret | Trade | HOL | HOL071 | Commercial |  | Trade Secret | 2022
20263-228838-01 | Xcel Energy | 85 | 13781 | IOU | 05972036 | 15.232 | Solar |  |  | Active Application | Trade Secret | Trade | WAB | WAB031 | Residential |  | Trade Secret | 2024
20263-228838-01 | Xcel Energy | 85 | 13781 | IOU | 04428245 | 5.933 | Solar |  |  | Interconnected | Trade Secret | Trade | CGR | CGR063 | Residential | Solar*Rewards | Trade Secret | 2021 | 2021
20263-228838-01 | Xcel Energy | 85 | 13781 | IOU | 04793553 | 7.83 | Solar |  |  | Interconnected | Trade Secret | Trade | HAS | HAS021 | Residential | Solar*Rewards | Trade Secret | 2022 | 2022
20263-228838-01 | Xcel Energy | 85 | 13781 | IOU | 04511504 | 7.83 | Solar |  |  | Active Application | Trade Secret | Trade | HAS | HAS021 | Residential | Solar*Rewards | Trade Secret | 2021
20263-228838-01 | Xcel Energy | 85 | 13781 | IOU | 06258453 | 5.84 | Solar |  |  | Active Application | Trade Secret | Trade | ECK | ECK322 | Residential |  | Trade Secret | 2025
20263-228838-01 | Xcel Energy | 85 | 13781 | IOU | 04990537 | 432.9 | Solar |  |  | Interconnected | Trade Secret | Trade | BRP | BRP072 | Commercial | Solar*Rewards | Trade Secret | 2022 | 2022
20263-228838-01 | Xcel Energy | 85 | 13781 | IOU | 03159543 | 39.998 | Solar |  |  | Interconnected | Trade Secret | Trade | BRP | BRP072 | Commercial | Solar*Rewards | Trade Secret | 2019 | 2020
20263-228838-01 | Xcel Energy | 85 | 13781 | IOU | 04746003 | 3.747 | Solar |  |  | Interconnected | Trade Secret | Trade | LOK | LOK093 | Residential |  | Trade Secret | 2021 | 2022
20263-228838-01 | Xcel Energy | 85 | 13781 | IOU | 04456487 | 3.879 | Solar |  |  | Interconnected | Trade Secret | Trade | TWL | TWL083 | Residential |  | Trade Secret | 2021 | 2022
20263-228838-01 | Xcel Energy | 85 | 13781 | IOU | 04444674 | 7.68 | Solar |  |  | Active Application | Trade Secret | Trade | TWL | TWL083 | Residential | Solar*Rewards | Trade Secret | 2021
20263-228838-01 | Xcel Energy | 85 | 13781 | IOU | 04423322 | 3.836 | Solar |  |  | Interconnected | Trade Secret | Trade | RPO | RPO311 | Residential |  | Trade Secret | 2021 | 2021
20263-228838-01 | Xcel Energy | 85 | 13781 | IOU | 05423242 | 5.51 | Solar |  |  | Interconnected | Trade Secret | Trade | SOU | SOU069 | Residential |  | Trade Secret | 2023 | 2023
20263-228838-01 | Xcel Energy | 85 | 13781 | IOU | 04944611 | 7.672 | Solar |  |  | Interconnected | Trade Secret | Trade | WES | WES061 | Residential | Solar*Rewards | Trade Secret | 2022 | 2022
20263-228838-01 | Xcel Energy | 85 | 13781 | IOU | 04670976 | 166.6 | Solar |  |  | Interconnected | Trade Secret | Trade | UPP | UPP063 | Commercial |  | Trade Secret | 2021 | 2023
20263-228838-01 | Xcel Energy | 85 | 13781 | IOU | 06124784 | 10.752 | Solar |  |  | Interconnected | Trade Secret | Trade | RRK | RRK082 | Residential | Solar*Rewards | Trade Secret | 2025 | 2025
20263-228838-01 | Xcel Energy | 85 | 13781 | IOU | 05736078 | 9.984 | Solar |  |  | Active Application | Trade Secret | Trade | CGR | CGR063 | Residential |  | Trade Secret | 2024
20263-228838-01 | Xcel Energy | 85 | 13781 | IOU | 05729523 | 9.984 | Solar |  |  | Active Application | Trade Secret | Trade | CGR | CGR063 | Residential | Solar*Rewards | Trade Secret | 2024
20263-228838-01 | Xcel Energy | 85 | 13781 | IOU | 05846923 | 3.84 | Solar |  |  | Interconnected | Trade Secret | Trade | CGR | CGR071 | Residential | Solar*Rewards | Trade Secret | 2024 | 2024
20263-228838-01 | Xcel Energy | 85 | 13781 | IOU | 05580482 | 6.3 | Solar |  |  | Interconnected | Trade Secret | Trade | RRK | RRK082 | Residential |  | Trade Secret | 2023 | 2023
20263-228838-01 | Xcel Energy | 85 | 13781 | IOU | 04933408 | 4.932 | Solar |  |  | Interconnected | Trade Secret | Trade | FSL | FSL311 | Residential | Solar*Rewards | Trade Secret | 2022 | 2022
20263-228838-01 | Xcel Energy | 85 | 13781 | IOU | 05253203 | 149.076 | Solar |  |  | Interconnected | Trade Secret | Trade | PAT | PAT312 | Commercial |  | Trade Secret | 2022 | 2024
20263-228838-01 | Xcel Energy | 85 | 13781 | IOU | 05614002 | 18.9 | Solar |  |  | Interconnected | Trade Secret | Trade | BCR | BCR082 | Residential |  | Trade Secret | 2023 | 2024
20263-228838-01 | Xcel Energy | 85 | 13781 | IOU | 05207831 | 6 | Solar |  |  | Interconnected | Trade Secret | Trade | VMR | VMR062 | Residential |  | Trade Secret | 2022 | 2022
20263-228838-01 | Xcel Energy | 85 | 13781 | IOU | 04373881 | 29.02 | Solar |  |  | Interconnected | Trade Secret | Trade | SOU | SOU086 | Commercial | Solar*Rewards | Trade Secret | 2022 | 2023
20263-228838-01 | Xcel Energy | 85 | 13781 | IOU | 05493526 | 3.77 | Solar |  |  | Active Application | Trade Secret | Trade | RPO | RPO311 | Residential |  | Trade Secret | 2023
20263-228838-01 | Xcel Energy | 85 | 13781 | IOU | 05451206 | 3.77 | Solar |  |  | Withdrawn | Trade Secret | Trade | RPO | RPO311 | Residential | Solar*Rewards | Trade Secret | 2023
20263-228838-01 | Xcel Energy | 85 | 13781 | IOU | 05846741 | 3.84 | Solar |  |  | Interconnected | Trade Secret | Trade | RPO | RPO311 | Residential | Solar*Rewards | Trade Secret | 2024 | 2025
20263-228838-01 | Xcel Energy | 85 | 13781 | IOU | 06190928 | 6.073 | Solar |  |  | Active Application | Trade Secret | Trade | WSG | WSG066 | Residential |  | Trade Secret | 2025
20263-228838-01 | Xcel Energy | 85 | 13781 | IOU | 04742718 | 9.57 | Solar |  |  | Interconnected | Trade Secret | Trade | WSG | WSG066 | Residential |  | Trade Secret | 2021 | 2022
20263-228838-01 | Xcel Energy | 85 | 13781 | IOU | 05357157 | 6.96 | Solar |  |  | Interconnected | Trade Secret | Trade | WSG | WSG066 | Residential | Solar*Rewards | Trade Secret | 2023 | 2023
20263-228838-01 | Xcel Energy | 85 | 13781 | IOU | 05787674 | 5.76 | Solar |  |  | Interconnected | Trade Secret | Trade | DND | DND061 | Residential | Solar*Rewards | Trade Secret | 2024 | 2024
20263-228838-01 | Xcel Energy | 85 | 13781 | IOU | 05867378 | 9.489 | Solar |  |  | Interconnected | Trade Secret | Trade | HUG | HUG322 | Residential |  | Trade Secret | 2024 | 2025
20263-228838-01 | Xcel Energy | 85 | 13781 | IOU | 04793876 | 2.9 | Solar |  |  | Interconnected | Trade Secret | Trade | REW | REW033 | Residential | Solar*Rewards | Trade Secret | 2022 | 2022
20263-228838-01 | Xcel Energy | 85 | 13781 | IOU | 06111378 | 7.971 | Solar |  |  | Interconnected | Trade Secret | Trade | CNC | CNC072 | Residential | Solar*Rewards | Trade Secret | 2025 | 2025
20263-228838-01 | Xcel Energy | 85 | 13781 | IOU | 05789567 | 9.6 | Solar |  |  | Interconnected | Trade Secret | Trade | CGR | CGR071 | Residential |  | Trade Secret | 2024 | 2024
20263-228838-01 | Xcel Energy | 85 | 13781 | IOU | 05452623 | 5.12 | Solar |  |  | Interconnected | Trade Secret | Trade | HSN | HSN322 | Residential | Solar*Rewards | Trade Secret | 2023 | 2023
20263-228838-01 | Xcel Energy | 85 | 13781 | IOU | 03648671 | 799.96 | Solar |  |  | Interconnected | Center City | Trade | LCR | LCR311 | Community Solar Garden | Solar*Rewards Community | Trade Secret | 2021 | 2023
20263-228838-01 | Xcel Energy | 85 | 13781 | IOU | 06033190 | 4.934 | Solar |  |  | Interconnected | Trade Secret | Trade | PBE | PBE061 | Residential | Solar*Rewards | Trade Secret | 2024 | 2025
20263-228838-01 | Xcel Energy | 85 | 13781 | IOU | 04732696 | 11.866 | Solar |  |  | Interconnected | Trade Secret | Trade | ALD | ALD088 | Residential |  | Trade Secret | 2021 | 2022
20263-228838-01 | Xcel Energy | 85 | 13781 | IOU | 04962549 | 13.63 | Solar |  | X | Interconnected | Trade Secret | Trade | PBE | PBE061 | Residential | Solar*Rewards | Trade Secret | 2022 | 2022
20263-228838-01 | Xcel Energy | 85 | 13781 | IOU | 05380857 | 8.12 | Solar |  |  | Interconnected | Trade Secret | Trade | RPO | RPO311 | Residential |  | Trade Secret | 2023 | 2023
20263-228838-01 | Xcel Energy | 85 | 13781 | IOU | 05803632 | 15.182 | Solar |  |  | Active Application | Trade Secret | Trade | VES | VES021 | Residential | Solar*Rewards | Trade Secret | 2024
20263-228838-01 | Xcel Energy | 85 | 13781 | IOU | 06241589 | 7.971 | Solar |  |  | Active Application | Trade Secret | Trade | OPK | OPK073 | Residential |  | Trade Secret | 2025
20263-228838-01 | Xcel Energy | 85 | 13781 | IOU | 06294650 | 7.971 | Solar |  | X | Active Application | Trade Secret | Trade | OPK | OPK073 | Residential |  | Trade Secret | 2025
20263-228838-01 | Xcel Energy | 85 | 13781 | IOU | 05711807 | 6.631 | Solar |  |  | Interconnected | Trade Secret | Trade | RMT | RMT321 | Residential | Solar*Rewards | Trade Secret | 2024 | 2024
20263-228838-01 | Xcel Energy | 85 | 13781 | IOU | 06108178 | 11.387 | Solar |  |  | Interconnected | Trade Secret | Trade | HUG | HUG311 | Residential | Solar*Rewards | Trade Secret | 2025 | 2025
20263-228838-01 | Xcel Energy | 85 | 13781 | IOU | 05386453 | 99 | Solar |  |  | Interconnected | Trade Secret | Trade | RIV | RIV061 | Commercial |  | Trade Secret | 2023 | 2025
20263-228838-01 | Xcel Energy | 85 | 13781 | IOU | 05363582 | 17.61 | Solar |  |  | Interconnected | Trade Secret | Trade | HWW | HWW063 | Commercial | Solar*Rewards | Trade Secret | 2023 | 2024
20263-228838-01 | Xcel Energy | 85 | 13781 | IOU | 05363588 | 17.61 | Solar |  |  | Interconnected | Trade Secret | Trade | HWW | HWW061 | Commercial | Solar*Rewards | Trade Secret | 2023 | 2024
20263-228838-01 | Xcel Energy | 85 | 13781 | IOU | 05356987 | 49.692 | Solar |  |  | Withdrawn | Trade Secret | Trade | UPP | UPP081 | Residential | Solar*Rewards | Trade Secret | 2023
20263-228838-01 | Xcel Energy | 85 | 13781 | IOU | 05607906 | 2.9 | Solar |  |  | Interconnected | Trade Secret | Trade | CNC | CNC072 | Residential |  | Trade Secret | 2023 | 2024
20263-228838-01 | Xcel Energy | 85 | 13781 | IOU | 06027014 | 150 | Solar |  |  | Interconnected | Trade Secret | Trade | RMT | RMT321 | Commercial |  | Trade Secret | 2024 | 2025
20263-228838-01 | Xcel Energy | 85 | 13781 | IOU | 05445083 | 12.564 | Solar |  |  | Interconnected | Trade Secret | Trade | MEL | MEL078 | Residential |  | Trade Secret | 2023 | 2023
20263-228838-01 | Xcel Energy | 85 | 13781 | IOU | 06196674 | 7.6 | Solar |  |  | Interconnected | Trade Secret | Trade | HSN | HSN321 | Residential | Solar*Rewards | Trade Secret | 2025 | 2025
20263-228838-01 | Xcel Energy | 85 | 13781 | IOU | 05581183 | 11.52 | Solar |  |  | Active Application | Trade Secret | Trade | CHE | CHE065 | Residential | Solar*Rewards | Trade Secret | 2023
20263-228838-01 | Xcel Energy | 85 | 13781 | IOU | 05716533 | 11.52 | Solar |  |  | Interconnected | Trade Secret | Trade | CHE | CHE065 | Residential | Solar*Rewards | Trade Secret | 2024 | 2024
20263-228838-01 | Xcel Energy | 85 | 13781 | IOU | 05749234 | 3.747 | Solar |  |  | Interconnected | Trade Secret | Trade | ECK | ECK322 | Residential | Solar*Rewards | Trade Secret | 2024 | 2024
20263-228838-01 | Xcel Energy | 85 | 13781 | IOU | 04306370 | 1000 | Solar |  |  | Interconnected | Slayton | Trade | SLW | SLW062 | Community Solar Garden | Solar*Rewards Community | Trade Secret | 2022 | 2024
20263-228838-01 | Xcel Energy | 85 | 13781 | IOU | 05846461 | 7.68 | Solar |  |  | Interconnected | Trade Secret | Trade | WYO | WYO022 | Residential | Solar*Rewards | Trade Secret | 2024 | 2024
20263-228838-01 | Xcel Energy | 85 | 13781 | IOU | 06245948 | 5.584 | Solar |  |  | Interconnected | Trade Secret | Trade | HWW | HWW062 | Residential |  | Trade Secret | 2025 | 2025
20263-228838-01 | Xcel Energy | 85 | 13781 | IOU | 05460224 | 12.54 | Solar |  | X | Interconnected | Trade Secret | Trade | GRC | GRC073 | Residential |  | Trade Secret | 2023 | 2024
20263-228838-01 | Xcel Energy | 85 | 13781 | IOU | OID3666357 | 7 | Solar |  |  | Withdrawn | Trade Secret | Trade | WIN | WIN042 | Commercial | Solar*Rewards | Trade Secret | 2018
20263-228838-01 | Xcel Energy | 85 | 13781 | IOU | OID3927432 | 5.52 | Solar |  |  | Interconnected | Trade Secret | Trade | UPP | UPP082 | Residential | Solar*Rewards | Trade Secret | 2019 | 2020
20263-228838-01 | Xcel Energy | 85 | 13781 | IOU | 05357360 | 4.64 | Solar |  |  | Interconnected | Trade Secret | Trade | SOU | SOU065 | Residential | Solar*Rewards | Trade Secret | 2023 | 2023
20263-228838-01 | Xcel Energy | 85 | 13781 | IOU | 03166249 | 750 | Solar |  |  | Interconnected | Trade Secret | Trade | RPL | RPL064 | Commercial |  | Trade Secret | 2019 | 2020
20263-228838-01 | Xcel Energy | 85 | 13781 | IOU | OID3824764 | 750 | Solar |  |  | Withdrawn | Trade Secret | Trade | RPL | RPL064 | Commercial |  | Trade Secret | 2019
20263-228838-01 | Xcel Energy | 85 | 13781 | IOU | 03130895 | 350 | Other |  |  | Interconnected | Trade Secret | Trade | FIC | FIC031 | Commercial |  | Trade Secret | 2009 | 2009
20263-228838-01 | Xcel Energy | 85 | 13781 | IOU | 05597366 | 9.135 | Solar |  |  | Active Application | Trade Secret | Trade | EDA | EDA071 | Residential |  | Trade Secret | 2023
20263-228838-01 | Xcel Energy | 85 | 13781 | IOU | 05849057 | 6.912 | Solar |  |  | Interconnected | Trade Secret | Trade | ALD | ALD088 | Residential | Solar*Rewards | Trade Secret | 2024 | 2024
20263-228838-01 | Xcel Energy | 85 | 13781 | IOU | 05787614 | 3.84 | Solar |  |  | Interconnected | Trade Secret | Trade | HSN | HSN322 | Residential | Solar*Rewards | Trade Secret | 2024 | 2024
20263-228838-01 | Xcel Energy | 85 | 13781 | IOU | SRO18825 | 2.58 | Solar |  |  | Withdrawn | Trade Secret | Trade | ALD | ALD076 | Commercial | Solar*Rewards | Trade Secret | 2011
20263-228838-01 | Xcel Energy | 85 | 13781 | IOU | 04836053 | 5.48 | Solar |  |  | Interconnected | Trade Secret | Trade | ECK | ECK321 | Residential | Solar*Rewards | Trade Secret | 2022 | 2022
20263-228838-01 | Xcel Energy | 85 | 13781 | IOU | 04437895 | 39.999 | Solar |  |  | Interconnected | Trade Secret | Trade | SAR | SAR021 | Commercial | Solar*Rewards | Trade Secret | 2021 | 2021
20263-228838-01 | Xcel Energy | 85 | 13781 | IOU | 03133157 | 4 | Solar |  |  | Interconnected | Trade Secret | Trade | RRK | RRK082 | Residential | Solar*Rewards | Trade Secret | 2010 | 2010
20263-228838-01 | Xcel Energy | 85 | 13781 | IOU | 03131649 | 6.21 | Solar |  |  | Interconnected | Trade Secret | Trade | MPK | MPK083 | Residential | Made in Minnesota | Trade Secret | 2017 | 2017
20263-228838-01 | Xcel Energy | 85 | 13781 | IOU | OID3084219 | 7.63 | Solar |  |  | Withdrawn | Trade Secret | Trade | PAT | PAT313 | Residential | Solar*Rewards | Trade Secret | 2017
20263-228838-01 | Xcel Energy | 85 | 13781 | IOU | 03132439 | 5.67 | Solar |  |  | Interconnected | Trade Secret | Trade | CNC | CNC063 | Residential | Solar*Rewards | Trade Secret | 2018 | 2019
20263-228838-01 | Xcel Energy | 85 | 13781 | IOU | 03392705 | 7.616 | Solar |  |  | Interconnected | Trade Secret | Trade | LOK | LOK061 | Residential | Solar*Rewards | Trade Secret | 2019 | 2020
20263-228838-01 | Xcel Energy | 85 | 13781 | IOU | 06105689 | 9.994 | Solar |  |  | Interconnected | Trade Secret | Trade | ALD | ALD088 | Residential | Solar*Rewards | Trade Secret | 2025 | 2025
20263-228838-01 | Xcel Energy | 85 | 13781 | IOU | 05190057 | 150 | Solar |  |  | Withdrawn | Trade Secret | Trade | RIV | RIV063 | Commercial |  | Trade Secret | 2022
20263-228838-01 | Xcel Energy | 85 | 13781 | IOU | 04072088 | 11.39 | Solar |  |  | Interconnected | Trade Secret | Trade | WIL | WIL089 | Residential | Solar*Rewards | Trade Secret | 2020 | 2021
20263-228838-01 | Xcel Energy | 85 | 13781 | IOU | 06022038 | 7.15 | Solar |  |  | Interconnected | Trade Secret | Trade | HWW | HWW062 | Residential |  | Trade Secret | 2024 | 2025
20263-228838-01 |  |  |  |  | 06104783 |  | Solar |  |  | Active Application | Trade Secret | Trade | HWW | HWW062 | Residential | Solar*Rewards |  | 2025
20263-228838-01 |  |  |  |  | 06104719 |  | Solar |  |  | Active Application | Trade Secret | Trade | HWW | HWW062 | Residential | Solar*Rewards |  | 2025
20263-228838-01 | Xcel Energy | 85 | 13781 | IOU | 06146193 | 5.226 | Solar |  |  | Withdrawn | Trade Secret | Trade | WIL | WIL073 | Residential | Solar*Rewards | Trade Secret | 2025
20263-228838-01 | Xcel Energy | 85 | 13781 | IOU | 05415158 | 3.2 | Solar |  |  | Interconnected | Trade Secret | Trade | GRC | GRC312 | Residential | Solar*Rewards | Trade Secret | 2023 | 2023
20263-228838-01 | Xcel Energy | 85 | 13781 | IOU | 04801295 | 15.08 | Solar |  |  | Withdrawn | Trade Secret | Trade | GLK | GLK063 | Residential | Solar*Rewards | Trade Secret | 2022
20263-228838-01 | Xcel Energy | 85 | 13781 | IOU | 05525079 | 8.96 | Solar |  |  | Interconnected | Trade Secret | Trade | LEX | LEX332 | Residential | Solar*Rewards | Trade Secret | 2023 | 2024
20263-228838-01 | Xcel Energy | 85 | 13781 | IOU | 05806797 | 4.225 | Solar |  |  | Interconnected | Trade Secret | Trade | SAV | SAV069 | Residential | Solar*Rewards | Trade Secret | 2024 | 2024
20263-228838-01 | Xcel Energy | 85 | 13781 | IOU | 03131227 | 9.6 | Solar |  |  | Interconnected | Trade Secret | Trade | VES | VES021 | Residential | Made in Minnesota | Trade Secret | 2015 | 2018
20263-228838-01 | Xcel Energy | 85 | 13781 | IOU | 05239590 | 5.76 | Solar |  |  | Interconnected | Trade Secret | Trade | FSL | FSL312 | Residential |  | Trade Secret | 2022 | 2023
20263-228838-01 | Xcel Energy | 85 | 13781 | IOU | 04887957 | 7.83 | Solar |  |  | Interconnected | Trade Secret | Trade | MND | MND072 | Residential |  | Trade Secret | 2022 | 2022
20263-228838-01 | Xcel Energy | 85 | 13781 | IOU | 06017946 | 30.83 | Storage |  |  | Interconnected | Trade Secret | Trade | MND | MND072 | Residential |  | Trade Secret | 2024 | 2025
20263-228838-01 | Xcel Energy | 85 | 13781 | IOU | 06220542 | 4.592 | Solar |  |  | Interconnected | Trade Secret | Trade | DPN | DPN071 | Residential |  | Trade Secret | 2025 | 2025
20263-228838-01 | Xcel Energy | 85 | 13781 | IOU | 03132758 | 19.999 | Solar |  |  | Interconnected | Trade Secret | Trade | TLK | TLK077 | Commercial | Made in Minnesota | Trade Secret | 2018 | 2018
20263-228838-01 | Xcel Energy | 85 | 13781 | IOU | 05808047 | 9.184 | Solar |  |  | Interconnected | Trade Secret | Trade | PKL | PKL085 | Residential |  | Trade Secret | 2024 | 2024
20263-228838-01 | Xcel Energy | 85 | 13781 | IOU | 05801901 | 9.184 | Solar |  |  | Withdrawn | Trade Secret | Trade | PKL | PKL085 | Residential | Solar*Rewards | Trade Secret | 2024
20263-228838-01 | Xcel Energy | 85 | 13781 | IOU | 03131155 | 230 | Other |  |  | Interconnected | Trade Secret | Trade | FAB | FAB071 | Residential |  | Trade Secret | 2013 | 2013
20263-228838-01 | Xcel Energy | 85 | 13781 | IOU | 05989356 | 4.175 | Solar |  |  | Withdrawn | Trade Secret | Trade | HOL | HOL072 | Residential | Solar*Rewards | Trade Secret | 2024
20263-228838-01 | Xcel Energy | 85 | 13781 | IOU | 06010891 | 15.675 | Solar |  | X | Interconnected | Trade Secret | Trade | HOL | HOL072 | Residential | Solar*Rewards | Trade Secret | 2024 | 2025
20263-228838-01 | Xcel Energy | 85 | 13781 | IOU | 05693974 | 2.613 | Solar |  |  | Withdrawn | Trade Secret | Trade | BRP | BRP063 | Residential |  | Trade Secret | 2024
20263-228838-01 | Xcel Energy | 85 | 13781 | IOU | 05722194 | 2.613 | Solar |  |  | Interconnected | Trade Secret | Trade | BRP | BRP063 | Residential |  | Trade Secret | 2024 | 2024
20263-228838-01 | Xcel Energy | 85 | 13781 | IOU | 03139738 | 9.994 | Solar |  |  | Interconnected | Trade Secret | Trade | BCR | BCR063 | Residential | Solar*Rewards | Trade Secret | 2019 | 2019
20263-228838-01 | Xcel Energy | 85 | 13781 | IOU | OID3820573 | 9.994 | Solar |  |  | Withdrawn | Trade Secret | Trade | BCR | BCR063 | Residential | Solar*Rewards | Trade Secret | 2019
20263-228838-01 | Xcel Energy | 85 | 13781 | IOU | 05345478 | 5.584 | Solar |  |  | Interconnected | Trade Secret | Trade | WAB | WAB031 | Residential | Solar*Rewards | Trade Secret | 2023 | 2023
20263-228838-01 | Xcel Energy | 85 | 13781 | IOU | 05601641 | 6.38 | Solar |  |  | Interconnected | Trade Secret | Trade | ALD | ALD076 | Residential |  | Trade Secret | 2023 | 2024
20263-228838-01 | Xcel Energy | 85 | 13781 | IOU | 04600260 | 15.2 | Solar |  | X | Interconnected | Trade Secret | Trade | SLP | SLP072 | Residential |  | Trade Secret | 2021 | 2022
20263-228838-01 | Xcel Energy | 85 | 13781 | IOU | 03334194 | 6 | Solar |  |  | Interconnected | Trade Secret | Trade | HUG | HUG321 | Residential | Solar*Rewards | Trade Secret | 2019 | 2020
20263-228838-01 |  |  |  |  | OID3949082 |  | Solar |  |  | Withdrawn | Trade Secret | Trade | HUG | HUG321 | Residential | Solar*Rewards |  | 2019
20263-228838-01 | Xcel Energy | 85 | 13781 | IOU | 04023713 | 3.747 | Solar |  |  | Interconnected | Trade Secret | Trade | GRC | GRC062 | Residential | Solar*Rewards | Trade Secret | 2020 | 2021
20263-228838-01 | Xcel Energy | 85 | 13781 | IOU | 06321923 | 4.93 | Solar |  |  | Active Application | Trade Secret | Trade | HWW | HWW072 | Residential | Solar*Rewards | Trade Secret | 2026
20263-228838-01 | Xcel Energy | 85 | 13781 | IOU | 06300256 | 3.84 | Solar |  |  | Active Application | Trade Secret | Trade | IDA | IDA074 | Residential |  | Trade Secret | 2025
20263-228838-01 | Xcel Energy | 85 | 13781 | IOU | 03716848 | 3.19 | Solar |  |  | Active Application | Trade Secret | Trade | SOU | SOU083 | Residential | Solar*Rewards | Trade Secret | 2020
20263-228838-01 | Xcel Energy | 85 | 13781 | IOU | 03677888 | 3.19 | Solar |  | X | Active Application | Trade Secret | Trade | SOU | SOU083 | Residential | Solar*Rewards | Trade Secret | 2020
20263-228838-01 | Xcel Energy | 85 | 13781 | IOU | 05959896 | 8.832 | Solar |  |  | Interconnected | Trade Secret | Trade | CRL | CRL065 | Residential | Solar*Rewards | Trade Secret | 2024 | 2025
20263-228838-01 | Xcel Energy | 85 | 13781 | IOU | 05862723 | 8.832 | Solar |  |  | Withdrawn | Trade Secret | Trade | CRL | CRL065 | Residential |  | Trade Secret | 2024
20263-228838-01 | Xcel Energy | 85 | 13781 | IOU | 05939410 | 5.052 | Solar |  |  | Interconnected | Trade Secret | Trade | AFT | AFT322 | Residential |  | Trade Secret | 2024 | 2025
20263-228838-01 |  |  |  |  | SRO18455 |  | Solar |  |  | Withdrawn | Trade Secret | Trade | TER | TER061 | Commercial | Solar*Rewards |  | 2011
20263-228838-01 | Xcel Energy | 85 | 13781 | IOU | SRO30433 | 10 | Solar |  |  | Withdrawn | Trade Secret | Trade | TER | TER061 | Commercial | Solar*Rewards | Trade Secret | 2013
20263-228838-01 | Xcel Energy | 85 | 13781 | IOU | 05032934 | 8.99 | Solar |  |  | Interconnected | Trade Secret | Trade | WDY | WDY311 | Residential |  | Trade Secret | 2022 | 2022
20263-228838-01 | Xcel Energy | 85 | 13781 | IOU | 05753510 | 5.235 | Solar |  |  | Interconnected | Trade Secret | Trade | ALD | ALD073 | Residential |  | Trade Secret | 2024 | 2024
20263-228838-01 | Xcel Energy | 85 | 13781 | IOU | 03134772 | 9.94 | Solar |  |  | Interconnected | Trade Secret | Trade | RLK | RLK079 | Commercial | Solar*Rewards | Trade Secret | 2016 | 2016
20263-228838-01 | Xcel Energy | 85 | 13781 | IOU | 06229761 | 2.792 | Solar |  |  | Interconnected | Trade Secret | Trade | MDT | MDT062 | Residential |  | Trade Secret | 2025 | 2025
20263-228838-01 | Xcel Energy | 85 | 13781 | IOU | 06084414 | 12.288 | Solar |  |  | Interconnected | Trade Secret | Trade | TWL | TWL066 | Residential | Solar*Rewards | Trade Secret | 2025 | 2025
20263-228838-01 | Xcel Energy | 85 | 13781 | IOU | 06259122 | 15 | Storage |  |  | Active Application | Trade Secret | Trade | FRO | FRO021 | Residential |  | Trade Secret | 2025
20263-228838-01 | Xcel Energy | 85 | 13781 | IOU | 03129706 | 39.998 | Solar |  |  | Interconnected | Trade Secret | Trade | ECK | ECK063 | Commercial | Solar*Rewards | Trade Secret | 2018 | 2020
20263-228838-01 | Xcel Energy | 85 | 13781 | IOU | OID3284685 | 19.999 | Solar |  |  | Withdrawn | Trade Secret | Trade | ECK | ECK063 | Commercial | Solar*Rewards | Trade Secret | 2018
20263-228838-01 | Xcel Energy | 85 | 13781 | IOU | 04794160 | 4.35 | Solar |  |  | Withdrawn | Trade Secret | Trade | DPN | DPN071 | Residential | Solar*Rewards | Trade Secret | 2022
20263-228838-01 | Xcel Energy | 85 | 13781 | IOU | 05259871 | 6.3 | Solar |  |  | Interconnected | Trade Secret | Trade | DPN | DPN071 | Residential |  | Trade Secret | 2022 | 2023
20263-228838-01 | Xcel Energy | 85 | 13781 | IOU | 04757361 | 31.5 | Solar |  |  | Interconnected | Trade Secret | Trade | WES | WES063 | Commercial | Solar*Rewards | Trade Secret | 2021 | 2022
20263-228838-01 |  |  |  |  | 06099439 |  | Solar |  |  | Active Application | Trade Secret | Trade | WES | WES063 | Commercial | Solar*Rewards |  | 2025
20263-228838-01 | Xcel Energy | 85 | 13781 | IOU | 05408525 | 7.54 | Solar |  |  | Interconnected | Trade Secret | Trade | MND | MND063 | Residential | Solar*Rewards | Trade Secret | 2023 | 2023
20263-228838-01 | Xcel Energy | 85 | 13781 | IOU | SRO29912 | 3.44 | Solar |  |  | Withdrawn | Trade Secret | Trade | SOU | SOU079 | Residential | Solar*Rewards | Trade Secret | 2013
20263-228838-01 | Xcel Energy | 85 | 13781 | IOU | 05646423 | 4.725 | Solar |  |  | Interconnected | Trade Secret | Trade | SOU | SOU081 | Residential |  | Trade Secret | 2023 | 2024
20263-228838-01 | Xcel Energy | 85 | 13781 | IOU | 04271616 | 6.67 | Solar |  |  | Interconnected | Trade Secret | Trade | MPK | MPK082 | Residential | Solar*Rewards | Trade Secret | 2021 | 2021
20263-228838-01 | Xcel Energy | 85 | 13781 | IOU | 04336560 | 6.67 | Solar |  |  | Active Application | Trade Secret | Trade | MPK | MPK082 | Residential | Solar*Rewards | Trade Secret | 2021
20263-228838-01 | Xcel Energy | 85 | 13781 | IOU | 04566892 | 7.68 | Solar |  |  | Active Application | Trade Secret | Trade | WSG | WSG076 | Residential |  | Trade Secret | 2021
20263-228838-01 | Xcel Energy | 85 | 13781 | IOU | 05122533 | 7.54 | Solar |  |  | Interconnected | Trade Secret | Trade | HWW | HWW062 | Residential |  | Trade Secret | 2022 | 2022
20263-228838-01 | Xcel Energy | 85 | 13781 | IOU | 05373100 | 8.725 | Solar |  |  | Interconnected | Trade Secret | Trade | TER | TER075 | Residential | Solar*Rewards | Trade Secret | 2023 | 2023
20263-228838-01 | Xcel Energy | 85 | 13781 | IOU | 06168951 | 11.4 | Solar |  |  | Active Application | Trade Secret | Trade | RRK | RRK063 | Residential |  | Trade Secret | 2025
20263-228838-01 | Xcel Energy | 85 | 13781 | IOU | 03827523 | 5 | Solar |  |  | Active Application | Trade Secret | Trade | DOC | DOC211 | Residential | Solar*Rewards | Trade Secret | 2020
20263-228838-01 | Xcel Energy | 85 | 13781 | IOU | 04999754 | 9.994 | Solar |  |  | Interconnected | Trade Secret | Trade | WIL | WIL084 | Residential | Solar*Rewards | Trade Secret | 2022 | 2022
20263-228838-01 | Xcel Energy | 85 | 13781 | IOU | 03129949 | 6 | Solar |  |  | Interconnected | Trade Secret | Trade | MPK | MPK087 | Residential | Solar*Rewards | Trade Secret | 2018 | 2019
20263-228838-01 | Xcel Energy | 85 | 13781 | IOU | OID3312435 | 6 | Solar |  |  | Withdrawn | Trade Secret | Trade | MPK | MPK087 | Residential | Solar*Rewards | Trade Secret | 2018
20263-228838-01 | Xcel Energy | 85 | 13781 | IOU | OID3285156 | 6 | Solar |  |  | Withdrawn | Trade Secret | Trade | MPK | MPK087 | Residential | Solar*Rewards | Trade Secret | 2018
20263-228838-01 | Xcel Energy | 85 | 13781 | IOU | 04829347 | 9.86 | Solar |  |  | Interconnected | Trade Secret | Trade | EDA | EDA079 | Residential | Solar*Rewards | Trade Secret | 2022 | 2022
20263-228838-01 | Xcel Energy | 85 | 13781 | IOU | 05227429 | 3.3 | Solar |  |  | Interconnected | Trade Secret | Trade | SOU | SOU087 | Residential |  | Trade Secret | 2022 | 2022
20263-228838-01 | Xcel Energy | 85 | 13781 | IOU | 03134233 | 7.63 | Solar |  |  | Interconnected | Trade Secret | Trade | WIL | WIL063 | Residential | Solar*Rewards | Trade Secret | 2015 | 2015
20263-228838-01 | Xcel Energy | 85 | 13781 | IOU | 03130563 | 11.39 | Solar |  |  | Interconnected | Trade Secret | Trade | EDA | EDA075 | Residential | Solar*Rewards | Trade Secret | 2019 | 2019
20263-228838-01 | Xcel Energy | 85 | 13781 | IOU | 05515956 | 5.51 | Solar |  |  | Interconnected | Trade Secret | Trade | LEX | LEX063 | Residential |  | Trade Secret | 2023 | 2023
20263-228838-01 | Xcel Energy | 85 | 13781 | IOU | 03181976 | 3.12 | Solar |  |  | Interconnected | Trade Secret | Trade | SOU | SOU087 | Residential | Solar*Rewards | Trade Secret | 2019 | 2020
20263-228838-01 | Xcel Energy | 85 | 13781 | IOU | 03132446 | 9.94 | Solar |  |  | Interconnected | Trade Secret | Trade | SOU | SOU063 | Residential | Solar*Rewards | Trade Secret | 2018 | 2018
20263-228838-01 | Xcel Energy | 85 | 13781 | IOU | 04948539 | 10.15 | Solar |  |  | Interconnected | Trade Secret | Trade | WCS | WCS064 | Residential |  | Trade Secret | 2022 | 2022
20263-228838-01 | Xcel Energy | 85 | 13781 | IOU | 03130592 | 15.5 | Solar |  |  | Interconnected | Trade Secret | Trade | WAB | WAB031 | Commercial | Made in Minnesota | Trade Secret | 2016 | 2016
20263-228838-01 | Xcel Energy | 85 | 13781 | IOU | 04793565 | 5.054 | Solar |  |  | Interconnected | Trade Secret | Trade | IDA | IDA073 | Residential | Solar*Rewards | Trade Secret | 2022 | 2022
20263-228838-01 | Xcel Energy | 85 | 13781 | IOU | 04454608 | 216 | Solar |  |  | Interconnected | Trade Secret | Trade | CNC | CNC062 | Commercial |  | Trade Secret | 2021 | 2022
20263-228838-01 | Xcel Energy | 85 | 13781 | IOU | 06187446 | 7.6 | Solar |  |  | Interconnected | Trade Secret | Trade | FSL | FSL312 | Residential | Solar*Rewards | Trade Secret | 2025 | 2025
20263-228838-01 | Xcel Energy | 85 | 13781 | IOU | 05857175 | 5.516 | Solar |  |  | Interconnected | Trade Secret | Trade | APA | APA075 | Residential | Solar*Rewards | Trade Secret | 2024 | 2024
20263-228838-01 | Xcel Energy | 85 | 13781 | IOU | 03131078 | 3000 | Other |  |  | Interconnected | Trade Secret | Trade | EDP | EDP083 | Commercial |  | Trade Secret | 2010 | 2010
20263-228838-01 | Xcel Energy | 85 | 13781 | IOU | 03131076 | 3000 | Other |  |  | Interconnected | Trade Secret | Trade | EDP | EDP083 | Commercial |  | Trade Secret | 2010 | 2010
20263-228838-01 | Xcel Energy | 85 | 13781 | IOU | 04817280 | 3.49 | Solar |  |  | Interconnected | Trade Secret | Trade | WES | WES073 | Residential | Solar*Rewards | Trade Secret | 2022 | 2022
20263-228838-01 | Xcel Energy | 85 | 13781 | IOU | 05943334 | 4.592 | Solar |  |  | Interconnected | Trade Secret | Trade | RIV | RIV064 | Residential | Solar*Rewards | Trade Secret | 2024 | 2024
20263-228838-01 | Xcel Energy | 85 | 13781 | IOU | 04459251 | 3.747 | Solar |  |  | Active Application | Trade Secret | Trade | SMT | SMT062 | Residential | Solar*Rewards | Trade Secret | 2021
20263-228838-01 | Xcel Energy | 85 | 13781 | IOU | 06268552 | 5.763 | Solar |  |  | Active Application | Trade Secret | Trade | MDT | MDT073 | Residential |  | Trade Secret | 2025
20263-228838-01 | Xcel Energy | 85 | 13781 | IOU | 05957168 | 7.216 | Solar |  |  | Interconnected | Trade Secret | Trade | RIV | RIV064 | Residential | Solar*Rewards | Trade Secret | 2024 | 2025
20263-228838-01 | Xcel Energy | 85 | 13781 | IOU | 04192465 | 7.616 | Solar |  |  | Interconnected | Trade Secret | Trade | GRI | GRI001 | Residential |  | Trade Secret | 2020 | 2022
20263-228838-01 | Xcel Energy | 85 | 13781 | IOU | 05768478 | 5.76 | Solar |  |  | Withdrawn | Trade Secret | Trade | IDA | IDA062 | Residential | Solar*Rewards | Trade Secret | 2024
20263-228838-01 | Xcel Energy | 85 | 13781 | IOU | 05776008 | 5.76 | Solar |  |  | Interconnected | Trade Secret | Trade | IDA | IDA062 | Residential |  | Trade Secret | 2024 | 2024
20263-228838-01 | Xcel Energy | 85 | 13781 | IOU | 05237489 | 9.6 | Solar |  |  | Interconnected | Trade Secret | Trade | HUG | HUG311 | Residential |  | Trade Secret | 2022 | 2023
20263-228838-01 | Xcel Energy | 85 | 13781 | IOU | 06242078 | 15.2 | Solar |  |  | Active Application | Trade Secret | Trade | LAP | LAP311 | Residential |  | Trade Secret | 2025
20263-228838-01 | Xcel Energy | 85 | 13781 | IOU | 05230166 | 4.64 | Solar |  |  | Active Application | Trade Secret | Trade | TER | TER062 | Residential |  | Trade Secret | 2022
20263-228838-01 | Xcel Energy | 85 | 13781 | IOU | 06182558 | 8.027 | Solar |  |  | Interconnected | Trade Secret | Trade | SLP | SLP092 | Residential | Solar*Rewards | Trade Secret | 2025 | 2025
20263-228838-01 | Xcel Energy | 85 | 13781 | IOU | 05387600 | 5.76 | Solar |  |  | Interconnected | Trade Secret | Trade | WYO | WYO031 | Residential | Solar*Rewards | Trade Secret | 2023 | 2023
20263-228838-01 | Xcel Energy | 85 | 13781 | IOU | 05795961 | 13.05 | Solar |  |  | Interconnected | Trade Secret | Trade | AFT | AFT321 | Residential | Solar*Rewards | Trade Secret | 2024 | 2024
20263-228838-01 | Xcel Energy | 85 | 13781 | IOU | 03134967 | 5 | Solar |  |  | Interconnected | Trade Secret | Trade | AFT | AFT315 | Residential | Solar*Rewards | Trade Secret | 2016 | 2016
20263-228838-01 | Xcel Energy | 85 | 13781 | IOU | 05970803 | 3330 | Wind |  |  | Active Application | Trade Secret | Trade | NOF | NOF073 | Commercial |  | Trade Secret | 2025
20263-228838-01 | Xcel Energy | 85 | 13781 | IOU | 05626409 | 207.64 | Solar |  |  | Interconnected | Trade Secret | Trade | NOF | NOF073 | Commercial |  | Trade Secret | 2024 | 2025
20263-228838-01 | Xcel Energy | 85 | 13781 | IOU | 05807669 | 42.79 | Solar |  |  | Interconnected | Trade Secret | Trade | NOF | NOF073 | Commercial |  | Trade Secret | 2024 | 2025
20263-228838-01 | Xcel Energy | 85 | 13781 | IOU | 05793351 | 4.175 | Solar |  |  | Interconnected | Trade Secret | Trade | HWW | HWW063 | Residential | Solar*Rewards | Trade Secret | 2024 | 2024
20263-228838-01 | Xcel Energy | 85 | 13781 | IOU | OID3913930 | 7.616 | Solar |  | X | Withdrawn | Trade Secret | Trade | APA | APA075 | Residential | Solar*Rewards | Trade Secret | 2019
20263-228838-01 | Xcel Energy | 85 | 13781 | IOU | OID3864405 | 10.578 | Solar |  | X | Withdrawn | Trade Secret | Trade | APA | APA075 | Residential | Solar*Rewards | Trade Secret | 2019
20263-228838-01 | Xcel Energy | 85 | 13781 | IOU | OID3864397 | 7.616 | Solar |  |  | Withdrawn | Trade Secret | Trade | APA | APA075 | Residential | Solar*Rewards | Trade Secret | 2019
20263-228838-01 | Xcel Energy | 85 | 13781 | IOU | 05961911 | 5.693 | Solar |  |  | Interconnected | Trade Secret | Trade | NOF | NOF071 | Residential | Solar*Rewards | Trade Secret | 2024 | 2024
20263-228838-01 | Xcel Energy | 85 | 13781 | IOU | 06036218 | 16.896 | Solar |  |  | Withdrawn | Trade Secret | Trade | LAC | LAC063 | Residential |  | Trade Secret | 2024
20263-228838-01 | Xcel Energy | 85 | 13781 | IOU | SRO14672 | 11.4 | Solar |  |  | Withdrawn | Trade Secret | Trade | TSS | TSS061 | Commercial | Solar*Rewards | Trade Secret | 2010
20263-228838-01 | Xcel Energy | 85 | 13781 | IOU | 04991360 | 5.052 | Solar |  |  | Interconnected | Trade Secret | Trade | MPK | MPK064 | Residential | Solar*Rewards | Trade Secret | 2022 | 2024
20263-228838-01 | Xcel Energy | 85 | 13781 | IOU | 03129621 | 33.3 | Solar |  |  | Interconnected | Trade Secret | Trade | UPP | UPP084 | Commercial | Made in Minnesota | Trade Secret | 2018 | 2020
20263-228838-01 | Xcel Energy | 85 | 13781 | IOU | 05754402 | 150 | Solar |  |  | Interconnected | Trade Secret | Trade | UPP | UPP084 | Commercial |  | Trade Secret | 2024 | 2025
20263-228838-01 | Xcel Energy | 85 | 13781 | IOU | 05787615 | 180 | Solar |  |  | Active Application | Trade Secret | Trade | UPP | UPP084 | Commercial |  | Trade Secret | 2024
20263-228838-01 | Xcel Energy | 85 | 13781 | IOU | 06056667 | 7.22 | Solar |  |  | Active Application | Trade Secret | Trade | MEL | MEL089 | Residential | Solar*Rewards | Trade Secret | 2025
20263-228838-01 | Xcel Energy | 85 | 13781 | IOU | 05232223 | 4.188 | Solar |  |  | Interconnected | Trade Secret | Trade | ECK | ECK342 | Residential |  | Trade Secret | 2022 | 2022
20263-228838-01 | Xcel Energy | 85 | 13781 | IOU | 04257852 | 14.3 | Solar |  |  | Interconnected | Trade Secret | Trade | WSG | WSG063 | Residential |  | Trade Secret | 2021 | 2021
20263-228838-01 | Xcel Energy | 85 | 13781 | IOU | 04936277 | 6.282 | Solar |  |  | Interconnected | Trade Secret | Trade | HYL | HYL061 | Residential | Solar*Rewards | Trade Secret | 2022 | 2022
20263-228838-01 | Xcel Energy | 85 | 13781 | IOU | 04444524 | 7.54 | Solar |  |  | Interconnected | Trade Secret | Trade | UPP | UPP082 | Residential | Solar*Rewards | Trade Secret | 2022 | 2022
20263-228838-01 | Xcel Energy | 85 | 13781 | IOU | 06018723 | 19.04 | Storage |  |  | Interconnected | Trade Secret | Trade | UPP | UPP082 | Residential |  | Trade Secret | 2024 | 2025
20263-228838-01 | Xcel Energy | 85 | 13781 | IOU | OID2025507 | 18 | Solar |  |  | Withdrawn | Trade Secret | Trade | EDP | EDP092 | Commercial | Solar*Rewards | Trade Secret | 2014
20263-228838-01 | Xcel Energy | 85 | 13781 | IOU | 03141065 | 6 | Solar |  |  | Interconnected | Trade Secret | Trade | MOL | MOL068 | Residential | Solar*Rewards | Trade Secret | 2019 | 2019
20263-228838-01 | Xcel Energy | 85 | 13781 | IOU | OID3803973 | 6 | Solar |  |  | Withdrawn | Trade Secret | Trade | MOL | MOL068 | Residential | Solar*Rewards | Trade Secret | 2019
20263-228838-01 | Xcel Energy | 85 | 13781 | IOU | 05941661 | 11.904 | Solar |  |  | Interconnected | Trade Secret | Trade | IDA | IDA061 | Residential | Solar*Rewards | Trade Secret | 2024 | 2024
20263-228838-01 | Xcel Energy | 85 | 13781 | IOU | 04215919 | 3.747 | Solar |  |  | Interconnected | Trade Secret | Trade | WES | WES064 | Residential | Solar*Rewards | Trade Secret | 2021 | 2021
20263-228838-01 | Xcel Energy | 85 | 13781 | IOU | OID2035221 | 18 | Solar |  |  | Withdrawn | Trade Secret | Trade | MOL | MOL071 | Commercial | Solar*Rewards | Trade Secret | 2014
20263-228838-01 | Xcel Energy | 85 | 13781 | IOU | OID2250820 | 6.5 | Solar |  |  | Withdrawn | Trade Secret | Trade | WAB | WAB031 | Residential | Solar*Rewards | Trade Secret | 2015
20263-228838-01 | Xcel Energy | 85 | 13781 | IOU | 03134444 | 4.5 | Solar |  |  | Interconnected | Trade Secret | Trade | WAB | WAB031 | Residential | Made in Minnesota | Trade Secret | 2015 | 2015
20263-228838-01 | Xcel Energy | 85 | 13781 | IOU | 03509533 | 7.616 | Solar |  |  | Interconnected | Trade Secret | Trade | SOH | SOH001 | Residential | Solar*Rewards | Trade Secret | 2020 | 2021
20263-228838-01 | Xcel Energy | 85 | 13781 | IOU | 04455212 | 7.678 | Solar |  |  | Active Application | Trade Secret | Trade | HAS | HAS021 | Commercial | Solar*Rewards | Trade Secret | 2021
20263-228838-01 |  |  |  |  | 04440036 |  | Solar |  |  | Active Application | Trade Secret | Trade | HAS | HAS021 | Commercial | Solar*Rewards |  | 2021
20263-228838-01 | Xcel Energy | 85 | 13781 | IOU | 03135110 | 9.94 | Solar |  |  | Interconnected | Trade Secret | Trade | RPO | RPO312 | Residential | Made in Minnesota | Trade Secret | 2016 | 2017
20263-228838-01 | Xcel Energy | 85 | 13781 | IOU | 03132849 | 7.616 | Solar |  |  | Interconnected | Trade Secret | Trade | ALD | ALD072 | Residential | Solar*Rewards | Trade Secret | 2018 | 2018
20263-228838-01 | Xcel Energy | 85 | 13781 | IOU | 03131167 | 150 | Biogas |  |  | Interconnected | Trade Secret | Trade | OSS | OSS072 | Commercial |  | Trade Secret | 2013 | 2013
20263-228838-01 | Xcel Energy | 85 | 13781 | IOU | OID3284673 | 19.999 | Solar |  |  | Withdrawn | Trade Secret | Trade | OSS | OSS072 | Commercial | Solar*Rewards | Trade Secret | 2018
20263-228838-01 |  |  |  |  | OID3547353 |  | Solar |  |  | Withdrawn | Trade Secret | Trade | DBL | DBL081 | Residential | Solar*Rewards |  | 2018
20263-228838-01 | Xcel Energy | 85 | 13781 | IOU | 06018256 | 11.5 | Storage |  |  | Active Application | Trade Secret | Trade | ANN | ANN021 | Residential |  | Trade Secret | 2024
20263-228838-01 | Xcel Energy | 85 | 13781 | IOU | 03131493 | 7.63 | Solar |  |  | Interconnected | Trade Secret | Trade | ANN | ANN021 | Residential | Solar*Rewards | Trade Secret | 2017 | 2017
20263-228838-01 | Xcel Energy | 85 | 13781 | IOU | 06298136 | 5.76 | Solar |  |  | Active Application | Trade Secret | Trade | ALD | ALD072 | Residential |  | Trade Secret | 2025
20263-228838-01 | Xcel Energy | 85 | 13781 | IOU | 05979265 | 39.976 | Solar |  |  | Active Application | Trade Secret | Trade | MOL | MOL071 | Commercial |  | Trade Secret | 2024
20263-228838-01 | Xcel Energy | 85 | 13781 | IOU | 04407901 | 7.25 | Solar |  |  | Interconnected | Trade Secret | Trade | MEL | MEL074 | Residential | Solar*Rewards | Trade Secret | 2021 | 2021
20263-228838-01 | Xcel Energy | 85 | 13781 | IOU | 05559354 | 8.96 | Solar |  |  | Withdrawn | Trade Secret | Trade | DND | DND071 | Residential | Solar*Rewards | Trade Secret | 2023
20263-228838-01 | Xcel Energy | 85 | 13781 | IOU | 03132962 | 7.625 | Solar |  |  | Interconnected | Trade Secret | Trade | SLP | SLP082 | Residential | Solar*Rewards | Trade Secret | 2018 | 2019
20263-228838-01 | Xcel Energy | 85 | 13781 | IOU | 03132330 | 5 | Solar |  |  | Interconnected | Trade Secret | Trade | LIN | LIN022 | Residential | Solar*Rewards | Trade Secret | 2018 | 2018
20263-228838-01 | Xcel Energy | 85 | 13781 | IOU | 03772803 | 3.747 | Solar |  |  | Interconnected | Trade Secret | Trade | EDA | EDA071 | Residential | Solar*Rewards | Trade Secret | 2020 | 2020
20263-228838-01 | Xcel Energy | 85 | 13781 | IOU | 06200798 | 10.248 | Solar |  |  | Interconnected | Trade Secret | Trade | RPO | RPO312 | Residential | Solar*Rewards | Trade Secret | 2025 | 2025
20263-228838-01 | Xcel Energy | 85 | 13781 | IOU | 03132249 | 0.003 | Solar |  |  | Interconnected | Trade Secret | Trade | WES | WES075 | Residential | Solar*Rewards | Trade Secret | 2018 | 2018
20263-228838-01 | Xcel Energy | 85 | 13781 | IOU | 03130177 | 4.64 | Solar |  |  | Interconnected | Trade Secret | Trade | HWW | HWW062 | Residential | Solar*Rewards | Trade Secret | 2019 | 2019
20263-228838-01 | Xcel Energy | 85 | 13781 | IOU | 03800161 | 15.232 | Solar |  |  | Interconnected | Trade Secret | Trade | HYL | HYL061 | Residential | Solar*Rewards | Trade Secret | 2020 | 2020
20263-228838-01 | Xcel Energy | 85 | 13781 | IOU | 06065994 | 6.046 | Solar |  |  | Interconnected | Trade Secret | Trade | SOU | SOU083 | Residential |  | Trade Secret | 2025 | 2025
20263-228838-01 |  |  |  |  | 06086041 |  |  |  |  | Withdrawn | Trade Secret | Trade | SOU | SOU083 | Residential |  |  | 2025
20263-228838-01 | Xcel Energy | 85 | 13781 | IOU | 05713427 | 4.886 | Solar |  |  | Interconnected | Trade Secret | Trade | ALD | ALD073 | Residential | Solar*Rewards | Trade Secret | 2024 | 2024
20263-228838-01 | Xcel Energy | 85 | 13781 | IOU | 05499352 | 4.06 | Solar |  |  | Interconnected | Trade Secret | Trade | SOU | SOU083 | Residential | Solar*Rewards | Trade Secret | 2023 | 2023
20263-228838-01 | Xcel Energy | 85 | 13781 | IOU | 05965240 | 8.725 | Solar |  |  | Interconnected | Trade Secret | Trade | TWL | TWL067 | Residential | Solar*Rewards | Trade Secret | 2024 | 2025
20263-228838-01 | Xcel Energy | 85 | 13781 | IOU | 04026006 | 3.747 | Solar |  |  | Interconnected | Trade Secret | Trade | MPK | MPK068 | Residential | Solar*Rewards | Trade Secret | 2020 | 2021
20263-228838-01 | Xcel Energy | 85 | 13781 | IOU | 03131278 | 5 | Solar |  |  | Interconnected | Trade Secret | Trade | WES | WES074 | Residential | Made in Minnesota | Trade Secret | 2016 | 2017
20263-228838-01 | Xcel Energy | 85 | 13781 | IOU | OID2518180 | 3 | Solar |  |  | Withdrawn | Trade Secret | Trade | WES | WES074 | Residential | Solar*Rewards | Trade Secret | 2016
20263-228838-01 | Xcel Energy | 85 | 13781 | IOU | 05848719 | 5.76 | Solar |  |  | Interconnected | Trade Secret | Trade | HOL | HOL071 | Residential | Solar*Rewards | Trade Secret | 2024 | 2024
20263-228838-01 | Xcel Energy | 85 | 13781 | IOU | 04409593 | 7.616 | Solar |  |  | Active Application | Trade Secret | Trade | CEL | CEL064 | Residential |  | Trade Secret | 2021
20263-228838-01 | Xcel Energy | 85 | 13781 | IOU | 05442162 | 11.39 | Solar |  |  | Withdrawn | Trade Secret | Trade | RLK | RLK079 | Residential | Solar*Rewards | Trade Secret | 2023
20263-228838-01 | Xcel Energy | 85 | 13781 | IOU | 05445951 | 11.39 | Solar |  |  | Interconnected | Trade Secret | Trade | RLK | RLK079 | Residential |  | Trade Secret | 2023 | 2023
20263-228838-01 | Xcel Energy | 85 | 13781 | IOU | 06193451 | 8.376 | Solar |  |  | Interconnected | Trade Secret | Trade | HOL | HOL071 | Residential | Solar*Rewards | Trade Secret | 2025 | 2025
20263-228838-01 | Xcel Energy | 85 | 13781 | IOU | 04451696 | 7.68 | Solar |  |  | Active Application | Trade Secret | Trade | ALD | ALD092 | Residential |  | Trade Secret | 2021
20263-228838-01 | Xcel Energy | 85 | 13781 | IOU | 03131106 | 600 | Other |  |  | Interconnected | Trade Secret | Trade | EDA | EDA082 | Commercial |  | Trade Secret | 2012 | 2012
20263-228838-01 | Xcel Energy | 85 | 13781 | IOU | 06248590 | 2.903 | Solar |  |  | Interconnected | Trade Secret | Trade | RAM | RAM062 | Residential |  | Trade Secret | 2025 | 2026
20263-228838-01 | Xcel Energy | 85 | 13781 | IOU | OID3623108 | 8.16 | Solar |  |  | Withdrawn | Trade Secret | Trade | MPK | MPK063 | Residential | Solar*Rewards | Trade Secret | 2018
20263-228838-01 | Xcel Energy | 85 | 13781 | IOU | 03130332 | 10.08 | Solar |  |  | Interconnected | Trade Secret | Trade | MPK | MPK063 | Residential | Solar*Rewards | Trade Secret | 2019 | 2019
20263-228838-01 | Xcel Energy | 85 | 13781 | IOU | 04386500 | 5 | Solar |  |  | Interconnected | Trade Secret | Trade | CDV | CDV072 | Residential | Solar*Rewards | Trade Secret | 2021 | 2022
20263-228838-01 | Xcel Energy | 85 | 13781 | IOU | 03132843 | 11.89 | Solar |  |  | Interconnected | Trade Secret | Trade | CTR | CTR031 | Residential | Solar*Rewards | Trade Secret | 2018 | 2019
20263-228838-01 | Xcel Energy | 85 | 13781 | IOU | 06208114 | 4.181 | Solar |  |  | Active Application | Trade Secret | Trade | SLP | SLP084 | Residential | Solar*Rewards | Trade Secret | 2025
20263-228838-01 | Xcel Energy | 85 | 13781 | IOU | 06248789 | 5.584 | Solar |  |  | Interconnected | Trade Secret | Trade | SLP | SLP084 | Residential |  | Trade Secret | 2025 | 2025
20263-228838-01 | Xcel Energy | 85 | 13781 | IOU | 03632670 | 5 | Solar |  |  | Active Application | Trade Secret | Trade | IDA | IDA072 | Commercial | Solar*Rewards | Trade Secret | 2020
20263-228838-01 | Xcel Energy | 85 | 13781 | IOU | 03558327 | 3.84 | Solar |  |  | Interconnected | Trade Secret | Trade | SLP | SLP092 | Residential | Solar*Rewards | Trade Secret | 2020 | 2020
20263-228838-01 | Xcel Energy | 85 | 13781 | IOU | 05854580 | 5.052 | Solar |  |  | Active Application | Trade Secret | Trade | RIV | RIV076 | Residential |  | Trade Secret | 2024
20263-228838-01 | Xcel Energy | 85 | 13781 | IOU | 05360444 | 3.5 | Solar |  |  | Interconnected | Trade Secret | Trade | GAY | GAY001 | Residential |  | Trade Secret | 2023 | 2023
20263-228838-01 | Xcel Energy | 85 | 13781 | IOU | 06200597 | 9.432 | Solar |  | X | Interconnected | Trade Secret | Trade | EDA | EDA084 | Residential | Solar*Rewards | Trade Secret | 2025 | 2026
20263-228838-01 | Xcel Energy | 85 | 13781 | IOU | 03590386 | 6 | Solar |  |  | Active Application | Trade Secret | Trade | MPK | MPK082 | Residential | Solar*Rewards | Trade Secret | 2020
20263-228838-01 | Xcel Energy | 85 | 13781 | IOU | 05951624 | 7.7 | Solar |  |  | Withdrawn | Trade Secret | Trade | DPN | DPN072 | Residential | Solar*Rewards | Trade Secret | 2024
20263-228838-01 | Xcel Energy | 85 | 13781 | IOU | 05920391 | 6.175 | Solar |  |  | Interconnected | Trade Secret | Trade | DPN | DPN072 | Residential | Solar*Rewards | Trade Secret | 2024 | 2025
20263-228838-01 | Xcel Energy | 85 | 13781 | IOU | 05363327 | 9.28 | Solar |  |  | Interconnected | Trade Secret | Trade | HUG | HUG321 | Residential | Solar*Rewards | Trade Secret | 2023 | 2023
20263-228838-01 | Xcel Energy | 85 | 13781 | IOU | 06066420 | 99.999 | Solar |  |  | Interconnected | Trade Secret | Trade | APA | APA077 | Commercial |  | Trade Secret | 2025 | 2025
20263-228838-01 | Xcel Energy | 85 | 13781 | IOU | 04794291 | 5.054 | Solar |  |  | Interconnected | Trade Secret | Trade | OAD | OAD064 | Residential | Solar*Rewards | Trade Secret | 2022 | 2022
20263-228838-01 | Xcel Energy | 85 | 13781 | IOU | 05601672 | 2.32 | Solar |  |  | Interconnected | Trade Secret | Trade | APA | APA075 | Residential |  | Trade Secret | 2023 | 2024
20263-228838-01 | Xcel Energy | 85 | 13781 | IOU | 06016332 | 4.934 | Solar |  |  | Active Application | Trade Secret | Trade | SLP | SLP092 | Residential | Solar*Rewards | Trade Secret | 2024
20263-228838-01 | Xcel Energy | 85 | 13781 | IOU | 03131032 | 4.14 | Solar |  |  | Interconnected | Trade Secret | Trade | CEL | CEL072 | Residential |  | Trade Secret | 2010 | 2010
20263-228838-01 | Xcel Energy | 85 | 13781 | IOU | 03131607 | 3.6 | Solar |  |  | Interconnected | Trade Secret | Trade | WSG | WSG075 | Residential | Made in Minnesota | Trade Secret | 2017 | 2017
20263-228838-01 | Xcel Energy | 85 | 13781 | IOU | 03131815 | 7.625 | Solar |  |  | Interconnected | Trade Secret | Trade | HOL | HOL071 | Residential | Made in Minnesota | Trade Secret | 2017 | 2017
20263-228838-01 | Xcel Energy | 85 | 13781 | IOU | 05276206 | 6.38 | Solar |  |  | Interconnected | Trade Secret | Trade | CEL | CEL064 | Residential |  | Trade Secret | 2022 | 2023
20263-228838-01 | Xcel Energy | 85 | 13781 | IOU | 06209622 | 4.355 | Solar |  |  | Withdrawn | Trade Secret | Trade | AHI | AHI063 | Residential |  | Trade Secret | 2025
20263-228838-01 | Xcel Energy | 85 | 13781 | IOU | OID4039187 | 3.288 | Solar |  |  | Withdrawn | Trade Secret | Trade | APA | APA075 | Residential | Solar*Rewards | Trade Secret | 2019
20263-228838-01 | Xcel Energy | 85 | 13781 | IOU | 03525235 | 3.288 | Solar |  |  | Interconnected | Trade Secret | Trade | APA | APA075 | Residential | Solar*Rewards | Trade Secret | 2020 | 2020
20263-228838-01 | Xcel Energy | 85 | 13781 | IOU | 03130933 | 100 | Wind |  |  | Interconnected | Trade Secret | Trade | LSP | LSP022 | Residential |  | Trade Secret | 1995 | 2008
20263-228838-01 | Xcel Energy | 85 | 13781 | IOU | 04611664 | 3.141 | Solar |  |  | Interconnected | Trade Secret | Trade | SOU | SOU064 | Residential |  | Trade Secret | 2021 | 2021
20263-228838-01 | Xcel Energy | 85 | 13781 | IOU | OID3005123 | 1.35 | Solar |  |  | Withdrawn | Trade Secret | Trade | TWL | TWL078 | Commercial |  | Trade Secret | 2017
20263-228838-01 | Xcel Energy | 85 | 13781 | IOU | 04431087 | 5.054 | Solar |  |  | Active Application | Trade Secret | Trade | NMC | NMC093 | Residential | Solar*Rewards | Trade Secret | 2021
20263-228838-01 | Xcel Energy | 85 | 13781 | IOU | 05933350 | 3.747 | Solar |  |  | Interconnected | Trade Secret | Trade | WCR | WCR063 | Residential |  | Trade Secret | 2024 | 2025
20263-228838-01 | Xcel Energy | 85 | 13781 | IOU | 06178907 | 96 | Solar |  |  | Active Application | Trade Secret | Trade | COK | COK061 | Commercial |  | Trade Secret | 2025
20263-228838-01 |  |  |  |  | 06177867 |  |  |  |  | Withdrawn | Trade Secret | Trade | COK | COK061 | Commercial |  |  | 2025
20263-228838-01 | Xcel Energy | 85 | 13781 | IOU | 03942337 | 7.616 | Solar |  |  | Active Application | Trade Secret | Trade | TLK | TLK061 | Residential | Solar*Rewards | Trade Secret | 2020
20263-228838-01 | Xcel Energy | 85 | 13781 | IOU | 03135055 | 6.48 | Solar |  |  | Interconnected | Trade Secret | Trade | MOL | MOL078 | Residential | Solar*Rewards | Trade Secret | 2016 | 2016
20263-228838-01 | Xcel Energy | 85 | 13781 | IOU | 03131360 | 9.94 | Solar |  |  | Interconnected | Trade Secret | Trade | CGR | CGR072 | Residential | Solar*Rewards | Trade Secret | 2017 | 2017
20263-228838-01 | Xcel Energy | 85 | 13781 | IOU | 06064078 | 5.693 | Solar |  |  | Active Application | Trade Secret | Trade | GSL | GSL341 | Residential | Solar*Rewards | Trade Secret | 2025
20263-228838-01 | Xcel Energy | 85 | 13781 | IOU | 04936794 | 4.06 | Solar |  |  | Interconnected | Trade Secret | Trade | SOU | SOU060 | Residential |  | Trade Secret | 2022 | 2023
20263-228838-01 | Xcel Energy | 85 | 13781 | IOU | 05562389 | 5.355 | Solar |  |  | Interconnected | Trade Secret | Trade | ALD | ALD072 | Residential | Solar*Rewards | Trade Secret | 2023 | 2023
20263-228838-01 |  |  |  |  | 05677119 |  |  |  |  | Withdrawn | Trade Secret | Trade | SOU | SOU076 | Residential |  |  | 2023
20263-228838-01 | Xcel Energy | 85 | 13781 | IOU | 05661542 | 6.08 | Solar |  |  | Interconnected | Trade Secret | Trade | SOU | SOU076 | Residential |  | Trade Secret | 2023 | 2024
20263-228838-01 | Xcel Energy | 85 | 13781 | IOU | SRO29764 | 5 | Solar |  |  | Withdrawn | Trade Secret | Trade | MGN | MGN211 | Residential | Solar*Rewards | Trade Secret | 2013
20263-228838-01 | Xcel Energy | 85 | 13781 | IOU | 03133390 | 15 | Solar |  |  | Interconnected | Trade Secret | Trade | GSL | GSL341 | Commercial | Solar*Rewards | Trade Secret | 2011 | 2012
20263-228838-01 | Xcel Energy | 85 | 13781 | IOU | 03131090 | 300 | Other |  |  | Interconnected | Trade Secret | Trade | MOL | MOL066 | Commercial |  | Trade Secret | 2011 | 2011
20263-228838-01 | Xcel Energy | 85 | 13781 | IOU | 06062044 | 18.816 | Solar |  |  | Interconnected | Trade Secret | Trade | LAB | LAB312 | Residential | Solar*Rewards | Trade Secret | 2025 | 2025
20263-228838-01 | Xcel Energy | 85 | 13781 | IOU | 06163072 | 9.994 | Solar |  |  | Interconnected | Trade Secret | Trade | ALK | ALK064 | Residential | Solar*Rewards | Trade Secret | 2025 | 2025
20263-228838-01 | Xcel Energy | 85 | 13781 | IOU | 03130622 | 40 | Solar |  |  | Interconnected | Trade Secret | Trade | SLP | SLP093 | Commercial | Made in Minnesota | Trade Secret | 2016 | 2017
20263-228838-01 | Xcel Energy | 85 | 13781 | IOU | 05978327 | 6.453 | Solar |  |  | Interconnected | Trade Secret | Trade | VKG | VKG072 | Residential |  | Trade Secret | 2024 | 2024
20263-228838-01 | Xcel Energy | 85 | 13781 | IOU | 05305499 | 15.08 | Solar |  |  | Interconnected | Trade Secret | Trade | CRL | CRL033 | Residential |  | Trade Secret | 2022 | 2023
20263-228838-01 | Xcel Energy | 85 | 13781 | IOU | 04442467 | 40 | Solar |  |  | Active Application | Trade Secret | Trade | TER | TER061 | Commercial | Solar*Rewards | Trade Secret | 2021
20263-228838-01 | Xcel Energy | 85 | 13781 | IOU | 03320269 | 7.616 | Solar |  |  | Interconnected | Trade Secret | Trade | WES | WES073 | Residential | Solar*Rewards | Trade Secret | 2019 | 2020
20263-228838-01 | Xcel Energy | 85 | 13781 | IOU | 04800212 | 9.994 | Solar |  |  | Interconnected | Trade Secret | Trade | SLP | SLP084 | Residential | Solar*Rewards | Trade Secret | 2022 | 2022
20263-228838-01 | Xcel Energy | 85 | 13781 | IOU | 05291704 | 7.68 | Solar |  |  | Withdrawn | Trade Secret | Trade | LAP | LAP311 | Residential |  | Trade Secret | 2022
20263-228838-01 | Xcel Energy | 85 | 13781 | IOU | 05813792 | 6.912 | Solar |  |  | Interconnected | Trade Secret | Trade | YAM | YAM031 | Residential |  | Trade Secret | 2024 | 2024
20263-228838-01 | Xcel Energy | 85 | 13781 | IOU | 03134542 | 6 | Solar |  |  | Interconnected | Trade Secret | Trade | FAB | FAB063 | Residential | Made in Minnesota | Trade Secret | 2015 | 2015
20263-228838-01 | Xcel Energy | 85 | 13781 | IOU | OID2262192 | 5 | Solar |  |  | Withdrawn | Trade Secret | Trade | FAB | FAB063 | Residential | Solar*Rewards | Trade Secret | 2015
20263-228838-01 |  |  |  |  | OID2262190 |  | Solar |  |  | Withdrawn | Trade Secret | Trade | FAB | FAB063 | Residential | Solar*Rewards |  | 2015
20263-228838-01 | Xcel Energy | 85 | 13781 | IOU | 03305072 | 9.994 | Solar |  |  | Interconnected | Trade Secret | Trade | HOL | HOL072 | Residential | Solar*Rewards | Trade Secret | 2019 | 2020
20263-228838-01 | Xcel Energy | 85 | 13781 | IOU | 06212252 | 7.591 | Solar |  |  | Interconnected | Trade Secret | Trade | AFT | AFT314 | Residential |  | Trade Secret | 2025 | 2025
20263-228838-01 | Xcel Energy | 85 | 13781 | IOU | 04592302 | 2.792 | Solar |  |  | Interconnected | Trade Secret | Trade | WYO | WYO031 | Residential |  | Trade Secret | 2021 | 2021
20263-228838-01 | Xcel Energy | 85 | 13781 | IOU | 05524094 | 7.6 | Solar |  |  | Interconnected | Trade Secret | Trade | GRC | GRC312 | Residential | Solar*Rewards | Trade Secret | 2023 | 2023
20263-228838-01 | Xcel Energy | 85 | 13781 | IOU | 05359363 | 3.19 | Solar |  |  | Interconnected | Trade Secret | Trade | SOU | SOU083 | Residential |  | Trade Secret | 2023 | 2023
20263-228838-01 | Xcel Energy | 85 | 13781 | IOU | 05358438 | 3.19 |  |  |  | Active Application | Trade Secret | Trade | SOU | SOU083 | Residential |  | Trade Secret | 2023
20263-228838-01 | Xcel Energy | 85 | 13781 | IOU | 05352601 | 3.19 |  |  |  | Active Application | Trade Secret | Trade | SOU | SOU083 | Residential |  | Trade Secret | 2022
20263-228838-01 | Xcel Energy | 85 | 13781 | IOU | 05936986 | 8.73 | Solar |  |  | Interconnected | Trade Secret | Trade | LEX | LEX063 | Residential | Solar*Rewards | Trade Secret | 2024 | 2024
20263-228838-01 | Xcel Energy | 85 | 13781 | IOU | OID2155116 | 18 | Solar |  |  | Withdrawn | Trade Secret | Trade | ECK | ECK321 | Commercial | Solar*Rewards | Trade Secret | 2014
20263-228838-01 | Xcel Energy | 85 | 13781 | IOU | 03900635 | 6 | Solar |  |  | Interconnected | Trade Secret | Trade | LEX | LEX075 | Residential | Solar*Rewards | Trade Secret | 2020 | 2020
20263-228838-01 | Xcel Energy | 85 | 13781 | IOU | 04850430 | 9.074 | Solar |  |  | Interconnected | Trade Secret | Trade | RLK | RLK066 | Residential | Solar*Rewards | Trade Secret | 2022 | 2022
20263-228838-01 | Xcel Energy | 85 | 13781 | IOU | 05497979 | 3.84 | Solar |  |  | Interconnected | Trade Secret | Trade | TWL | TWL081 | Residential | Solar*Rewards | Trade Secret | 2023 | 2023
20263-228838-01 | Xcel Energy | 85 | 13781 | IOU | 03976288 | 6 | Solar |  |  | Interconnected | Trade Secret | Trade | GRC | GRC312 | Residential | Solar*Rewards | Trade Secret | 2020 | 2021
20263-228838-01 | Xcel Energy | 85 | 13781 | IOU | 03130292 | 6 | Solar |  |  | Interconnected | Trade Secret | Trade | WSG | WSG071 | Residential | Solar*Rewards | Trade Secret | 2019 | 2019
20263-228838-01 |  |  |  |  | OID3791344 |  | Solar |  |  | Withdrawn | Trade Secret | Trade | WSG | WSG071 | Residential | Solar*Rewards |  | 2019
20263-228838-01 | Xcel Energy | 85 | 13781 | IOU | 04430554 | 5.054 | Solar |  |  | Interconnected | Trade Secret | Trade | SOU | SOU069 | Residential | Solar*Rewards | Trade Secret | 2021 | 2022
20263-228838-01 | Xcel Energy | 85 | 13781 | IOU | 05853280 | 13.056 | Solar |  |  | Interconnected | Trade Secret | Trade | ECK | ECK063 | Residential |  | Trade Secret | 2024 | 2024
20263-228838-01 | Xcel Energy | 85 | 13781 | IOU | OID2304479 | 7.63 | Solar |  |  | Withdrawn | Trade Secret | Trade | CHE | CHE076 | Residential | Solar*Rewards | Trade Secret | 2015
20263-228838-01 | Xcel Energy | 85 | 13781 | IOU | 03134458 | 7.63 | Solar |  |  | Interconnected | Trade Secret | Trade | CHE | CHE076 | Residential | Solar*Rewards | Trade Secret | 2015 | 2015
20263-228838-01 | Xcel Energy | 85 | 13781 | IOU | 05307827 | 15.552 | Solar |  |  | Interconnected | Trade Secret | Trade | IDA | IDA072 | Commercial |  | Trade Secret | 2022 | 2025
20263-228838-01 | Xcel Energy | 85 | 13781 | IOU | 06236698 | 3.936 | Solar |  |  | Interconnected | Trade Secret | Trade | SOU | SOU064 | Residential |  | Trade Secret | 2025 | 2026
20263-228838-01 | Xcel Energy | 85 | 13781 | IOU | 05149876 | 5.12 | Solar |  |  | Interconnected | Trade Secret | Trade | WSG | WSG362 | Residential |  | Trade Secret | 2022 | 2022
20263-228838-01 | Xcel Energy | 85 | 13781 | IOU | 05338373 | 7.25 | Solar |  |  | Interconnected | Trade Secret | Trade | TER | TER071 | Residential |  | Trade Secret | 2022 | 2023
20263-228838-01 | Xcel Energy | 85 | 13781 | IOU | 05453142 | 12.288 | Solar |  |  | Active Application | Trade Secret | Trade | SIP | SIP063 | Residential |  | Trade Secret | 2023
20263-228838-01 | Xcel Energy | 85 | 13781 | IOU | 04841850 | 6.09 | Solar |  |  | Interconnected | Trade Secret | Trade | LEX | LEX332 | Residential | Solar*Rewards | Trade Secret | 2022 | 2022
20263-228838-01 | Xcel Energy | 85 | 13781 | IOU | 04880531 | 6.96 | Solar |  |  | Withdrawn | Trade Secret | Trade | MPK | MPK068 | Residential |  | Trade Secret | 2022
20263-228838-01 | Xcel Energy | 85 | 13781 | IOU | 05976563 | 6.5 | Solar |  |  | Active Application | Trade Secret | Trade | MPK | MPK068 | Residential |  | Trade Secret | 2024
20263-228838-01 | Xcel Energy | 85 | 13781 | IOU | 05233754 | 10.121 | Solar |  |  | Interconnected | Trade Secret | Trade | KOL | KOL062 | Residential |  | Trade Secret | 2022 | 2023
20263-228838-01 | Xcel Energy | 85 | 13781 | IOU | 05208252 | 8.027 | Solar |  |  | Interconnected | Trade Secret | Trade | APA | APA064 | Residential |  | Trade Secret | 2022 | 2023
20263-228838-01 | Xcel Energy | 85 | 13781 | IOU | 04336730 | 7.616 | Solar |  |  | Active Application | Trade Secret | Trade | MEK | MEK021 | Residential | Solar*Rewards | Trade Secret | 2021
20263-228838-01 | Xcel Energy | 85 | 13781 | IOU | 06076942 | 7.68 | Solar |  |  | Active Application | Trade Secret | Trade | HYL | HYL061 | Residential | Solar*Rewards | Trade Secret | 2025
20263-228838-01 | Xcel Energy | 85 | 13781 | IOU | 06046840 | 4.592 | Solar |  |  | Active Application | Trade Secret | Trade | HYL | HYL061 | Residential | Solar*Rewards | Trade Secret | 2024
20263-228838-01 | Xcel Energy | 85 | 13781 | IOU | 06322005 | 7.68 | Solar |  |  | Active Application | Trade Secret | Trade | HYL | HYL061 | Residential | Solar*Rewards | Trade Secret | 2026
20263-228838-01 | Xcel Energy | 85 | 13781 | IOU | OID3284646 | 19.999 | Solar |  |  | Withdrawn | Trade Secret | Trade | MST | MST071 | Commercial | Solar*Rewards | Trade Secret | 2018
20263-228838-01 | Xcel Energy | 85 | 13781 | IOU | 05185180 | 5.22 | Solar |  |  | Withdrawn | Trade Secret | Trade | BEL | BEL061 | Residential |  | Trade Secret | 2022
20263-228838-01 | Xcel Energy | 85 | 13781 | IOU | 03134343 | 3 | Solar |  |  | Interconnected | Trade Secret | Trade | TLK | TLK075 | Residential | Solar*Rewards | Trade Secret | 2015 | 2015
20263-228838-01 | Xcel Energy | 85 | 13781 | IOU | OID2996968 | 7.625 | Solar |  |  | Withdrawn | Trade Secret | Trade | TLK | TLK075 | Residential | Solar*Rewards | Trade Secret | 2017
20263-228838-01 | Xcel Energy | 85 | 13781 | IOU | 04469431 | 7.616 | Solar |  |  | Active Application | Trade Secret | Trade | NOF | NOF072 | Residential | Solar*Rewards | Trade Secret | 2021
20263-228838-01 | Xcel Energy | 85 | 13781 | IOU | 04518515 | 7.625 | Solar |  |  | Interconnected | Trade Secret | Trade | NOF | NOF072 | Residential |  | Trade Secret | 2021 | 2021
20263-228838-01 | Xcel Energy | 85 | 13781 | IOU | 03565635 | 79.98 | Solar |  |  | Interconnected | Trade Secret | Trade | LOK | LOK093 | Commercial |  | Trade Secret | 2020 | 2020
20263-228838-01 |  |  |  |  | OID3849944 |  | Solar |  |  | Withdrawn | Trade Secret | Trade | LOK | LOK093 | Commercial |  |  | 2019
20263-228838-01 | Xcel Energy | 85 | 13781 | IOU | 03133773 | 5 | Solar |  |  | Interconnected | Trade Secret | Trade | APA | APA075 | Residential | Solar*Rewards | Trade Secret | 2013 | 2013
20263-228838-01 | Xcel Energy | 85 | 13781 | IOU | 05565104 | 6.93 | Solar |  |  | Interconnected | Trade Secret | Trade | EDA | EDA089 | Residential | Solar*Rewards | Trade Secret | 2023 | 2023
20263-228838-01 | Xcel Energy | 85 | 13781 | IOU | 05487772 | 5.052 | Solar |  |  | Interconnected | Trade Secret | Trade | SOU | SOU069 | Residential | Solar*Rewards | Trade Secret | 2023 | 2023
20263-228838-01 | Xcel Energy | 85 | 13781 | IOU | 04923678 | 9.994 | Solar |  |  | Interconnected | Trade Secret | Trade | HUG | HUG311 | Residential | Solar*Rewards | Trade Secret | 2022 | 2023
20263-228838-01 | Xcel Energy | 85 | 13781 | IOU | 03130660 | 20 | Solar |  |  | Interconnected | Trade Secret | Trade | HWW | HWW073 | Commercial | Solar*Rewards | Trade Secret | 2016 | 2017
20263-228838-01 | Xcel Energy | 85 | 13781 | IOU | 05357136 | 8.7 | Solar |  |  | Interconnected | Trade Secret | Trade | CNC | CNC063 | Residential | Solar*Rewards | Trade Secret | 2023 | 2023
20263-228838-01 | Xcel Energy | 85 | 13781 | IOU | 03503200 | 33.3 | Solar |  |  | Interconnected | Trade Secret | Trade | CEL | CEL064 | Commercial | Solar*Rewards | Trade Secret | 2019 | 2021
20263-228838-01 | Xcel Energy | 85 | 13781 | IOU | 04041315 | 7.7 | Solar |  |  | Interconnected | Trade Secret | Trade | RMT | RMT321 | Residential | Solar*Rewards | Trade Secret | 2020 | 2021
20263-228838-01 | Xcel Energy | 85 | 13781 | IOU | 04494433 | 7.616 | Solar |  |  | Active Application | Trade Secret | Trade | RWD | RWD081 | Residential | Solar*Rewards | Trade Secret | 2021
20263-228838-01 | Xcel Energy | 85 | 13781 | IOU | 04509499 | 7.616 | Solar |  |  | Withdrawn | Trade Secret | Trade | RWD | RWD081 | Residential |  | Trade Secret | 2021
20263-228838-01 | Xcel Energy | 85 | 13781 | IOU | 06154357 | 6.453 | Solar |  |  | Interconnected | Trade Secret | Trade | SOU | SOU083 | Residential | Solar*Rewards | Trade Secret | 2025 | 2025
20263-228838-01 | Xcel Energy | 85 | 13781 | IOU | 05737104 | 4.935 | Solar |  |  | Interconnected | Trade Secret | Trade | WCR | WCR322 | Residential |  | Trade Secret | 2024 | 2024
20263-228838-01 | Xcel Energy | 85 | 13781 | IOU | 06231852 | 4.886 | Solar |  |  | Active Application | Trade Secret | Trade | DBL | DBL060 | Residential |  | Trade Secret | 2025
20263-228838-01 | Xcel Energy | 85 | 13781 | IOU | 04756214 | 14.21 | Solar |  | X | Interconnected | Trade Secret | Trade | CGR | CGR071 | Residential |  | Trade Secret | 2021 | 2022
20263-228838-01 | Xcel Energy | 85 | 13781 | IOU | 03132040 | 6 | Solar |  |  | Interconnected | Trade Secret | Trade | TWL | TWL076 | Residential | Solar*Rewards | Trade Secret | 2017 | 2018
20263-228838-01 | Xcel Energy | 85 | 13781 | IOU | 03131865 | 3.8 | Solar |  |  | Interconnected | Trade Secret | Trade | RRK | RRK063 | Residential | Solar*Rewards | Trade Secret | 2017 | 2017
20263-228838-01 | Xcel Energy | 85 | 13781 | IOU | 04375620 | 5.8 | Solar |  |  | Interconnected | Trade Secret | Trade | WES | WES074 | Residential | Solar*Rewards | Trade Secret | 2021 | 2021
20263-228838-01 | Xcel Energy | 85 | 13781 | IOU | 04454765 | 13.92 | Solar |  |  | Interconnected | Trade Secret | Trade | APA | APA078 | Commercial |  | Trade Secret | 2021 | 2021
20263-228838-01 | Xcel Energy | 85 | 13781 | IOU | 04983206 | 8.027 | Solar |  |  | Interconnected | Trade Secret | Trade | KAN | KAN021 | Residential | Solar*Rewards | Trade Secret | 2022 | 2024
20263-228838-01 | Xcel Energy | 85 | 13781 | IOU | 04424388 | 11.52 | Solar |  |  | Active Application | Trade Secret | Trade | MOL | MOL068 | Residential | Solar*Rewards | Trade Secret | 2021
20263-228838-01 | Xcel Energy | 85 | 13781 | IOU | 05529350 | 9.6 | Solar |  |  | Interconnected | Trade Secret | Trade | APA | APA077 | Residential |  | Trade Secret | 2023 | 2023
20263-228838-01 | Xcel Energy | 85 | 13781 | IOU | 03130190 | 33.3 | Solar |  |  | Interconnected | Trade Secret | Trade | WRR | WRR075 | Commercial | Solar*Rewards | Trade Secret | 2019 | 2019
20263-228838-01 | Xcel Energy | 85 | 13781 | IOU | 04793963 | 9.86 | Solar |  |  | Interconnected | Trade Secret | Trade | WIL | WIL084 | Residential | Solar*Rewards | Trade Secret | 2022 | 2022
20263-228838-01 | Xcel Energy | 85 | 13781 | IOU | 04317400 | 4.932 | Solar |  |  | Interconnected | Trade Secret | Trade | APA | APA075 | Residential | Solar*Rewards | Trade Secret | 2021 | 2021
20263-228838-01 | Xcel Energy | 85 | 13781 | IOU | 04303460 | 66.6 | Solar |  |  | Interconnected | Trade Secret | Trade | RLK | RLK079 | Commercial |  | Trade Secret | 2021 | 2021
20263-228838-01 | Xcel Energy | 85 | 13781 | IOU | 06195736 | 5.76 | Solar |  |  | Interconnected | Trade Secret | Trade | SOU | SOU079 | Residential |  | Trade Secret | 2025 | 2025
20263-228838-01 | Xcel Energy | 85 | 13781 | IOU | 03134779 | 3.8 | Solar |  |  | Interconnected | Trade Secret | Trade | MPK | MPK082 | Residential | Solar*Rewards | Trade Secret | 2016 | 2017
20263-228838-01 | Xcel Energy | 85 | 13781 | IOU | 06197891 | 5.584 | Solar |  |  | Interconnected | Trade Secret | Trade | TER | TER081 | Residential | Solar*Rewards | Trade Secret | 2025 | 2025
20263-228838-01 | Xcel Energy | 85 | 13781 | IOU | 03177377 | 8.12 | Solar |  |  | Interconnected | Trade Secret | Trade | NOF | NOF061 | Residential | Solar*Rewards | Trade Secret | 2019 | 2020
20263-228838-01 | Xcel Energy | 85 | 13781 | IOU | 03132245 | 5 | Solar |  |  | Interconnected | Trade Secret | Trade | TER | TER062 | Residential | Solar*Rewards | Trade Secret | 2018 | 2018
20263-228838-01 | Xcel Energy | 85 | 13781 | IOU | OID2019224 | 10.56 | Solar |  |  | Withdrawn | Trade Secret | Trade | SCA | SCA021 | Residential | Solar*Rewards | Trade Secret | 2014
20263-228838-01 | Xcel Energy | 85 | 13781 | IOU | 05951492 | 7.475 | Solar |  |  | Interconnected | Trade Secret | Trade | LOK | LOK062 | Residential |  | Trade Secret | 2024 | 2024
20263-228838-01 | Xcel Energy | 85 | 13781 | IOU | 06264201 | 5.933 | Solar |  | X | Active Application | Trade Secret | Trade | IDA | IDA064 | Residential |  | Trade Secret | 2025
20263-228838-01 | Xcel Energy | 85 | 13781 | IOU | 03133616 | 37 | Solar |  |  | Interconnected | Trade Secret | Trade | AHI | AHI022 | Commercial | Solar*Rewards | Trade Secret | 2011 | 2012
20263-228838-01 | Xcel Energy | 85 | 13781 | IOU | 06226106 | 7.6 | Solar |  |  | Interconnected | Trade Secret | Trade | LLK | LLK072 | Residential |  | Trade Secret | 2025 | 2026
20263-228838-01 | Xcel Energy | 85 | 13781 | IOU | 06209832 | 7.6 | Solar |  |  | Withdrawn | Trade Secret | Trade | LLK | LLK072 | Residential | Solar*Rewards | Trade Secret | 2025
20263-228838-01 | Xcel Energy | 85 | 13781 | IOU | 05458411 | 4.35 | Solar |  |  | Interconnected | Trade Secret | Trade | STY | STY075 | Residential |  | Trade Secret | 2023 | 2023
20263-228838-01 | Xcel Energy | 85 | 13781 | IOU | 04239542 | 4.4 | Solar |  |  | Interconnected | Trade Secret | Trade | SAV | SAV063 | Residential |  | Trade Secret | 2021 | 2021
20263-228838-01 | Xcel Energy | 85 | 13781 | IOU | 03210064 | 3.747 | Solar |  |  | Interconnected | Trade Secret | Trade | OAD | OAD061 | Residential | Solar*Rewards | Trade Secret | 2019 | 2019
20263-228838-01 | Xcel Energy | 85 | 13781 | IOU | 04716751 | 3.48 | Solar |  | X | Interconnected | Trade Secret | Trade | OPK | OPK073 | Residential |  | Trade Secret | 2021 | 2022
20263-228838-01 | Xcel Energy | 85 | 13781 | IOU | 06268742 | 8.129 | Solar |  |  | Active Application | Trade Secret | Trade | MEL | MEL072 | Residential |  | Trade Secret | 2025
20263-228838-01 | Xcel Energy | 85 | 13781 | IOU | 06081430 | 4.555 | Solar |  |  | Interconnected | Trade Secret | Trade | MND | MND062 | Residential |  | Trade Secret | 2025 | 2025
20263-228838-01 | Xcel Energy | 85 | 13781 | IOU | 04880081 | 7.329 | Solar |  |  | Interconnected | Trade Secret | Trade | KOL | KOL063 | Residential | Solar*Rewards | Trade Secret | 2022 | 2022
20263-228838-01 | Xcel Energy | 85 | 13781 | IOU | 03130871 | 2.5 | Solar |  |  | Interconnected | Trade Secret | Trade | DND | DND062 | Commercial |  | Trade Secret | 2008 | 2013
20263-228838-01 | Xcel Energy | 85 | 13781 | IOU | 03133057 | 6 | Solar |  |  | Interconnected | Trade Secret | Trade | NOF | NOF061 | Residential | Solar*Rewards | Trade Secret | 2013 | 2014
20263-228838-01 | Xcel Energy | 85 | 13781 | IOU | 03133428 | 3.15 | Solar |  |  | Interconnected | Trade Secret | Trade | SIP | SIP072 | Residential | Solar*Rewards | Trade Secret | 2011 | 2011
20263-228838-01 | Xcel Energy | 85 | 13781 | IOU | 03135086 | 6 | Solar |  |  | Interconnected | Trade Secret | Trade | NOF | NOF071 | Residential | Made in Minnesota | Trade Secret | 2016 | 2017
20263-228838-01 | Xcel Energy | 85 | 13781 | IOU | 05490006 | 8.32 | Solar |  |  | Withdrawn | Trade Secret | Trade | CGR | CGR063 | Residential | Solar*Rewards | Trade Secret | 2023
20263-228838-01 | Xcel Energy | 85 | 13781 | IOU | 04425681 | 5 | Solar |  |  | Interconnected | Trade Secret | Trade | MEL | MEL075 | Residential | Solar*Rewards | Trade Secret | 2021 | 2021
20263-228838-01 | Xcel Energy | 85 | 13781 | IOU | 05617722 | 5.12 | Solar |  |  | Interconnected | Trade Secret | Trade | ECK | ECK342 | Residential |  | Trade Secret | 2023 | 2024
20263-228838-01 | Xcel Energy | 85 | 13781 | IOU | 06137453 | 6.453 | Solar |  |  | Interconnected | Trade Secret | Trade | BCH | BCH311 | Residential | Solar*Rewards | Trade Secret | 2025 | 2025
20263-228838-01 | Xcel Energy | 85 | 13781 | IOU | 03929877 | 8.7 | Solar |  |  | Interconnected | Trade Secret | Trade | BCH | BCH311 | Residential | Solar*Rewards | Trade Secret | 2020 | 2020
20263-228838-01 | Xcel Energy | 85 | 13781 | IOU | 06017890 | 31.7 | Storage |  |  | Interconnected | Trade Secret | Trade | BCH | BCH311 | Residential |  | Trade Secret | 2024 | 2025
20263-228838-01 | Xcel Energy | 85 | 13781 | IOU | 04924750 | 7.25 | Solar |  |  | Interconnected | Trade Secret | Trade | WRR | WRR064 | Residential | Solar*Rewards | Trade Secret | 2022 | 2023
20263-228838-01 | Xcel Energy | 85 | 13781 | IOU | 03868507 | 7.616 | Solar |  |  | Interconnected | Trade Secret | Trade | MST | MST071 | Residential | Solar*Rewards | Trade Secret | 2020 | 2020
20263-228838-01 | Xcel Energy | 85 | 13781 | IOU | 03132119 | 9.5 | Solar |  |  | Interconnected | Trade Secret | Trade | WIN | WIN043 | Residential | Made in Minnesota | Trade Secret | 2017 | 2017
20263-228838-01 | Xcel Energy | 85 | 13781 | IOU | OID2250781 | 20 | Solar |  |  | Withdrawn | Trade Secret | Trade | WAB | WAB021 | Commercial | Solar*Rewards | Trade Secret | 2015
20263-228838-01 | Xcel Energy | 85 | 13781 | IOU | 03429419 | 11.39 | Solar |  |  | Interconnected | Trade Secret | Trade | ZUM | ZUM021 | Residential | Solar*Rewards | Trade Secret | 2019 | 2020
20263-228838-01 | Xcel Energy | 85 | 13781 | IOU | 05344460 | 7.448 | Solar |  |  | Interconnected | Trade Secret | Trade | MDT | MDT077 | Residential |  | Trade Secret | 2023 | 2023
20263-228838-01 | Xcel Energy | 85 | 13781 | IOU | 05448863 | 7.8 | Solar |  |  | Interconnected | Trade Secret | Trade | AFT | AFT321 | Residential | Solar*Rewards | Trade Secret | 2023 | 2023
20263-228838-01 | Xcel Energy | 85 | 13781 | IOU | 05397912 | 31.61 | Solar |  |  | Interconnected | Trade Secret | Trade | UPP | UPP083 | Commercial | Solar*Rewards | Trade Secret | 2023 | 2024
20263-228838-01 | Xcel Energy | 85 | 13781 | IOU | 03861306 | 5 | Solar |  |  | Active Application | Trade Secret | Trade | HAS | HAS021 | Residential | Solar*Rewards | Trade Secret | 2020
20263-228838-01 | Xcel Energy | 85 | 13781 | IOU | 06123888 | 12.288 | Solar |  |  | Active Application | Trade Secret | Trade | MPK | MPK078 | Residential |  | Trade Secret | 2025
20263-228838-01 | Xcel Energy | 85 | 13781 | IOU | 06247560 | 3.774 | Solar |  |  | Active Application | Trade Secret | Trade | HYL | HYL073 | Residential |  | Trade Secret | 2025
20263-228838-01 | Xcel Energy | 85 | 13781 | IOU | 03133503 | 1.935 | Solar |  |  | Interconnected | Trade Secret | Trade | ALD | ALD083 | Residential | Solar*Rewards | Trade Secret | 2011 | 2012
20263-228838-01 | Xcel Energy | 85 | 13781 | IOU | 05811495 | 7.616 | Solar |  |  | Withdrawn | Trade Secret | Trade | RVA | RVA061 | Residential |  | Trade Secret | 2024
20263-228838-01 | Xcel Energy | 85 | 13781 | IOU | 05811646 | 7.616 | Solar |  |  | Interconnected | Trade Secret | Trade | RVA | RVA061 | Residential |  | Trade Secret | 2024 | 2024
20263-228838-01 | Xcel Energy | 85 | 13781 | IOU | 05807667 | 5.76 | Solar |  |  | Withdrawn | Trade Secret | Trade | WWK | WWK311 | Residential |  | Trade Secret | 2024
20263-228838-01 | Xcel Energy | 85 | 13781 | IOU | 05817448 | 5.76 | Solar |  |  | Interconnected | Trade Secret | Trade | WWK | WWK311 | Residential | Solar*Rewards | Trade Secret | 2024 | 2025
20263-228838-01 | Xcel Energy | 85 | 13781 | IOU | 06204935 | 5.584 | Solar |  |  | Withdrawn | Trade Secret | Trade | SOU | SOU065 | Residential | Solar*Rewards | Trade Secret | 2025
20263-228838-01 | Xcel Energy | 85 | 13781 | IOU | 06218380 | 5.584 | Solar |  |  | Withdrawn | Trade Secret | Trade | SOU | SOU065 | Residential |  | Trade Secret | 2025
20263-228838-01 | Xcel Energy | 85 | 13781 | IOU | 06138898 | 11.007 | Solar |  |  | Interconnected | Trade Secret | Trade | TER | TER075 | Residential | Solar*Rewards | Trade Secret | 2025 | 2025
20263-228838-01 | Xcel Energy | 85 | 13781 | IOU | 05232014 | 4.35 | Solar |  |  | Interconnected | Trade Secret | Trade | RAM | RAM064 | Residential |  | Trade Secret | 2022 | 2023
20263-228838-01 | Xcel Energy | 85 | 13781 | IOU | 04406264 | 6.38 | Solar |  |  | Interconnected | Trade Secret | Trade | TER | TER075 | Residential | Solar*Rewards | Trade Secret | 2021 | 2021
20263-228838-01 | Xcel Energy | 85 | 13781 | IOU | 04180011 | 5 | Solar |  |  | Interconnected | Trade Secret | Trade | TWL | TWL068 | Residential | Solar*Rewards | Trade Secret | 2020 | 2021
20263-228838-01 | Xcel Energy | 85 | 13781 | IOU | OID2019267 | 18 | Solar |  |  | Withdrawn | Trade Secret | Trade | SLP | SLP322 | Commercial | Solar*Rewards | Trade Secret | 2014
20263-228838-01 | Xcel Energy | 85 | 13781 | IOU | 04143672 | 7.616 | Solar |  |  | Interconnected | Trade Secret | Trade | HYL | HYL064 | Residential | Solar*Rewards | Trade Secret | 2020 | 2020
20263-228838-01 | Xcel Energy | 85 | 13781 | IOU | 05465461 | 6.615 | Solar |  |  | Interconnected | Trade Secret | Trade | SLP | SLP084 | Residential | Solar*Rewards | Trade Secret | 2023 | 2023
20263-228838-01 | Xcel Energy | 85 | 13781 | IOU | 06086175 | 11.02 | Solar |  |  | Active Application | Trade Secret | Trade | WCR | WCR322 | Residential | Solar*Rewards | Trade Secret | 2025
20263-228838-01 | Xcel Energy | 85 | 13781 | IOU | 06322216 | 10.64 | Solar |  |  | Active Application | Trade Secret | Trade | WCR | WCR322 | Residential | Solar*Rewards | Trade Secret | 2026
20263-228838-01 | Xcel Energy | 85 | 13781 | IOU | OID2983229 | 19.999 | Solar |  |  | Withdrawn | Trade Secret | Trade | RWD | RWD063 | Commercial | Solar*Rewards | Trade Secret | 2017
20263-228838-01 | Xcel Energy | 85 | 13781 | IOU | 05978065 | 3.84 | Solar |  |  | Interconnected | Trade Secret | Trade | CRL | CRL065 | Residential |  | Trade Secret | 2024 | 2025
20263-228838-01 | Xcel Energy | 85 | 13781 | IOU | 05978013 | 3.84 | Solar |  |  | Withdrawn | Trade Secret | Trade | CRL | CRL065 | Residential | Solar*Rewards | Trade Secret | 2024
20263-228838-01 | Xcel Energy | 85 | 13781 | IOU | 03133670 | 4.2 | Solar |  |  | Interconnected | Trade Secret | Trade | APA | APA073 | Residential | Solar*Rewards | Trade Secret | 2012 | 2012
20263-228838-01 | Xcel Energy | 85 | 13781 | IOU | 05217325 | 8.027 | Solar |  |  | Interconnected | Trade Secret | Trade | BUR | BUR022 | Residential |  | Trade Secret | 2022 | 2022
20263-228838-01 | Xcel Energy | 85 | 13781 | IOU | 04793776 | 7.68 | Solar |  |  | Interconnected | Trade Secret | Trade | SLP | SLP084 | Residential | Solar*Rewards | Trade Secret | 2022 | 2022
20263-228838-01 |  |  |  |  | OID2580378 |  | Solar |  |  | Withdrawn | Trade Secret | Trade | WIL | WIL079 | Residential | Solar*Rewards |  | 2016
20263-228838-01 | Xcel Energy | 85 | 13781 | IOU | 05396927 | 3.9 | Solar |  |  | Active Application | Trade Secret | Trade | MHW | MHW311 | Residential | Solar*Rewards | Trade Secret | 2023
20263-228838-01 | Xcel Energy | 85 | 13781 | IOU | 03132803 | 15.232 | Solar |  |  | Interconnected | Trade Secret | Trade | PIL | PIL022 | Residential | Solar*Rewards | Trade Secret | 2018 | 2018
20263-228838-01 | Xcel Energy | 85 | 13781 | IOU | 04862471 | 6.576 | Solar |  |  | Withdrawn | Trade Secret | Trade | NOF | NOF061 | Residential | Solar*Rewards | Trade Secret | 2022
20263-228838-01 | Xcel Energy | 85 | 13781 | IOU | 03132259 | 7.616 | Solar |  |  | Interconnected | Trade Secret | Trade | SOU | SOU077 | Residential | Solar*Rewards | Trade Secret | 2018 | 2018
20263-228838-01 | Xcel Energy | 85 | 13781 | IOU | 06060866 | 5.76 | Solar |  |  | Active Application | Trade Secret | Trade | ALB | ALB021 | Residential |  | Trade Secret | 2025
20263-228838-01 | Xcel Energy | 85 | 13781 | IOU | 05646830 | 10.44 | Solar |  |  | Withdrawn | Trade Secret | Trade | WCR | WCR311 | Residential |  | Trade Secret | 2023
20263-228838-01 | Xcel Energy | 85 | 13781 | IOU | 04824955 | 7.672 | Solar |  |  | Interconnected | Trade Secret | Trade | WCR | WCR321 | Residential | Solar*Rewards | Trade Secret | 2022 | 2022
20263-228838-01 | Xcel Energy | 85 | 13781 | IOU | 05306824 | 2000 | Other |  |  | Withdrawn | Trade Secret | Trade | MEL | MEL089 | Commercial |  | Trade Secret | 2023
20263-228838-01 | Xcel Energy | 85 | 13781 | IOU | SRO26968 | 1.759 | Solar |  |  | Withdrawn | Trade Secret | Trade | UPP | UPP084 | Residential | Solar*Rewards | Trade Secret | 2012
20263-228838-01 | Xcel Energy | 85 | 13781 | IOU | 03133744 | 1.759 | Solar |  |  | Interconnected | Trade Secret | Trade | UPP | UPP084 | Residential | Solar*Rewards | Trade Secret | 2013 | 2013
20263-228838-01 | Xcel Energy | 85 | 13781 | IOU | 05816018 | 5.052 | Solar |  |  | Interconnected | Trade Secret | Trade | UPP | UPP084 | Residential | Solar*Rewards | Trade Secret | 2024 | 2024
20263-228838-01 | Xcel Energy | 85 | 13781 | IOU | 03134929 | 7.63 | Solar |  |  | Interconnected | Trade Secret | Trade | HWW | HWW073 | Residential | Solar*Rewards | Trade Secret | 2016 | 2016
20263-228838-01 | Xcel Energy | 85 | 13781 | IOU | 04843590 | 10.104 | Solar |  |  | Interconnected | Trade Secret | Trade | GRC | GRC312 | Residential |  | Trade Secret | 2022 | 2023
20263-228838-01 | Xcel Energy | 85 | 13781 | IOU | 03133954 | 18 | Solar |  |  | Interconnected | Trade Secret | Trade | HWW | HWW063 | Commercial | Solar*Rewards | Trade Secret | 2014 | 2015
20263-228838-01 | Xcel Energy | 85 | 13781 | IOU | 06011507 | 8.35 | Solar |  |  | Interconnected | Trade Secret | Trade | LOK | LOK062 | Residential |  | Trade Secret | 2024 | 2024
20263-228838-01 | Xcel Energy | 85 | 13781 | IOU | 03235567 | 3.747 | Solar |  |  | Interconnected | Trade Secret | Trade | SOU | SOU081 | Residential | Solar*Rewards | Trade Secret | 2019 | 2019
20263-228838-01 | Xcel Energy | 85 | 13781 | IOU | 05533213 | 3.15 | Solar |  |  | Interconnected | Trade Secret | Trade | GSL | GSL341 | Residential | Solar*Rewards | Trade Secret | 2023 | 2023
20263-228838-01 | Xcel Energy | 85 | 13781 | IOU | 04975985 | 13.96 | Solar |  |  | Interconnected | Trade Secret | Trade | GSL | GSL341 | Residential | Solar*Rewards | Trade Secret | 2022 | 2022
20263-228838-01 | Xcel Energy | 85 | 13781 | IOU | 05245856 | 4.48 | Solar |  |  | Interconnected | Trade Secret | Trade | FSL | FSL311 | Residential |  | Trade Secret | 2022 | 2023
20263-228838-01 | Xcel Energy | 85 | 13781 | IOU | 06126288 | 7.971 | Solar |  |  | Interconnected | Trade Secret | Trade | HSN | HSN311 | Residential |  | Trade Secret | 2025 | 2025
20263-228838-01 | Xcel Energy | 85 | 13781 | IOU | SRO24811 | 45.6 | Solar |  |  | Withdrawn | Trade Secret | Trade | WIL | WIL072 | Commercial | Solar*Rewards | Trade Secret | 2012
20263-228838-01 | Xcel Energy | 85 | 13781 | IOU | SRO29441 | 45 | Solar |  |  | Withdrawn | Trade Secret | Trade | WIL | WIL072 | Commercial | Solar*Rewards | Trade Secret | 2013
20263-228838-01 | Xcel Energy | 85 | 13781 | IOU | 03519875 | 39.998 | Solar |  |  | Interconnected | Trade Secret | Trade | WIL | WIL072 | Commercial | Solar*Rewards | Trade Secret | 2020 | 2020
20263-228838-01 | Xcel Energy | 85 | 13781 | IOU | 03505466 | 39.998 | Solar |  |  | Active Application | Trade Secret | Trade | WIL | WIL072 | Commercial | Solar*Rewards | Trade Secret | 2019
20263-228838-01 | Xcel Energy | 85 | 13781 | IOU | 06080076 | 3.037 | Solar |  |  | Active Application | Trade Secret | Trade | HWW | HWW073 | Residential | Solar*Rewards | Trade Secret | 2025
20263-228838-01 | Xcel Energy | 85 | 13781 | IOU | 06321820 | 2.61 | Solar |  |  | Active Application | Trade Secret | Trade | HWW | HWW073 | Residential | Solar*Rewards | Trade Secret | 2026
20263-228838-01 | Xcel Energy | 85 | 13781 | IOU | 03132952 | 11.39 | Solar |  |  | Interconnected | Trade Secret | Trade | IDA | IDA064 | Residential | Solar*Rewards | Trade Secret | 2018 | 2019
20263-228838-01 | Xcel Energy | 85 | 13781 | IOU | 05943752 | 3.747 | Solar |  |  | Active Application | Trade Secret | Trade | GRC | GRC062 | Residential |  | Trade Secret | 2024
20263-228838-01 | Xcel Energy | 85 | 13781 | IOU | 04793647 | 16.4 | Solar |  |  | Interconnected | Trade Secret | Trade | WAB | WAB021 | Residential | Solar*Rewards | Trade Secret | 2022 | 2022
20263-228838-01 | Xcel Energy | 85 | 13781 | IOU | 03135038 | 2.7 | Solar |  |  | Interconnected | Trade Secret | Trade | SOU | SOU073 | Residential | Solar*Rewards | Trade Secret | 2016 | 2017
20263-228838-01 | Xcel Energy | 85 | 13781 | IOU | 03508371 | 11.995 | Solar |  |  | Interconnected | Trade Secret | Trade | DGC | DGC061 | Residential | Solar*Rewards | Trade Secret | 2020 | 2021
20263-228838-01 | Xcel Energy | 85 | 13781 | IOU | 05835561 | 6.046 | Solar |  |  | Withdrawn | Trade Secret | Trade | STY | STY061 | Residential |  | Trade Secret | 2024
20263-228838-01 | Xcel Energy | 85 | 13781 | IOU | 05813436 | 6.046 | Solar |  |  | Active Application | Trade Secret | Trade | STY | STY061 | Residential |  | Trade Secret | 2024
20263-228838-01 | Xcel Energy | 85 | 13781 | IOU | 04434922 | 100 | Solar |  |  | Interconnected | Trade Secret | Trade | MOL | MOL077 | Commercial |  | Trade Secret | 2021 | 2022
20263-228838-01 | Xcel Energy | 85 | 13781 | IOU | 04282390 | 40 | Solar |  |  | Interconnected | Trade Secret | Trade | MOL | MOL077 | Commercial | Solar*Rewards | Trade Secret | 2021 | 2021
20263-228838-01 | Xcel Energy | 85 | 13781 | IOU | 04991882 | 7.68 | Solar |  |  | Interconnected | Trade Secret | Trade | WIL | WIL089 | Residential |  | Trade Secret | 2022 | 2022
20263-228838-01 | Xcel Energy | 85 | 13781 | IOU | 05820806 | 6.282 | Solar |  |  | Interconnected | Trade Secret | Trade | KEN | KEN021 | Residential | Solar*Rewards | Trade Secret | 2024 | 2024
20263-228838-01 | Xcel Energy | 85 | 13781 | IOU | 06071699 | 1.745 | Solar |  |  | Active Application | Trade Secret | Trade | KEN | KEN021 | Residential | Solar*Rewards | Trade Secret | 2025
20263-228838-01 | Xcel Energy | 85 | 13781 | IOU | 05979222 | 2.792 | Solar |  |  | Interconnected | Trade Secret | Trade | WIL | WIL062 | Residential | Solar*Rewards | Trade Secret | 2024 | 2024
20263-228838-01 | Xcel Energy | 85 | 13781 | IOU | 05711792 | 6.67 | Solar |  |  | Interconnected | Trade Secret | Trade | RRK | RRK064 | Residential | Solar*Rewards | Trade Secret | 2024 | 2024
20263-228838-01 | Xcel Energy | 85 | 13781 | IOU | 06164411 | 2.903 | Solar |  |  | Active Application | Trade Secret | Trade | AFT | AFT321 | Residential | Solar*Rewards | Trade Secret | 2025
20263-228838-01 | Xcel Energy | 85 | 13781 | IOU | 06166417 | 2.903 | Solar |  |  | Active Application | Trade Secret | Trade | AFT | AFT321 | Residential | Solar*Rewards | Trade Secret | 2025
20263-228838-01 | Xcel Energy | 85 | 13781 | IOU | 05851710 | 3.747 | Solar |  |  | Active Application | Trade Secret | Trade | OAD | OAD062 | Residential |  | Trade Secret | 2024
20263-228838-01 | Xcel Energy | 85 | 13781 | IOU | 06214996 | 11.168 | Solar |  |  | Interconnected | Trade Secret | Trade | SLP | SLP076 | Residential |  | Trade Secret | 2025 | 2025
20263-228838-01 | Xcel Energy | 85 | 13781 | IOU | 05302781 | 5 | Solar |  |  | Interconnected | Trade Secret | Trade | OSS | OSS062 | Residential |  | Trade Secret | 2022 | 2024
20263-228838-01 | Xcel Energy | 85 | 13781 | IOU | 05593701 | 5.22 | Solar |  |  | Interconnected | Trade Secret | Trade | OSS | OSS062 | Residential |  | Trade Secret | 2023 | 2024
20263-228838-01 | Xcel Energy | 85 | 13781 | IOU | 06207739 | 6.081 | Solar |  |  | Interconnected | Trade Secret | Trade | HSN | HSN311 | Residential | Solar*Rewards | Trade Secret | 2025 | 2025
20263-228838-01 | Xcel Energy | 85 | 13781 | IOU | 06041018 | 3.936 | Solar |  |  | Interconnected | Trade Secret | Trade | CEL | CEL061 | Residential | Solar*Rewards | Trade Secret | 2025 | 2025
20263-228838-01 | Xcel Energy | 85 | 13781 | IOU | 03131308 | 17.57 | Solar |  |  | Interconnected | Trade Secret | Trade | RVA | RVA061 | Residential | Solar*Rewards | Trade Secret | 2016 | 2017
20263-228838-01 | Xcel Energy | 85 | 13781 | IOU | 03131393 | 9.94 | Solar |  |  | Interconnected | Trade Secret | Trade | MEL | MEL068 | Residential | Solar*Rewards | Trade Secret | 2017 | 2017
20263-228838-01 | Xcel Energy | 85 | 13781 | IOU | 05348973 | 7.68 | Solar |  |  | Interconnected | Trade Secret | Trade | WCR | WCR322 | Residential |  | Trade Secret | 2022 | 2023
20263-228838-01 | Xcel Energy | 85 | 13781 | IOU | 03131342 | 9.995 | Solar |  |  | Interconnected | Trade Secret | Trade | TER | TER061 | Commercial | Solar*Rewards | Trade Secret | 2017 | 2017
20263-228838-01 | Xcel Energy | 85 | 13781 | IOU | OID2814752 | 9.995 | Solar |  |  | Withdrawn | Trade Secret | Trade | TER | TER061 | Commercial | Made in Minnesota | Trade Secret | 2016
20263-228838-01 | Xcel Energy | 85 | 13781 | IOU | 04454733 | 4.384 | Solar |  |  | Interconnected | Trade Secret | Trade | WDY | WDY322 | Residential |  | Trade Secret | 2021 | 2021
20263-228838-01 | Xcel Energy | 85 | 13781 | IOU | OID3666209 | 12 | Solar |  |  | Withdrawn | Trade Secret | Trade | LAB | LAB312 | Residential | Solar*Rewards | Trade Secret | 2018
20263-228838-01 | Xcel Energy | 85 | 13781 | IOU | 03132770 | 0.24 | Solar |  |  | Interconnected | Trade Secret | Trade | EDA | EDA067 | Residential | Solar*Rewards | Trade Secret | 2018 | 2019
20263-228838-01 | Xcel Energy | 85 | 13781 | IOU | 04280868 | 7.672 | Solar |  |  | Interconnected | Trade Secret | Trade | WSG | WSG362 | Residential | Solar*Rewards | Trade Secret | 2021 | 2021
20263-228838-01 | Xcel Energy | 85 | 13781 | IOU | 03133688 | 8.6 | Solar |  |  | Interconnected | Trade Secret | Trade | LAC | LAC063 | Residential | Solar*Rewards | Trade Secret | 2012 | 2012
20263-228838-01 | Xcel Energy | 85 | 13781 | IOU | 04557211 | 7.616 | Solar |  |  | Interconnected | Trade Secret | Trade | GLK | GLK074 | Residential |  | Trade Secret | 2021 | 2022
20263-228838-01 | Xcel Energy | 85 | 13781 | IOU | 04877173 | 4.64 | Solar |  |  | Interconnected | Trade Secret | Trade | STY | STY061 | Residential | Solar*Rewards | Trade Secret | 2022 | 2022
20263-228838-01 | Xcel Energy | 85 | 13781 | IOU | 05819408 | 13.824 | Solar |  |  | Active Application | Trade Secret | Trade | ALB | ALB022 | Residential | Solar*Rewards | Trade Secret | 2024
20263-228838-01 | Xcel Energy | 85 | 13781 | IOU | 06177607 | 10.47 | Solar |  |  | Withdrawn | Trade Secret | Trade | APA | APA077 | Residential | Solar*Rewards | Trade Secret | 2025
20263-228838-01 | Xcel Energy | 85 | 13781 | IOU | 06199663 | 10.819 | Solar |  |  | Active Application | Trade Secret | Trade | APA | APA077 | Residential | Solar*Rewards | Trade Secret | 2025
20263-228838-01 | Xcel Energy | 85 | 13781 | IOU | 05344421 | 7.68 | Solar |  |  | Interconnected | Trade Secret | Trade | ECK | ECK342 | Residential |  | Trade Secret | 2022 | 2023
20263-228838-01 | Xcel Energy | 85 | 13781 | IOU | 03131836 | 3.8 | Solar |  |  | Interconnected | Trade Secret | Trade | WSG | WSG352 | Residential | Solar*Rewards | Trade Secret | 2017 | 2017
20263-228838-01 | Xcel Energy | 85 | 13781 | IOU | 05714688 | 13.68 | Solar |  |  | Interconnected | Trade Secret | Trade | WSG | WSG066 | Residential | Solar*Rewards | Trade Secret | 2024 | 2024
20263-228838-01 | Xcel Energy | 85 | 13781 | IOU | 05484787 | 4.725 | Solar |  |  | Interconnected | Trade Secret | Trade | ECK | ECK321 | Residential | Solar*Rewards | Trade Secret | 2023 | 2023
20263-228838-01 | Xcel Energy | 85 | 13781 | IOU | 04794310 | 7.616 | Solar |  |  | Interconnected | Trade Secret | Trade | WDY | WDY311 | Residential | Solar*Rewards | Trade Secret | 2022 | 2022
20263-228838-01 | Xcel Energy | 85 | 13781 | IOU | 06127524 | 13.056 | Solar |  |  | Active Application | Trade Secret | Trade | FRO | FRO021 | Residential | Solar*Rewards | Trade Secret | 2025
20263-228838-01 | Xcel Energy | 85 | 13781 | IOU | 05853344 | 5.052 | Solar |  |  | Active Application | Trade Secret | Trade | RPL | RPL071 | Residential |  | Trade Secret | 2024
20263-228838-01 | Xcel Energy | 85 | 13781 | IOU | 05965440 | 5.052 | Solar |  |  | Interconnected | Trade Secret | Trade | HOL | HOL071 | Residential |  | Trade Secret | 2024 | 2025
20263-228838-01 | Xcel Energy | 85 | 13781 | IOU | 05601162 | 2.32 | Solar |  |  | Interconnected | Trade Secret | Trade | ALD | ALD073 | Residential |  | Trade Secret | 2023 | 2023
20263-228838-01 | Xcel Energy | 85 | 13781 | IOU | 05542100 | 2.32 | Solar |  |  | Withdrawn | Trade Secret | Trade | ALD | ALD073 | Residential | Solar*Rewards | Trade Secret | 2023
20263-228838-01 | Xcel Energy | 85 | 13781 | IOU | 03131196 | 3.1 | Solar |  |  | Interconnected | Trade Secret | Trade | ALD | ALD073 | Residential |  | Trade Secret | 2014 | 2014
20263-228838-01 | Xcel Energy | 85 | 13781 | IOU | 04981209 | 8.12 | Solar |  |  | Interconnected | Trade Secret | Trade | REW | REW033 | Residential |  | Trade Secret | 2022 | 2023
20263-228838-01 | Xcel Energy | 85 | 13781 | IOU | 04026134 | 5 | Solar |  |  | Interconnected | Trade Secret | Trade | GRC | GRC312 | Residential | Solar*Rewards | Trade Secret | 2020 | 2021
20263-228838-01 | Xcel Energy | 85 | 13781 | IOU | 03135023 | 6 | Solar |  |  | Interconnected | Trade Secret | Trade | UPP | UPP082 | Residential | Solar*Rewards | Trade Secret | 2016 | 2016
20263-228838-01 | Xcel Energy | 85 | 13781 | IOU | 03985023 | 9.994 | Solar |  |  | Interconnected | Trade Secret | Trade | HYL | HYL063 | Residential | Solar*Rewards | Trade Secret | 2020 | 2020
20263-228838-01 | Xcel Energy | 85 | 13781 | IOU | 05776371 | 4.886 | Solar |  |  | Interconnected | Trade Secret | Trade | SHP | SHP072 | Residential | Solar*Rewards | Trade Secret | 2024 | 2024
20263-228838-01 | Xcel Energy | 85 | 13781 | IOU | 03133628 | 6.45 | Solar |  |  | Interconnected | Trade Secret | Trade | MTV | MTV002 | Commercial | Solar*Rewards | Trade Secret | 2012 | 2012
20263-228838-01 | Xcel Energy | 85 | 13781 | IOU | 03657553 | 19.99 | Solar |  |  | Active Application | Trade Secret | Trade | VIL | VIL021 | Residential | Solar*Rewards | Trade Secret | 2020
20263-228838-01 | Xcel Energy | 85 | 13781 | IOU | 03132461 | 5 | Solar |  |  | Interconnected | Trade Secret | Trade | ALD | ALD072 | Residential | Solar*Rewards | Trade Secret | 2018 | 2018
20263-228838-01 | Xcel Energy | 85 | 13781 | IOU | 05503508 | 8.125 | Solar |  |  | Interconnected | Trade Secret | Trade | OPK | OPK077 | Residential | Solar*Rewards | Trade Secret | 2023 | 2023
20263-228838-01 | Xcel Energy | 85 | 13781 | IOU | OID3470377 | 19.999 | Solar |  |  | Withdrawn | Trade Secret | Trade | PRR | PRR061 | Commercial | Solar*Rewards | Trade Secret | 2018
20263-228838-01 | Xcel Energy | 85 | 13781 | IOU | 03134359 | 36 | Solar |  |  | Interconnected | Trade Secret | Trade | PRR | PRR061 | Commercial | Made in Minnesota | Trade Secret | 2015 | 2015
20263-228838-01 | Xcel Energy | 85 | 13781 | IOU | 03134030 | 18 | Solar |  |  | Interconnected | Trade Secret | Trade | PRR | PRR061 | Commercial | Solar*Rewards | Trade Secret | 2014 | 2015
20263-228838-01 | Xcel Energy | 85 | 13781 | IOU | 04219234 | 10.819 | Solar |  |  | Interconnected | Trade Secret | Trade | DOC | DOC021 | Residential | Solar*Rewards | Trade Secret | 2020 | 2021
20263-228838-01 | Xcel Energy | 85 | 13781 | IOU | 03954277 | 3.49 | Solar |  |  | Interconnected | Trade Secret | Trade | IDA | IDA064 | Residential | Solar*Rewards | Trade Secret | 2020 | 2020
20263-228838-01 | Xcel Energy | 85 | 13781 | IOU | 03134160 | 11.52 | Solar |  |  | Interconnected | Trade Secret | Trade | ZUF | ZUF021 | Residential | Solar*Rewards | Trade Secret | 2014 | 2015
20263-228838-01 | Xcel Energy | 85 | 13781 | IOU | 03132116 | 33.3 | Solar |  |  | Interconnected | Trade Secret | Trade | TER | TER071 | Commercial | Made in Minnesota | Trade Secret | 2017 | 2018
20263-228838-01 | Xcel Energy | 85 | 13781 | IOU | 05238828 | 10.15 | Solar |  |  | Withdrawn | Trade Secret | Trade | TLK | TLK062 | Residential |  | Trade Secret | 2022
20263-228838-01 | Xcel Energy | 85 | 13781 | IOU | 04575057 | 5 | Solar |  |  | Interconnected | Trade Secret | Trade | IDA | IDA074 | Residential |  | Trade Secret | 2021 | 2022
20263-228838-01 | Xcel Energy | 85 | 13781 | IOU | 05972896 | 7.616 | Solar |  |  | Interconnected | Trade Secret | Trade | SCL | SCL312 | Residential |  | Trade Secret | 2024 | 2025
20263-228838-01 | Xcel Energy | 85 | 13781 | IOU | 05538915 | 4.188 | Solar |  |  | Interconnected | Trade Secret | Trade | SOU | SOU072 | Residential | Solar*Rewards | Trade Secret | 2023 | 2024
20263-228838-01 | Xcel Energy | 85 | 13781 | IOU | 05356574 | 4.188 | Solar |  |  | Withdrawn | Trade Secret | Trade | SOU | SOU072 | Residential | Solar*Rewards | Trade Secret | 2023
20263-228838-01 | Xcel Energy | 85 | 13781 | IOU | 04141919 | 4.64 | Solar |  |  | Interconnected | Trade Secret | Trade | SOU | SOU072 | Residential | Solar*Rewards | Trade Secret | 2021 | 2021
20263-228838-01 | Xcel Energy | 85 | 13781 | IOU | 06074320 | 5.904 | Solar |  |  | Interconnected | Trade Secret | Trade | WCR | WCR063 | Residential | Solar*Rewards | Trade Secret | 2025 | 2025
20263-228838-01 | Xcel Energy | 85 | 13781 | IOU | 06224950 | 3.484 | Solar |  |  | Interconnected | Trade Secret | Trade | RPL | RPL064 | Residential |  | Trade Secret | 2025 | 2025
20263-228838-01 | Xcel Energy | 85 | 13781 | IOU | SRO29922 | 25 | Solar |  |  | Withdrawn | Trade Secret | Trade | RPL | RPL072 | Commercial | Solar*Rewards | Trade Secret | 2013
20263-228838-01 | Xcel Energy | 85 | 13781 | IOU | 05304537 | 12.47 | Solar |  |  | Interconnected | Trade Secret | Trade | AFT | AFT314 | Residential |  | Trade Secret | 2022 | 2023
20263-228838-01 | Xcel Energy | 85 | 13781 | IOU | 03132469 | 43.53 | Solar |  |  | Interconnected | Trade Secret | Trade | RAM | RAM071 | Commercial |  | Trade Secret | 2018 | 2018
20263-228838-01 | Xcel Energy | 85 | 13781 | IOU | OID3666794 | 4.56 | Solar |  |  | Withdrawn | Trade Secret | Trade | TWL | TWL067 | Residential | Solar*Rewards | Trade Secret | 2018
20263-228838-01 | Xcel Energy | 85 | 13781 | IOU | 06269796 | 117.3 | Solar |  |  | Active Application | Trade Secret | Trade | GVW | GVW022 | Commercial |  | Trade Secret | 2025
20263-228838-01 | Xcel Energy | 85 | 13781 | IOU | 05676910 | 4.935 | Solar |  |  | Interconnected | Trade Secret | Trade | HSN | HSN321 | Residential |  | Trade Secret | 2023 | 2024
20263-228838-01 | Xcel Energy | 85 | 13781 | IOU | 05629504 | 2.9 | Solar |  |  | Interconnected | Trade Secret | Trade | OAD | OAD073 | Residential |  | Trade Secret | 2023 | 2024
20263-228838-01 | Xcel Energy | 85 | 13781 | IOU | 05986068 | 3.839 | Solar |  |  | Interconnected | Trade Secret | Trade | SOU | SOU073 | Residential | Solar*Rewards | Trade Secret | 2024 | 2025
20263-228838-01 | Xcel Energy | 85 | 13781 | IOU | 06253688 | 2.792 | Solar |  |  | Interconnected | Trade Secret | Trade | SOU | SOU073 | Residential |  | Trade Secret | 2025 | 2025
20263-228838-01 | Xcel Energy | 85 | 13781 | IOU | 05963777 | 3.747 | Solar |  |  | Interconnected | Trade Secret | Trade | FSL | FSL312 | Residential |  | Trade Secret | 2024 | 2025
20263-228838-01 | Xcel Energy | 85 | 13781 | IOU | 03132058 | 6 | Solar |  |  | Interconnected | Trade Secret | Trade | GIB | GIB021 | Residential | Solar*Rewards | Trade Secret | 2017 | 2018
20263-228838-01 | Xcel Energy | 85 | 13781 | IOU | 06298089 | 10.56 | Solar |  |  | Interconnected | Trade Secret | Trade | HSN | HSN311 | Residential |  | Trade Secret | 2025 | 2026
20263-228838-01 | Xcel Energy | 85 | 13781 | IOU | 03388451 | 2.835 | Solar |  |  | Interconnected | Trade Secret | Trade | SOU | SOU075 | Residential | Solar*Rewards | Trade Secret | 2019 | 2020
20263-228838-01 | Xcel Energy | 85 | 13781 | IOU | 05585036 | 6.4 | Solar |  |  | Interconnected | Trade Secret | Trade | CRL | CRL033 | Residential |  | Trade Secret | 2023 | 2024
20263-228838-01 | Xcel Energy | 85 | 13781 | IOU | 05514134 | 6.4 | Solar |  |  | Withdrawn | Trade Secret | Trade | CRL | CRL033 | Residential | Solar*Rewards | Trade Secret | 2023
20263-228838-01 | Xcel Energy | 85 | 13781 | IOU | 06163590 | 3.49 | Solar |  | X | Interconnected | Trade Secret | Trade | MPK | MPK063 | Residential |  | Trade Secret | 2025 | 2025
20263-228838-01 | Xcel Energy | 85 | 13781 | IOU | 06158584 | 1.745 | Solar |  |  | Active Application | Trade Secret | Trade | MPK | MPK063 | Residential | Solar*Rewards | Trade Secret | 2025
20263-228838-01 | Xcel Energy | 85 | 13781 | IOU | 04508277 | 9.994 | Solar |  |  | Interconnected | Trade Secret | Trade | LNS | LNS033 | Residential |  | Trade Secret | 2021 | 2021
20263-228838-01 | Xcel Energy | 85 | 13781 | IOU | 04494329 | 9.994 | Solar |  |  | Active Application | Trade Secret | Trade | LNS | LNS033 | Residential | Solar*Rewards | Trade Secret | 2021
20263-228838-01 | Xcel Energy | 85 | 13781 | IOU | 06234409 | 6.677 | Solar |  |  | Active Application | Trade Secret | Trade | WES | WES074 | Residential |  | Trade Secret | 2025
20263-228838-01 | Xcel Energy | 85 | 13781 | IOU | 03131330 | 3.8 | Solar |  |  | Interconnected | Trade Secret | Trade | HWW | HWW073 | Residential | Made in Minnesota | Trade Secret | 2017 | 2017
20263-228838-01 | Xcel Energy | 85 | 13781 | IOU | 04793561 | 15.705 | Solar |  |  | Withdrawn | Trade Secret | Trade | WYO | WYO032 | Residential | Solar*Rewards | Trade Secret | 2022
20263-228838-01 | Xcel Energy | 85 | 13781 | IOU | 04450516 | 15.356 | Solar |  |  | Active Application | Trade Secret | Trade | WYO | WYO032 | Residential | Solar*Rewards | Trade Secret | 2021
20263-228838-01 | Xcel Energy | 85 | 13781 | IOU | 05592812 | 6.3 | Solar |  |  | Active Application | Trade Secret | Trade | GLK | GLK065 | Residential | Solar*Rewards | Trade Secret | 2023
20263-228838-01 | Xcel Energy | 85 | 13781 | IOU | 05233019 | 5.933 | Solar |  |  | Interconnected | Trade Secret | Trade | SLP | SLP085 | Residential |  | Trade Secret | 2022 | 2023
20263-228838-01 | Xcel Energy | 85 | 13781 | IOU | 03134133 | 14 | Solar |  |  | Interconnected | Trade Secret | Trade | PAT | PAT312 | Residential | Solar*Rewards | Trade Secret | 2014 | 2016
20263-228838-01 | Xcel Energy | 85 | 13781 | IOU | SRO29711 | 10 | Solar |  |  | Withdrawn | Trade Secret | Trade | PAT | PAT312 | Residential | Solar*Rewards | Trade Secret | 2013
20263-228838-01 | Xcel Energy | 85 | 13781 | IOU | 03130828 | 2.4 | Solar |  |  | Interconnected | Trade Secret | Trade | OAD | OAD071 | Residential |  | Trade Secret | 2008 | 2008
20263-228838-01 | Xcel Energy | 85 | 13781 | IOU | 06183424 | 5.248 | Solar |  |  | Interconnected | Trade Secret | Trade | OAD | OAD071 | Residential | Solar*Rewards | Trade Secret | 2025 | 2025
20263-228838-01 | Xcel Energy | 85 | 13781 | IOU | 05372305 | 12.54 | Solar |  | X | Interconnected | Trade Secret | Trade | GPH | GPH061 | Residential |  | Trade Secret | 2023 | 2024
20263-228838-01 | Xcel Energy | 85 | 13781 | IOU | 06327040 | 4.886 | Solar |  | X | Active Application | Trade Secret | Trade | AHI | AHI022 | Residential | Solar*Rewards | Trade Secret | 2026
20263-228838-01 | Xcel Energy | 85 | 13781 | IOU | 06309040 | 140 | Solar |  |  | Active Application | Trade Secret | Trade | WEH | WEH022 | Commercial |  | Trade Secret | 2025
20263-228838-01 | Xcel Energy | 85 | 13781 | IOU | 03130197 | 6.72 | Solar |  |  | Interconnected | Trade Secret | Trade | APA | APA076 | Residential | Solar*Rewards | Trade Secret | 2019 | 2019
20263-228838-01 | Xcel Energy | 85 | 13781 | IOU | 05560028 | 4.725 | Solar |  |  | Interconnected | Trade Secret | Trade | HUG | HUG321 | Residential |  | Trade Secret | 2023 | 2023
20263-228838-01 | Xcel Energy | 85 | 13781 | IOU | 03129932 | 3.48 | Solar |  |  | Interconnected | Trade Secret | Trade | HUG | HUG321 | Residential | Solar*Rewards | Trade Secret | 2018 | 2019
20263-228838-01 | Xcel Energy | 85 | 13781 | IOU | 03132764 | 6 | Solar |  |  | Interconnected | Trade Secret | Trade | WSG | WSG362 | Residential | Solar*Rewards | Trade Secret | 2018 | 2018
20263-228838-01 | Xcel Energy | 85 | 13781 | IOU | 03130457 | 4.08 | Solar |  |  | Interconnected | Trade Secret | Trade | WIL | WIL082 | Residential | Solar*Rewards | Trade Secret | 2018 | 2019
20263-228838-01 | Xcel Energy | 85 | 13781 | IOU | 04262963 | 8.22 | Solar |  |  | Interconnected | Trade Secret | Trade | LAB | LAB311 | Residential | Solar*Rewards | Trade Secret | 2021 | 2021
20263-228838-01 | Xcel Energy | 85 | 13781 | IOU | 06321793 | 7.616 | Solar |  |  | Active Application | Trade Secret | Trade | SAV | SAV069 | Residential | Solar*Rewards | Trade Secret | 2026
20263-228838-01 | Xcel Energy | 85 | 13781 | IOU | 06104880 | 7.616 | Solar |  |  | Active Application | Trade Secret | Trade | SAV | SAV069 | Residential | Solar*Rewards | Trade Secret | 2025
20263-228838-01 | Xcel Energy | 85 | 13781 | IOU | 06073701 | 14.423 | Solar |  |  | Interconnected | Trade Secret | Trade | WDY | WDY312 | Residential | Solar*Rewards | Trade Secret | 2025 | 2025
20263-228838-01 | Xcel Energy | 85 | 13781 | IOU | 04431313 | 6.72 | Solar |  |  | Interconnected | Trade Secret | Trade | CTR | CTR031 | Residential | Solar*Rewards | Trade Secret | 2021 | 2022
20263-228838-01 | Xcel Energy | 85 | 13781 | IOU | 04134793 | 9.994 | Solar |  | X | Interconnected | Trade Secret | Trade | LEX | LEX071 | Residential | Solar*Rewards | Trade Secret | 2020 | 2021
20263-228838-01 | Xcel Energy | 85 | 13781 | IOU | 05605782 | 15.046 | Solar |  |  | Interconnected | Trade Secret | Trade | MPK | MPK071 | Residential | Solar*Rewards | Trade Secret | 2023 | 2024
20263-228838-01 | Xcel Energy | 85 | 13781 | IOU | 03134958 | 3.8 | Solar |  |  | Interconnected | Trade Secret | Trade | DBL | DBL068 | Residential | Made in Minnesota | Trade Secret | 2016 | 2016
20263-228838-01 | Xcel Energy | 85 | 13781 | IOU | 05712077 | 10.44 | Solar |  |  | Interconnected | Trade Secret | Trade | SLP | SLP077 | Residential | Solar*Rewards | Trade Secret | 2024 | 2024
20263-228838-01 | Xcel Energy | 85 | 13781 | IOU | 06218903 | 7.678 | Solar |  | X | Interconnected | Trade Secret | Trade | BLC | BLC062 | Residential |  | Trade Secret | 2025 | 2025
20263-228838-01 | Xcel Energy | 85 | 13781 | IOU | 04917143 | 6.028 | Solar |  |  | Interconnected | Trade Secret | Trade | DND | DND061 | Residential | Solar*Rewards | Trade Secret | 2022 | 2022
20263-228838-01 | Xcel Energy | 85 | 13781 | IOU | 03132622 | 9.94 | Solar |  |  | Interconnected | Trade Secret | Trade | APA | APA076 | Residential | Solar*Rewards | Trade Secret | 2018 | 2018
20263-228838-01 | Xcel Energy | 85 | 13781 | IOU | OID3458066 | 3.6 | Solar |  |  | Withdrawn | Trade Secret | Trade | CGR | CGR061 | Residential | Solar*Rewards | Trade Secret | 2018
20263-228838-01 | Xcel Energy | 85 | 13781 | IOU | 05863366 | 4.875 | Solar |  |  | Interconnected | Trade Secret | Trade | AHI | AHI021 | Residential |  | Trade Secret | 2024 | 2024
20263-228838-01 | Xcel Energy | 85 | 13781 | IOU | 03133675 | 10.2 | Solar |  |  | Interconnected | Trade Secret | Trade | MPK | MPK074 | Residential | Solar*Rewards | Trade Secret | 2012 | 2012
20263-228838-01 | Xcel Energy | 85 | 13781 | IOU | 05251810 | 7.7 | Solar |  |  | Interconnected | Trade Secret | Trade | TWL | TWL064 | Residential |  | Trade Secret | 2022 | 2022
20263-228838-01 | Xcel Energy | 85 | 13781 | IOU | OID2570185 | 7.63 | Solar |  |  | Withdrawn | Trade Secret | Trade | SLP | SLP076 | Residential | Solar*Rewards | Trade Secret | 2016
20263-228838-01 | Xcel Energy | 85 | 13781 | IOU | 03131804 | 7.625 | Solar |  |  | Interconnected | Trade Secret | Trade | SLP | SLP076 | Residential | Solar*Rewards | Trade Secret | 2017 | 2017
20263-228838-01 | Xcel Energy | 85 | 13781 | IOU | 06227418 | 6.282 | Solar |  |  | Interconnected | Trade Secret | Trade | MPK | MPK076 | Residential |  | Trade Secret | 2025 | 2025
20263-228838-01 | Xcel Energy | 85 | 13781 | IOU | 05862787 | 5.76 | Solar |  |  | Interconnected | Trade Secret | Trade | WCR | WCR322 | Residential | Solar*Rewards | Trade Secret | 2024 | 2025
20263-228838-01 | Xcel Energy | 85 | 13781 | IOU | 03132884 | 34.17 | Solar |  |  | Interconnected | Trade Secret | Trade | GRC | GRC062 | Commercial | Solar*Rewards | Trade Secret | 2018 | 2018
20263-228838-01 | Xcel Energy | 85 | 13781 | IOU | 04802773 | 6.96 | Solar |  |  | Interconnected | Trade Secret | Trade | DND | DND071 | Residential |  | Trade Secret | 2022 | 2022
20263-228838-01 | Xcel Energy | 85 | 13781 | IOU | 06218095 | 4.064 | Solar |  |  | Active Application | Trade Secret | Trade | OAD | OAD061 | Residential |  | Trade Secret | 2025
20263-228838-01 | Xcel Energy | 85 | 13781 | IOU | 03130486 | 13.616 | Solar |  |  | Interconnected | Trade Secret | Trade | LIN | LIN031 | Residential | Solar*Rewards | Trade Secret | 2018 | 2019
20263-228838-01 | Xcel Energy | 85 | 13781 | IOU | 03134224 | 3.36 | Solar |  |  | Interconnected | Trade Secret | Trade | APA | APA075 | Residential | Solar*Rewards | Trade Secret | 2015 | 2015
20263-228838-01 | Xcel Energy | 85 | 13781 | IOU | 06081117 | 3.42 | Solar |  |  | Active Application | Trade Secret | Trade | BRP | BRP071 | Residential | Solar*Rewards | Trade Secret | 2025
20263-228838-01 | Xcel Energy | 85 | 13781 | IOU | 06322393 | 3.42 | Solar |  |  | Active Application | Trade Secret | Trade | BRP | BRP071 | Residential | Solar*Rewards | Trade Secret | 2026
20263-228838-01 | Xcel Energy | 85 | 13781 | IOU | 04267235 | 5.054 | Solar |  |  | Interconnected | Trade Secret | Trade | GLK | GLK064 | Residential |  | Trade Secret | 2021 | 2021
20263-228838-01 | Xcel Energy | 85 | 13781 | IOU | 04228274 | 5.054 | Solar |  |  | Active Application | Trade Secret | Trade | GLK | GLK064 | Residential |  | Trade Secret | 2020
20263-228838-01 | Xcel Energy | 85 | 13781 | IOU | 03479461 | 2.9 | Solar |  |  | Interconnected | Trade Secret | Trade | HWW | HWW062 | Residential | Solar*Rewards | Trade Secret | 2019 | 2020
20263-228838-01 | Xcel Energy | 85 | 13781 | IOU | 04269169 | 4.188 | Solar |  |  | Interconnected | Trade Secret | Trade | SOU | SOU086 | Residential | Solar*Rewards | Trade Secret | 2021 | 2021
20263-228838-01 | Xcel Energy | 85 | 13781 | IOU | 05260259 | 6 | Solar |  |  | Interconnected | Trade Secret | Trade | SOU | SOU063 | Residential |  | Trade Secret | 2022 | 2023
20263-228838-01 | Xcel Energy | 85 | 13781 | IOU | 04494377 | 5.054 | Solar |  |  | Active Application | Trade Secret | Trade | RLK | RLK069 | Residential | Solar*Rewards | Trade Secret | 2021
20263-228838-01 | Xcel Energy | 85 | 13781 | IOU | 04509351 | 5.054 | Solar |  |  | Interconnected | Trade Secret | Trade | RLK | RLK069 | Residential |  | Trade Secret | 2021 | 2021
20263-228838-01 | Xcel Energy | 85 | 13781 | IOU | 05172436 | 14.21 | Solar |  |  | Interconnected | Trade Secret | Trade | HUG | HUG321 | Residential |  | Trade Secret | 2022 | 2023
20263-228838-01 | Xcel Energy | 85 | 13781 | IOU | 03294317 | 9.994 | Solar |  |  | Interconnected | Trade Secret | Trade | SOU | SOU079 | Residential | Solar*Rewards | Trade Secret | 2019 | 2019
20263-228838-01 | Xcel Energy | 85 | 13781 | IOU | 06180526 | 9.984 | Solar |  |  | Active Application | Trade Secret | Trade | WEB | WEB021 | Residential | Solar*Rewards | Trade Secret | 2025
20263-228838-01 | Xcel Energy | 85 | 13781 | IOU | SRO30038 | 7.5 | Solar |  |  | Withdrawn | Trade Secret | Trade | BEL | BEL061 | Residential | Solar*Rewards | Trade Secret | 2013
20263-228838-01 | Xcel Energy | 85 | 13781 | IOU | SRO22385 | 13.8 | Solar |  |  | Withdrawn | Trade Secret | Trade | WDY | WDY312 | Commercial | Solar*Rewards | Trade Secret | 2012
20263-228838-01 | Xcel Energy | 85 | 13781 | IOU | 06060710 | 3.839 | Solar |  |  | Interconnected | Trade Secret | Trade | SOU | SOU069 | Residential | Solar*Rewards | Trade Secret | 2025 | 2025
20263-228838-01 | Xcel Energy | 85 | 13781 | IOU | 04993317 | 8.7 | Solar |  |  | Interconnected | Trade Secret | Trade | WSG | WSG066 | Residential |  | Trade Secret | 2022 | 2022
20263-228838-01 | Xcel Energy | 85 | 13781 | IOU | OID2019388 | 18 | Solar |  |  | Withdrawn | Trade Secret | Trade | WIL | WIL081 | Commercial | Solar*Rewards | Trade Secret | 2014
20263-228838-01 | Xcel Energy | 85 | 13781 | IOU | 04900493 | 15.37 | Solar |  |  | Interconnected | Trade Secret | Trade | MOL | MOL078 | Commercial |  | Trade Secret | 2022 | 2023
20263-228838-01 | Xcel Energy | 85 | 13781 | IOU | 03131005 | 0.8 | Wind |  |  | Interconnected | Trade Secret | Trade | PIL | PIL022 | Residential |  | Trade Secret | 2010 | 2010
20263-228838-01 | Xcel Energy | 85 | 13781 | IOU | 03133107 | 3.8 | Solar |  |  | Interconnected | Trade Secret | Trade | PIL | PIL022 | Residential | Solar*Rewards | Trade Secret | 2010 | 2010
20263-228838-01 | Xcel Energy | 85 | 13781 | IOU | 03131009 | 2.37 | Solar |  |  | Interconnected | Trade Secret | Trade | PIL | PIL022 | Residential |  | Trade Secret | 2010 | 2010
20263-228838-01 |  |  |  |  | 03129793 |  | Solar |  |  | Active Application | Trade Secret | Trade | PIL | PIL022 | Residential |  |  | 2016
20263-228838-01 | Xcel Energy | 85 | 13781 | IOU | 04687297 | 10.44 | Solar |  |  | Interconnected | Trade Secret | Trade | CGR | CGR072 | Residential |  | Trade Secret | 2021 | 2022
20263-228838-01 | Xcel Energy | 85 | 13781 | IOU | 05604777 | 39.9 | Solar |  |  | Interconnected | Trade Secret | Trade | CDV | CDV063 | Commercial |  | Trade Secret | 2023 | 2024
20263-228838-01 | Xcel Energy | 85 | 13781 | IOU | 03132523 | 7.616 | Solar |  |  | Interconnected | Trade Secret | Trade | RPO | RPO312 | Residential | Solar*Rewards | Trade Secret | 2018 | 2018
20263-228838-01 | Xcel Energy | 85 | 13781 | IOU | 04763586 | 10.121 | Solar |  |  | Interconnected | Trade Secret | Trade | LAC | LAC063 | Residential | Solar*Rewards | Trade Secret | 2021 | 2022
20263-228838-01 | Xcel Energy | 85 | 13781 | IOU | 05233660 | 23.732 | Solar |  |  | Interconnected | Trade Secret | Trade | GLK | GLK065 | Residential |  | Trade Secret | 2022 | 2023
20263-228838-01 | Xcel Energy | 85 | 13781 | IOU | 06018061 | 16.38 | Storage |  |  | Interconnected | Trade Secret | Trade | SLP | SLP082 | Residential |  | Trade Secret | 2024 | 2025
20263-228838-01 | Xcel Energy | 85 | 13781 | IOU | 04216313 | 6.38 | Solar |  | X | Interconnected | Trade Secret | Trade | SLP | SLP082 | Residential | Solar*Rewards | Trade Secret | 2020 | 2021
20263-228838-01 | Xcel Energy | 85 | 13781 | IOU | 05261805 | 7.329 | Solar |  |  | Interconnected | Trade Secret | Trade | SOU | SOU087 | Residential |  | Trade Secret | 2022 | 2023
20263-228838-01 | Xcel Energy | 85 | 13781 | IOU | 05556766 | 4.48 | Solar |  |  | Interconnected | Trade Secret | Trade | NOF | NOF072 | Residential |  | Trade Secret | 2023 | 2023
20263-228838-01 | Xcel Energy | 85 | 13781 | IOU | 05552272 | 4.48 | Solar |  |  | Withdrawn | Trade Secret | Trade | NOF | NOF072 | Residential | Solar*Rewards | Trade Secret | 2023
20263-228838-01 | Xcel Energy | 85 | 13781 | IOU | OID3828937 | 5.98 | Solar |  |  | Withdrawn | Trade Secret | Trade | WIL | WIL074 | Residential | Solar*Rewards | Trade Secret | 2019
20263-228838-01 | Xcel Energy | 85 | 13781 | IOU | 04105740 | 6.24 | Solar |  |  | Withdrawn | Trade Secret | Trade | WIL | WIL074 | Residential | Solar*Rewards | Trade Secret | 2020
20263-228838-01 | Xcel Energy | 85 | 13781 | IOU | 03132102 | 4.5 | Solar |  |  | Interconnected | Trade Secret | Trade | WIN | WIN023 | Residential | Made in Minnesota | Trade Secret | 2017 | 2017
20263-228838-01 | Xcel Energy | 85 | 13781 | IOU | OID2246485 | 2.5 | Solar |  |  | Withdrawn | Trade Secret | Trade | WIN | WIN023 | Residential | Solar*Rewards | Trade Secret | 2015
20263-228838-01 | Xcel Energy | 85 | 13781 | IOU | 06066188 | 11.5 | Storage |  |  | Interconnected | Trade Secret | Trade | MPK | MPK076 | Residential |  | Trade Secret | 2025 | 2025
20263-228838-01 | Xcel Energy | 85 | 13781 | IOU | 03748789 | 6.09 | Solar |  |  | Interconnected | Trade Secret | Trade | MPK | MPK076 | Residential | Solar*Rewards | Trade Secret | 2020 | 2020
20263-228838-01 | Xcel Energy | 85 | 13781 | IOU | 06090273 | 6.528 | Solar |  |  | Interconnected | Trade Secret | Trade | EDP | EDP091 | Residential |  | Trade Secret | 2025 | 2025
20263-228838-01 | Xcel Energy | 85 | 13781 | IOU | 05982659 | 6.046 | Solar |  |  | Active Application | Trade Secret | Trade | CHE | CHE076 | Residential |  | Trade Secret | 2024
20263-228838-01 | Xcel Energy | 85 | 13781 | IOU | 04458916 | 11.559 | Solar |  |  | Interconnected | Trade Secret | Trade | AFT | AFT321 | Residential |  | Trade Secret | 2021 | 2022
20263-228838-01 | Xcel Energy | 85 | 13781 | IOU | 04439801 | 5.054 | Solar |  |  | Interconnected | Trade Secret | Trade | SLP | SLP071 | Residential | Solar*Rewards | Trade Secret | 2021 | 2022
20263-228838-01 | Xcel Energy | 85 | 13781 | IOU | 05601443 | 7.56 | Solar |  |  | Interconnected | Trade Secret | Trade | GSL | GSL341 | Residential |  | Trade Secret | 2023 | 2024
20263-228838-01 | Xcel Energy | 85 | 13781 | IOU | 05308682 | 3.77 | Solar |  |  | Interconnected | Trade Secret | Trade | SOU | SOU061 | Residential |  | Trade Secret | 2022 | 2023
20263-228838-01 | Xcel Energy | 85 | 13781 | IOU | 05132096 | 9.994 | Solar |  |  | Interconnected | Trade Secret | Trade | CGR | CGR071 | Residential |  | Trade Secret | 2022 | 2022
20263-228838-01 | Xcel Energy | 85 | 13781 | IOU | 05021440 | 6.09 | Solar |  |  | Interconnected | Trade Secret | Trade | SOU | SOU069 | Residential |  | Trade Secret | 2022 | 2022
20263-228838-01 | Xcel Energy | 85 | 13781 | IOU | 05227046 | 8.41 | Solar |  |  | Interconnected | Trade Secret | Trade | SHP | SHP061 | Residential |  | Trade Secret | 2022 | 2022
20263-228838-01 | Xcel Energy | 85 | 13781 | IOU | 03133712 | 36 | Solar |  |  | Interconnected | Trade Secret | Trade | WCS | WCS064 | Commercial | Solar*Rewards | Trade Secret | 2013 | 2014
20263-228838-01 | Xcel Energy | 85 | 13781 | IOU | 04186057 | 5 | Solar |  |  | Interconnected | Trade Secret | Trade | GLD | GLD021 | Residential | Solar*Rewards | Trade Secret | 2020 | 2021
20263-228838-01 | Xcel Energy | 85 | 13781 | IOU | 06202043 | 7.329 | Solar |  |  | Interconnected | Trade Secret | Trade | HSN | HSN321 | Residential | Solar*Rewards | Trade Secret | 2025 | 2025
20263-228838-01 | Xcel Energy | 85 | 13781 | IOU | 03129923 | 5.51 | Solar |  |  | Interconnected | Trade Secret | Trade | HUG | HUG321 | Residential | Solar*Rewards | Trade Secret | 2018 | 2019
20263-228838-01 | Xcel Energy | 85 | 13781 | IOU | 06227085 | 6.073 | Solar |  |  | Interconnected | Trade Secret | Trade | MEL | MEL081 | Residential |  | Trade Secret | 2025 | 2025
20263-228838-01 | Xcel Energy | 85 | 13781 | IOU | 05303083 | 5.51 | Solar |  |  | Interconnected | Trade Secret | Trade | WIL | WIL078 | Residential |  | Trade Secret | 2022 | 2023
20263-228838-01 | Xcel Energy | 85 | 13781 | IOU | 03610430 | 3.84 | Solar |  |  | Interconnected | Trade Secret | Trade | GNL | GNL071 | Residential | Solar*Rewards | Trade Secret | 2020 | 2020
20263-228838-01 | Xcel Energy | 85 | 13781 | IOU | 05530242 | 5.04 | Solar |  |  | Interconnected | Trade Secret | Trade | WIL | WIL074 | Residential | Solar*Rewards | Trade Secret | 2023 | 2023
20263-228838-01 | Xcel Energy | 85 | 13781 | IOU | 06081913 | 3.84 | Storage |  |  | Interconnected | Trade Secret | Trade | WIL | WIL074 | Residential |  | Trade Secret | 2025 | 2025
20263-228838-01 | Xcel Energy | 85 | 13781 | IOU | 06322299 | 6.98 | Solar |  |  | Active Application | Trade Secret | Trade | SOU | SOU060 | Residential | Solar*Rewards | Trade Secret | 2026
20263-228838-01 | Xcel Energy | 85 | 13781 | IOU | OID3862337 | 8.16 | Solar |  |  | Withdrawn | Trade Secret | Trade | MND | MND063 | Residential | Solar*Rewards | Trade Secret | 2019
20263-228838-01 | Xcel Energy | 85 | 13781 | IOU | 03446776 | 11.39 | Solar |  |  | Interconnected | Trade Secret | Trade | MND | MND063 | Residential | Solar*Rewards | Trade Secret | 2019 | 2020
20263-228838-01 | Xcel Energy | 85 | 13781 | IOU | 05967088 | 9.109 | Solar |  |  | Interconnected | Trade Secret | Trade | LEX | LEX061 | Residential |  | Trade Secret | 2025 | 2025
20263-228838-01 | Xcel Energy | 85 | 13781 | IOU | 06171000 | 11.168 | Solar |  |  | Active Application | Trade Secret | Trade | DND | DND071 | Residential | Solar*Rewards | Trade Secret | 2025
20263-228838-01 | Xcel Energy | 85 | 13781 | IOU | 05131315 | 133.2 | Solar |  |  | Interconnected | Trade Secret | Trade | SCL | SCL323 | Commercial |  | Trade Secret | 2022 | 2023
20263-228838-01 | Xcel Energy | 85 | 13781 | IOU | 03132341 | 6 | Solar |  |  | Interconnected | Trade Secret | Trade | SHP | SHP062 | Residential | Solar*Rewards | Trade Secret | 2018 | 2019
20263-228838-01 |  |  |  |  | OID3290131 |  | Solar |  |  | Withdrawn | Trade Secret | Trade | SHP | SHP062 | Residential | Solar*Rewards |  | 2018
20263-228838-01 |  |  |  |  | OID3380693 |  | Solar |  |  | Withdrawn | Trade Secret | Trade | SHP | SHP062 | Residential | Solar*Rewards |  | 2018
20263-228838-01 | Xcel Energy | 85 | 13781 | IOU | OID2988800 | 5 | Solar |  |  | Withdrawn | Trade Secret | Trade | TER | TER062 | Residential | Made in Minnesota | Trade Secret | 2017
20263-228838-01 | Xcel Energy | 85 | 13781 | IOU | 03132340 | 3.84 | Solar |  |  | Interconnected | Trade Secret | Trade | TER | TER062 | Residential | Solar*Rewards | Trade Secret | 2018 | 2018
20263-228838-01 | Xcel Energy | 85 | 13781 | IOU | 04521587 | 6 | Solar |  |  | Interconnected | Trade Secret | Trade | WIL | WIL085 | Residential |  | Trade Secret | 2021 | 2021
20263-228838-01 | Xcel Energy | 85 | 13781 | IOU | 03132626 | 5.04 | Solar |  |  | Interconnected | Trade Secret | Trade | APA | APA069 | Residential | Solar*Rewards | Trade Secret | 2018 | 2018
20263-228838-01 | Xcel Energy | 85 | 13781 | IOU | 03132873 | 4.08 | Solar |  |  | Interconnected | Trade Secret | Trade | WSG | WSG352 | Residential | Solar*Rewards | Trade Secret | 2018 | 2019
20263-228838-01 | Xcel Energy | 85 | 13781 | IOU | 05868556 | 3.747 | Solar |  |  | Interconnected | Trade Secret | Trade | WES | WES074 | Residential |  | Trade Secret | 2024 | 2025
20263-228838-01 | Xcel Energy | 85 | 13781 | IOU | 03133199 | 0.696 | Solar |  |  | Interconnected | Trade Secret | Trade | EDA | EDA067 | Residential | Solar*Rewards | Trade Secret | 2010 | 2011
20263-228838-01 | Xcel Energy | 85 | 13781 | IOU | 03132561 | 5 | Solar |  |  | Interconnected | Trade Secret | Trade | RPO | RPO312 | Residential | Solar*Rewards | Trade Secret | 2018 | 2018
20263-228838-01 | Xcel Energy | 85 | 13781 | IOU | 03943010 | 5.51 | Solar |  |  | Interconnected | Trade Secret | Trade | DBL | DBL068 | Residential | Solar*Rewards | Trade Secret | 2020 | 2020
20263-228838-01 | Xcel Energy | 85 | 13781 | IOU | 05228575 | 10.819 | Solar |  |  | Interconnected | Trade Secret | Trade | MEL | MEL067 | Residential |  | Trade Secret | 2022 | 2022
20263-228838-01 | Xcel Energy | 85 | 13781 | IOU | 05787554 | 3.839 | Solar |  |  | Interconnected | Trade Secret | Trade | HWW | HWW062 | Residential |  | Trade Secret | 2024 | 2024
20263-228838-01 | Xcel Energy | 85 | 13781 | IOU | 03140785 | 5 | Solar |  |  | Interconnected | Trade Secret | Trade | MAP | MAP061 | Commercial | Solar*Rewards | Trade Secret | 2019 | 2019
20263-228838-01 | Xcel Energy | 85 | 13781 | IOU | OID3825924 | 5 | Solar |  |  | Withdrawn | Trade Secret | Trade | MAP | MAP061 | Commercial | Solar*Rewards | Trade Secret | 2019
20263-228838-01 | Xcel Energy | 85 | 13781 | IOU | 05866279 | 39.98 | Solar |  |  | Interconnected | Trade Secret | Trade | WRR | WRR064 | Commercial | Solar*Rewards | Trade Secret | 2024 | 2025
20263-228838-01 | Xcel Energy | 85 | 13781 | IOU | 04669192 | 7.25 | Solar |  |  | Interconnected | Trade Secret | Trade | ALD | ALD073 | Residential |  | Trade Secret | 2021 | 2021
20263-228838-01 | Xcel Energy | 85 | 13781 | IOU | 05266014 | 9.425 | Solar |  |  | Interconnected | Trade Secret | Trade | HYL | HYL075 | Residential |  | Trade Secret | 2022 | 2023
20263-228838-01 | Xcel Energy | 85 | 13781 | IOU | 03135151 | 9.94 | Solar |  |  | Interconnected | Trade Secret | Trade | AFT | AFT315 | Residential | Made in Minnesota | Trade Secret | 2016 | 2016
20263-228838-01 | Xcel Energy | 85 | 13781 | IOU | 03130565 | 6 | Solar |  |  | Interconnected | Trade Secret | Trade | AFT | AFT315 | Residential | Solar*Rewards | Trade Secret | 2016 | 2016
20263-228838-01 | Xcel Energy | 85 | 13781 | IOU | 06059063 | 6.453 | Solar |  |  | Interconnected | Trade Secret | Trade | TLK | TLK062 | Residential | Solar*Rewards | Trade Secret | 2025 | 2025
20263-228838-01 | Xcel Energy | 85 | 13781 | IOU | 06015742 | 5.052 | Solar |  |  | Active Application | Trade Secret | Trade | TLK | TLK062 | Residential |  | Trade Secret | 2024
20263-228838-01 | Xcel Energy | 85 | 13781 | IOU | 05829555 | 11.52 | Solar |  |  | Interconnected | Trade Secret | Trade | AFT | AFT321 | Residential |  | Trade Secret | 2024 | 2024
20263-228838-01 | Xcel Energy | 85 | 13781 | IOU | 06059798 | 6.84 | Solar |  |  | Active Application | Trade Secret | Trade | SOU | SOU063 | Residential | Solar*Rewards | Trade Secret | 2025
20263-228838-01 | Xcel Energy | 85 | 13781 | IOU | 06322032 | 5.7 | Solar |  |  | Active Application | Trade Secret | Trade | SOU | SOU063 | Residential | Solar*Rewards | Trade Secret | 2026
20263-228838-01 | Xcel Energy | 85 | 13781 | IOU | 06321784 | 3.8 | Solar |  |  | Active Application | Trade Secret | Trade | SOU | SOU063 | Residential |  | Trade Secret | 2026
20263-228838-01 | Xcel Energy | 85 | 13781 | IOU | 03736183 | 6.96 | Solar |  |  | Interconnected | Trade Secret | Trade | MPK | MPK063 | Residential | Solar*Rewards | Trade Secret | 2020 | 2020
20263-228838-01 | Xcel Energy | 85 | 13781 | IOU | 03129855 | 180 | Solar |  |  | Active Application | Trade Secret | Trade | BCR | BCR062 | Commercial |  | Trade Secret | 2018
20263-228838-01 | Xcel Energy | 85 | 13781 | IOU | 05987037 | 2.88 | Solar |  |  | Active Application | Trade Secret | Trade | BCR | BCR062 | Commercial |  | Trade Secret | 2025
20263-228838-01 | Xcel Energy | 85 | 13781 | IOU | 04820435 | 266.4 | Solar |  |  | Interconnected | Trade Secret | Trade | ECK | ECK082 | Commercial |  | Trade Secret | 2022 | 2023
20263-228838-01 | Xcel Energy | 85 | 13781 | IOU | 04261962 | 40 | Solar |  |  | Interconnected | Trade Secret | Trade | ECK | ECK082 | Commercial | Solar*Rewards | Trade Secret | 2021 | 2021
20263-228838-01 | Xcel Energy | 85 | 13781 | IOU | 03134115 | 9 | Solar |  |  | Interconnected | Trade Secret | Trade | WCS | WCS072 | Commercial | Made in Minnesota | Trade Secret | 2014 | 2015
20263-228838-01 | Xcel Energy | 85 | 13781 | IOU | 04424890 | 5.22 | Solar |  | X | Interconnected | Trade Secret | Trade | WSG | WSG361 | Residential | Solar*Rewards | Trade Secret | 2021 | 2021
20263-228838-01 | Xcel Energy | 85 | 13781 | IOU | 06179836 | 3.49 | Solar |  |  | Interconnected | Trade Secret | Trade | RPL | RPL061 | Residential | Solar*Rewards | Trade Secret | 2025 | 2025
20263-228838-01 | Xcel Energy | 85 | 13781 | IOU | 03131708 | 9.94 | Solar |  |  | Interconnected | Trade Secret | Trade | RPL | RPL061 | Residential | Made in Minnesota | Trade Secret | 2017 | 2017
20263-228838-01 | Xcel Energy | 85 | 13781 | IOU | 03130655 | 1.62 | Solar |  |  | Interconnected | Trade Secret | Trade | RPL | RPL061 | Residential | Solar*Rewards | Trade Secret | 2016 | 2017
20263-228838-01 | Xcel Energy | 85 | 13781 | IOU | 05711810 | 10.819 | Solar |  |  | Interconnected | Trade Secret | Trade | RRK | RRK082 | Residential | Solar*Rewards | Trade Secret | 2024 | 2024
20263-228838-01 | Xcel Energy | 85 | 13781 | IOU | 05942524 | 5.052 | Solar |  |  | Active Application | Trade Secret | Trade | STY | STY075 | Residential |  | Trade Secret | 2024
20263-228838-01 | Xcel Energy | 85 | 13781 | IOU | 03514212 | 15 | Solar |  |  | Interconnected | Trade Secret | Trade | GLK | GLK071 | Commercial | Solar*Rewards | Trade Secret | 2020 | 2020
20263-228838-01 | Xcel Energy | 85 | 13781 | IOU | 06186149 | 7.6 | Solar |  |  | Active Application | Trade Secret | Trade | WIL | WIL084 | Residential | Solar*Rewards | Trade Secret | 2025
20263-228838-01 | Xcel Energy | 85 | 13781 | IOU | 06170376 | 7.6 | Solar |  |  | Withdrawn | Trade Secret | Trade | WIL | WIL084 | Residential | Solar*Rewards | Trade Secret | 2025
20263-228838-01 | Xcel Energy | 85 | 13781 | IOU | 05829166 | 3.747 | Solar |  |  | Interconnected | Trade Secret | Trade | CRL | CRL065 | Residential |  | Trade Secret | 2024 | 2025
20263-228838-01 | Xcel Energy | 85 | 13781 | IOU | 06128624 | 67.3 | Solar |  |  | Interconnected | Trade Secret | Trade | APA | APA072 | Commercial |  | Trade Secret | 2025 | 2025
20263-228838-01 | Xcel Energy | 85 | 13781 | IOU | 05744000 | 50 | Solar |  |  | Active Application | Trade Secret | Trade | APA | APA072 | Commercial |  | Trade Secret | 2024
20263-228838-01 | Xcel Energy | 85 | 13781 | IOU | 05851447 | 8.064 | Solar |  |  | Interconnected | Trade Secret | Trade | HSN | HSN321 | Residential | Solar*Rewards | Trade Secret | 2024 | 2024
20263-228838-01 | Xcel Energy | 85 | 13781 | IOU | 05964426 | 3.416 | Solar |  |  | Interconnected | Trade Secret | Trade | MND | MND062 | Residential |  | Trade Secret | 2024 | 2025
20263-228838-01 | Xcel Energy | 85 | 13781 | IOU | 06189771 | 3.48 | Solar |  |  | Interconnected | Trade Secret | Trade | TER | TER081 | Residential |  | Trade Secret | 2025 | 2025
20263-228838-01 | Xcel Energy | 85 | 13781 | IOU | 05501753 | 8.96 | Solar |  |  | Interconnected | Trade Secret | Trade | WCR | WCR322 | Residential | Solar*Rewards | Trade Secret | 2023 | 2024
20263-228838-01 | Xcel Energy | 85 | 13781 | IOU | 05401636 | 3.77 | Solar |  |  | Interconnected | Trade Secret | Trade | SOU | SOU077 | Residential | Solar*Rewards | Trade Secret | 2023 | 2023
20263-228838-01 | Xcel Energy | 85 | 13781 | IOU | 05704797 | 15 | Solar |  |  | Interconnected | Trade Secret | Trade | BCR | BCR081 | Residential |  | Trade Secret | 2024 | 2024
20263-228838-01 | Xcel Energy | 85 | 13781 | IOU | 06052253 | 15 | Storage |  |  | Interconnected | Trade Secret | Trade | BCR | BCR081 | Residential |  | Trade Secret | 2025 | 2025
20263-228838-01 | Xcel Energy | 85 | 13781 | IOU | 05523721 | 20.736 | Solar |  |  | Withdrawn | Trade Secret | Trade | LAK | LAK032 | Residential |  | Trade Secret | 2023
20263-228838-01 | Xcel Energy | 85 | 13781 | IOU | 05863708 | 6.046 | Solar |  |  | Interconnected | Trade Secret | Trade | CGR | CGR074 | Residential |  | Trade Secret | 2024 | 2025
20263-228838-01 | Xcel Energy | 85 | 13781 | IOU | 03131528 | 7.63 | Solar |  |  | Interconnected | Trade Secret | Trade | UPP | UPP068 | Residential | Made in Minnesota | Trade Secret | 2017 | 2017
20263-228838-01 | Xcel Energy | 85 | 13781 | IOU | 04441949 | 5 | Solar |  |  | Active Application | Trade Secret | Trade | HWW | HWW071 | Residential | Solar*Rewards | Trade Secret | 2021
20263-228838-01 | Xcel Energy | 85 | 13781 | IOU | 03133344 | 40 | Solar |  |  | Interconnected | Trade Secret | Trade | LOK | LOK081 | Commercial | Solar*Rewards | Trade Secret | 2011 | 2011
20263-228838-01 | Xcel Energy | 85 | 13781 | IOU | 03140619 | 6 | Solar |  |  | Interconnected | Trade Secret | Trade | TWL | TWL066 | Residential | Solar*Rewards | Trade Secret | 2019 | 2019
20263-228838-01 | Xcel Energy | 85 | 13781 | IOU | 05202000 | 5.76 | Solar |  |  | Interconnected | Trade Secret | Trade | STY | STY075 | Residential |  | Trade Secret | 2022 | 2023
20263-228838-01 | Xcel Energy | 85 | 13781 | IOU | 06018619 | 15.3 | Storage |  |  | Interconnected | Trade Secret | Trade | MPK | MPK063 | Residential |  | Trade Secret | 2024 | 2025
20263-228838-01 | Xcel Energy | 85 | 13781 | IOU | 03134824 | 3.8 | Solar |  |  | Interconnected | Trade Secret | Trade | MPK | MPK063 | Residential | Made in Minnesota | Trade Secret | 2016 | 2016
20263-228838-01 | Xcel Energy | 85 | 13781 | IOU | OID2412857 | 3.8 | Solar |  |  | Withdrawn | Trade Secret | Trade | MPK | MPK063 | Residential | Solar*Rewards | Trade Secret | 2015
20263-228838-01 |  |  |  |  | OID2412869 |  | Solar |  |  | Withdrawn | Trade Secret | Trade | MPK | MPK063 | Residential | Solar*Rewards |  | 2015
20263-228838-01 | Xcel Energy | 85 | 13781 | IOU | 04936302 | 5.51 | Solar |  |  | Interconnected | Trade Secret | Trade | WIL | WIL097 | Residential | Solar*Rewards | Trade Secret | 2022 | 2023
20263-228838-01 | Xcel Energy | 85 | 13781 | IOU | 04895974 | 6.98 | Solar |  | X | Active Application | Trade Secret | Trade | WIL | WIL081 | Residential | Solar*Rewards | Trade Secret | 2022
20263-228838-01 | Xcel Energy | 85 | 13781 | IOU | 06111423 | 15.232 | Solar |  |  | Interconnected | Trade Secret | Trade | WIL | WIL061 | Residential |  | Trade Secret | 2025 | 2025
20263-228838-01 | Xcel Energy | 85 | 13781 | IOU | 04635104 | 2.9 | Solar |  |  | Interconnected | Trade Secret | Trade | MEL | MEL065 | Residential |  | Trade Secret | 2021 | 2022
20263-228838-01 | Xcel Energy | 85 | 13781 | IOU | 05701781 | 4.725 | Solar |  |  | Interconnected | Trade Secret | Trade | RPL | RPL063 | Residential |  | Trade Secret | 2024 | 2024
20263-228838-01 | Xcel Energy | 85 | 13781 | IOU | 05330429 | 4.93 | Solar |  |  | Withdrawn | Trade Secret | Trade | MHW | MHW311 | Residential |  | Trade Secret | 2022
20263-228838-01 | Xcel Energy | 85 | 13781 | IOU | 04588881 | 4.368 | Solar |  |  | Withdrawn | Trade Secret | Trade | MHW | MHW311 | Residential |  | Trade Secret | 2021
20263-228838-01 | Xcel Energy | 85 | 13781 | IOU | 06023667 | 5.693 | Solar |  |  | Interconnected | Trade Secret | Trade | TLK | TLK066 | Residential |  | Trade Secret | 2024 | 2025
20263-228838-01 | Xcel Energy | 85 | 13781 | IOU | 05267806 | 6.96 | Solar |  |  | Interconnected | Trade Secret | Trade | HWW | HWW073 | Residential |  | Trade Secret | 2022 | 2023
20263-228838-01 | Xcel Energy | 85 | 13781 | IOU | OID3078011 | 9.94 | Solar |  |  | Withdrawn | Trade Secret | Trade | HUG | HUG321 | Residential | Solar*Rewards | Trade Secret | 2017
20263-228838-01 | Xcel Energy | 85 | 13781 | IOU | 03132110 | 9.94 | Solar |  |  | Interconnected | Trade Secret | Trade | HUG | HUG321 | Residential | Made in Minnesota | Trade Secret | 2017 | 2017
20263-228838-01 | Xcel Energy | 85 | 13781 | IOU | 04845814 | 8.376 | Solar |  |  | Interconnected | Trade Secret | Trade | SCL | SCL313 | Residential | Solar*Rewards | Trade Secret | 2022 | 2022
20263-228838-01 | Xcel Energy | 85 | 13781 | IOU | 05866931 | 9.994 | Solar |  |  | Active Application | Trade Secret | Trade | CEL | CEL064 | Residential |  | Trade Secret | 2024
20263-228838-01 | Xcel Energy | 85 | 13781 | IOU | 03131600 | 3.747 | Solar |  |  | Interconnected | Trade Secret | Trade | HWW | HWW062 | Residential | Made in Minnesota | Trade Secret | 2017 | 2017
20263-228838-01 | Xcel Energy | 85 | 13781 | IOU | 03131711 | 6 | Solar |  |  | Interconnected | Trade Secret | Trade | APA | APA069 | Residential | Made in Minnesota | Trade Secret | 2017 | 2017
20263-228838-01 | Xcel Energy | 85 | 13781 | IOU | 03130535 | 3.747 | Solar |  |  | Interconnected | Trade Secret | Trade | SHP | SHP062 | Residential | Solar*Rewards | Trade Secret | 2018 | 2019
20263-228838-01 | Xcel Energy | 85 | 13781 | IOU | 05742712 | 16.065 | Solar |  |  | Interconnected | Trade Secret | Trade | LLK | LLK061 | Residential | Solar*Rewards | Trade Secret | 2024 | 2024
20263-228838-01 | Xcel Energy | 85 | 13781 | IOU | OID3835552 | 7.616 | Solar |  |  | Interconnected | Trade Secret | Trade | AHI | AHI022 | Residential | Solar*Rewards | Trade Secret | 2019 | 2019
20263-228838-01 | Xcel Energy | 85 | 13781 | IOU | OID3827831 | 7.616 | Solar |  |  | Withdrawn | Trade Secret | Trade | AHI | AHI022 | Residential | Solar*Rewards | Trade Secret | 2019
20263-228838-01 | Xcel Energy | 85 | 13781 | IOU | 03130651 | 9.94 | Solar |  |  | Interconnected | Trade Secret | Trade | WCR | WCR322 | Residential | Solar*Rewards | Trade Secret | 2016 | 2017
20263-228838-01 | Xcel Energy | 85 | 13781 | IOU | 06270251 | 8.376 | Solar |  |  | Active Application | Trade Secret | Trade | BYT | BYT061 | Residential |  | Trade Secret | 2025
20263-228838-01 | Xcel Energy | 85 | 13781 | IOU | 05968037 | 3.28 | Solar |  |  | Active Application | Trade Secret | Trade | HWW | HWW071 | Residential | Solar*Rewards | Trade Secret | 2024
20263-228838-01 | Xcel Energy | 85 | 13781 | IOU | 05968088 | 5.904 | Solar |  |  | Active Application | Trade Secret | Trade | HWW | HWW071 | Residential | Solar*Rewards | Trade Secret | 2024
20263-228838-01 | Xcel Energy | 85 | 13781 | IOU | 06329544 | 6.528 | Solar |  |  | Active Application | Trade Secret | Trade | WCR | WCR061 | Residential |  | Trade Secret | 2026
20263-228838-01 | Xcel Energy | 85 | 13781 | IOU | 03131253 | 3 | Solar |  |  | Interconnected | Trade Secret | Trade | MDT | MDT062 | Commercial | Solar*Rewards | Trade Secret | 2016 | 2017
20263-228838-01 | Xcel Energy | 85 | 13781 | IOU | 05274888 | 13.05 | Solar |  |  | Interconnected | Trade Secret | Trade | OAD | OAD074 | Residential |  | Trade Secret | 2022 | 2023
20263-228838-01 | Xcel Energy | 85 | 13781 | IOU | 05356851 | 11.168 | Solar |  |  | Interconnected | Trade Secret | Trade | BRP | BRP061 | Residential | Solar*Rewards | Trade Secret | 2023 | 2023
20263-228838-01 | Xcel Energy | 85 | 13781 | IOU | 03133439 | 4.2 | Solar |  |  | Interconnected | Trade Secret | Trade | BRP | BRP061 | Residential | Solar*Rewards | Trade Secret | 2011 | 2012
20263-228838-01 | Xcel Energy | 85 | 13781 | IOU | OID2020726 | 3 | Solar |  |  | Withdrawn | Trade Secret | Trade | BRP | BRP061 | Residential | Solar*Rewards | Trade Secret | 2014
20263-228838-01 | Xcel Energy | 85 | 13781 | IOU | OID2019361 | 0.24 | Solar |  |  | Interconnected | Trade Secret | Trade | BRP | BRP061 | Residential | Solar*Rewards | Trade Secret | 2014 | 2012
20263-228838-01 | Xcel Energy | 85 | 13781 | IOU | OID3309770 | 6 | Solar |  |  | Withdrawn | Trade Secret | Trade | BRP | BRP061 | Residential | Solar*Rewards | Trade Secret | 2018
20263-228838-01 | Xcel Energy | 85 | 13781 | IOU | OID3478860 | 6 | Solar |  |  | Withdrawn | Trade Secret | Trade | BRP | BRP061 | Residential | Solar*Rewards | Trade Secret | 2018
20263-228838-01 | Xcel Energy | 85 | 13781 | IOU | 03130241 | 7.625 | Solar |  |  | Interconnected | Trade Secret | Trade | BRP | BRP061 | Residential | Solar*Rewards | Trade Secret | 2019 | 2019
20263-228838-01 | Xcel Energy | 85 | 13781 | IOU | 06264192 | 9.074 | Solar |  |  | Active Application | Trade Secret | Trade | MEL | MEL072 | Residential |  | Trade Secret | 2025
20263-228838-01 | Xcel Energy | 85 | 13781 | IOU | 04794584 | 6.67 | Solar |  |  | Interconnected | Trade Secret | Trade | WSG | WSG071 | Residential | Solar*Rewards | Trade Secret | 2022 | 2022
20263-228838-01 | Xcel Energy | 85 | 13781 | IOU | 06205406 | 9.772 | Solar |  |  | Interconnected | Trade Secret | Trade | WDY | WDY322 | Residential | Solar*Rewards | Trade Secret | 2025 | 2025
20263-228838-01 | Xcel Energy | 85 | 13781 | IOU | 03133830 | 7 | Solar |  |  | Interconnected | Trade Secret | Trade | GNL | GNL063 | Residential | Made in Minnesota | Trade Secret | 2014 | 2014
20263-228838-01 | Xcel Energy | 85 | 13781 | IOU | OID3934324 | 9.994 | Solar |  |  | Withdrawn | Trade Secret | Trade | HUG | HUG312 | Residential | Solar*Rewards | Trade Secret | 2019
20263-228838-01 | Xcel Energy | 85 | 13781 | IOU | 05032455 | 7.15 | Solar |  |  | Interconnected | Trade Secret | Trade | HUG | HUG312 | Residential |  | Trade Secret | 2022 | 2022
20263-228838-01 | Xcel Energy | 85 | 13781 | IOU | 03130110 | 17.61 | Solar |  |  | Interconnected | Trade Secret | Trade | GRC | GRC313 | Commercial | Solar*Rewards | Trade Secret | 2018 | 2019
20263-228838-01 | Xcel Energy | 85 | 13781 | IOU | 06039159 | 4.592 | Solar |  |  | Interconnected | Trade Secret | Trade | WIL | WIL073 | Residential | Solar*Rewards | Trade Secret | 2025 | 2025
20263-228838-01 | Xcel Energy | 85 | 13781 | IOU | 06221055 | 10.628 | Solar |  |  | Active Application | Trade Secret | Trade | CEL | CEL061 | Residential |  | Trade Secret | 2025
20263-228838-01 | Xcel Energy | 85 | 13781 | IOU | 06201131 | 10.628 | Solar |  |  | Withdrawn | Trade Secret | Trade | CEL | CEL061 | Residential | Solar*Rewards | Trade Secret | 2025
20263-228838-01 | Xcel Energy | 85 | 13781 | IOU | 06165539 | 18.219 | Solar |  |  | Withdrawn | Trade Secret | Trade | CEL | CEL061 | Residential | Solar*Rewards | Trade Secret | 2025
20263-228838-01 | Xcel Energy | 85 | 13781 | IOU | 03130835 | 2 | Solar |  |  | Interconnected | Trade Secret | Trade | UPP | UPP084 | Residential |  | Trade Secret | 2007 | 2008
20263-228838-01 | Xcel Energy | 85 | 13781 | IOU | 03339343 | 8.64 | Solar |  |  | Interconnected | Trade Secret | Trade | RLK | RLK069 | Residential | Solar*Rewards | Trade Secret | 2019 | 2020
20263-228838-01 | Xcel Energy | 85 | 13781 | IOU | SRO12872 | 9.6 | Solar |  |  | Withdrawn | Trade Secret | Trade | ALD | ALD084 | Commercial | Solar*Rewards | Trade Secret | 2010
20263-228838-01 | Xcel Energy | 85 | 13781 | IOU | 03133294 | 10 | Solar |  |  | Interconnected | Trade Secret | Trade | ALD | ALD084 | Commercial | Solar*Rewards | Trade Secret | 2010 | 2010
20263-228838-01 | Xcel Energy | 85 | 13781 | IOU | 03134710 | 5 | Solar |  |  | Interconnected | Trade Secret | Trade | RLK | RLK073 | Residential | Made in Minnesota | Trade Secret | 2015 | 2016
20263-228838-01 | Xcel Energy | 85 | 13781 | IOU | 05197995 | 6.96 | Solar |  |  | Interconnected | Trade Secret | Trade | MOL | MOL076 | Residential |  | Trade Secret | 2022 | 2023
20263-228838-01 | Xcel Energy | 85 | 13781 | IOU | 03134254 | 7.63 | Solar |  |  | Interconnected | Trade Secret | Trade | NOF | NOF061 | Residential | Solar*Rewards | Trade Secret | 2015 | 2015
20263-228838-01 | Xcel Energy | 85 | 13781 | IOU | 04260839 | 15.66 | Solar |  |  | Interconnected | Trade Secret | Trade | GLK | GLK065 | Residential | Solar*Rewards | Trade Secret | 2021 | 2021
20263-228838-01 | Xcel Energy | 85 | 13781 | IOU | 06009128 | 13.824 | Solar |  |  | Interconnected | Trade Secret | Trade | PAT | PAT313 | Residential | Solar*Rewards | Trade Secret | 2024 | 2026
20263-228838-01 | Xcel Energy | 85 | 13781 | IOU | 03131075 | 800 | Other |  |  | Interconnected | Trade Secret | Trade | GVW | GVW021 | Commercial |  | Trade Secret | 2011 | 2005
20263-228838-01 | Xcel Energy | 85 | 13781 | IOU | 04794068 | 11.31 | Solar |  | X | Interconnected | Trade Secret | Trade | BRP | BRP061 | Residential | Solar*Rewards | Trade Secret | 2022 | 2022
20263-228838-01 | Xcel Energy | 85 | 13781 | IOU | 03130196 | 4.32 | Solar |  |  | Interconnected | Trade Secret | Trade | HYL | HYL075 | Residential | Solar*Rewards | Trade Secret | 2019 | 2019
20263-228838-01 | Xcel Energy | 85 | 13781 | IOU | 05623669 | 9.994 | Solar |  |  | Interconnected | Trade Secret | Trade | FAP | FAP061 | Residential |  | Trade Secret | 2023 | 2024
20263-228838-01 | Xcel Energy | 85 | 13781 | IOU | 05307810 | 7.54 | Solar |  | X | Withdrawn | Trade Secret | Trade | FAP | FAP061 | Residential |  | Trade Secret | 2022
20263-228838-01 | Xcel Energy | 85 | 13781 | IOU | 06323396 | 50 | Solar |  |  | Active Application | Trade Secret | Trade | MPK | MPK087 | Commercial |  | Trade Secret | 2026
20263-228838-01 | Xcel Energy | 85 | 13781 | IOU | 03132757 | 3.6 | Solar |  |  | Interconnected | Trade Secret | Trade | HWW | HWW073 | Residential | Solar*Rewards | Trade Secret | 2018 | 2019
20263-228838-01 | Xcel Energy | 85 | 13781 | IOU | 05413037 | 11.375 | Solar |  |  | Interconnected | Trade Secret | Trade | WIL | WIL063 | Residential | Solar*Rewards | Trade Secret | 2023 | 2023
20263-228838-01 | Xcel Energy | 85 | 13781 | IOU | 05263414 | 11.39 | Solar |  |  | Interconnected | Trade Secret | Trade | SOU | SOU087 | Residential |  | Trade Secret | 2022 | 2022
20263-228838-01 | Xcel Energy | 85 | 13781 | IOU | 03130436 | 4.93 | Solar |  |  | Interconnected | Trade Secret | Trade | GLK | GLK063 | Residential | Solar*Rewards | Trade Secret | 2018 | 2019
20263-228838-01 | Xcel Energy | 85 | 13781 | IOU | 03131942 | 3.92 | Solar |  |  | Interconnected | Trade Secret | Trade | APA | APA075 | Residential | Solar*Rewards | Trade Secret | 2017 | 2018
20263-228838-01 | Xcel Energy | 85 | 13781 | IOU | 06226016 | 5.584 | Solar |  |  | Interconnected | Trade Secret | Trade | TER | TER062 | Residential |  | Trade Secret | 2025 | 2025
20263-228838-01 | Xcel Energy | 85 | 13781 | IOU | 04916888 | 13.05 | Solar |  |  | Interconnected | Trade Secret | Trade | ECK | ECK322 | Residential | Solar*Rewards | Trade Secret | 2022 | 2022
20263-228838-01 | Xcel Energy | 85 | 13781 | IOU | 03129735 | 3.22 | Solar |  |  | Interconnected | Trade Secret | Trade | SOU | SOU081 | Residential | Solar*Rewards | Trade Secret | 2019 | 2021
20263-228838-01 | Xcel Energy | 85 | 13781 | IOU | OID3284949 | 15.25 | Solar |  |  | Withdrawn | Trade Secret | Trade | ALD | ALD083 | Residential | Solar*Rewards | Trade Secret | 2018
20263-228838-01 | Xcel Energy | 85 | 13781 | IOU | 06228527 | 8.027 | Solar |  |  | Interconnected | Trade Secret | Trade | LOK | LOK081 | Residential |  | Trade Secret | 2025 | 2026
20263-228838-01 | Xcel Energy | 85 | 13781 | IOU | 05783247 | 8.027 | Solar |  |  | Interconnected | Trade Secret | Trade | RLK | RLK079 | Residential | Solar*Rewards | Trade Secret | 2024 | 2024
20263-228838-01 | Xcel Energy | 85 | 13781 | IOU | SRO29632 | 34.2 | Solar |  |  | Withdrawn | Trade Secret | Trade | WSG | WSG062 | Commercial | Solar*Rewards | Trade Secret | 2013
20263-228838-01 | Xcel Energy | 85 | 13781 | IOU | OID2250559 | 4.5 | Solar |  |  | Withdrawn | Trade Secret | Trade | WAB | WAB031 | Residential | Solar*Rewards | Trade Secret | 2015
20263-228838-01 | Xcel Energy | 85 | 13781 | IOU | OID2321389 | 7.8 | Solar |  |  | Withdrawn | Trade Secret | Trade | WAB | WAB031 | Residential | Made in Minnesota | Trade Secret | 2015
20263-228838-01 | Xcel Energy | 85 | 13781 | IOU | 04848653 | 7.329 | Solar |  |  | Interconnected | Trade Secret | Trade | AFT | AFT321 | Residential | Solar*Rewards | Trade Secret | 2022 | 2022
20263-228838-01 | Xcel Energy | 85 | 13781 | IOU | 04794029 | 3.48 | Solar |  |  | Interconnected | Trade Secret | Trade | MPK | MPK082 | Residential |  | Trade Secret | 2022 | 2023
20263-228838-01 | Xcel Energy | 85 | 13781 | IOU | 04530087 | 5.054 | Solar |  |  | Active Application | Trade Secret | Trade | TLK | TLK077 | Residential |  | Trade Secret | 2021
20263-228838-01 | Xcel Energy | 85 | 13781 | IOU | 03133137 | 4 | Solar |  |  | Interconnected | Trade Secret | Trade | SIP | SIP072 | Residential | Solar*Rewards | Trade Secret | 2010 | 2010
20263-228838-01 | Xcel Energy | 85 | 13781 | IOU | 05662094 | 6.615 | Solar |  |  | Interconnected | Trade Secret | Trade | CGR | CGR064 | Residential |  | Trade Secret | 2023 | 2024
20263-228838-01 | Xcel Energy | 85 | 13781 | IOU | 05698047 | 7.548 | Solar |  |  | Interconnected | Trade Secret | Trade | OAD | OAD065 | Residential |  | Trade Secret | 2024 | 2024
20263-228838-01 | Xcel Energy | 85 | 13781 | IOU | 05940958 | 5.314 | Solar |  |  | Active Application | Trade Secret | Trade | SOU | SOU083 | Residential |  | Trade Secret | 2024
20263-228838-01 | Xcel Energy | 85 | 13781 | IOU | 03130330 | 5 | Solar |  |  | Interconnected | Trade Secret | Trade | VKG | VKG061 | Residential | Solar*Rewards | Trade Secret | 2019 | 2020
20263-228838-01 | Xcel Energy | 85 | 13781 | IOU | 04438763 | 4.06 | Solar |  |  | Interconnected | Trade Secret | Trade | TER | TER061 | Residential | Solar*Rewards | Trade Secret | 2021 | 2021
20263-228838-01 | Xcel Energy | 85 | 13781 | IOU | 04941890 | 6 | Solar |  |  | Interconnected | Trade Secret | Trade | MDT | MDT077 | Residential | Solar*Rewards | Trade Secret | 2022 | 2022
20263-228838-01 | Xcel Energy | 85 | 13781 | IOU | 05539116 | 9.994 | Solar |  |  | Interconnected | Trade Secret | Trade | NMC | NMC082 | Residential | Solar*Rewards | Trade Secret | 2023 | 2023
20263-228838-01 | Xcel Energy | 85 | 13781 | IOU | 04125214 | 7.616 | Solar |  |  | Active Application | Trade Secret | Trade | NMC | NMC082 | Residential | Solar*Rewards | Trade Secret | 2020
20263-228838-01 | Xcel Energy | 85 | 13781 | IOU | OID3750952 | 29.02 | Solar |  |  | Withdrawn | Trade Secret | Trade | WES | WES072 | Commercial | Solar*Rewards | Trade Secret | 2019
20263-228838-01 | Xcel Energy | 85 | 13781 | IOU | 03129722 | 14.51 | Solar |  |  | Interconnected | Trade Secret | Trade | WES | WES072 | Commercial | Solar*Rewards | Trade Secret | 2019 | 2019
20263-228838-01 | Xcel Energy | 85 | 13781 | IOU | 05800693 | 6.528 | Solar |  |  | Active Application | Trade Secret | Trade | ZUM | ZUM022 | Residential | Solar*Rewards | Trade Secret | 2024
20263-228838-01 | Xcel Energy | 85 | 13781 | IOU | 04422232 | 7.616 | Solar |  |  | Interconnected | Trade Secret | Trade | SHP | SHP072 | Residential | Solar*Rewards | Trade Secret | 2021 | 2021
20263-228838-01 | Xcel Energy | 85 | 13781 | IOU | 04793905 | 15.232 | Solar |  |  | Interconnected | Trade Secret | Trade | LOK | LOK061 | Residential | Solar*Rewards | Trade Secret | 2022 | 2022
20263-228838-01 | Xcel Energy | 85 | 13781 | IOU | 05548499 | 5.355 | Solar |  |  | Interconnected | Trade Secret | Trade | APA | APA067 | Residential |  | Trade Secret | 2023 | 2023
20263-228838-01 | Xcel Energy | 85 | 13781 | IOU | 05844662 | 5.052 | Solar |  |  | Interconnected | Trade Secret | Trade | CHE | CHE076 | Residential |  | Trade Secret | 2024 | 2025
20263-228838-01 | Xcel Energy | 85 | 13781 | IOU | 04041620 | 3.747 | Solar |  |  | Interconnected | Trade Secret | Trade | BRP | BRP063 | Residential | Solar*Rewards | Trade Secret | 2020 | 2020
20263-228838-01 | Xcel Energy | 85 | 13781 | IOU | 06266914 | 14.19 | Solar |  |  | Active Application | Trade Secret | Trade | ORO | ORO061 | Residential |  | Trade Secret | 2025
20263-228838-01 | Xcel Energy | 85 | 13781 | IOU | 05607649 | 2.52 | Solar |  |  | Interconnected | Trade Secret | Trade | OAD | OAD061 | Residential |  | Trade Secret | 2023 | 2024
20263-228838-01 | Xcel Energy | 85 | 13781 | IOU | 05032898 | 3.747 | Solar |  |  | Active Application | Trade Secret | Trade | EDA | EDA084 | Residential |  | Trade Secret | 2022
20263-228838-01 | Xcel Energy | 85 | 13781 | IOU | 04312370 | 7.25 | Solar |  |  | Active Application | Trade Secret | Trade | HSN | HSN311 | Commercial | Solar*Rewards | Trade Secret | 2021
20263-228838-01 | Xcel Energy | 85 | 13781 | IOU | OID3951180 | 8.7 | Solar |  |  | Interconnected | Trade Secret | Trade | EDA | EDA065 | Residential | Solar*Rewards | Trade Secret | 2019 | 2020
20263-228838-01 | Xcel Energy | 85 | 13781 | IOU | 04580696 | 3.48 | Solar |  |  | Interconnected | Trade Secret | Trade | MPK | MPK082 | Residential |  | Trade Secret | 2021 | 2021
20263-228838-01 | Xcel Energy | 85 | 13781 | IOU | 04187931 | 40.252 | Solar |  |  | Active Application | Trade Secret | Trade | SOU | SOU081 | Residential | Solar*Rewards | Trade Secret | 2020
20263-228838-01 | Xcel Energy | 85 | 13781 | IOU | 03133042 | 7.616 | Solar |  |  | Interconnected | Trade Secret | Trade | WSG | WSG063 | Residential | Solar*Rewards | Trade Secret | 2019 | 2019
20263-228838-01 | Xcel Energy | 85 | 13781 | IOU | 03129814 | 5 | Solar |  | X | Interconnected | Trade Secret | Trade | APA | APA077 | Residential | Solar*Rewards | Trade Secret | 2018 | 2019
20263-228838-01 | Xcel Energy | 85 | 13781 | IOU | 05403232 | 9.423 | Solar |  |  | Interconnected | Trade Secret | Trade | LLK | LLK071 | Residential | Solar*Rewards | Trade Secret | 2023 | 2023
20263-228838-01 | Xcel Energy | 85 | 13781 | IOU | 05587324 | 5.355 | Solar |  |  | Interconnected | Trade Secret | Trade | ECK | ECK062 | Residential |  | Trade Secret | 2023 | 2023
20263-228838-01 |  |  |  |  | 04442306 |  | Solar |  |  | Active Application | Trade Secret | Trade | AFT | AFT321 | Residential | Solar*Rewards |  | 2021
20263-228838-01 | Xcel Energy | 85 | 13781 | IOU | 05956529 | 8.35 | Solar |  |  | Interconnected | Trade Secret | Trade | AFT | AFT321 | Residential |  | Trade Secret | 2024 | 2025
20263-228838-01 | Xcel Energy | 85 | 13781 | IOU | 03130751 | 2 | Solar |  |  | Interconnected | Trade Secret | Trade | AFT | AFT321 | Residential |  | Trade Secret | 2006 | 2007
20263-228838-01 | Xcel Energy | 85 | 13781 | IOU | 03130785 | 2 | Solar |  |  | Interconnected | Trade Secret | Trade | AFT | AFT321 | Residential |  | Trade Secret | 2006 | 2007
20263-228838-01 | Xcel Energy | 85 | 13781 | IOU | 03592975 | 6.67 | Solar |  |  | Interconnected | Trade Secret | Trade | MPK | MPK085 | Residential | Solar*Rewards | Trade Secret | 2020 | 2020
20263-228838-01 | Xcel Energy | 85 | 13781 | IOU | 03130882 | 3000 | Natural Gas |  |  | Interconnected | Trade Secret | Trade | LEX | LEX064 | Commercial |  | Trade Secret | 2008 | 2012
20263-228838-01 | Xcel Energy | 85 | 13781 | IOU | 03133418 | 40 | Solar |  |  | Interconnected | Trade Secret | Trade | LEX | LEX064 | Commercial | Solar*Rewards | Trade Secret | 2011 | 2012
20263-228838-01 | Xcel Energy | 85 | 13781 | IOU | SRO18520 | 40 | Solar |  |  | Withdrawn | Trade Secret | Trade | LEX | LEX064 | Commercial | Solar*Rewards | Trade Secret | 2011
20263-228838-01 |  |  |  |  | SRO18517 |  | Solar |  |  | Withdrawn | Trade Secret | Trade | LEX | LEX064 | Commercial | Solar*Rewards |  | 2011
20263-228838-01 | Xcel Energy | 85 | 13781 | IOU | SRO18523 | 40 | Solar |  |  | Withdrawn | Trade Secret | Trade | LEX | LEX064 | Commercial | Solar*Rewards | Trade Secret | 2011
20263-228838-01 | Xcel Energy | 85 | 13781 | IOU | 05216053 | 6.98 | Solar |  |  | Withdrawn | Trade Secret | Trade | MPK | MPK071 | Residential |  | Trade Secret | 2022
20263-228838-01 | Xcel Energy | 85 | 13781 | IOU | 03134704 | 2.88 | Solar |  |  | Interconnected | Trade Secret | Trade | CEL | CEL066 | Residential | Solar*Rewards | Trade Secret | 2015 | 2016
20263-228838-01 | Xcel Energy | 85 | 13781 | IOU | 03782404 | 4.188 | Solar |  |  | Interconnected | Trade Secret | Trade | MPK | MPK086 | Residential | Solar*Rewards | Trade Secret | 2020 | 2020
20263-228838-01 | Xcel Energy | 85 | 13781 | IOU | 03657641 | 6 | Solar |  |  | Active Application | Trade Secret | Trade | WAS | WAS092 | Residential | Solar*Rewards | Trade Secret | 2020
20263-228838-01 | Xcel Energy | 85 | 13781 | IOU | OID3826134 | 7.616 | Solar |  |  | Withdrawn | Trade Secret | Trade | MHW | MHW311 | Residential | Solar*Rewards | Trade Secret | 2019
20263-228838-01 | Xcel Energy | 85 | 13781 | IOU | OID3826093 | 7.616 | Solar |  |  | Withdrawn | Trade Secret | Trade | MHW | MHW311 | Residential | Solar*Rewards | Trade Secret | 2019
20263-228838-01 | Xcel Energy | 85 | 13781 | IOU | OID3864283 | 7.616 | Solar |  |  | Interconnected | Trade Secret | Trade | MHW | MHW311 | Residential | Solar*Rewards | Trade Secret | 2019 | 2020
20263-228838-01 | Xcel Energy | 85 | 13781 | IOU | OID3870507 | 7.616 | Solar |  |  | Withdrawn | Trade Secret | Trade | MHW | MHW311 | Residential | Solar*Rewards | Trade Secret | 2019
20263-228838-01 | Xcel Energy | 85 | 13781 | IOU | OID3826136 | 7.616 | Solar |  |  | Withdrawn | Trade Secret | Trade | MHW | MHW311 | Residential | Solar*Rewards | Trade Secret | 2019
20263-228838-01 | Xcel Energy | 85 | 13781 | IOU | 05711896 | 3.78 | Solar |  |  | Interconnected | Trade Secret | Trade | RIV | RIV061 | Residential | Solar*Rewards | Trade Secret | 2024 | 2024
20263-228838-01 | Xcel Energy | 85 | 13781 | IOU | 05604638 | 3.78 | Solar |  |  | Active Application | Trade Secret | Trade | RIV | RIV061 | Residential | Solar*Rewards | Trade Secret | 2023
20263-228838-01 | Xcel Energy | 85 | 13781 | IOU | 03132559 | 6.72 | Solar |  |  | Interconnected | Trade Secret | Trade | ALD | ALD082 | Residential | Solar*Rewards | Trade Secret | 2018 | 2018
20263-228838-01 | Xcel Energy | 85 | 13781 | IOU | OID2358422 | 10.01 | Solar |  |  | Withdrawn | Trade Secret | Trade | WIL | WIL076 | Residential | Solar*Rewards | Trade Secret | 2015
20263-228838-01 | Xcel Energy | 85 | 13781 | IOU | 03134872 | 9.94 | Solar |  |  | Interconnected | Trade Secret | Trade | WIL | WIL076 | Residential | Made in Minnesota | Trade Secret | 2016 | 2016
20263-228838-01 | Xcel Energy | 85 | 13781 | IOU | 03466044 | 39.998 | Solar |  |  | Interconnected | Trade Secret | Trade | RED | RED091 | Commercial | Solar*Rewards | Trade Secret | 2019 | 2021
20263-228838-01 | Xcel Energy | 85 | 13781 | IOU | 05507461 | 4.06 | Solar |  |  | Interconnected | Trade Secret | Trade | WYO | WYO032 | Residential |  | Trade Secret | 2023 | 2023
20263-228838-01 | Xcel Energy | 85 | 13781 | IOU | 05956314 | 1.898 | Solar |  |  | Withdrawn | Trade Secret | Trade | WCR | WCR311 | Residential | Solar*Rewards | Trade Secret | 2024
20263-228838-01 | Xcel Energy | 85 | 13781 | IOU | 03132363 | 7.625 | Solar |  |  | Decommissioned | Trade Secret | Trade | WCR | WCR311 | Residential | Solar*Rewards | Trade Secret | 2018 | 2018
20263-228838-01 | Xcel Energy | 85 | 13781 | IOU | 04529367 | 11.39 | Solar |  |  | Interconnected | Trade Secret | Trade | MEL | MEL078 | Residential |  | Trade Secret | 2021 | 2021
20263-228838-01 | Xcel Energy | 85 | 13781 | IOU | 04794184 | 16.403 | Solar |  |  | Withdrawn | Trade Secret | Trade | SOU | SOU079 | Commercial | Solar*Rewards | Trade Secret | 2022
20263-228838-01 | Xcel Energy | 85 | 13781 | IOU | 06154383 | 4.555 | Solar |  |  | Interconnected | Trade Secret | Trade | ALD | ALD092 | Residential | Solar*Rewards | Trade Secret | 2025 | 2025
20263-228838-01 | Xcel Energy | 85 | 13781 | IOU | 05450910 | 4.55 | Solar |  |  | Interconnected | Trade Secret | Trade | LOK | LOK093 | Residential | Solar*Rewards | Trade Secret | 2023 | 2023
20263-228838-01 |  |  |  |  | OID3577969 |  | Solar |  |  | Withdrawn | Trade Secret | Trade | WAS | WAS092 | Commercial | Solar*Rewards |  | 2018
20263-228838-01 | Xcel Energy | 85 | 13781 | IOU | 03132624 | 11 | Solar |  |  | Interconnected | Trade Secret | Trade | GSL | GSL341 | Residential | Solar*Rewards | Trade Secret | 2018 | 2018
20263-228838-01 | Xcel Energy | 85 | 13781 | IOU | 05500783 | 5.22 | Solar |  |  | Interconnected | Trade Secret | Trade | HUG | HUG321 | Residential |  | Trade Secret | 2023 | 2023
20263-228838-01 | Xcel Energy | 85 | 13781 | IOU | OID2021524 | 5.4 | Solar |  |  | Withdrawn | Trade Secret | Trade | OPK | OPK073 | Residential | Solar*Rewards | Trade Secret | 2014
20263-228838-01 |  |  |  |  | OID2021482 |  | Solar |  |  | Withdrawn | Trade Secret | Trade | OPK | OPK073 | Residential | Solar*Rewards |  | 2014
20263-228838-01 | Xcel Energy | 85 | 13781 | IOU | 05279016 | 13.75 | Solar |  |  | Interconnected | Trade Secret | Trade | MOL | MOL079 | Residential |  | Trade Secret | 2022 | 2023
20263-228838-01 | Xcel Energy | 85 | 13781 | IOU | 05551078 | 300 | Solar |  |  | Interconnected | Trade Secret | Trade | CNC | CNC061 | Commercial |  | Trade Secret | 2023 | 2024
20263-228838-01 | Xcel Energy | 85 | 13781 | IOU | 03130113 | 6 | Solar |  |  | Interconnected | Trade Secret | Trade | HOL | HOL071 | Residential | Solar*Rewards | Trade Secret | 2018 | 2019
20263-228838-01 | Xcel Energy | 85 | 13781 | IOU | 05776346 | 8.448 | Solar |  |  | Interconnected | Trade Secret | Trade | AFT | AFT322 | Residential | Solar*Rewards | Trade Secret | 2024 | 2024
20263-228838-01 | Xcel Energy | 85 | 13781 | IOU | 04605162 | 12.18 | Solar |  | X | Interconnected | Trade Secret | Trade | GSL | GSL341 | Residential |  | Trade Secret | 2021 | 2022
20263-228838-01 | Xcel Energy | 85 | 13781 | IOU | 05451728 | 8.505 | Solar |  |  | Interconnected | Trade Secret | Trade | BYT | BYT061 | Residential | Solar*Rewards | Trade Secret | 2023 | 2023
20263-228838-01 | Xcel Energy | 85 | 13781 | IOU | 03129753 | 4000 | Solar |  |  | Withdrawn | Trade Secret | Trade | ATW | ATW061 | Commercial |  | Trade Secret | 2013
20263-228838-01 | Xcel Energy | 85 | 13781 | IOU | 06231761 | 9.074 | Solar |  |  | Interconnected | Trade Secret | Trade | HUG | HUG311 | Residential |  | Trade Secret | 2025 | 2026
20263-228838-01 | Xcel Energy | 85 | 13781 | IOU | 05158894 | 9.57 | Solar |  |  | Active Application | Trade Secret | Trade | ALK | ALK067 | Residential |  | Trade Secret | 2022
20263-228838-01 | Xcel Energy | 85 | 13781 | IOU | 05680086 | 7.872 | Solar |  |  | Interconnected | Trade Secret | Trade | AFT | AFT322 | Residential |  | Trade Secret | 2024 | 2024
20263-228838-01 | Xcel Energy | 85 | 13781 | IOU | 03134730 | 11 | Solar |  |  | Interconnected | Trade Secret | Trade | HUG | HUG312 | Residential | Solar*Rewards | Trade Secret | 2015 | 2016
20263-228838-01 | Xcel Energy | 85 | 13781 | IOU | 03975159 | 14.21 | Solar |  |  | Interconnected | Trade Secret | Trade | BCH | BCH311 | Residential | Solar*Rewards | Trade Secret | 2020 | 2020
20263-228838-01 | Xcel Energy | 85 | 13781 | IOU | 04403102 | 3.747 | Solar |  |  | Active Application | Trade Secret | Trade | JOR | JOR022 | Residential | Solar*Rewards | Trade Secret | 2021
20263-228838-01 | Xcel Energy | 85 | 13781 | IOU | 05423727 | 299.7 | Solar |  |  | Interconnected | Trade Secret | Trade | AFT | AFT321 | Commercial |  | Trade Secret | 2023 | 2023
20263-228838-01 | Xcel Energy | 85 | 13781 | IOU | 04527531 | 7.25 | Solar |  |  | Interconnected | Trade Secret | Trade | HUG | HUG311 | Residential |  | Trade Secret | 2021 | 2022
20263-228838-01 |  |  |  |  | OID2779321 |  | Solar |  |  | Withdrawn | Trade Secret | Trade | GLD | GLD021 | Commercial |  |  | 2016
20263-228838-01 | Xcel Energy | 85 | 13781 | IOU | 03131583 | 43.53 | Solar |  |  | Interconnected | Trade Secret | Trade | GLD | GLD021 | Commercial | Made in Minnesota | Trade Secret | 2017 | 2017
20263-228838-01 | Xcel Energy | 85 | 13781 | IOU | 06273105 | 8.832 | Solar |  |  | Active Application | Trade Secret | Trade | FSL | FSL312 | Residential |  | Trade Secret | 2025
20263-228838-01 |  |  |  |  | 06262996 |  |  |  |  | Active Application | Trade Secret | Trade | FSL | FSL312 | Residential |  |  | 2025
20263-228838-01 | Xcel Energy | 85 | 13781 | IOU | 05862932 | 3.9 | Solar |  |  | Interconnected | Trade Secret | Trade | VMR | VMR062 | Residential |  | Trade Secret | 2024 | 2024
20263-228838-01 | Xcel Energy | 85 | 13781 | IOU | 04018763 | 975 | Solar |  |  | Interconnected | Monticello | Trade | LAP | LAP311 | LMI | Solar*Rewards Community | Trade Secret | 2023 | 2025
20263-228838-01 | Xcel Energy | 85 | 13781 | IOU | 04194697 | 975 | Solar |  |  | Interconnected | Wabasha | Trade | WAB | WAB031 | LMI | Solar*Rewards Community | Trade Secret | 2023 | 2025
20263-228838-01 | Xcel Energy | 85 | 13781 | IOU | 06201373 | 4.886 | Solar |  |  | Withdrawn | Trade Secret | Trade | OAD | OAD062 | Residential | Solar*Rewards | Trade Secret | 2025
20263-228838-01 | Xcel Energy | 85 | 13781 | IOU | 06322070 | 4.886 | Solar |  |  | Active Application | Trade Secret | Trade | OAD | OAD062 | Residential | Solar*Rewards | Trade Secret | 2026
20263-228838-01 | Xcel Energy | 85 | 13781 | IOU | 06228421 | 2.792 | Solar |  |  | Interconnected | Trade Secret | Trade | RPL | RPL063 | Residential |  | Trade Secret | 2025 | 2025
20263-228838-01 | Xcel Energy | 85 | 13781 | IOU | 06200100 | 2.561 | Solar |  |  | Interconnected | Trade Secret | Trade | CGR | CGR062 | Residential |  | Trade Secret | 2025 | 2025
20263-228838-01 | Xcel Energy | 85 | 13781 | IOU | 06102006 | 9.869 | Solar |  |  | Interconnected | Trade Secret | Trade | HUG | HUG311 | Residential | Solar*Rewards | Trade Secret | 2025 | 2025
20263-228838-01 | Xcel Energy | 85 | 13781 | IOU | 03806020 | 1000 | Solar |  |  | Active Application | Trade Secret | Trade | RED | RED091 | LMI | Solar*Rewards Community | Trade Secret | 2021
20263-228838-01 |  |  |  |  | 05799546 |  |  |  |  | Active Application | Trade Secret | Trade |  |  | Residential |  |  | 2024
20263-228838-01 |  |  |  |  | 04464899 |  | Solar |  |  | Active Application | Trade Secret | Trade |  |  | Community Solar Garden | Solar*Rewards Community |  | 2021
20263-228838-01 | Xcel Energy | 85 | 13781 | IOU | SRC042653 | 1000 | Solar |  |  | Withdrawn | Trade Secret | Trade | LAE | LAE061 | Community Solar Garden | Solar*Rewards Community | Trade Secret | 2015
20263-228838-01 | Xcel Energy | 85 | 13781 | IOU | SRC052290 | 1000 | Solar |  |  | Withdrawn | Trade Secret | Trade |  |  | Community Solar Garden | Solar*Rewards Community | Trade Secret | 2016
20263-228838-01 |  |  |  |  | 06093258 |  | Solar |  |  | Active Application | Trade Secret | Trade |  |  | Residential | Solar*Rewards |  | 2025
20263-228838-01 |  |  |  |  | 05934448 |  | Solar |  |  | Active Application | Trade Secret | Trade |  |  | Residential | Solar*Rewards |  | 2024
20263-228838-01 | Xcel Energy | 85 | 13781 | IOU | 03127734 | 1000 | Solar |  |  | Interconnected | Owatonna | Trade | MDF | MDF021 | Community Solar Garden | Solar*Rewards Community | Trade Secret | 2017 | 2020
20263-228838-01 |  |  |  |  | 04801364 |  | Solar |  |  | Active Application | Trade Secret | Trade |  |  | Residential | Solar*Rewards |  | 2022
20263-228838-01 | Xcel Energy | 85 | 13781 | IOU | 03334688 | 5 | Solar |  |  | Interconnected | Trade Secret | Trade | SOU | SOU073 | Residential | Solar*Rewards | Trade Secret | 2019 | 2020
20263-228838-01 | Xcel Energy | 85 | 13781 | IOU | SRC042701 | 950 | Solar |  |  | Withdrawn | Trade Secret | Trade |  |  | Community Solar Garden | Solar*Rewards Community | Trade Secret | 2015
20263-228838-01 | Xcel Energy | 85 | 13781 | IOU | SRC071172 | 1000 | Solar |  |  | Withdrawn | Trade Secret | Trade |  |  | Community Solar Garden | Solar*Rewards Community | Trade Secret | 2019
20263-228838-01 | Xcel Energy | 85 | 13781 | IOU | SRC042492 | 1000 | Solar |  |  | Withdrawn | Trade Secret | Trade | LAF | LAF001 | Community Solar Garden | Solar*Rewards Community | Trade Secret | 2015
20263-228838-01 | Xcel Energy | 85 | 13781 | IOU | 03126889 | 1000 | Solar |  |  | Interconnected | Northfield | Trade | NOF | NOF061 | Community Solar Garden | Solar*Rewards Community | Trade Secret | 2016 | 2020
20263-228838-01 | Xcel Energy | 85 | 13781 | IOU | 03126971 | 1000 | Solar |  |  | Interconnected | Corcoran | Trade | GFD | GFD021 | Community Solar Garden | Solar*Rewards Community | Trade Secret | 2015 | 2019
20263-228838-01 | Xcel Energy | 85 | 13781 | IOU | 03128164 | 1000 | Solar |  |  | Interconnected | Big Lake | Trade | FSL | FSL311 | Community Solar Garden | Solar*Rewards Community | Trade Secret | 2014 | 2018
20263-228838-01 | Xcel Energy | 85 | 13781 | IOU | 03127923 | 1000 | Solar |  |  | Interconnected | Clear Lake | Trade | SDX | SDX311 | Community Solar Garden | Solar*Rewards Community | Trade Secret | 2014 | 2018
20263-228838-01 |  |  |  |  | 04849067 |  | Solar |  |  | Active Application | Trade Secret | Trade |  |  | Residential | Solar*Rewards |  | 2022
20263-228838-01 | Xcel Energy | 85 | 13781 | IOU | 03128362 | 1000 | Solar |  |  | Interconnected | Monticello | Trade | LAP | LAP311 | Community Solar Garden | Solar*Rewards Community | Trade Secret | 2015 | 2019
20263-228838-01 |  |  |  |  | SRO29514 |  | Solar |  |  | Withdrawn | Trade Secret | Trade |  |  |  | Other |  | 2013
20263-228838-01 | Xcel Energy | 85 | 13781 | IOU | 04827576 | 12.5 | Solar |  |  | Interconnected | Trade Secret | Trade | ZUF | ZUF021 | Residential |  | Trade Secret | 2022 | 2005
20263-228838-01 |  |  |  |  | 06268424 |  |  |  |  | Active Application | Trade Secret | Trade |  |  | Residential |  |  | 2025
20263-228838-01 |  |  |  |  | 05008434 |  |  |  |  | Active Application | Trade Secret | Trade |  |  | Residential |  |  | 2022
20263-228838-01 |  |  |  |  | 06245529 |  |  |  |  | Active Application | Trade Secret | Trade |  |  | Residential |  |  | 2025
20263-228838-01 |  |  |  |  | 05759351 |  |  |  |  | Withdrawn | Trade Secret | Trade |  |  | Residential |  |  | 2024
20263-228838-01 |  |  |  |  | 05428119 |  |  |  |  | Active Application | Trade Secret | Trade |  |  | Residential |  |  | 2023
20263-228838-01 |  |  |  |  | 04130496 |  | Solar |  |  | Active Application | Trade Secret | Trade |  |  | Residential | Solar*Rewards |  | 2020
20263-228838-01 | Xcel Energy | 85 | 13781 | IOU | SRC042232 | 1000 | Solar |  |  | Withdrawn | Trade Secret | Trade | MGN | MGN211 | Community Solar Garden | Solar*Rewards Community | Trade Secret | 2015
20263-228838-01 | Xcel Energy | 85 | 13781 | IOU | SRC075018 | 1000 | Solar |  |  | Withdrawn | Trade Secret | Trade | FAB | FAB063 | Community Solar Garden | Solar*Rewards Community | Trade Secret | 2019
20263-228838-01 | Xcel Energy | 85 | 13781 | IOU | 03121356 | 1000 | Solar |  |  | Interconnected | Waseca | Trade | WAS | WAS092 | Community Solar Garden | Solar*Rewards Community | Trade Secret | 2015 | 2018
20263-228838-01 | Xcel Energy | 85 | 13781 | IOU | SRC052787 | 1000 | Solar |  |  | Withdrawn | Trade Secret | Trade |  |  | Community Solar Garden | Solar*Rewards Community | Trade Secret | 2017
20263-228838-01 | Xcel Energy | 85 | 13781 | IOU | SRC038749 | 1000 | Solar |  |  | Withdrawn | Trade Secret | Trade | LNS | LNS033 | Community Solar Garden | Solar*Rewards Community | Trade Secret | 2014
20263-228838-01 | Xcel Energy | 85 | 13781 | IOU | 03127993 | 1000 | Solar |  |  | Interconnected | Edgerton | Trade | ROC | ROC090 | Community Solar Garden | Solar*Rewards Community | Trade Secret | 2015 | 2018
20263-228838-01 |  |  |  |  | OID2806677 |  | Solar |  |  | Withdrawn | Trade Secret | Trade | [5 empty] | 2014
20263-228838-01 | Xcel Energy | 85 | 13781 | IOU | 05520994 | 150 | Solar |  |  | Withdrawn | Trade Secret | Trade | KOL | KOL071 | Community Solar Garden | Solar*Rewards Community | Trade Secret | 2023
20263-228838-01 |  |  |  |  | 04925293 |  | Solar |  |  | Active Application | Trade Secret | Trade |  |  | Residential | Solar*Rewards |  | 2022
20263-228838-01 | Xcel Energy | 85 | 13781 | IOU | SRC040857 | 950 | Solar |  |  | Withdrawn | Trade Secret | Trade |  |  | Community Solar Garden | Solar*Rewards Community | Trade Secret | 2015
20263-228838-01 | Xcel Energy | 85 | 13781 | IOU | 03128496 | 972 | Solar |  |  | Interconnected | Norwood Young America | Trade | YAM | YAM021 | Community Solar Garden | Solar*Rewards Community | Trade Secret | 2015 | 2017
20263-228838-01 |  |  |  |  | OID2806461 |  | Other |  |  | Withdrawn | Trade Secret | Trade | [5 empty] | 2011
20263-228838-01 | Xcel Energy | 85 | 13781 | IOU | 03128282 | 1000 | Solar |  |  | Interconnected | Saint Cloud | Trade | SCL | SCL322 | Community Solar Garden | Solar*Rewards Community | Trade Secret | 2015 | 2018
20263-228838-01 |  |  |  |  | 04300162 |  |  |  |  | Active Application | Trade Secret | Trade |  |  | Residential |  |  | 2021
20263-228838-01 |  |  |  |  | 06138849 |  | Solar |  |  | Active Application | Trade Secret | Trade |  |  | Residential | Solar*Rewards |  | 2025
20263-228838-01 | Xcel Energy | 85 | 13781 | IOU | 05526556 | 1000 | Solar |  |  | Withdrawn | Trade Secret | Trade | MGN | MGN211 | Community Solar Garden | Solar*Rewards Community | Trade Secret | 2023
20263-228838-01 |  |  |  |  | 05756641 |  |  |  |  | Active Application | Trade Secret | Trade |  |  | Residential |  |  | 2024
20263-228838-01 | Xcel Energy | 85 | 13781 | IOU | SRC038498 | 1000 | Solar |  |  | Withdrawn | Trade Secret | Trade | HSN | HSN321 | Community Solar Garden | Solar*Rewards Community | Trade Secret | 2014
20263-228838-01 | Xcel Energy | 85 | 13781 | IOU | SRC040781 | 1000 | Solar |  |  | Withdrawn | Trade Secret | Trade | CHE | CHE075 | Community Solar Garden | Solar*Rewards Community | Trade Secret | 2015
20263-228838-01 | Xcel Energy | 85 | 13781 | IOU | SRC040735 | 1000 | Solar |  |  | Withdrawn | Trade Secret | Trade | LAP | LAP311 | Community Solar Garden | Solar*Rewards Community | Trade Secret | 2015
20263-228838-01 |  |  |  |  | 04063093 |  | Solar |  |  | Active Application | Trade Secret | Trade |  |  | Residential | Solar*Rewards |  | 2020
20263-228838-01 |  |  |  |  | 05371972 |  | Solar |  |  | Active Application | Trade Secret | Trade |  |  | Residential | Solar*Rewards |  | 2023
20263-228838-01 |  |  |  |  | 04993951 |  |  |  |  | Active Application | Trade Secret | Trade |  |  | Residential |  |  | 2022
20263-228838-01 |  |  |  |  | 05824073 |  | Solar |  |  | Withdrawn | Trade Secret | Trade |  |  | Residential | Solar*Rewards |  | 2024
20263-228838-01 |  |  |  |  | 04560569 |  |  |  |  | Active Application | Trade Secret | Trade |  |  | Residential |  |  | 2021
20263-228838-01 |  |  |  |  | 05292730 |  |  |  |  | Active Application | Trade Secret | Trade |  |  | Residential |  |  | 2022
20263-228838-01 |  |  |  |  | 06063732 |  |  |  |  | Withdrawn | Trade Secret | Trade |  |  | Residential |  |  | 2025
20263-228838-01 | Xcel Energy | 85 | 13781 | IOU | 03332896 | 720 | Solar |  |  | Active Application | Trade Secret | Trade | SWN | SWN022 | LMI | Solar*Rewards Community | Trade Secret | 2019
20263-228838-01 | Xcel Energy | 85 | 13781 | IOU | 03125879 | 1000 | Solar |  |  | Interconnected | Kasota | Trade | LAE | LAE061 | Community Solar Garden | Solar*Rewards Community | Trade Secret | 2016 | 2018
20263-228838-01 |  |  |  |  | 04419587 |  | Solar |  |  | Active Application | Trade Secret | Trade |  |  | Residential | Solar*Rewards |  | 2021
20263-228838-01 | Xcel Energy | 85 | 13781 | IOU | SRC038701 | 1000 | Solar |  |  | Withdrawn | Trade Secret | Trade | LNS | LNS033 | Community Solar Garden | Solar*Rewards Community | Trade Secret | 2014
20263-228838-01 | Xcel Energy | 85 | 13781 | IOU | SRC038794 | 1000 | Solar |  |  | Withdrawn | Trade Secret | Trade | WTN | WTN061 | Community Solar Garden | Solar*Rewards Community | Trade Secret | 2015
20263-228838-01 |  |  |  |  | 04101040 |  | Solar |  |  | Active Application | Trade Secret | Trade |  |  | Residential | Solar*Rewards |  | 2020
20263-228838-01 | Xcel Energy | 85 | 13781 | IOU | 03707477 | 1000 | Solar |  |  | Withdrawn | Trade Secret | Trade | ALB | ALB022 | Community Solar Garden | Solar*Rewards Community | Trade Secret | 2020
20263-228838-01 | Xcel Energy | 85 | 13781 | IOU | SRC042791 | 950 | Solar |  |  | Withdrawn | Trade Secret | Trade | DOC | DOC031 | Community Solar Garden | Solar*Rewards Community | Trade Secret | 2015
20263-228838-01 | Xcel Energy | 85 | 13781 | IOU | SRC085548 | 1000 | Solar |  |  | Withdrawn | Trade Secret | Trade | FSL | FSL311 | Community Solar Garden | Solar*Rewards Community | Trade Secret | 2021
20263-228838-01 | Xcel Energy | 85 | 13781 | IOU | 03127559 | 1000 | Solar |  |  | Interconnected | Farmington | Trade | FRM | FRM062 | Community Solar Garden | Solar*Rewards Community | Trade Secret | 2014 | 2017
20263-228838-01 |  |  |  |  | OID2806686 |  | Solar |  |  | Withdrawn | Trade Secret | Trade | [5 empty] | 2013
20263-228838-01 | Xcel Energy | 85 | 13781 | IOU | SRC042522 | 950 | Solar |  |  | Withdrawn | Trade Secret | Trade | HSN | HSN312 | Community Solar Garden | Solar*Rewards Community | Trade Secret | 2015
20263-228838-01 | Xcel Energy | 85 | 13781 | IOU | SRC038974 | 1000 | Solar |  |  | Withdrawn | Trade Secret | Trade | WAV | WAV021 | Community Solar Garden | Solar*Rewards Community | Trade Secret | 2015
20263-228838-01 | Xcel Energy | 85 | 13781 | IOU | SRC052791 | 1000 | Solar |  |  | Withdrawn | Trade Secret | Trade | LOK | LOK082 | Community Solar Garden | Solar*Rewards Community | Trade Secret | 2017
20263-228838-01 | Xcel Energy | 85 | 13781 | IOU | SRC042513 | 950 | Solar |  |  | Withdrawn | Trade Secret | Trade | SCA | SCA021 | Community Solar Garden | Solar*Rewards Community | Trade Secret | 2015
20263-228838-01 | Xcel Energy | 85 | 13781 | IOU | 03127146 | 1000 | Solar |  |  | Interconnected | Northfield | Trade | DND | DND071 | Community Solar Garden | Solar*Rewards Community | Trade Secret | 2015 | 2020
20263-228838-01 |  |  |  |  | 05828042 |  | Solar |  |  | Active Application | Trade Secret | Trade |  |  | Residential | Solar*Rewards |  | 2024
20263-228838-01 |  |  |  |  | 05712596 |  | Solar |  |  | Active Application | Trade Secret | Trade |  |  | Residential | Solar*Rewards |  | 2024
20263-228838-01 |  |  |  |  | 05567034 |  | Solar |  |  | Active Application | Trade Secret | Trade |  |  | Residential | Solar*Rewards |  | 2023
20263-228838-01 |  |  |  |  | 03913508 |  | Solar |  |  | Active Application | Trade Secret | Trade |  |  | Residential | Solar*Rewards |  | 2020
20263-228838-01 | Xcel Energy | 85 | 13781 | IOU | SRC039998 | 1000 | Solar |  |  | Withdrawn | Trade Secret | Trade | WAK | WAK321 | Community Solar Garden | Solar*Rewards Community | Trade Secret | 2015
20263-228838-01 | Xcel Energy | 85 | 13781 | IOU | 03128395 | 1000 | Solar |  |  | Interconnected | Wyoming | Trade | WYO | WYO022 | Community Solar Garden | Solar*Rewards Community | Trade Secret | 2015 | 2018
20263-228838-01 | Xcel Energy | 85 | 13781 | IOU | 03124823 | 1000 | Solar |  |  | Interconnected | Sartell | Trade | GRC | GRC312 | Community Solar Garden | Solar*Rewards Community | Trade Secret | 2015 | 2017
20263-228838-01 | Xcel Energy | 85 | 13781 | IOU | SRC039956 | 1000 | Solar |  |  | Withdrawn | Trade Secret | Trade | WSP | WSP021 | Community Solar Garden | Solar*Rewards Community | Trade Secret | 2015
20263-228838-01 | Xcel Energy | 85 | 13781 | IOU | SRC052703 | 1000 | Solar |  |  | Withdrawn | Trade Secret | Trade |  |  | Community Solar Garden | Solar*Rewards Community | Trade Secret | 2016
20263-228838-01 | Xcel Energy | 85 | 13781 | IOU | SRC039918 | 1000 | Solar |  |  | Withdrawn | Trade Secret | Trade | CHE | CHE063 | Community Solar Garden | Solar*Rewards Community | Trade Secret | 2015
20263-228838-01 | Xcel Energy | 85 | 13781 | IOU | SRC052734 | 1000 | Solar |  |  | Withdrawn | Trade Secret | Trade | MTW | MTW021 | Community Solar Garden | Solar*Rewards Community | Trade Secret | 2016
20263-228838-01 |  |  |  |  | 03426316 |  | Solar |  |  | Withdrawn | Trade Secret | Trade |  |  | Residential | Solar*Rewards |  | 2019
20263-228838-01 |  |  |  |  | 04832298 |  | Solar |  |  | Active Application | Trade Secret | Trade |  |  | Residential | Solar*Rewards |  | 2022
20263-228838-01 |  |  |  |  | 05147383 |  | Solar |  |  | Active Application | Trade Secret | Trade |  |  | Residential | Solar*Rewards |  | 2022
20263-228838-01 |  |  |  |  | 04925230 |  | Solar |  |  | Active Application | Trade Secret | Trade |  |  | Residential | Solar*Rewards |  | 2022
20263-228838-01 |  |  |  |  | 04376230 |  | Solar |  |  | Active Application | Trade Secret | Trade |  |  | Residential | Solar*Rewards |  | 2021
20263-228838-01 | Xcel Energy | 85 | 13781 | IOU | SRC040089 | 1000 | Solar |  |  | Withdrawn | Trade Secret | Trade | SAK | SAK312 | Community Solar Garden | Solar*Rewards Community | Trade Secret | 2015
20263-228838-01 |  |  |  |  | 06264508 |  |  |  |  | Active Application | Trade Secret | Trade |  |  | Residential |  |  | 2025
20263-228838-01 |  |  |  |  | 06128020 |  | Solar |  |  | Active Application | Trade Secret | Trade |  |  | Residential | Solar*Rewards |  | 2025
20263-228838-01 | Xcel Energy | 85 | 13781 | IOU | SRC052826 | 1000 | Solar |  |  | Withdrawn | Trade Secret | Trade | HUG | HUG321 | Community Solar Garden | Solar*Rewards Community | Trade Secret | 2017
20263-228838-01 | Xcel Energy | 85 | 13781 | IOU | SRC039229 | 1000 | Solar |  |  | Withdrawn | Trade Secret | Trade | RCH | RCH061 | Community Solar Garden | Solar*Rewards Community | Trade Secret | 2015
20263-228838-01 |  |  |  |  | 03129214 |  | Solar |  |  | Withdrawn | Trade Secret | Trade | GSL | GSL074 | Residential | Solar*Rewards |  | 2018
20263-228838-01 | Xcel Energy | 85 | 13781 | IOU | 03130002 | 33.3 | Solar |  |  | Withdrawn | Trade Secret | Trade | SOU | SOU082 | Residential | Solar*Rewards | Trade Secret | 2018
20263-228838-01 | Xcel Energy | 85 | 13781 | IOU | 03128241 | 1000 | Solar |  |  | Interconnected | Janesville | Trade | WAT | WAT081 | Community Solar Garden | Solar*Rewards Community | Trade Secret | 2018 | 2020
20263-228838-01 |  |  |  |  | 03909650 |  | Solar |  |  | Active Application | Trade Secret | Trade |  |  | Residential | Solar*Rewards |  | 2020
20263-228838-01 | Xcel Energy | 85 | 13781 | IOU | SRC041345 | 1000 | Solar |  |  | Withdrawn | Trade Secret | Trade | RAP | RAP081 | Community Solar Garden | Solar*Rewards Community | Trade Secret | 2015
20263-228838-01 | Xcel Energy | 85 | 13781 | IOU | 03124841 | 700 | Solar |  |  | Interconnected | New Prague | Trade | JOR | JOR021 | Community Solar Garden | Solar*Rewards Community | Trade Secret | 2015 | 2017
20263-228838-01 | Xcel Energy | 85 | 13781 | IOU | 03127161 | 1000 | Solar |  |  | Interconnected | Saint Cloud | Trade | SCL | SCL322 | Community Solar Garden | Solar*Rewards Community | Trade Secret | 2015 | 2019
20263-228838-01 |  |  |  |  | SRO29251 |  | Solar |  |  | Withdrawn | Trade Secret | Trade |  |  |  | Other |  | 2013
20263-228838-01 |  |  |  |  | 04272717 |  | Solar |  |  | Active Application | Trade Secret | Trade |  |  | Residential | Solar*Rewards |  | 2020
20263-228838-01 |  |  |  |  | 06245327 |  |  |  |  | Withdrawn | Trade Secret | Trade |  |  | Residential |  |  | 2025
20263-228838-01 | Xcel Energy | 85 | 13781 | IOU | SRC042234 | 1000 | Solar |  |  | Withdrawn | Trade Secret | Trade | MGN | MGN211 | Community Solar Garden | Solar*Rewards Community | Trade Secret | 2015
20263-228838-01 | Xcel Energy | 85 | 13781 | IOU | SRC042692 | 950 | Solar |  |  | Withdrawn | Trade Secret | Trade | WCS | WCS064 | Community Solar Garden | Solar*Rewards Community | Trade Secret | 2015
20263-228838-01 |  |  |  |  | 04785466 |  | Solar |  |  | Active Application | Trade Secret | Trade |  |  | Residential | Solar*Rewards |  | 2021
20263-228838-01 |  |  |  |  | 06173579 |  |  |  |  | Active Application | Trade Secret | Trade |  |  | Residential |  |  | 2025
20263-228838-01 |  |  |  |  | 03748253 |  | Solar |  |  | Active Application | Trade Secret | Trade |  |  | Residential | Solar*Rewards |  | 2020
20263-228838-01 |  |  |  |  | 05423010 |  |  |  |  | Active Application | Trade Secret | Trade |  |  | Residential |  |  | 2023
20263-228838-01 | Xcel Energy | 85 | 13781 | IOU | SRC069871 | 1000 | Solar |  |  | Withdrawn | Trade Secret | Trade | LIN | LIN031 | Community Solar Garden | Solar*Rewards Community | Trade Secret | 2018
20263-228838-01 | Xcel Energy | 85 | 13781 | IOU | SRC052747 | 250 | Solar |  |  | Withdrawn | Trade Secret | Trade |  |  | Community Solar Garden | Solar*Rewards Community | Trade Secret | 2017
20263-228838-01 |  |  |  |  | OID2806668 |  | Solar |  |  | Withdrawn | Trade Secret | Trade | [5 empty] | 2014
20263-228838-01 | Xcel Energy | 85 | 13781 | IOU | 05412497 | 1000 | Solar |  |  | Active Application | Trade Secret | Trade |  |  | Community Solar Garden | Solar*Rewards Community | Trade Secret | 2023
20263-228838-01 | Xcel Energy | 85 | 13781 | IOU | 05430975 | 1000 | Solar |  |  | Withdrawn | Trade Secret | Trade | PAT | PAT312 | Community Solar Garden | Solar*Rewards Community | Trade Secret | 2023
20263-228838-01 | Xcel Energy | 85 | 13781 | IOU | 05493178 | 1000 | Solar |  |  | Withdrawn | Trade Secret | Trade | PAT | PAT312 | Community Solar Garden | Solar*Rewards Community | Trade Secret | 2023
20263-228838-01 |  |  |  |  | 04395784 |  | Solar |  |  | Active Application | Trade Secret | Trade |  |  | Residential | Solar*Rewards |  | 2021
20263-228838-01 | Xcel Energy | 85 | 13781 | IOU | SRC040773 | 950 | Solar |  |  | Withdrawn | Trade Secret | Trade |  |  | Community Solar Garden | Solar*Rewards Community | Trade Secret | 2015
20263-228838-01 | Xcel Energy | 85 | 13781 | IOU | SRC042123 | 1000 | Solar |  |  | Withdrawn | Trade Secret | Trade | LSP | LSP022 | Community Solar Garden | Solar*Rewards Community | Trade Secret | 2015
20263-228838-01 | Xcel Energy | 85 | 13781 | IOU | 03250472 | 6.24 | Solar |  |  | Active Application | Trade Secret | Trade |  |  | Residential | Solar*Rewards | Trade Secret | 2019
20263-228838-01 | Xcel Energy | 85 | 13781 | IOU | SRC040749 | 950 | Solar |  |  | Withdrawn | Trade Secret | Trade | BUR | BUR032 | Community Solar Garden | Solar*Rewards Community | Trade Secret | 2015
20263-228838-01 |  |  |  |  | 05764580 |  |  |  |  | Active Application | Trade Secret | Trade |  |  | Residential |  |  | 2024
20263-228838-01 | Xcel Energy | 85 | 13781 | IOU | SRC042495 | 1000 | Solar |  |  | Withdrawn | Trade Secret | Trade | ORO | ORO061 | Community Solar Garden | Solar*Rewards Community | Trade Secret | 2015
20263-228838-01 |  |  |  |  | 04819419 |  | Solar |  |  | Active Application | Trade Secret | Trade |  |  | Residential | Solar*Rewards |  | 2022
20263-228838-01 | Xcel Energy | 85 | 13781 | IOU | 05689522 | 900 | Solar |  |  | Active Application | Trade Secret | Trade |  |  | Community Solar Garden | Solar*Rewards Community | Trade Secret | 2023
20263-228838-01 |  |  |  |  | 04361949 |  | Solar |  |  | Active Application | Trade Secret | Trade |  |  | Residential | Solar*Rewards |  | 2021
20263-228838-01 |  |  |  |  | 04793618 |  | Solar |  |  | Active Application | Trade Secret | Trade |  |  | Residential | Solar*Rewards |  | 2022
20263-228838-01 | Xcel Energy | 85 | 13781 | IOU | SRC039617 | 1000 | Solar |  |  | Withdrawn | Trade Secret | Trade |  |  | Community Solar Garden | Solar*Rewards Community | Trade Secret | 2015
20263-228838-01 | Xcel Energy | 85 | 13781 | IOU | SRC042765 | 950 | Solar |  |  | Withdrawn | Trade Secret | Trade | WCS | WCS064 | Community Solar Garden | Solar*Rewards Community | Trade Secret | 2015
20263-228838-01 | Xcel Energy | 85 | 13781 | IOU | SRC042133 | 1000 | Solar |  |  | Withdrawn | Trade Secret | Trade | ANN | ANN021 | Community Solar Garden | Solar*Rewards Community | Trade Secret | 2015
20263-228838-01 | Xcel Energy | 85 | 13781 | IOU | SRC048496 | 1000 | Solar |  |  | Withdrawn | Trade Secret | Trade |  |  | Community Solar Garden | Solar*Rewards Community | Trade Secret | 2016
20263-228838-01 | Xcel Energy | 85 | 13781 | IOU | SRC052821 | 1000 | Solar |  |  | Withdrawn | Trade Secret | Trade |  |  | Community Solar Garden | Solar*Rewards Community | Trade Secret | 2017
20263-228838-01 | Xcel Energy | 85 | 13781 | IOU | 04005577 | 975 | Solar |  |  | Active Application | Trade Secret | Trade | WEF | WEF071 | LMI | Solar*Rewards Community | Trade Secret | 2024
20263-228838-01 | Xcel Energy | 85 | 13781 | IOU | 03127513 | 700 | Solar |  |  | Interconnected | Faribault | Trade | WEF | WEF071 | Community Solar Garden | Solar*Rewards Community | Trade Secret | 2019 | 2020
20263-228838-01 | Xcel Energy | 85 | 13781 | IOU | SRC040767 | 950 | Solar |  |  | Withdrawn | Trade Secret | Trade |  |  | Community Solar Garden | Solar*Rewards Community | Trade Secret | 2015
20263-228838-01 | Xcel Energy | 85 | 13781 | IOU | 03130354 | 18 | Solar |  |  | Withdrawn | Trade Secret | Trade | SOU | SOU075 | Residential | Solar*Rewards | Trade Secret | 2016
20263-228838-01 | Xcel Energy | 85 | 13781 | IOU | SRC042577 | 1000 | Solar |  |  | Withdrawn | Trade Secret | Trade | NOF | NOF061 | Community Solar Garden | Solar*Rewards Community | Trade Secret | 2015
20263-228838-01 | Xcel Energy | 85 | 13781 | IOU | 03128302 | 1000 | Solar |  |  | Interconnected | Glencoe | Trade | PLA | PLA022 | Community Solar Garden | Solar*Rewards Community | Trade Secret | 2019 | 2020
20263-228838-01 |  |  |  |  | SRO15013 |  | Solar |  |  | Withdrawn | Trade Secret | Trade |  |  |  | Solar*Rewards |  | 2010
20263-228838-01 | Xcel Energy | 85 | 13781 | IOU | 03129714 | 39.998 | Solar |  |  | Withdrawn | Trade Secret | Trade | GLK | GLK072 | Residential | Solar*Rewards | Trade Secret | 2018
20263-228838-01 | Xcel Energy | 85 | 13781 | IOU | 03127441 | 800 | Solar |  |  | Interconnected | Kenyon | Trade | KEN | KEN022 | Community Solar Garden | Solar*Rewards Community | Trade Secret | 2015 | 2018
20263-228838-01 |  |  |  |  | 04825731 |  | Solar |  |  | Active Application | Trade Secret | Trade |  |  | Residential | Solar*Rewards |  | 2022
20263-228838-01 |  |  |  |  | 03835502 |  | Solar |  |  | Active Application | Trade Secret | Trade |  |  | Residential | Solar*Rewards |  | 2020
20263-228838-01 | Xcel Energy | 85 | 13781 | IOU | SRC040453 | 250 | Solar |  |  | Withdrawn | Trade Secret | Trade | SAV | SAV071 | Community Solar Garden | Solar*Rewards Community | Trade Secret | 2015
20263-228838-01 | Xcel Energy | 85 | 13781 | IOU | SRC040754 | 950 | Solar |  |  | Withdrawn | Trade Secret | Trade | BUR | BUR032 | Community Solar Garden | Solar*Rewards Community | Trade Secret | 2015
20263-228838-01 | Xcel Energy | 85 | 13781 | IOU | 04193997 | 975 | Solar |  |  | Active Application | Trade Secret | Trade | SMT | SMT082 | Community Solar Garden | Solar*Rewards Community | Trade Secret | 2022
20263-228838-01 | Xcel Energy | 85 | 13781 | IOU | 03127486 | 598 | Solar |  |  | Interconnected | Jordan | Trade | JOR | JOR022 | Community Solar Garden | Solar*Rewards Community | Trade Secret | 2017 | 2019
20263-228838-01 | Xcel Energy | 85 | 13781 | IOU | 05418127 | 1000 | Solar |  |  | Withdrawn | Trade Secret | Trade | BEL | BEL061 | Community Solar Garden | Solar*Rewards Community | Trade Secret | 2023
20263-228838-01 | Xcel Energy | 85 | 13781 | IOU | 04898630 | 1000 | Solar |  |  | Withdrawn | Trade Secret | Trade | PAT | PAT313 | Community Solar Garden | Solar*Rewards Community | Trade Secret | 2022
20263-228838-01 | Xcel Energy | 85 | 13781 | IOU | 05440280 | 999 | Solar |  |  | Withdrawn | Trade Secret | Trade | BIS | BIS001 | Community Solar Garden | Solar*Rewards Community | Trade Secret | 2023
20263-228838-01 | Xcel Energy | 85 | 13781 | IOU | 05381163 | 1000 | Solar |  |  | Withdrawn | Trade Secret | Trade | WAS | WAS091 | Community Solar Garden | Solar*Rewards Community | Trade Secret | 2023
20263-228838-01 | Xcel Energy | 85 | 13781 | IOU | SRC042320 | 1000 | Solar |  |  | Withdrawn | Trade Secret | Trade | KAN | KAN022 | Community Solar Garden | Solar*Rewards Community | Trade Secret | 2015
20263-228838-01 | Xcel Energy | 85 | 13781 | IOU | SRC069416 | 1000 | Solar |  |  | Withdrawn | Trade Secret | Trade | SWN | SWN022 | Community Solar Garden | Solar*Rewards Community | Trade Secret | 2018
20263-228838-01 | Xcel Energy | 85 | 13781 | IOU | SRC040026 | 1000 | Solar |  |  | Withdrawn | Trade Secret | Trade |  |  | Community Solar Garden | Solar*Rewards Community | Trade Secret | 2015
20263-228838-01 | Xcel Energy | 85 | 13781 | IOU | 03127509 | 780 | Solar |  |  | Interconnected | Hayfield | Trade | DOC | DOC211 | Community Solar Garden | Solar*Rewards Community | Trade Secret | 2017 | 2021
20263-228838-01 | Xcel Energy | 85 | 13781 | IOU | 03127261 | 1000 | Solar |  |  | Interconnected | Cottage Grove | Trade | CGR | CGR063 | Community Solar Garden | Solar*Rewards Community | Trade Secret | 2015 | 2018
20263-228838-01 |  |  |  |  | 04547561 |  |  |  |  | Active Application | Trade Secret | Trade |  |  | Residential |  |  | 2021
20263-228838-01 | Xcel Energy | 85 | 13781 | IOU | SRC040647 | 950 | Solar |  |  | Withdrawn | Trade Secret | Trade |  |  | Community Solar Garden | Solar*Rewards Community | Trade Secret | 2015
20263-228838-01 | Xcel Energy | 85 | 13781 | IOU | 03124837 | 1000 | Solar |  |  | Interconnected | Sauk Rapids | Trade | MHW | MHW311 | Community Solar Garden | Solar*Rewards Community | Trade Secret | 2015 | 2017
20263-228838-01 | Xcel Energy | 85 | 13781 | IOU | 04266957 | 1000 | Solar |  |  | Withdrawn | Trade Secret | Trade | WSD | WSD061 | Community Solar Garden | Solar*Rewards Community | Trade Secret | 2021
20263-228838-01 | Xcel Energy | 85 | 13781 | IOU | SRC042758 | 950 | Solar |  |  | Withdrawn | Trade Secret | Trade | KAN | KAN031 | Community Solar Garden | Solar*Rewards Community | Trade Secret | 2015
20263-228838-01 | Xcel Energy | 85 | 13781 | IOU | SRC042708 | 950 | Solar |  |  | Withdrawn | Trade Secret | Trade |  |  | Community Solar Garden | Solar*Rewards Community | Trade Secret | 2015
20263-228838-01 | Xcel Energy | 85 | 13781 | IOU | 03124844 | 823 | Solar |  |  | Interconnected | Webster | Trade | EKO | EKO021 | Community Solar Garden | Solar*Rewards Community | Trade Secret | 2015 | 2018
20263-228838-01 | Xcel Energy | 85 | 13781 | IOU | 03128230 | 1000 | Solar |  |  | Interconnected | Waterville | Trade | WAT | WAT081 | Community Solar Garden | Solar*Rewards Community | Trade Secret | 2017 | 2021
20263-228838-01 | Xcel Energy | 85 | 13781 | IOU | 03126855 | 1000 | Solar |  |  | Interconnected | Pine Island | Trade | PIL | PIL021 | Community Solar Garden | Solar*Rewards Community | Trade Secret | 2015 | 2017
20263-228838-01 | Xcel Energy | 85 | 13781 | IOU | SRO25564 | 45 | Solar |  |  | Withdrawn | Trade Secret | Trade |  |  |  | Solar*Rewards | Trade Secret | 2012
20263-228838-01 |  |  |  |  | OID2806664 |  | Solar |  |  | Withdrawn | Trade Secret | Trade | [5 empty] | 2014
20263-228838-01 | Xcel Energy | 85 | 13781 | IOU | SRC040752 | 950 | Solar |  |  | Withdrawn | Trade Secret | Trade | BUR | BUR032 | Community Solar Garden | Solar*Rewards Community | Trade Secret | 2015
20263-228838-01 | Xcel Energy | 85 | 13781 | IOU | SRC038744 | 1000 | Solar |  |  | Withdrawn | Trade Secret | Trade | LNS | LNS033 | Community Solar Garden | Solar*Rewards Community | Trade Secret | 2014
20263-228838-01 | Xcel Energy | 85 | 13781 | IOU | 04047795 | 7.616 | Solar |  |  | Interconnected | Trade Secret | Trade | HUG | HUG321 | Residential | Solar*Rewards | Trade Secret | 2020 | 2021
20263-228838-01 | Xcel Energy | 85 | 13781 | IOU | 06245130 | 9.674 | Solar |  |  | Active Application | Trade Secret | Trade | HUG | HUG311 | Residential |  | Trade Secret | 2025
20263-228838-01 | Xcel Energy | 85 | 13781 | IOU | 05720866 | 7.56 | Solar |  |  | Interconnected | Trade Secret | Trade | HUG | HUG321 | Residential |  | Trade Secret | 2024 | 2024
20263-228838-01 | Xcel Energy | 85 | 13781 | IOU | 06017956 | 12.56 | Storage |  |  | Interconnected | Trade Secret | Trade | HUG | HUG321 | Residential |  | Trade Secret | 2024 | 2025
20263-228838-01 | Xcel Energy | 85 | 13781 | IOU | 05989656 | 5 | Storage |  |  | Active Application | Trade Secret | Trade | HUG | HUG321 | Residential |  | Trade Secret | 2024
20263-228838-01 | Xcel Energy | 85 | 13781 | IOU | 05712222 | 6.3 | Solar |  |  | Withdrawn | Trade Secret | Trade | HUG | HUG321 | Residential | Solar*Rewards | Trade Secret | 2024
20263-228838-01 | Xcel Energy | 85 | 13781 | IOU | 06322112 | 7.6 | Solar |  |  | Withdrawn | Trade Secret | Trade | AFT | AFT314 | Residential | Solar*Rewards | Trade Secret | 2026
20263-228838-01 | Xcel Energy | 85 | 13781 | IOU | 06322860 | 7.6 | Solar |  |  | Active Application | Trade Secret | Trade | AFT | AFT314 | Residential |  | Trade Secret | 2026
20263-228838-01 | Xcel Energy | 85 | 13781 | IOU | 06324634 | 7.678 | Solar |  |  | Active Application | Trade Secret | Trade | ALK | ALK067 | Residential | Solar*Rewards | Trade Secret | 2026
20263-228838-01 | Xcel Energy | 85 | 13781 | IOU | 05423032 | 6.96 | Solar |  |  | Active Application | Trade Secret | Trade | WIL | WIL063 | Residential |  | Trade Secret | 2023
20263-228838-01 | Xcel Energy | 85 | 13781 | IOU | 05019977 | 3.747 | Solar |  |  | Active Application | Trade Secret | Trade | WIL | WIL063 | Residential |  | Trade Secret | 2022
20263-228838-01 | Xcel Energy | 85 | 13781 | IOU | 05848824 | 5.76 | Solar |  |  | Interconnected | Trade Secret | Trade | FRM | FRM071 | Residential | Solar*Rewards | Trade Secret | 2024 | 2024
20263-228838-01 | Xcel Energy | 85 | 13781 | IOU | 06247599 | 7.6 | Solar |  |  | Active Application | Trade Secret | Trade | LAP | LAP311 | Residential |  | Trade Secret | 2025
20263-228838-01 | Xcel Energy | 85 | 13781 | IOU | OID3383139 | 9.94 | Solar |  |  | Withdrawn | Trade Secret | Trade | ALK | ALK067 | Residential | Solar*Rewards | Trade Secret | 2018
20263-228838-01 | Xcel Energy | 85 | 13781 | IOU | 03844866 | 5 | Solar |  |  | Interconnected | Trade Secret | Trade | OSS | OSS076 | Residential | Solar*Rewards | Trade Secret | 2020 | 2020
20263-228838-01 | Xcel Energy | 85 | 13781 | IOU | 04571076 | 15.36 | Solar |  | X | Interconnected | Trade Secret | Trade | EDA | EDA074 | Residential |  | Trade Secret | 2021 | 2022
20263-228838-01 | Xcel Energy | 85 | 13781 | IOU | 06322081 | 5.376 | Solar |  |  | Active Application | Trade Secret | Trade | MDT | MDT071 | Residential | Solar*Rewards | Trade Secret | 2026
20263-228838-01 | Xcel Energy | 85 | 13781 | IOU | 05458412 | 7.83 | Solar |  |  | Withdrawn | Trade Secret | Trade | GSL | GSL341 | Residential |  | Trade Secret | 2023
20263-228838-01 | Xcel Energy | 85 | 13781 | IOU | 05453247 | 7.83 | Solar |  |  | Interconnected | Trade Secret | Trade | GSL | GSL341 | Residential |  | Trade Secret | 2023 | 2023
20263-228838-01 | Xcel Energy | 85 | 13781 | IOU | 05771410 | 11.025 | Solar |  |  | Interconnected | Trade Secret | Trade | GSL | GSL341 | Residential | Solar*Rewards | Trade Secret | 2024 | 2024
20263-228838-01 | Xcel Energy | 85 | 13781 | IOU | 05439856 | 125 | Solar |  |  | Interconnected | Trade Secret | Trade | LOK | LOK093 | Commercial |  | Trade Secret | 2023 | 2024
20263-228838-01 | Xcel Energy | 85 | 13781 | IOU | 03130530 | 3.84 | Solar |  |  | Interconnected | Trade Secret | Trade | SOU | SOU079 | Residential | Solar*Rewards | Trade Secret | 2018 | 2019
20263-228838-01 | Xcel Energy | 85 | 13781 | IOU | 05773970 | 3.193 | Solar |  |  | Interconnected | Trade Secret | Trade | EDA | EDA067 | Residential |  | Trade Secret | 2024 | 2024
20263-228838-01 | Xcel Energy | 85 | 13781 | IOU | OID3864075 | 6 | Solar |  |  | Withdrawn | Trade Secret | Trade | ECK | ECK322 | Residential | Solar*Rewards | Trade Secret | 2019
20263-228838-01 |  |  |  |  | OID3864074 |  | Solar |  |  | Withdrawn | Trade Secret | Trade | ECK | ECK322 | Residential | Solar*Rewards |  | 2019
20263-228838-01 | Xcel Energy | 85 | 13781 | IOU | 06129099 | 10.121 | Solar |  |  | Interconnected | Trade Secret | Trade | RMT | RMT321 | Residential | Solar*Rewards | Trade Secret | 2025 | 2025
20263-228838-01 | Xcel Energy | 85 | 13781 | IOU | 04879414 | 8.376 | Solar |  |  | Interconnected | Trade Secret | Trade | LOK | LOK062 | Residential | Solar*Rewards | Trade Secret | 2022 | 2022
20263-228838-01 | Xcel Energy | 85 | 13781 | IOU | 03131417 | 3.747 | Solar |  |  | Interconnected | Trade Secret | Trade | MEL | MEL061 | Residential | Solar*Rewards | Trade Secret | 2017 | 2019
20263-228838-01 | Xcel Energy | 85 | 13781 | IOU | 03130162 | 7.63 | Solar |  |  | Interconnected | Trade Secret | Trade | WES | WES074 | Residential | Solar*Rewards | Trade Secret | 2019 | 2019
20263-228838-01 | Xcel Energy | 85 | 13781 | IOU | 06013959 | 6.825 | Solar |  |  | Interconnected | Trade Secret | Trade | WYO | WYO021 | Residential |  | Trade Secret | 2024 | 2025
20263-228838-01 | Xcel Energy | 85 | 13781 | IOU | OID3625905 | 7.616 | Solar |  |  | Withdrawn | Trade Secret | Trade | RIV | RIV062 | Commercial | Solar*Rewards | Trade Secret | 2018
20263-228838-01 | Xcel Energy | 85 | 13781 | IOU | 03133028 | 7.616 | Solar |  |  | Interconnected | Trade Secret | Trade | RIV | RIV062 | Commercial | Solar*Rewards | Trade Secret | 2018 | 2019
20263-228838-01 | Xcel Energy | 85 | 13781 | IOU | 05712259 | 8.82 | Solar |  |  | Interconnected | Trade Secret | Trade | LAB | LAB312 | Residential | Solar*Rewards | Trade Secret | 2024 | 2024
20263-228838-01 | Xcel Energy | 85 | 13781 | IOU | 03247559 | 13.72 | Solar |  |  | Interconnected | Trade Secret | Trade | FIC | FIC021 | Residential | Solar*Rewards | Trade Secret | 2019 | 2020
20263-228838-01 | Xcel Energy | 85 | 13781 | IOU | OID3643973 | 13.72 | Solar |  |  | Withdrawn | Trade Secret | Trade | FIC | FIC021 | Commercial | Solar*Rewards | Trade Secret | 2018
20263-228838-01 | Xcel Energy | 85 | 13781 | IOU | 04915794 | 9.994 | Solar |  |  | Interconnected | Trade Secret | Trade | ALK | ALK072 | Residential | Solar*Rewards | Trade Secret | 2022 | 2022
20263-228838-01 | Xcel Energy | 85 | 13781 | IOU | 03129681 | 38 | Solar |  |  | Interconnected | Trade Secret | Trade | PIP | PIP090 | Residential |  | Trade Secret | 2019 | 2019
20263-228838-01 | Xcel Energy | 85 | 13781 | IOU | 04082023 | 3.85 | Solar |  |  | Interconnected | Trade Secret | Trade | LOK | LOK062 | Residential |  | Trade Secret | 2020 | 2021
20263-228838-01 | Xcel Energy | 85 | 13781 | IOU | 04908933 | 8.22 | Solar |  |  | Interconnected | Trade Secret | Trade | FSL | FSL311 | Residential | Solar*Rewards | Trade Secret | 2022 | 2022
20263-228838-01 | Xcel Energy | 85 | 13781 | IOU | 04793967 | 6.38 | Solar |  |  | Interconnected | Trade Secret | Trade | OPK | OPK077 | Residential | Solar*Rewards | Trade Secret | 2022 | 2022
20263-228838-01 | Xcel Energy | 85 | 13781 | IOU | 06180598 | 3.84 | Storage |  |  | Interconnected | Trade Secret | Trade | OPK | OPK077 | Residential |  | Trade Secret | 2025 | 2025
20263-228838-01 | Xcel Energy | 85 | 13781 | IOU | 04400522 | 4.64 | Solar |  |  | Interconnected | Trade Secret | Trade | LOK | LOK062 | Residential | Solar*Rewards | Trade Secret | 2021 | 2021
20263-228838-01 | Xcel Energy | 85 | 13781 | IOU | 04425927 | 10.44 | Solar |  |  | Withdrawn | Trade Secret | Trade | RPO | RPO311 | Residential | Solar*Rewards | Trade Secret | 2021
20263-228838-01 | Xcel Energy | 85 | 13781 | IOU | 06178761 | 11.5 | Solar |  | X | Interconnected | Trade Secret | Trade | EDA | EDA074 | Residential | Solar*Rewards | Trade Secret | 2025 | 2025
20263-228838-01 | Xcel Energy | 85 | 13781 | IOU | 04363821 | 2.9 | Solar |  |  | Withdrawn | Trade Secret | Trade | GLK | GLK072 | Residential | Solar*Rewards | Trade Secret | 2021
20263-228838-01 | Xcel Energy | 85 | 13781 | IOU | 05475314 | 12.915 | Solar |  |  | Withdrawn | Trade Secret | Trade | ALD | ALD072 | Residential | Solar*Rewards | Trade Secret | 2023
20263-228838-01 | Xcel Energy | 85 | 13781 | IOU | 05511123 | 25.435 | Solar |  | X | Interconnected | Trade Secret | Trade | ALD | ALD072 | Residential |  | Trade Secret | 2023 | 2023
20263-228838-01 | Xcel Energy | 85 | 13781 | IOU | 04881032 | 6.98 | Solar |  |  | Interconnected | Trade Secret | Trade | AFT | AFT314 | Residential | Solar*Rewards | Trade Secret | 2022 | 2022
20263-228838-01 | Xcel Energy | 85 | 13781 | IOU | 03840952 | 4.8 | Solar |  |  | Interconnected | Trade Secret | Trade | MPK | MPK078 | Residential | Solar*Rewards | Trade Secret | 2020 | 2020
20263-228838-01 | Xcel Energy | 85 | 13781 | IOU | 05234329 | 9 | Solar |  | X | Withdrawn | Trade Secret | Trade | OPK | OPK077 | Residential |  | Trade Secret | 2022
20263-228838-01 | Xcel Energy | 85 | 13781 | IOU | 04464778 | 11.559 | Solar |  |  | Interconnected | Trade Secret | Trade | CHE | CHE065 | Residential | Solar*Rewards | Trade Secret | 2021 | 2022
20263-228838-01 | Xcel Energy | 85 | 13781 | IOU | 04803221 | 40 | Solar |  |  | Interconnected | Trade Secret | Trade | TWL | TWL061 | Commercial |  | Trade Secret | 2022 | 2022
20263-228838-01 | Xcel Energy | 85 | 13781 | IOU | 04366656 | 6.38 | Solar |  |  | Interconnected | Trade Secret | Trade | LOK | LOK062 | Residential | Solar*Rewards | Trade Secret | 2021 | 2021
20263-228838-01 | Xcel Energy | 85 | 13781 | IOU | 04657481 | 5.054 | Solar |  |  | Interconnected | Trade Secret | Trade | TWL | TWL089 | Residential |  | Trade Secret | 2021 | 2022
20263-228838-01 | Xcel Energy | 85 | 13781 | IOU | 04513798 | 5 | Solar |  |  | Active Application | Trade Secret | Trade | TWL | TWL089 | Residential |  | Trade Secret | 2021
20263-228838-01 | Xcel Energy | 85 | 13781 | IOU | 04450537 | 5 | Solar |  |  | Active Application | Trade Secret | Trade | TWL | TWL089 | Residential | Solar*Rewards | Trade Secret | 2021
20263-228838-01 | Xcel Energy | 85 | 13781 | IOU | 04319294 | 7.83 | Solar |  |  | Interconnected | Trade Secret | Trade | MPK | MPK078 | Residential | Solar*Rewards | Trade Secret | 2021 | 2021
20263-228838-01 | Xcel Energy | 85 | 13781 | IOU | 05950342 | 6.631 | Solar |  |  | Interconnected | Trade Secret | Trade | ECK | ECK322 | Residential | Solar*Rewards | Trade Secret | 2024 | 2024
20263-228838-01 | Xcel Energy | 85 | 13781 | IOU | 06098827 | 5.78 | Solar |  |  | Interconnected | Trade Secret | Trade | FSL | FSL311 | Residential |  | Trade Secret | 2025 | 2025
20263-228838-01 | Xcel Energy | 85 | 13781 | IOU | 05424283 | 4.64 | Solar |  |  | Interconnected | Trade Secret | Trade | CGR | CGR072 | Residential |  | Trade Secret | 2023 | 2023
20263-228838-01 | Xcel Energy | 85 | 13781 | IOU | 05315785 | 4.06 | Solar |  |  | Interconnected | Trade Secret | Trade | ALK | ALK072 | Residential |  | Trade Secret | 2022 | 2023
20263-228838-01 | Xcel Energy | 85 | 13781 | IOU | 05364325 | 4.06 | Solar |  |  | Withdrawn | Trade Secret | Trade | ALK | ALK072 | Residential |  | Trade Secret | 2023
20263-228838-01 | Xcel Energy | 85 | 13781 | IOU | 03684820 | 1000 | Solar |  |  | Interconnected | Morgan | Trade | MGN | MGN211 | Community Solar Garden | Solar*Rewards Community | Trade Secret | 2021 | 2022
20263-228838-01 | Xcel Energy | 85 | 13781 | IOU | 06083986 | 3.796 | Solar |  |  | Interconnected | Trade Secret | Trade | CGR | CGR071 | Residential |  | Trade Secret | 2025 | 2025
20263-228838-01 | Xcel Energy | 85 | 13781 | IOU | 04810491 | 8.768 | Solar |  |  | Interconnected | Trade Secret | Trade | CGR | CGR072 | Residential | Solar*Rewards | Trade Secret | 2022 | 2022
20263-228838-01 | Xcel Energy | 85 | 13781 | IOU | 03970611 | 1000 | Solar |  |  | Interconnected | Cleveland | Trade | LAE | LAE061 | Community Solar Garden | Solar*Rewards Community | Trade Secret | 2021 | 2022
20263-228838-01 | Xcel Energy | 85 | 13781 | IOU | 06230259 | 5.584 | Solar |  |  | Active Application | Trade Secret | Trade | SOU | SOU069 | Residential |  | Trade Secret | 2025
20263-228838-01 | Xcel Energy | 85 | 13781 | IOU | 05004389 | 8.7 | Solar |  |  | Interconnected | Trade Secret | Trade | RRK | RRK082 | Residential | Solar*Rewards | Trade Secret | 2022 | 2022
20263-228838-01 | Xcel Energy | 85 | 13781 | IOU | 05816509 | 6.282 | Solar |  |  | Active Application | Trade Secret | Trade | HWW | HWW073 | Residential | Solar*Rewards | Trade Secret | 2024
20263-228838-01 | Xcel Energy | 85 | 13781 | IOU | 03812485 | 1000 | Solar |  |  | Interconnected | Wood Lake | Trade | YLM | YLM212 | Community Solar Garden | Solar*Rewards Community | Trade Secret | 2021 | 2023
20263-228838-01 | Xcel Energy | 85 | 13781 | IOU | 05735378 | 8.832 | Solar |  |  | Interconnected | Trade Secret | Trade | SAV | SAV063 | Residential | Solar*Rewards | Trade Secret | 2024 | 2024
20263-228838-01 | Xcel Energy | 85 | 13781 | IOU | 06242087 | 7.216 | Solar |  |  | Interconnected | Trade Secret | Trade | GSL | GSL341 | Residential |  | Trade Secret | 2025 | 2025
20263-228838-01 | Xcel Energy | 85 | 13781 | IOU | 05610730 | 10 | Solar |  |  | Interconnected | Trade Secret | Trade | SLP | SLP075 | Commercial |  | Trade Secret | 2024 | 2024
20263-228838-01 | Xcel Energy | 85 | 13781 | IOU | 06178043 | 9.423 | Solar |  |  | Interconnected | Trade Secret | Trade | CEL | CEL075 | Residential | Solar*Rewards | Trade Secret | 2025 | 2025
20263-228838-01 | Xcel Energy | 85 | 13781 | IOU | 05426681 | 17.28 | Solar |  |  | Interconnected | Trade Secret | Trade | WTN | WTN062 | Residential |  | Trade Secret | 2023 | 2023
20263-228838-01 | Xcel Energy | 85 | 13781 | IOU | 05718665 | 50 | Solar |  |  | Withdrawn | Trade Secret | Trade | WRR | WRR074 | Residential |  | Trade Secret | 2024
20263-228838-01 | Xcel Energy | 85 | 13781 | IOU | 05745866 | 29.02 |  |  |  | Withdrawn | Trade Secret | Trade |  |  | Residential |  | Trade Secret | 2024
20263-228838-01 | Xcel Energy | 85 | 13781 | IOU | 05401635 | 8.376 | Solar |  |  | Interconnected | Trade Secret | Trade | MND | MND062 | Residential | Solar*Rewards | Trade Secret | 2023 | 2023
20263-228838-01 | Xcel Energy | 85 | 13781 | IOU | 05357230 | 13.05 | Solar |  |  | Interconnected | Trade Secret | Trade | MND | MND062 | Residential | Solar*Rewards | Trade Secret | 2023 | 2023
20263-228838-01 | Xcel Energy | 85 | 13781 | IOU | 05711788 | 5.235 | Solar |  |  | Interconnected | Trade Secret | Trade | HSN | HSN322 | Residential | Solar*Rewards | Trade Secret | 2024 | 2024
20263-228838-01 | Xcel Energy | 85 | 13781 | IOU | 06075730 | 4.555 | Solar |  |  | Interconnected | Trade Secret | Trade | RMT | RMT321 | Residential |  | Trade Secret | 2025 | 2025
20263-228838-01 | Xcel Energy | 85 | 13781 | IOU | 05542116 | 5.052 | Solar |  |  | Interconnected | Trade Secret | Trade | GLK | GLK073 | Residential | Solar*Rewards | Trade Secret | 2023 | 2023
20263-228838-01 | Xcel Energy | 85 | 13781 | IOU | 06233711 | 7.6 | Solar |  |  | Interconnected | Trade Secret | Trade | WWK | WWK321 | Residential |  | Trade Secret | 2025 | 2025
20263-228838-01 | Xcel Energy | 85 | 13781 | IOU | 06043726 | 11.387 | Solar |  |  | Active Application | Trade Secret | Trade | PIL | PIL021 | Residential | Solar*Rewards | Trade Secret | 2024
20263-228838-01 | Xcel Energy | 85 | 13781 | IOU | 06053480 | 25.81 | Solar |  |  | Active Application | Trade Secret | Trade | PIL | PIL021 | Residential |  | Trade Secret | 2025
20263-228838-01 | Xcel Energy | 85 | 13781 | IOU | 03133272 | 9.12 | Solar |  |  | Interconnected | Trade Secret | Trade | LSP | LSP021 | Commercial | Solar*Rewards | Trade Secret | 2010 | 2010
20263-228838-01 | Xcel Energy | 85 | 13781 | IOU | 05117689 | 13.2 | Solar |  |  | Interconnected | Trade Secret | Trade | SAV | SAV071 | Residential |  | Trade Secret | 2022 | 2022
20263-228838-01 | Xcel Energy | 85 | 13781 | IOU | 06021240 | 3.747 | Solar |  |  | Interconnected | Trade Secret | Trade | WIL | WIL098 | Residential |  | Trade Secret | 2024 | 2025
20263-228838-01 | Xcel Energy | 85 | 13781 | IOU | 03131303 | 9.995 | Solar |  |  | Interconnected | Trade Secret | Trade | MST | MST075 | Residential | Made in Minnesota | Trade Secret | 2016 | 2017
20263-228838-01 | Xcel Energy | 85 | 13781 | IOU | 03132085 | 2.962 | Solar |  |  | Interconnected | Trade Secret | Trade | HWW | HWW073 | Residential | Solar*Rewards | Trade Secret | 2017 | 2017
20263-228838-01 | Xcel Energy | 85 | 13781 | IOU | 04503375 | 11.89 | Solar |  |  | Interconnected | Trade Secret | Trade | MOL | MOL063 | Residential |  | Trade Secret | 2021 | 2021
20263-228838-01 | Xcel Energy | 85 | 13781 | IOU | 04477137 | 11.89 | Solar |  |  | Active Application | Trade Secret | Trade | MOL | MOL063 | Residential | Solar*Rewards | Trade Secret | 2021
20263-228838-01 |  |  |  |  | OID2343505 |  | Solar |  |  | Withdrawn | Trade Secret | Trade | SLP | SLP085 | Residential | Solar*Rewards |  | 2015
20263-228838-01 | Xcel Energy | 85 | 13781 | IOU | 03133389 | 5.25 | Solar |  |  | Interconnected | Trade Secret | Trade | SLP | SLP085 | Residential | Solar*Rewards | Trade Secret | 2011 | 2011
20263-228838-01 | Xcel Energy | 85 | 13781 | IOU | 04340928 | 5.054 | Solar |  |  | Active Application | Trade Secret | Trade | SLP | SLP085 | Residential | Solar*Rewards | Trade Secret | 2021
20263-228838-01 | Xcel Energy | 85 | 13781 | IOU | 04793937 | 2.443 | Solar |  |  | Withdrawn | Trade Secret | Trade | HWW | HWW071 | Residential | Solar*Rewards | Trade Secret | 2022
20263-228838-01 | Xcel Energy | 85 | 13781 | IOU | 03785429 | 4.95 | Solar |  |  | Interconnected | Trade Secret | Trade | TLK | TLK061 | Residential | Solar*Rewards | Trade Secret | 2020 | 2020
20263-228838-01 | Xcel Energy | 85 | 13781 | IOU | 04340701 | 3.747 | Solar |  |  | Interconnected | Trade Secret | Trade | TLK | TLK061 | Residential | Solar*Rewards | Trade Secret | 2021 | 2021
20263-228838-01 | Xcel Energy | 85 | 13781 | IOU | 03130023 | 5.8 | Solar |  |  | Interconnected | Trade Secret | Trade | EDA | EDA072 | Residential | Solar*Rewards | Trade Secret | 2018 | 2019
20263-228838-01 | Xcel Energy | 85 | 13781 | IOU | 05220391 | 2.5 | Solar |  |  | Interconnected | Trade Secret | Trade | HWW | HWW074 | Residential |  | Trade Secret | 2022 | 2023
20263-228838-01 | Xcel Energy | 85 | 13781 | IOU | 04795312 | 8.41 | Solar |  |  | Withdrawn | Trade Secret | Trade | VMR | VMR062 | Residential | Solar*Rewards | Trade Secret | 2022
20263-228838-01 | Xcel Energy | 85 | 13781 | IOU | 04543782 | 5.8 | Solar |  |  | Interconnected | Trade Secret | Trade | APA | APA075 | Residential |  | Trade Secret | 2021 | 2021
20263-228838-01 | Xcel Energy | 85 | 13781 | IOU | 03894018 | 7.54 | Solar |  |  | Interconnected | Trade Secret | Trade | IDA | IDA063 | Residential | Solar*Rewards | Trade Secret | 2020 | 2020
20263-228838-01 | Xcel Energy | 85 | 13781 | IOU | 04341000 | 4.886 | Solar |  |  | Interconnected | Trade Secret | Trade | SOU | SOU073 | Residential | Solar*Rewards | Trade Secret | 2021 | 2021
20263-228838-01 | Xcel Energy | 85 | 13781 | IOU | 03133714 | 0.86 | Solar |  |  | Interconnected | Trade Secret | Trade | TER | TER075 | Residential | Solar*Rewards | Trade Secret | 2013 | 2013
20263-228838-01 | Xcel Energy | 85 | 13781 | IOU | SRO24883 | 0.696 | Solar |  |  | Withdrawn | Trade Secret | Trade | TER | TER075 | Residential | Solar*Rewards | Trade Secret | 2012
20263-228838-01 | Xcel Energy | 85 | 13781 | IOU | 06264172 | 4.175 | Solar |  | X | Active Application | Trade Secret | Trade | SLP | SLP092 | Residential |  | Trade Secret | 2025
20263-228838-01 | Xcel Energy | 85 | 13781 | IOU | 06040169 | 5.314 | Solar |  |  | Interconnected | Trade Secret | Trade | WIL | WIL061 | Residential | Solar*Rewards | Trade Secret | 2024 | 2025
20263-228838-01 | Xcel Energy | 85 | 13781 | IOU | 03132879 | 5 | Solar |  |  | Interconnected | Trade Secret | Trade | TWL | TWL075 | Residential | Solar*Rewards | Trade Secret | 2018 | 2018
20263-228838-01 | Xcel Energy | 85 | 13781 | IOU | 03130941 | 25 | Wind |  |  | Interconnected | Trade Secret | Trade | GIB | GIB021 | Commercial |  | Trade Secret | 2002 | 2002
20263-228838-01 | Xcel Energy | 85 | 13781 | IOU | 05186649 | 6.4 | Solar |  |  | Interconnected | Trade Secret | Trade | GRC | GRC312 | Residential |  | Trade Secret | 2022 | 2023
20263-228838-01 | Xcel Energy | 85 | 13781 | IOU | 05357557 | 7.616 | Solar |  |  | Interconnected | Trade Secret | Trade | HYL | HYL074 | Residential | Solar*Rewards | Trade Secret | 2023 | 2023
20263-228838-01 | Xcel Energy | 85 | 13781 | IOU | 05943064 | 7.212 | Solar |  |  | Interconnected | Trade Secret | Trade | WCR | WCR322 | Residential | Solar*Rewards | Trade Secret | 2024 | 2024
20263-228838-01 | Xcel Energy | 85 | 13781 | IOU | 05271183 | 2.61 | Solar |  |  | Interconnected | Trade Secret | Trade | SOU | SOU060 | Residential |  | Trade Secret | 2022 | 2023
20263-228838-01 | Xcel Energy | 85 | 13781 | IOU | 03129629 | 15.52 | Solar |  |  | Interconnected | Trade Secret | Trade | RLK | RLK071 | Residential | Solar*Rewards | Trade Secret | 2018 | 2019
20263-228838-01 | Xcel Energy | 85 | 13781 | IOU | 04438976 | 99.99 | Solar |  |  | Interconnected | Trade Secret | Trade | UPP | UPP066 | Commercial |  | Trade Secret | 2021 | 2023
20263-228838-01 | Xcel Energy | 85 | 13781 | IOU | 04829496 | 8.7 | Solar |  |  | Interconnected | Trade Secret | Trade | GSL | GSL076 | Residential | Solar*Rewards | Trade Secret | 2022 | 2022
20263-228838-01 | Xcel Energy | 85 | 13781 | IOU | 05023777 | 15.66 | Solar |  |  | Interconnected | Trade Secret | Trade | RWD | RWD063 | Residential |  | Trade Secret | 2022 | 2023
20263-228838-01 | Xcel Energy | 85 | 13781 | IOU | 03131830 | 7.63 | Solar |  |  | Interconnected | Trade Secret | Trade | RLK | RLK066 | Residential | Made in Minnesota | Trade Secret | 2017 | 2017
20263-228838-01 | Xcel Energy | 85 | 13781 | IOU | 05847513 | 7.6 | Solar |  |  | Interconnected | Trade Secret | Trade | OAD | OAD073 | Residential | Solar*Rewards | Trade Secret | 2024 | 2024
20263-228838-01 | Xcel Energy | 85 | 13781 | IOU | 03129682 | 13.05 | Solar |  |  | Interconnected | Trade Secret | Trade | STY | STY065 | Residential | Solar*Rewards | Trade Secret | 2019 | 2019
20263-228838-01 | Xcel Energy | 85 | 13781 | IOU | OID3891298 | 5.76 | Solar |  |  | Withdrawn | Trade Secret | Trade | PKL | PKL066 | Residential | Solar*Rewards | Trade Secret | 2019
20263-228838-01 | Xcel Energy | 85 | 13781 | IOU | 04417389 | 15.232 | Solar |  |  | Interconnected | Trade Secret | Trade | MPN | MPN081 | Residential | Solar*Rewards | Trade Secret | 2021 | 2022
20263-228838-01 | Xcel Energy | 85 | 13781 | IOU | OID3827262 | 39.98 | Solar |  |  | Withdrawn | Trade Secret | Trade | FIC | FIC021 | Residential | Solar*Rewards | Trade Secret | 2019
20263-228838-01 | Xcel Energy | 85 | 13781 | IOU | 05493379 | 6.636 | Solar |  |  | Interconnected | Trade Secret | Trade | RLK | RLK069 | Residential | Solar*Rewards | Trade Secret | 2023 | 2023
20263-228838-01 | Xcel Energy | 85 | 13781 | IOU | 06220652 | 11.168 | Solar |  |  | Active Application | Trade Secret | Trade | WES | WES064 | Residential |  | Trade Secret | 2025
20263-228838-01 | Xcel Energy | 85 | 13781 | IOU | 03973835 | 7.616 | Solar |  |  | Interconnected | Trade Secret | Trade | HSN | HSN321 | Residential | Solar*Rewards | Trade Secret | 2020 | 2021
20263-228838-01 | Xcel Energy | 85 | 13781 | IOU | 03132255 | 6 | Solar |  |  | Interconnected | Trade Secret | Trade | RAM | RAM064 | Residential | Solar*Rewards | Trade Secret | 2018 | 2018
20263-228838-01 | Xcel Energy | 85 | 13781 | IOU | 06210253 | 9.423 | Solar |  |  | Interconnected | Trade Secret | Trade | IDA | IDA064 | Residential |  | Trade Secret | 2025 | 2025
20263-228838-01 | Xcel Energy | 85 | 13781 | IOU | 04778103 | 6.38 | Solar |  |  | Interconnected | Trade Secret | Trade | IDA | IDA073 | Residential |  | Trade Secret | 2021 | 2022
20263-228838-01 | Xcel Energy | 85 | 13781 | IOU | 03129941 | 7.2 | Solar |  |  | Interconnected | Trade Secret | Trade | OPK | OPK073 | Residential | Solar*Rewards | Trade Secret | 2018 | 2019
20263-228838-01 | Xcel Energy | 85 | 13781 | IOU | 05228589 | 20 | Solar |  |  | Active Application | Trade Secret | Trade | SCA | SCA021 | Residential |  | Trade Secret | 2022
20263-228838-01 |  |  |  |  | OID3640251 |  | Solar |  |  | Withdrawn | Trade Secret | Trade | ALD | ALD094 | Commercial | Solar*Rewards |  | 2018
20263-228838-01 |  |  |  |  | OID3481033 |  | Solar |  |  | Withdrawn | Trade Secret | Trade | ALD | ALD094 | Commercial |  |  | 2018
20263-228838-01 | Xcel Energy | 85 | 13781 | IOU | 04410565 | 5.054 | Solar |  |  | Interconnected | Trade Secret | Trade | OAD | OAD072 | Residential | Solar*Rewards | Trade Secret | 2021 | 2021
20263-228838-01 | Xcel Energy | 85 | 13781 | IOU | 04511843 | 5.51 | Solar |  |  | Interconnected | Trade Secret | Trade | RPL | RPL063 | Residential |  | Trade Secret | 2021 | 2022
20263-228838-01 | Xcel Energy | 85 | 13781 | IOU | 06103690 | 5.85 | Solar |  |  | Active Application | Trade Secret | Trade | WES | WES062 | Residential |  | Trade Secret | 2025
20263-228838-01 | Xcel Energy | 85 | 13781 | IOU | 05972920 | 9.994 | Solar |  |  | Active Application | Trade Secret | Trade | SCL | SCL312 | Residential |  | Trade Secret | 2024
20263-228838-01 | Xcel Energy | 85 | 13781 | IOU | 06164996 | 5.314 | Solar |  |  | Interconnected | Trade Secret | Trade | RMT | RMT321 | Residential | Solar*Rewards | Trade Secret | 2025 | 2025
20263-228838-01 | Xcel Energy | 85 | 13781 | IOU | 06164987 | 5.314 | Solar |  |  | Withdrawn | Trade Secret | Trade | RMT | RMT321 | Residential | Solar*Rewards | Trade Secret | 2025
20263-228838-01 | Xcel Energy | 85 | 13781 | IOU | 06239186 | 6.282 | Solar |  |  | Interconnected | Trade Secret | Trade | UPP | UPP085 | Residential |  | Trade Secret | 2025 | 2026
20263-228838-01 | Xcel Energy | 85 | 13781 | IOU | 03132428 | 19.999 | Solar |  |  | Interconnected | Trade Secret | Trade | WIL | WIL087 | Commercial | Solar*Rewards | Trade Secret | 2018 | 2018
20263-228838-01 | Xcel Energy | 85 | 13781 | IOU | 05851910 | 5.052 | Solar |  |  | Interconnected | Trade Secret | Trade | WDY | WDY312 | Residential |  | Trade Secret | 2024 | 2024
20263-228838-01 | Xcel Energy | 85 | 13781 | IOU | 03951389 | 9.86 | Solar |  |  | Interconnected | Trade Secret | Trade | RPO | RPO312 | Residential | Solar*Rewards | Trade Secret | 2020 | 2020
20263-228838-01 | Xcel Energy | 85 | 13781 | IOU | 04543907 | 5.12 | Storage |  |  | Interconnected | Trade Secret | Trade | RPO | RPO312 | Residential |  | Trade Secret | 2021 | 2021
20263-228838-01 | Xcel Energy | 85 | 13781 | IOU | 04891468 | 8.725 | Solar |  |  | Interconnected | Trade Secret | Trade | GSL | GSL061 | Residential | Solar*Rewards | Trade Secret | 2022 | 2022
20263-228838-01 | Xcel Energy | 85 | 13781 | IOU | 05277613 | 3.75 | Solar |  |  | Active Application | Trade Secret | Trade | TWL | TWL062 | Residential |  | Trade Secret | 2022
20263-228838-01 | Xcel Energy | 85 | 13781 | IOU | OID2726766 | 8.37 | Solar |  |  | Withdrawn | Trade Secret | Trade | LEX | LEX333 | Commercial | Made in Minnesota | Trade Secret | 2016
20263-228838-01 | Xcel Energy | 85 | 13781 | IOU | 03133277 | 2.7 | Solar |  |  | Interconnected | Trade Secret | Trade | NOF | NOF072 | Residential | Solar*Rewards | Trade Secret | 2010 | 2010
20263-228838-01 | Xcel Energy | 85 | 13781 | IOU | 04862318 | 3.49 | Solar |  |  | Interconnected | Trade Secret | Trade | MST | MST066 | Residential | Solar*Rewards | Trade Secret | 2022 | 2022
20263-228838-01 | Xcel Energy | 85 | 13781 | IOU | 03131050 | 600 | Wind |  |  | Interconnected | Trade Secret | Trade | SAK | SAK321 | Commercial |  | Trade Secret | 2011 | 2011
20263-228838-01 | Xcel Energy | 85 | 13781 | IOU | 04237637 | 6.96 | Solar |  |  | Interconnected | Trade Secret | Trade | WSG | WSG061 | Residential | Solar*Rewards | Trade Secret | 2021 | 2021
20263-228838-01 | Xcel Energy | 85 | 13781 | IOU | OID2262194 | 7.63 | Solar |  |  | Withdrawn | Trade Secret | Trade | FAP | FAP061 | Residential | Solar*Rewards | Trade Secret | 2015
20263-228838-01 | Xcel Energy | 85 | 13781 | IOU | 03132072 | 9.94 | Solar |  |  | Interconnected | Trade Secret | Trade | SDX | SDX312 | Residential | Solar*Rewards | Trade Secret | 2017 | 2018
20263-228838-01 | Xcel Energy | 85 | 13781 | IOU | 06213298 | 11.517 | Solar |  |  | Withdrawn | Trade Secret | Trade | UPP | UPP084 | Residential |  | Trade Secret | 2025
20263-228838-01 | Xcel Energy | 85 | 13781 | IOU | 06324028 | 11.517 | Solar |  |  | Active Application | Trade Secret | Trade | UPP | UPP084 | Residential | Solar*Rewards | Trade Secret | 2026
20263-228838-01 | Xcel Energy | 85 | 13781 | IOU | 06184467 | 3.774 | Solar |  |  | Active Application | Trade Secret | Trade | UPP | UPP084 | Residential |  | Trade Secret | 2025
20263-228838-01 | Xcel Energy | 85 | 13781 | IOU | OID2025527 | 6.48 | Solar |  |  | Withdrawn | Trade Secret | Trade | RRK | RRK064 | Residential | Solar*Rewards | Trade Secret | 2014
20263-228838-01 | Xcel Energy | 85 | 13781 | IOU | 03131299 | 6 | Solar |  |  | Interconnected | Trade Secret | Trade | RRK | RRK064 | Residential | Solar*Rewards | Trade Secret | 2016 | 2017
20263-228838-01 | Xcel Energy | 85 | 13781 | IOU | 05985592 | 3.747 | Solar |  |  | Active Application | Trade Secret | Trade | CDV | CDV072 | Residential |  | Trade Secret | 2024
20263-228838-01 | Xcel Energy | 85 | 13781 | IOU | 06070283 | 7.616 | Solar |  |  | Active Application | Trade Secret | Trade | OAD | OAD071 | Residential | Solar*Rewards | Trade Secret | 2025
20263-228838-01 | Xcel Energy | 85 | 13781 | IOU | 05853142 | 7.616 | Solar |  |  | Interconnected | Trade Secret | Trade | OAD | OAD071 | Residential |  | Trade Secret | 2024 | 2024
20263-228838-01 | Xcel Energy | 85 | 13781 | IOU | 03131119 | 5 | Natural Gas |  |  | Interconnected | Trade Secret | Trade | LAP | LAP311 | Residential |  | Trade Secret | 2012 | 2012
20263-228838-01 | Xcel Energy | 85 | 13781 | IOU | 06210283 | 7.591 | Solar |  |  | Interconnected | Trade Secret | Trade | EDA | EDA061 | Residential |  | Trade Secret | 2025 | 2025
20263-228838-01 | Xcel Energy | 85 | 13781 | IOU | 03132087 | 39.998 | Solar |  |  | Interconnected | Trade Secret | Trade | EDP | EDP083 | Commercial | Made in Minnesota | Trade Secret | 2017 | 2018
20263-228838-01 | Xcel Energy | 85 | 13781 | IOU | 03132082 | 19.999 | Solar |  |  | Interconnected | Trade Secret | Trade | EDP | EDP083 | Commercial | Solar*Rewards | Trade Secret | 2017 | 2018
20263-228838-01 | Xcel Energy | 85 | 13781 | IOU | 03132800 | 19.999 | Solar |  |  | Interconnected | Trade Secret | Trade | EDP | EDP083 | Commercial | Solar*Rewards | Trade Secret | 2018 | 2019
20263-228838-01 | Xcel Energy | 85 | 13781 | IOU | 03133947 | 6.02 | Solar |  |  | Interconnected | Trade Secret | Trade | EDA | EDA073 | Residential | Solar*Rewards | Trade Secret | 2014 | 2014
20263-228838-01 | Xcel Energy | 85 | 13781 | IOU | 05800275 | 1.745 | Solar |  |  | Interconnected | Trade Secret | Trade | EDA | EDA073 | Residential | Solar*Rewards | Trade Secret | 2024 | 2024
20263-228838-01 | Xcel Energy | 85 | 13781 | IOU | 05001127 | 12.76 | Solar |  |  | Interconnected | Trade Secret | Trade | BEL | BEL061 | Residential |  | Trade Secret | 2022 | 2022
20263-228838-01 | Xcel Energy | 85 | 13781 | IOU | 03180199 | 4.08 | Solar |  |  | Interconnected | Trade Secret | Trade | STY | STY061 | Residential | Solar*Rewards | Trade Secret | 2019 | 2020
20263-228838-01 | Xcel Energy | 85 | 13781 | IOU | 06117541 | 3.747 | Solar |  |  | Active Application | Trade Secret | Trade | SCL | SCL322 | Residential | Solar*Rewards | Trade Secret | 2025
20263-228838-01 | Xcel Energy | 85 | 13781 | IOU | 03133892 | 10.5 | Solar |  |  | Interconnected | Trade Secret | Trade | NOF | NOF061 | Residential | Made in Minnesota | Trade Secret | 2014 | 2014
20263-228838-01 | Xcel Energy | 85 | 13781 | IOU | SRO18047 | 40 | Solar |  |  | Withdrawn | Trade Secret | Trade | WRR | WRR081 | Commercial | Solar*Rewards | Trade Secret | 2011
20263-228838-01 | Xcel Energy | 85 | 13781 | IOU | 04935665 | 5.052 | Solar |  |  | Interconnected | Trade Secret | Trade | HOL | HOL072 | Residential |  | Trade Secret | 2022 | 2023
20263-228838-01 | Xcel Energy | 85 | 13781 | IOU | 05668181 | 8 | Solar |  |  | Interconnected | Trade Secret | Trade | WEH | WEH021 | Residential |  | Trade Secret | 2023 | 2024
20263-228838-01 | Xcel Energy | 85 | 13781 | IOU | 04626383 | 11.255 | Solar |  |  | Interconnected | Trade Secret | Trade | CDV | CDV072 | Residential |  | Trade Secret | 2021 | 2022
20263-228838-01 | Xcel Energy | 85 | 13781 | IOU | 03133038 | 9.94 | Solar |  |  | Interconnected | Trade Secret | Trade | WSG | WSG076 | Residential | Solar*Rewards | Trade Secret | 2019 | 2019
20263-228838-01 | Xcel Energy | 85 | 13781 | IOU | OID2727116 | 43.2 | Solar |  |  | Withdrawn | Trade Secret | Trade |  |  | Residential |  | Trade Secret | 2016
20263-228838-01 | Xcel Energy | 85 | 13781 | IOU | 05462422 | 7.04 | Solar |  |  | Interconnected | Trade Secret | Trade | WCR | WCR322 | Residential | Solar*Rewards | Trade Secret | 2023 | 2023
20263-228838-01 | Xcel Energy | 85 | 13781 | IOU | 03134686 | 7.63 | Solar |  |  | Interconnected | Trade Secret | Trade | SOU | SOU060 | Residential | Made in Minnesota | Trade Secret | 2015 | 2015
20263-228838-01 | Xcel Energy | 85 | 13781 | IOU | 03661278 | 3.3 | Solar |  |  | Interconnected | Trade Secret | Trade | MDT | MDT073 | Residential | Solar*Rewards | Trade Secret | 2020 | 2020
20263-228838-01 | Xcel Energy | 85 | 13781 | IOU | 06208589 | 6.832 | Solar |  |  | Interconnected | Trade Secret | Trade | WES | WES074 | Residential |  | Trade Secret | 2025 | 2025
20263-228838-01 | Xcel Energy | 85 | 13781 | IOU | 05158509 | 6.4 | Solar |  |  | Interconnected | Trade Secret | Trade | WCR | WCR322 | Residential |  | Trade Secret | 2022 | 2022
20263-228838-01 | Xcel Energy | 85 | 13781 | IOU | 04140549 | 12.5 | Solar |  |  | Withdrawn | Trade Secret | Trade | RNV | RNV021 | Residential | Solar*Rewards | Trade Secret | 2020
20263-228838-01 | Xcel Energy | 85 | 13781 | IOU | 03775703 | 5.22 | Solar |  |  | Interconnected | Trade Secret | Trade | SOU | SOU081 | Residential | Solar*Rewards | Trade Secret | 2020 | 2020
20263-228838-01 | Xcel Energy | 85 | 13781 | IOU | 05770050 | 130 | Solar |  |  | Interconnected | Trade Secret | Trade | OAD | OAD074 | Commercial |  | Trade Secret | 2024 | 2025
20263-228838-01 | Xcel Energy | 85 | 13781 | IOU | 05542001 | 11.393 | Solar |  |  | Interconnected | Trade Secret | Trade | MDT | MDT062 | Residential | Solar*Rewards | Trade Secret | 2023 | 2023
20263-228838-01 | Xcel Energy | 85 | 13781 | IOU | OID3334447 | 19.999 | Solar |  |  | Withdrawn | Trade Secret | Trade | GSL | GSL074 | Commercial | Solar*Rewards | Trade Secret | 2018
20263-228838-01 | Xcel Energy | 85 | 13781 | IOU | OID2019314 | 18 | Solar |  |  | Withdrawn | Trade Secret | Trade | WSG | WSG064 | Commercial | Solar*Rewards | Trade Secret | 2014
20263-228838-01 | Xcel Energy | 85 | 13781 | IOU | OID2806037 | 10 | Wind |  |  | Interconnected | Trade Secret | Trade |  |  | Commercial |  | Trade Secret | 2003 | 2003
20263-228838-01 | Xcel Energy | 85 | 13781 | IOU | 04794018 | 6.38 | Solar |  | X | Interconnected | Trade Secret | Trade | WCS | WCS064 | Residential | Solar*Rewards | Trade Secret | 2022 | 2022
20263-228838-01 | Xcel Energy | 85 | 13781 | IOU | 05773982 | 11.933 | Solar |  | X | Withdrawn | Trade Secret | Trade | RLK | RLK071 | Residential | Solar*Rewards | Trade Secret | 2024
20263-228838-01 | Xcel Energy | 85 | 13781 | IOU | 06194466 | 4.886 | Solar |  |  | Interconnected | Trade Secret | Trade | UPP | UPP082 | Residential | Solar*Rewards | Trade Secret | 2025 | 2025
20263-228838-01 | Xcel Energy | 85 | 13781 | IOU | 03132168 | 12.63 | Solar |  |  | Interconnected | Trade Secret | Trade | WIL | WIL098 | Residential |  | Trade Secret | 2017 | 2018
20263-228838-01 | Xcel Energy | 85 | 13781 | IOU | 03139606 | 5 | Solar |  |  | Interconnected | Trade Secret | Trade | WES | WES076 | Residential | Solar*Rewards | Trade Secret | 2019 | 2019
20263-228838-01 | Xcel Energy | 85 | 13781 | IOU | OID3827380 | 5 | Solar |  |  | Withdrawn | Trade Secret | Trade | WES | WES076 | Residential | Solar*Rewards | Trade Secret | 2019
20263-228838-01 | Xcel Energy | 85 | 13781 | IOU | 04938576 | 3.431 | Solar |  |  | Interconnected | Trade Secret | Trade | LAP | LAP311 | Residential | Solar*Rewards | Trade Secret | 2022 | 2025
20263-228838-01 | Xcel Energy | 85 | 13781 | IOU | 05867725 | 3.747 | Solar |  |  | Active Application | Trade Secret | Trade | BRP | BRP061 | Residential |  | Trade Secret | 2024
20263-228838-01 | Xcel Energy | 85 | 13781 | IOU | 04974201 | 16.403 | Solar |  |  | Active Application | Trade Secret | Trade | SCA | SCA021 | Residential | Solar*Rewards | Trade Secret | 2022
20263-228838-01 | Xcel Energy | 85 | 13781 | IOU | OID2915211 | 19.999 | Solar |  |  | Withdrawn | Trade Secret | Trade | OSS | OSS071 | Commercial | Solar*Rewards | Trade Secret | 2017
20263-228838-01 | Xcel Energy | 85 | 13781 | IOU | 05495980 | 6.12 | Solar |  |  | Interconnected | Trade Secret | Trade | GRC | GRC312 | Commercial |  | Trade Secret | 2023 | 2024
20263-228838-01 | Xcel Energy | 85 | 13781 | IOU | 05994588 | 6.832 | Solar |  |  | Interconnected | Trade Secret | Trade | WES | WES074 | Residential | Solar*Rewards | Trade Secret | 2024 | 2025
20263-228838-01 | Xcel Energy | 85 | 13781 | IOU | 04520351 | 7.616 | Solar |  |  | Interconnected | Trade Secret | Trade | EDA | EDA075 | Residential |  | Trade Secret | 2021 | 2021
20263-228838-01 | Xcel Energy | 85 | 13781 | IOU | 06099154 | 3.747 | Solar |  |  | Interconnected | Trade Secret | Trade | OSS | OSS063 | Residential |  | Trade Secret | 2025 | 2025
20263-228838-01 | Xcel Energy | 85 | 13781 | IOU | 04793787 | 7.83 | Solar |  |  | Interconnected | Trade Secret | Trade | CTR | CTR021 | Residential | Solar*Rewards | Trade Secret | 2022 | 2022
20263-228838-01 | Xcel Energy | 85 | 13781 | IOU | 04895887 | 5 | Storage |  |  | Interconnected | Trade Secret | Trade | CTR | CTR021 | Residential |  | Trade Secret | 2022 | 2022
20263-228838-01 | Xcel Energy | 85 | 13781 | IOU | 05211735 | 5.5 | Solar |  |  | Active Application | Trade Secret | Trade | CDV | CDV072 | Residential |  | Trade Secret | 2022
20263-228838-01 | Xcel Energy | 85 | 13781 | IOU | 06004326 | 7.678 | Solar |  |  | Interconnected | Trade Secret | Trade | SOU | SOU073 | Residential | Solar*Rewards | Trade Secret | 2024 | 2025
20263-228838-01 | Xcel Energy | 85 | 13781 | IOU | 05251841 | 14.79 | Solar |  |  | Interconnected | Trade Secret | Trade | GLK | GLK074 | Residential |  | Trade Secret | 2022 | 2024
20263-228838-01 | Xcel Energy | 85 | 13781 | IOU | 03132406 | 5 | Solar |  |  | Interconnected | Trade Secret | Trade | SLP | SLP081 | Residential | Solar*Rewards | Trade Secret | 2018 | 2018
20263-228838-01 | Xcel Energy | 85 | 13781 | IOU | 03130472 | 3.12 | Solar |  |  | Interconnected | Trade Secret | Trade | WSG | WSG362 | Residential | Solar*Rewards | Trade Secret | 2018 | 2019
20263-228838-01 |  |  |  |  | OID3529402 |  | Solar |  |  | Withdrawn | Trade Secret | Trade | WSG | WSG362 | Residential | Solar*Rewards |  | 2018
20263-228838-01 | Xcel Energy | 85 | 13781 | IOU | 03856627 | 4.537 | Solar |  |  | Interconnected | Trade Secret | Trade | GPH | GPH061 | Residential | Solar*Rewards | Trade Secret | 2020 | 2021
20263-228838-01 | Xcel Energy | 85 | 13781 | IOU | 05695390 | 5.04 | Solar |  |  | Interconnected | Trade Secret | Trade | MPK | MPK083 | Residential |  | Trade Secret | 2024 | 2024
20263-228838-01 | Xcel Energy | 85 | 13781 | IOU | 03133880 | 6.5 | Solar |  |  | Interconnected | Trade Secret | Trade | NOF | NOF061 | Residential | Made in Minnesota | Trade Secret | 2014 | 2014
20263-228838-01 | Xcel Energy | 85 | 13781 | IOU | SRO29556 | 4 | Solar |  |  | Withdrawn | Trade Secret | Trade | NOF | NOF061 | Residential | Solar*Rewards | Trade Secret | 2013
20263-228838-01 | Xcel Energy | 85 | 13781 | IOU | 03134888 | 8.64 | Solar |  |  | Interconnected | Trade Secret | Trade | SCL | SCL322 | Residential | Made in Minnesota | Trade Secret | 2016 | 2016
20263-228838-01 | Xcel Energy | 85 | 13781 | IOU | 05499101 | 4.64 | Solar |  |  | Withdrawn | Trade Secret | Trade | AFT | AFT322 | Residential |  | Trade Secret | 2023
20263-228838-01 | Xcel Energy | 85 | 13781 | IOU | SRO27800 | 5 | Solar |  |  | Withdrawn | Trade Secret | Trade | EDA | EDA074 | Residential | Solar*Rewards | Trade Secret | 2012
20263-228838-01 | Xcel Energy | 85 | 13781 | IOU | 03133059 | 2.56 | Solar |  |  | Interconnected | Trade Secret | Trade | EDA | EDA074 | Residential | Solar*Rewards | Trade Secret | 2013 | 2015
20263-228838-01 | Xcel Energy | 85 | 13781 | IOU | 04962086 | 8.7 | Solar |  |  | Interconnected | Trade Secret | Trade | GLK | GLK074 | Residential | Solar*Rewards | Trade Secret | 2022 | 2022
20263-228838-01 | Xcel Energy | 85 | 13781 | IOU | 06018764 | 11.5 | Storage |  |  | Interconnected | Trade Secret | Trade | PKL | PKL085 | Residential |  | Trade Secret | 2025 | 2025
20263-228838-01 | Xcel Energy | 85 | 13781 | IOU | 03139387 | 6.96 | Solar |  |  | Interconnected | Trade Secret | Trade | PKL | PKL085 | Residential | Solar*Rewards | Trade Secret | 2019 | 2019
20263-228838-01 | Xcel Energy | 85 | 13781 | IOU | OID3815325 | 5.76 | Solar |  |  | Withdrawn | Trade Secret | Trade | PKL | PKL085 | Residential | Solar*Rewards | Trade Secret | 2019
20263-228838-01 | Xcel Energy | 85 | 13781 | IOU | 06042524 | 7.616 | Solar |  |  | Active Application | Trade Secret | Trade | STY | STY062 | Residential |  | Trade Secret | 2024
20263-228838-01 | Xcel Energy | 85 | 13781 | IOU | 06114381 | 8.45 | Solar |  |  | Active Application | Trade Secret | Trade | STY | STY062 | Residential |  | Trade Secret | 2025
20263-228838-01 | Xcel Energy | 85 | 13781 | IOU | 05142356 | 9.864 | Solar |  |  | Interconnected | Trade Secret | Trade | WWK | WWK311 | Residential |  | Trade Secret | 2022 | 2022
20263-228838-01 | Xcel Energy | 85 | 13781 | IOU | 06225937 | 11.766 | Solar |  | X | Withdrawn | Trade Secret | Trade | MEL | MEL077 | Residential |  | Trade Secret | 2025
20263-228838-01 | Xcel Energy | 85 | 13781 | IOU | 06227073 | 11.766 | Solar |  | X | Interconnected | Trade Secret | Trade | MEL | MEL077 | Residential |  | Trade Secret | 2025 | 2026
20263-228838-01 | Xcel Energy | 85 | 13781 | IOU | 05548232 | 6.93 | Solar |  |  | Interconnected | Trade Secret | Trade | HYL | HYL074 | Residential | Solar*Rewards | Trade Secret | 2023 | 2023
20263-228838-01 |  |  |  |  | 05548230 |  |  |  |  | Active Application | Trade Secret | Trade | HYL | HYL074 | Residential |  |  | 2023
20263-228838-01 | Xcel Energy | 85 | 13781 | IOU | 03130211 | 7.616 | Solar |  |  | Interconnected | Trade Secret | Trade | NOF | NOF061 | Residential | Solar*Rewards | Trade Secret | 2019 | 2019
20263-228838-01 | Xcel Energy | 85 | 13781 | IOU | 05979952 | 5.052 | Solar |  |  | Interconnected | Trade Secret | Trade | MPK | MPK068 | Residential |  | Trade Secret | 2024 | 2025
20263-228838-01 | Xcel Energy | 85 | 13781 | IOU | 05715790 | 4.725 | Solar |  |  | Active Application | Trade Secret | Trade | ECK | ECK342 | Residential |  | Trade Secret | 2024
20263-228838-01 | Xcel Energy | 85 | 13781 | IOU | 05899315 | 5.052 | Solar |  |  | Interconnected | Trade Secret | Trade | ECK | ECK342 | Residential |  | Trade Secret | 2024 | 2025
20263-228838-01 | Xcel Energy | 85 | 13781 | IOU | 05714526 | 3.839 | Solar |  |  | Interconnected | Trade Secret | Trade | SOU | SOU064 | Residential | Solar*Rewards | Trade Secret | 2024 | 2024
20263-228838-01 | Xcel Energy | 85 | 13781 | IOU | 04793604 | 7.54 | Solar |  |  | Interconnected | Trade Secret | Trade | OPK | OPK072 | Residential | Solar*Rewards | Trade Secret | 2022 | 2022
20263-228838-01 | Xcel Energy | 85 | 13781 | IOU | 05821366 | 3.416 | Solar |  |  | Interconnected | Trade Secret | Trade | WES | WES074 | Residential |  | Trade Secret | 2024 | 2024
20263-228838-01 | Xcel Energy | 85 | 13781 | IOU | 06214813 | 7.6 | Solar |  |  | Withdrawn | Trade Secret | Trade | PBE | PBE061 | Residential | Solar*Rewards | Trade Secret | 2025
20263-228838-01 | Xcel Energy | 85 | 13781 | IOU | 06230928 | 8.71 | Solar |  |  | Active Application | Trade Secret | Trade | PBE | PBE061 | Residential |  | Trade Secret | 2025
20263-228838-01 | Xcel Energy | 85 | 13781 | IOU | 04434684 | 5.054 | Solar |  |  | Interconnected | Trade Secret | Trade | LLK | LLK072 | Residential | Solar*Rewards | Trade Secret | 2021 | 2021
20263-228838-01 | Xcel Energy | 85 | 13781 | IOU | 05706027 | 3.936 | Solar |  |  | Interconnected | Trade Secret | Trade | CHE | CHE065 | Residential |  | Trade Secret | 2024 | 2024
20263-228838-01 | Xcel Energy | 85 | 13781 | IOU | 03133179 | 2.56 | Solar |  | X | Interconnected | Trade Secret | Trade | SLP | SLP084 | Residential | Solar*Rewards | Trade Secret | 2010 | 2010
20263-228838-01 | Xcel Energy | 85 | 13781 | IOU | 05645961 | 10.08 | Solar |  |  | Interconnected | Trade Secret | Trade | ECK | ECK321 | Residential |  | Trade Secret | 2023 | 2024
20263-228838-01 | Xcel Energy | 85 | 13781 | IOU | 03770261 | 6 | Solar |  |  | Interconnected | Trade Secret | Trade | MOL | MOL068 | Residential | Solar*Rewards | Trade Secret | 2020 | 2020
20263-228838-01 | Xcel Energy | 85 | 13781 | IOU | 05866289 | 5.76 | Solar |  |  | Interconnected | Trade Secret | Trade | WCR | WCR322 | Residential | Solar*Rewards | Trade Secret | 2024 | 2025
20263-228838-01 | Xcel Energy | 85 | 13781 | IOU | 06243472 | 9.674 | Solar |  |  | Active Application | Trade Secret | Trade | HWW | HWW073 | Residential |  | Trade Secret | 2025
20263-228838-01 | Xcel Energy | 85 | 13781 | IOU | 03913564 | 7.54 | Solar |  |  | Interconnected | Trade Secret | Trade | WIL | WIL082 | Residential | Solar*Rewards | Trade Secret | 2020 | 2020
20263-228838-01 | Xcel Energy | 85 | 13781 | IOU | 06080175 | 3.84 | Storage |  |  | Interconnected | Trade Secret | Trade | SLP | SLP082 | Residential |  | Trade Secret | 2025 | 2025
20263-228838-01 | Xcel Energy | 85 | 13781 | IOU | 03708942 | 4.64 | Solar |  |  | Interconnected | Trade Secret | Trade | SLP | SLP082 | Residential | Solar*Rewards | Trade Secret | 2020 | 2020
20263-228838-01 | Xcel Energy | 85 | 13781 | IOU | 06061960 | 5.693 | Solar |  |  | Active Application | Trade Secret | Trade | SOU | SOU072 | Residential |  | Trade Secret | 2025
20263-228838-01 | Xcel Energy | 85 | 13781 | IOU | 06141620 | 3.416 | Solar |  |  | Active Application | Trade Secret | Trade | SOU | SOU072 | Residential |  | Trade Secret | 2025
20263-228838-01 | Xcel Energy | 85 | 13781 | IOU | 05984906 | 3.84 | Solar |  |  | Interconnected | Trade Secret | Trade | CTR | CTR031 | Residential | Solar*Rewards | Trade Secret | 2025 | 2025
20263-228838-01 | Xcel Energy | 85 | 13781 | IOU | 03130870 | 200 | Other |  |  | Interconnected | Trade Secret | Trade | PKL | PKL062 | Commercial |  | Trade Secret | 2008 | 2008
20263-228838-01 | Xcel Energy | 85 | 13781 | IOU | 05227574 | 4.06 | Solar |  |  | Withdrawn | Trade Secret | Trade | SOU | SOU076 | Residential | Solar*Rewards | Trade Secret | 2022
20263-228838-01 | Xcel Energy | 85 | 13781 | IOU | 05357210 | 4.06 | Solar |  |  | Interconnected | Trade Secret | Trade | SOU | SOU076 | Residential | Solar*Rewards | Trade Secret | 2023 | 2023
20263-228838-01 | Xcel Energy | 85 | 13781 | IOU | 05403392 | 6.282 | Solar |  |  | Interconnected | Trade Secret | Trade | WSG | WSG063 | Residential | Solar*Rewards | Trade Secret | 2023 | 2023
20263-228838-01 | Xcel Energy | 85 | 13781 | IOU | 04050037 | 10.73 | Solar |  |  | Interconnected | Trade Secret | Trade | EDA | EDA074 | Residential | Solar*Rewards | Trade Secret | 2020 | 2020
20263-228838-01 | Xcel Energy | 85 | 13781 | IOU | 05390976 | 7.15 | Solar |  |  | Withdrawn | Trade Secret | Trade | MPK | MPK065 | Residential | Solar*Rewards | Trade Secret | 2023
20263-228838-01 | Xcel Energy | 85 | 13781 | IOU | 05424552 | 8.45 | Solar |  |  | Interconnected | Trade Secret | Trade | MPK | MPK065 | Residential | Solar*Rewards | Trade Secret | 2023 | 2023
20263-228838-01 | Xcel Energy | 85 | 13781 | IOU | 03130458 | 3.84 | Solar |  |  | Interconnected | Trade Secret | Trade | FAB | FAB063 | Residential | Solar*Rewards | Trade Secret | 2018 | 2019
20263-228838-01 | Xcel Energy | 85 | 13781 | IOU | 05571537 | 7.245 | Solar |  |  | Interconnected | Trade Secret | Trade | ECK | ECK082 | Residential |  | Trade Secret | 2023 | 2024
20263-228838-01 | Xcel Energy | 85 | 13781 | IOU | 04214960 | 12.5 | Solar |  |  | Active Application | Trade Secret | Trade | GFD | GFD021 | Residential | Solar*Rewards | Trade Secret | 2020
20263-228838-01 | Xcel Energy | 85 | 13781 | IOU | OID3934504 | 7.616 | Solar |  |  | Interconnected | Trade Secret | Trade | RAM | RAM062 | Residential | Solar*Rewards | Trade Secret | 2019 | 2020
20263-228838-01 | Xcel Energy | 85 | 13781 | IOU | 03134797 | 7.63 | Solar |  |  | Interconnected | Trade Secret | Trade | AFT | AFT315 | Residential | Solar*Rewards | Trade Secret | 2016 | 2016
20263-228838-01 | Xcel Energy | 85 | 13781 | IOU | 04429889 | 13.152 | Solar |  |  | Interconnected | Trade Secret | Trade | AFT | AFT321 | Residential |  | Trade Secret | 2021 | 2021
20263-228838-01 | Xcel Energy | 85 | 13781 | IOU | SRO29934 | 20 | Solar |  |  | Withdrawn | Trade Secret | Trade | HWW | HWW062 | Commercial | Solar*Rewards | Trade Secret | 2013
20263-228838-01 | Xcel Energy | 85 | 13781 | IOU | 06232525 | 2.881 | Solar |  |  | Interconnected | Trade Secret | Trade | WCR | WCR322 | Residential |  | Trade Secret | 2025 | 2025
20263-228838-01 | Xcel Energy | 85 | 13781 | IOU | 03132284 | 7.625 | Solar |  |  | Interconnected | Trade Secret | Trade | MEL | MEL062 | Residential | Solar*Rewards | Trade Secret | 2018 | 2018
20263-228838-01 | Xcel Energy | 85 | 13781 | IOU | 03130174 | 6.72 | Solar |  |  | Interconnected | Trade Secret | Trade | WSG | WSG076 | Residential | Solar*Rewards | Trade Secret | 2019 | 2019
20263-228838-01 | Xcel Energy | 85 | 13781 | IOU | OID3667921 | 6.72 | Solar |  |  | Withdrawn | Trade Secret | Trade | WSG | WSG076 | Residential | Solar*Rewards | Trade Secret | 2018
20263-228838-01 | Xcel Energy | 85 | 13781 | IOU | 05360123 | 2.9 | Solar |  |  | Active Application | Trade Secret | Trade | UPP | UPP063 | Residential |  | Trade Secret | 2023
20263-228838-01 | Xcel Energy | 85 | 13781 | IOU | 03132615 | 0.28 | Solar |  |  | Interconnected | Trade Secret | Trade | EDP | EDP073 | Residential | Solar*Rewards | Trade Secret | 2018 | 2018
20263-228838-01 | Xcel Energy | 85 | 13781 | IOU | OID3597305 | 18 | Solar |  |  | Withdrawn | Trade Secret | Trade | HAS | HAS021 | Commercial | Solar*Rewards | Trade Secret | 2018
20263-228838-01 | Xcel Energy | 85 | 13781 | IOU | 05809885 | 39.52 | Solar |  |  | Interconnected | Trade Secret | Trade | CGR | CGR072 | Commercial | Solar*Rewards | Trade Secret | 2024 | 2025
20263-228838-01 | Xcel Energy | 85 | 13781 | IOU | 03167429 | 9.994 | Solar |  |  | Interconnected | Trade Secret | Trade | RVA | RVA061 | Residential | Solar*Rewards | Trade Secret | 2019 | 2019
20263-228838-01 | Xcel Energy | 85 | 13781 | IOU | 03954521 | 7.54 | Solar |  |  | Active Application | Trade Secret | Trade | GNL | GNL072 | Residential | Solar*Rewards | Trade Secret | 2020
20263-228838-01 |  |  |  |  | OID2444578 |  | Solar |  |  | Withdrawn | Trade Secret | Trade | TWL | TWL068 | Commercial | Made in Minnesota |  | 2015
20263-228838-01 | Xcel Energy | 85 | 13781 | IOU | 03134794 | 29.02 | Solar |  |  | Interconnected | Trade Secret | Trade | TWL | TWL068 | Commercial | Made in Minnesota | Trade Secret | 2016 | 2016
20263-228838-01 | Xcel Energy | 85 | 13781 | IOU | 06050758 | 12.146 | Solar |  | X | Interconnected | Trade Secret | Trade | RLK | RLK071 | Residential | Solar*Rewards | Trade Secret | 2025 | 2025
20263-228838-01 | Xcel Energy | 85 | 13781 | IOU | 05150475 | 8.32 | Solar |  |  | Interconnected | Trade Secret | Trade | CRL | CRL065 | Residential |  | Trade Secret | 2022 | 2022
20263-228838-01 | Xcel Energy | 85 | 13781 | IOU | 03648541 | 7.54 | Solar |  |  | Interconnected | Trade Secret | Trade | OPK | OPK073 | Residential | Solar*Rewards | Trade Secret | 2020 | 2020
20263-228838-01 | Xcel Energy | 85 | 13781 | IOU | 03746284 | 14.5 | Solar |  |  | Active Application | Trade Secret | Trade | WYO | WYO022 | Residential | Solar*Rewards | Trade Secret | 2020
20263-228838-01 | Xcel Energy | 85 | 13781 | IOU | 03828896 | 7.54 | Solar |  |  | Interconnected | Trade Secret | Trade | WYO | WYO022 | Residential | Solar*Rewards | Trade Secret | 2020 | 2021
20263-228838-01 | Xcel Energy | 85 | 13781 | IOU | 05449150 | 5.8 | Solar |  |  | Interconnected | Trade Secret | Trade | WYO | WYO022 | Residential | Solar*Rewards | Trade Secret | 2023 | 2025
20263-228838-01 | Xcel Energy | 85 | 13781 | IOU | 03130849 | 1.2 | Solar |  |  | Interconnected | Trade Secret | Trade | RIV | RIV062 | Residential |  | Trade Secret | 2007 | 2007
20263-228838-01 | Xcel Energy | 85 | 13781 | IOU | 06021163 | 7.616 | Solar |  |  | Interconnected | Trade Secret | Trade | MPK | MPK082 | Residential |  | Trade Secret | 2024 | 2025
20263-228838-01 | Xcel Energy | 85 | 13781 | IOU | 05996247 | 5.226 | Solar |  |  | Interconnected | Trade Secret | Trade | SOU | SOU081 | Residential | Solar*Rewards | Trade Secret | 2024 | 2025
20263-228838-01 | Xcel Energy | 85 | 13781 | IOU | 04975987 | 9.772 | Solar |  |  | Interconnected | Trade Secret | Trade | CNC | CNC072 | Residential | Solar*Rewards | Trade Secret | 2022 | 2022
20263-228838-01 | Xcel Energy | 85 | 13781 | IOU | 06261472 | 6.073 | Solar |  | X | Active Application | Trade Secret | Trade | SLP | SLP092 | Residential |  | Trade Secret | 2025
20263-228838-01 | Xcel Energy | 85 | 13781 | IOU | OID2251380 | 13 | Solar |  |  | Withdrawn | Trade Secret | Trade | WAB | WAB021 | Commercial | Solar*Rewards | Trade Secret | 2015
20263-228838-01 | Xcel Energy | 85 | 13781 | IOU | 05717866 | 6.282 | Solar |  |  | Interconnected | Trade Secret | Trade | MOL | MOL066 | Residential | Solar*Rewards | Trade Secret | 2024 | 2024
20263-228838-01 | Xcel Energy | 85 | 13781 | IOU | 04459156 | 5.054 | Solar |  |  | Active Application | Trade Secret | Trade | SLP | SLP084 | Residential | Solar*Rewards | Trade Secret | 2021
20263-228838-01 | Xcel Energy | 85 | 13781 | IOU | 04525530 | 5.054 | Solar |  |  | Active Application | Trade Secret | Trade | SLP | SLP084 | Residential |  | Trade Secret | 2021
20263-228838-01 | Xcel Energy | 85 | 13781 | IOU | 03129862 | 9.94 | Solar |  |  | Interconnected | Trade Secret | Trade | MOL | MOL078 | Residential | Solar*Rewards | Trade Secret | 2018 | 2019
20263-228838-01 | Xcel Energy | 85 | 13781 | IOU | 05189726 | 8.376 | Solar |  |  | Interconnected | Trade Secret | Trade | WES | WES061 | Residential |  | Trade Secret | 2022 | 2023
20263-228838-01 | Xcel Energy | 85 | 13781 | IOU | 03130896 | 12 | Solar |  |  | Interconnected | Trade Secret | Trade | KOL | KOL062 | Residential |  | Trade Secret | 2009 | 2009
20263-228838-01 | Xcel Energy | 85 | 13781 | IOU | 05581589 | 23.23 | Solar |  | X | Interconnected | Trade Secret | Trade | DPN | DPN072 | Residential | Solar*Rewards | Trade Secret | 2023 | 2024
20263-228838-01 | Xcel Energy | 85 | 13781 | IOU | 03130613 | 4.05 | Solar |  |  | Interconnected | Trade Secret | Trade | WES | WES063 | Residential | Made in Minnesota | Trade Secret | 2016 | 2016
20263-228838-01 | Xcel Energy | 85 | 13781 | IOU | 04997596 | 3.141 | Solar |  |  | Interconnected | Trade Secret | Trade | SOU | SOU069 | Residential | Solar*Rewards | Trade Secret | 2022 | 2022
20263-228838-01 | Xcel Energy | 85 | 13781 | IOU | 06195758 | 18.598 | Solar |  |  | Interconnected | Trade Secret | Trade | WSG | WSG066 | Residential | Solar*Rewards | Trade Secret | 2025 | 2025
20263-228838-01 | Xcel Energy | 85 | 13781 | IOU | 06296070 | 3.936 | Solar |  |  | Active Application | Trade Secret | Trade | RVA | RVA061 | Residential |  | Trade Secret | 2025
20263-228838-01 | Xcel Energy | 85 | 13781 | IOU | 03131761 | 7.63 | Solar |  |  | Interconnected | Trade Secret | Trade | SHP | SHP072 | Residential | Made in Minnesota | Trade Secret | 2017 | 2018
20263-228838-01 | Xcel Energy | 85 | 13781 | IOU | 04162416 | 7.707 | Solar |  |  | Interconnected | Trade Secret | Trade | ORO | ORO062 | Residential | Solar*Rewards | Trade Secret | 2020 | 2021
20263-228838-01 | Xcel Energy | 85 | 13781 | IOU | 06061438 | 15.2 | Solar |  |  | Interconnected | Trade Secret | Trade | HSN | HSN311 | Residential | Solar*Rewards | Trade Secret | 2025 | 2025
20263-228838-01 | Xcel Energy | 85 | 13781 | IOU | 05380299 | 6.615 | Solar |  |  | Interconnected | Trade Secret | Trade | RLK | RLK066 | Residential |  | Trade Secret | 2023 | 2023
20263-228838-01 | Xcel Energy | 85 | 13781 | IOU | 06111451 | 3.747 | Solar |  |  | Active Application | Trade Secret | Trade | LEX | LEX332 | Residential |  | Trade Secret | 2025
20263-228838-01 | Xcel Energy | 85 | 13781 | IOU | 04872223 | 4.64 | Solar |  |  | Interconnected | Trade Secret | Trade | SOU | SOU087 | Residential | Solar*Rewards | Trade Secret | 2022 | 2022
20263-228838-01 | Xcel Energy | 85 | 13781 | IOU | 06176265 | 2.323 | Solar |  |  | Active Application | Trade Secret | Trade | PKL | PKL085 | Residential | Solar*Rewards | Trade Secret | 2025
20263-228838-01 | Xcel Energy | 85 | 13781 | IOU | 03905335 | 7.616 | Solar |  |  | Interconnected | Trade Secret | Trade | WES | WES074 | Residential | Solar*Rewards | Trade Secret | 2020 | 2021
20263-228838-01 | Xcel Energy | 85 | 13781 | IOU | 06250745 | 7.6 | Solar |  |  | Active Application | Trade Secret | Trade | HSN | HSN311 | Residential |  | Trade Secret | 2025
20263-228838-01 | Xcel Energy | 85 | 13781 | IOU | 05833275 | 3.747 | Solar |  |  | Active Application | Trade Secret | Trade | SHP | SHP072 | Residential |  | Trade Secret | 2024
20263-228838-01 | Xcel Energy | 85 | 13781 | IOU | 03132767 | 15.232 | Solar |  |  | Interconnected | Trade Secret | Trade | SLP | SLP092 | Residential | Solar*Rewards | Trade Secret | 2018 | 2019
20263-228838-01 | Xcel Energy | 85 | 13781 | IOU | 05864086 | 4.555 | Solar |  |  | Interconnected | Trade Secret | Trade | SOU | SOU073 | Residential | Solar*Rewards | Trade Secret | 2024 | 2024
20263-228838-01 | Xcel Energy | 85 | 13781 | IOU | 05994467 | 4.645 | Solar |  |  | Interconnected | Trade Secret | Trade | HOL | HOL071 | Residential | Solar*Rewards | Trade Secret | 2024 | 2025
20263-228838-01 | Xcel Energy | 85 | 13781 | IOU | 06106242 | 7.872 | Solar |  |  | Interconnected | Trade Secret | Trade | EBL | EBL084 | Residential |  | Trade Secret | 2025 | 2025
20263-228838-01 | Xcel Energy | 85 | 13781 | IOU | 06098752 | 7.216 | Solar |  |  | Active Application | Trade Secret | Trade | EBL | EBL084 | Residential | Solar*Rewards | Trade Secret | 2025
20263-228838-01 | Xcel Energy | 85 | 13781 | IOU | 03134473 | 4.32 | Solar |  |  | Interconnected | Trade Secret | Trade | EDA | EDA061 | Residential | Made in Minnesota | Trade Secret | 2015 | 2015
20263-228838-01 | Xcel Energy | 85 | 13781 | IOU | 05498329 | 8.832 | Solar |  |  | Interconnected | Trade Secret | Trade | BRP | BRP061 | Residential | Solar*Rewards | Trade Secret | 2023 | 2023
20263-228838-01 | Xcel Energy | 85 | 13781 | IOU | 06035047 | 5 | Storage |  |  | Active Application | Trade Secret | Trade | DND | DND071 | Residential |  | Trade Secret | 2024
20263-228838-01 | Xcel Energy | 85 | 13781 | IOU | 03131531 | 9.94 | Solar |  |  | Interconnected | Trade Secret | Trade | DND | DND071 | Residential | Made in Minnesota | Trade Secret | 2017 | 2018
20263-228838-01 | Xcel Energy | 85 | 13781 | IOU | OID2882876 | 9.94 | Solar |  |  | Withdrawn | Trade Secret | Trade | DND | DND071 | Residential | Solar*Rewards | Trade Secret | 2016
20263-228838-01 | Xcel Energy | 85 | 13781 | IOU | 05500383 | 4.64 | Solar |  |  | Interconnected | Trade Secret | Trade | RPL | RPL064 | Residential |  | Trade Secret | 2023 | 2023
20263-228838-01 | Xcel Energy | 85 | 13781 | IOU | 04181794 | 7.54 | Solar |  |  | Interconnected | Trade Secret | Trade | WSG | WSG352 | Residential | Solar*Rewards | Trade Secret | 2020 | 2021
20263-228838-01 | Xcel Energy | 85 | 13781 | IOU | 04409809 | 9.28 | Solar |  |  | Interconnected | Trade Secret | Trade | RPO | RPO312 | Residential | Solar*Rewards | Trade Secret | 2021 | 2021
20263-228838-01 |  |  |  |  | OID3093520 |  | Solar |  |  | Withdrawn | Trade Secret | Trade | GLK | GLK073 | Commercial | Solar*Rewards |  | 2017
20263-228838-01 | Xcel Energy | 85 | 13781 | IOU | 06102487 | 5.904 | Solar |  |  | Interconnected | Trade Secret | Trade | WCR | WCR322 | Residential | Solar*Rewards | Trade Secret | 2025 | 2025
20263-228838-01 | Xcel Energy | 85 | 13781 | IOU | OID3284691 | 19.999 | Solar |  |  | Withdrawn | Trade Secret | Trade | FAP | FAP071 | Commercial | Solar*Rewards | Trade Secret | 2018
20263-228838-01 | Xcel Energy | 85 | 13781 | IOU | OID2289878 | 3.8 | Solar |  |  | Withdrawn | Trade Secret | Trade | WES | WES071 | Residential | Made in Minnesota | Trade Secret | 2015
20263-228838-01 |  |  |  |  | OID2289861 |  | Solar |  |  | Withdrawn | Trade Secret | Trade | WES | WES071 | Residential | Solar*Rewards |  | 2015
20263-228838-01 | Xcel Energy | 85 | 13781 | IOU | 05230660 | 5.22 | Solar |  |  | Interconnected | Trade Secret | Trade | MPK | MPK082 | Residential |  | Trade Secret | 2022 | 2023
20263-228838-01 | Xcel Energy | 85 | 13781 | IOU | 04805818 | 7.616 | Solar |  |  | Interconnected | Trade Secret | Trade | HSN | HSN311 | Residential |  | Trade Secret | 2022 | 2023
20263-228838-01 | Xcel Energy | 85 | 13781 | IOU | 03131676 | 3.8 | Solar |  |  | Interconnected | Trade Secret | Trade | SLP | SLP082 | Residential | Made in Minnesota | Trade Secret | 2017 | 2017
20263-228838-01 | Xcel Energy | 85 | 13781 | IOU | 05672945 | 16.695 | Solar |  |  | Interconnected | Trade Secret | Trade | BCR | BCR083 | Residential |  | Trade Secret | 2024 | 2024
20263-228838-01 | Xcel Energy | 85 | 13781 | IOU | 03747848 | 6 | Solar |  |  | Active Application | Trade Secret | Trade | WAS | WAS092 | Commercial | Solar*Rewards | Trade Secret | 2020
20263-228838-01 | Xcel Energy | 85 | 13781 | IOU | 06212677 | 13.262 | Solar |  |  | Interconnected | Trade Secret | Trade | LLK | LLK072 | Residential |  | Trade Secret | 2025 | 2025
20263-228838-01 | Xcel Energy | 85 | 13781 | IOU | 06032403 | 4.608 | Solar |  |  | Interconnected | Trade Secret | Trade | PAT | PAT313 | Residential | Solar*Rewards | Trade Secret | 2024 | 2025
20263-228838-01 | Xcel Energy | 85 | 13781 | IOU | 03130281 | 2.962 | Solar |  |  | Interconnected | Trade Secret | Trade | EDA | EDA067 | Residential | Solar*Rewards | Trade Secret | 2019 | 2019
20263-228838-01 | Xcel Energy | 85 | 13781 | IOU | 05941759 | 6.175 | Solar |  |  | Interconnected | Trade Secret | Trade | BEL | BEL061 | Residential | Solar*Rewards | Trade Secret | 2024 | 2025
20263-228838-01 | Xcel Energy | 85 | 13781 | IOU | 03133764 | 3.15 | Solar |  |  | Interconnected | Trade Secret | Trade | RRK | RRK063 | Residential | Solar*Rewards | Trade Secret | 2013 | 2013
20263-228838-01 | Xcel Energy | 85 | 13781 | IOU | 03140271 | 6.38 | Solar |  |  | Interconnected | Trade Secret | Trade | AFT | AFT322 | Residential | Solar*Rewards | Trade Secret | 2019 | 2019
20263-228838-01 | Xcel Energy | 85 | 13781 | IOU | OID3815475 | 7.616 | Solar |  |  | Withdrawn | Trade Secret | Trade | AFT | AFT322 | Residential | Solar*Rewards | Trade Secret | 2019
20263-228838-01 | Xcel Energy | 85 | 13781 | IOU | 05418206 | 50 | Solar |  |  | Interconnected | Trade Secret | Trade | SOU | SOU077 | Commercial |  | Trade Secret | 2023 | 2024
20263-228838-01 | Xcel Energy | 85 | 13781 | IOU | 06182782 | 5.933 | Solar |  |  | Interconnected | Trade Secret | Trade | HSN | HSN311 | Residential | Solar*Rewards | Trade Secret | 2025 | 2025
20263-228838-01 | Xcel Energy | 85 | 13781 | IOU | 05357268 | 14.21 | Solar |  |  | Interconnected | Trade Secret | Trade | AFT | AFT314 | Residential | Solar*Rewards | Trade Secret | 2023 | 2023
20263-228838-01 | Xcel Energy | 85 | 13781 | IOU | 05831116 | 5.376 | Solar |  |  | Interconnected | Trade Secret | Trade | RLK | RLK073 | Residential |  | Trade Secret | 2024 | 2024
20263-228838-01 | Xcel Energy | 85 | 13781 | IOU | 05814604 | 5.376 | Solar |  |  | Withdrawn | Trade Secret | Trade | RLK | RLK073 | Residential | Solar*Rewards | Trade Secret | 2024
20263-228838-01 | Xcel Energy | 85 | 13781 | IOU | 06153596 | 3.037 | Solar |  |  | Interconnected | Trade Secret | Trade | TWL | TWL074 | Residential |  | Trade Secret | 2025 | 2025
20263-228838-01 | Xcel Energy | 85 | 13781 | IOU | 06213015 | 6.453 | Solar |  |  | Interconnected | Trade Secret | Trade | SOU | SOU060 | Residential |  | Trade Secret | 2025 | 2025
20263-228838-01 | Xcel Energy | 85 | 13781 | IOU | 06204556 | 7.6 | Solar |  |  | Withdrawn | Trade Secret | Trade | WTN | WTN061 | Residential | Solar*Rewards | Trade Secret | 2025
20263-228838-01 | Xcel Energy | 85 | 13781 | IOU | 06225002 | 7.6 | Solar |  |  | Active Application | Trade Secret | Trade | WTN | WTN061 | Residential |  | Trade Secret | 2025
20263-228838-01 | Xcel Energy | 85 | 13781 | IOU | 05356918 | 13.92 | Solar |  |  | Interconnected | Trade Secret | Trade | AFT | AFT314 | Residential | Solar*Rewards | Trade Secret | 2023 | 2023
20263-228838-01 | Xcel Energy | 85 | 13781 | IOU | 05203839 | 4.886 | Solar |  |  | Interconnected | Trade Secret | Trade | WES | WES073 | Residential |  | Trade Secret | 2022 | 2022
20263-228838-01 | Xcel Energy | 85 | 13781 | IOU | 06045643 | 10.248 | Solar |  |  | Interconnected | Trade Secret | Trade | AFT | AFT315 | Residential |  | Trade Secret | 2024 | 2025
20263-228838-01 | Xcel Energy | 85 | 13781 | IOU | 06025756 | 11.5 | Solar |  | X | Interconnected | Trade Secret | Trade | PKL | PKL063 | Residential | Solar*Rewards | Trade Secret | 2024 | 2025
20263-228838-01 | Xcel Energy | 85 | 13781 | IOU | 05237326 | 12.47 | Solar |  |  | Interconnected | Trade Secret | Trade | AFT | AFT314 | Residential |  | Trade Secret | 2022 | 2023
20263-228838-01 | Xcel Energy | 85 | 13781 | IOU | 04283144 | 6 | Solar |  |  | Interconnected | Trade Secret | Trade | TWL | TWL066 | Residential |  | Trade Secret | 2021 | 2022
20263-228838-01 | Xcel Energy | 85 | 13781 | IOU | 03131749 | 9.94 | Solar |  |  | Interconnected | Trade Secret | Trade | AFT | AFT314 | Residential | Solar*Rewards | Trade Secret | 2017 | 2017
20263-228838-01 | Xcel Energy | 85 | 13781 | IOU | 04891480 | 7.678 | Solar |  |  | Interconnected | Trade Secret | Trade | SLP | SLP322 | Residential | Solar*Rewards | Trade Secret | 2022 | 2022
20263-228838-01 | Xcel Energy | 85 | 13781 | IOU | 04651200 | 5 | Solar |  |  | Interconnected | Trade Secret | Trade | OPK | OPK071 | Residential |  | Trade Secret | 2021 | 2021
20263-228838-01 | Xcel Energy | 85 | 13781 | IOU | 06321866 | 6.46 | Solar |  |  | Active Application | Trade Secret | Trade | ALD | ALD095 | Residential | Solar*Rewards | Trade Secret | 2026
20263-228838-01 | Xcel Energy | 85 | 13781 | IOU | OID3827329 | 24.6 | Solar |  |  | Withdrawn | Trade Secret | Trade | FIC | FIC021 | Residential | Solar*Rewards | Trade Secret | 2019
20263-228838-01 | Xcel Energy | 85 | 13781 | IOU | 05387659 | 6.4 | Solar |  |  | Interconnected | Trade Secret | Trade | STY | STY071 | Residential | Solar*Rewards | Trade Secret | 2023 | 2023
20263-228838-01 | Xcel Energy | 85 | 13781 | IOU | 05899641 | 5.052 | Solar |  |  | Interconnected | Trade Secret | Trade | HSN | HSN311 | Residential |  | Trade Secret | 2024 | 2024
20263-228838-01 | Xcel Energy | 85 | 13781 | IOU | 04845607 | 4.932 | Solar |  |  | Interconnected | Trade Secret | Trade | ECK | ECK082 | Residential | Solar*Rewards | Trade Secret | 2022 | 2022
20263-228838-01 | Xcel Energy | 85 | 13781 | IOU | 06227061 | 11.168 | Solar |  |  | Active Application | Trade Secret | Trade | HOL | HOL061 | Residential |  | Trade Secret | 2025
20263-228838-01 | Xcel Energy | 85 | 13781 | IOU | 03133894 | 3.36 | Solar |  |  | Interconnected | Trade Secret | Trade | AFT | AFT315 | Residential | Made in Minnesota | Trade Secret | 2014 | 2014
20263-228838-01 | Xcel Energy | 85 | 13781 | IOU | 03133150 | 8 | Solar |  |  | Interconnected | Trade Secret | Trade | WSD | WSD061 | Residential | Solar*Rewards | Trade Secret | 2010 | 2010
20263-228838-01 | Xcel Energy | 85 | 13781 | IOU | 03133500 | 4 | Solar |  |  | Interconnected | Trade Secret | Trade | WSD | WSD061 | Residential | Solar*Rewards | Trade Secret | 2011 | 2010
20263-228838-01 | Xcel Energy | 85 | 13781 | IOU | 03130925 | 7.2 | Wind |  |  | Interconnected | Trade Secret | Trade | WSD | WSD061 | Residential |  | Trade Secret | 2009 | 2009
20263-228838-01 | Xcel Energy | 85 | 13781 | IOU | 05552187 | 6.4 | Solar |  |  | Interconnected | Trade Secret | Trade | NOF | NOF071 | Residential | Solar*Rewards | Trade Secret | 2023 | 2023
20263-228838-01 | Xcel Energy | 85 | 13781 | IOU | 04043670 | 7.616 | Solar |  |  | Interconnected | Trade Secret | Trade | TER | TER081 | Residential | Solar*Rewards | Trade Secret | 2020 | 2021
20263-228838-01 | Xcel Energy | 85 | 13781 | IOU | 06112518 | 8.027 | Solar |  |  | Interconnected | Trade Secret | Trade | WCR | WCR322 | Residential | Solar*Rewards | Trade Secret | 2025 | 2025
20263-228838-01 | Xcel Energy | 85 | 13781 | IOU | 06170013 | 6.097 | Solar |  |  | Active Application | Trade Secret | Trade | CGR | CGR064 | Residential | Solar*Rewards | Trade Secret | 2025
20263-228838-01 | Xcel Energy | 85 | 13781 | IOU | 05785414 | 4.935 | Solar |  |  | Interconnected | Trade Secret | Trade | MOL | MOL066 | Residential |  | Trade Secret | 2024 | 2024
20263-228838-01 | Xcel Energy | 85 | 13781 | IOU | 05329763 | 8.7 | Solar |  |  | Interconnected | Trade Secret | Trade | LAB | LAB312 | Residential |  | Trade Secret | 2023 | 2023
20263-228838-01 | Xcel Energy | 85 | 13781 | IOU | 05303472 | 6.046 | Solar |  |  | Interconnected | Trade Secret | Trade | IDA | IDA072 | Residential |  | Trade Secret | 2022 | 2023
20263-228838-01 | Xcel Energy | 85 | 13781 | IOU | 03966352 | 5 | Solar |  |  | Interconnected | Trade Secret | Trade | WIL | WIL071 | Residential | Solar*Rewards | Trade Secret | 2020 | 2020
20263-228838-01 | Xcel Energy | 85 | 13781 | IOU | 04438788 | 3.77 | Solar |  |  | Interconnected | Trade Secret | Trade | SLP | SLP321 | Residential | Solar*Rewards | Trade Secret | 2021 | 2021
20263-228838-01 | Xcel Energy | 85 | 13781 | IOU | 06258525 | 8.004 | Solar |  |  | Active Application | Trade Secret | Trade | WCR | WCR062 | Residential |  | Trade Secret | 2025
20263-228838-01 | Xcel Energy | 85 | 13781 | IOU | 06265197 | 5.76 | Solar |  |  | Active Application | Trade Secret | Trade | WCR | WCR062 | Residential |  | Trade Secret | 2025
20263-228838-01 | Xcel Energy | 85 | 13781 | IOU | 05811066 | 15.36 | Solar |  |  | Interconnected | Trade Secret | Trade | BRP | BRP072 | Residential | Solar*Rewards | Trade Secret | 2024 | 2024
20263-228838-01 | Xcel Energy | 85 | 13781 | IOU | 04125273 | 5 | Solar |  |  | Interconnected | Trade Secret | Trade | ALB | ALB022 | Residential |  | Trade Secret | 2020 | 2021
20263-228838-01 | Xcel Energy | 85 | 13781 | IOU | 05951122 | 4.555 | Solar |  |  | Interconnected | Trade Secret | Trade | WES | WES074 | Residential |  | Trade Secret | 2024 | 2024
20263-228838-01 | Xcel Energy | 85 | 13781 | IOU | 05850978 | 3.84 | Solar |  |  | Withdrawn | Trade Secret | Trade | BUR | BUR032 | Residential | Solar*Rewards | Trade Secret | 2024
20263-228838-01 | Xcel Energy | 85 | 13781 | IOU | OID3798924 | 2.76 | Solar |  |  | Withdrawn | Trade Secret | Trade | WIL | WIL086 | Residential | Solar*Rewards | Trade Secret | 2019
20263-228838-01 | Xcel Energy | 85 | 13781 | IOU | 03156648 | 2.88 | Solar |  |  | Interconnected | Trade Secret | Trade | WIL | WIL086 | Residential | Solar*Rewards | Trade Secret | 2019 | 2020
20263-228838-01 | Xcel Energy | 85 | 13781 | IOU | 03762117 | 10.592 | Solar |  |  | Interconnected | Trade Secret | Trade | RLK | RLK073 | Residential | Solar*Rewards | Trade Secret | 2020 | 2020
20263-228838-01 | Xcel Energy | 85 | 13781 | IOU | 06132328 | 11.5 | Storage |  |  | Interconnected | Trade Secret | Trade | RLK | RLK073 | Residential |  | Trade Secret | 2025 | 2025
20263-228838-01 | Xcel Energy | 85 | 13781 | IOU | 04440780 | 7.616 | Solar |  |  | Interconnected | Trade Secret | Trade | HYL | HYL062 | Residential | Solar*Rewards | Trade Secret | 2021 | 2021
20263-228838-01 | Xcel Energy | 85 | 13781 | IOU | 03131732 | 9.94 | Solar |  |  | Interconnected | Trade Secret | Trade | WAS | WAS092 | Residential | Solar*Rewards | Trade Secret | 2017 | 2017
20263-228838-01 | Xcel Energy | 85 | 13781 | IOU | 03844903 | 5 | Solar |  |  | Active Application | Trade Secret | Trade | WRR | WRR064 | Residential | Solar*Rewards | Trade Secret | 2020
20263-228838-01 | Xcel Energy | 85 | 13781 | IOU | 05622908 | 2.32 | Solar |  |  | Interconnected | Trade Secret | Trade | IDA | IDA074 | Residential |  | Trade Secret | 2023 | 2024
20263-228838-01 | Xcel Energy | 85 | 13781 | IOU | OID2806640 | 1.8 | Wind |  |  | Interconnected | Trade Secret | Trade | EKO | EKO021 | Residential |  | Trade Secret | 2014 | 2013
20263-228838-01 | Xcel Energy | 85 | 13781 | IOU | 03131194 | 6.24 | Solar |  |  | Interconnected | Trade Secret | Trade | EKO | EKO021 | Residential |  | Trade Secret | 2014 | 2013
20263-228838-01 | Xcel Energy | 85 | 13781 | IOU | 03133726 | 5.16 | Solar |  |  | Interconnected | Trade Secret | Trade | EKO | EKO021 | Residential | Solar*Rewards | Trade Secret | 2013 | 2013
20263-228838-01 | Xcel Energy | 85 | 13781 | IOU | 05859348 | 4.934 | Solar |  |  | Interconnected | Trade Secret | Trade | STY | STY061 | Residential |  | Trade Secret | 2024 | 2024
20263-228838-01 | Xcel Energy | 85 | 13781 | IOU | 03845051 | 9.994 | Solar |  |  | Interconnected | Trade Secret | Trade | RRK | RRK064 | Residential | Solar*Rewards | Trade Secret | 2020 | 2020
20263-228838-01 | Xcel Energy | 85 | 13781 | IOU | 03134083 | 5.28 | Solar |  |  | Interconnected | Trade Secret | Trade | CGR | CGR064 | Residential | Solar*Rewards | Trade Secret | 2014 | 2014
20263-228838-01 | Xcel Energy | 85 | 13781 | IOU | 03632406 | 5.51 | Solar |  |  | Interconnected | Trade Secret | Trade | CGR | CGR072 | Residential | Solar*Rewards | Trade Secret | 2020 | 2020
20263-228838-01 | Xcel Energy | 85 | 13781 | IOU | 05239371 | 2.9 | Solar |  |  | Interconnected | Trade Secret | Trade | SOU | SOU084 | Residential |  | Trade Secret | 2022 | 2023
20263-228838-01 | Xcel Energy | 85 | 13781 | IOU | 05784385 | 5.052 | Solar |  |  | Interconnected | Trade Secret | Trade | HOL | HOL072 | Residential | Solar*Rewards | Trade Secret | 2024 | 2024
20263-228838-01 | Xcel Energy | 85 | 13781 | IOU | 06102827 | 9.109 | Solar |  |  | Interconnected | Trade Secret | Trade | CGR | CGR061 | Residential | Solar*Rewards | Trade Secret | 2025 | 2025
20263-228838-01 | Xcel Energy | 85 | 13781 | IOU | SRO15575 | 40 | Solar |  |  | Withdrawn | Trade Secret | Trade | ALD | ALD085 | Commercial | Solar*Rewards | Trade Secret | 2010
20263-228838-01 | Xcel Energy | 85 | 13781 | IOU | OID3618154 | 33.3 | Solar |  |  | Withdrawn | Trade Secret | Trade | ALD | ALD085 | Commercial | Solar*Rewards | Trade Secret | 2018
20263-228838-01 | Xcel Energy | 85 | 13781 | IOU | 03129652 | 29.982 | Solar |  |  | Interconnected | Trade Secret | Trade | ALD | ALD085 | Commercial | Solar*Rewards | Trade Secret | 2019 | 2020
20263-228838-01 | Xcel Energy | 85 | 13781 | IOU | 05952123 | 4.93 | Solar |  |  | Interconnected | Trade Secret | Trade | RIV | RIV064 | Residential | Solar*Rewards | Trade Secret | 2024 | 2024
20263-228838-01 | Xcel Energy | 85 | 13781 | IOU | 03133531 | 6 | Solar |  |  | Interconnected | Trade Secret | Trade | WDY | WDY322 | Residential | Solar*Rewards | Trade Secret | 2011 | 2011
20263-228838-01 |  |  |  |  | 06255913 |  |  |  |  | Withdrawn | Trade Secret | Trade | WDY | WDY322 | Residential |  |  | 2025
20263-228838-01 | Xcel Energy | 85 | 13781 | IOU | 06260772 | 12.288 | Solar |  |  | Active Application | Trade Secret | Trade | WDY | WDY322 | Residential |  | Trade Secret | 2025
20263-228838-01 | Xcel Energy | 85 | 13781 | IOU | 06240395 | 12.288 |  |  |  | Withdrawn | Trade Secret | Trade | WDY | WDY322 | Residential |  | Trade Secret | 2025
20263-228838-01 | Xcel Energy | 85 | 13781 | IOU | OID3031222 | 18 | Solar |  |  | Withdrawn | Trade Secret | Trade | OPK | OPK065 | Commercial | Solar*Rewards | Trade Secret | 2017
20263-228838-01 | Xcel Energy | 85 | 13781 | IOU | 03130387 | 18 | Solar |  |  | Interconnected | Trade Secret | Trade | OPK | OPK065 | Commercial | Solar*Rewards | Trade Secret | 2018 | 2018
20263-228838-01 | Xcel Energy | 85 | 13781 | IOU | 04576123 | 11.31 | Solar |  |  | Interconnected | Trade Secret | Trade | SOU | SOU082 | Residential |  | Trade Secret | 2021 | 2021
20263-228838-01 | Xcel Energy | 85 | 13781 | IOU | 04340037 | 5.054 | Solar |  |  | Interconnected | Trade Secret | Trade | MND | MND071 | Residential |  | Trade Secret | 2021 | 2021
20263-228838-01 | Xcel Energy | 85 | 13781 | IOU | 03130207 | 9.86 | Solar |  |  | Interconnected | Trade Secret | Trade | MPK | MPK074 | Residential | Solar*Rewards | Trade Secret | 2019 | 2019
20263-228838-01 | Xcel Energy | 85 | 13781 | IOU | 05531647 | 4.48 | Solar |  |  | Interconnected | Trade Secret | Trade | LEX | LEX333 | Residential | Solar*Rewards | Trade Secret | 2023 | 2023
20263-228838-01 | Xcel Energy | 85 | 13781 | IOU | 05806357 | 2.835 | Solar |  |  | Interconnected | Trade Secret | Trade | SOU | SOU087 | Residential | Solar*Rewards | Trade Secret | 2024 | 2024
20263-228838-01 | Xcel Energy | 85 | 13781 | IOU | 04190804 | 21.384 | Solar |  |  | Interconnected | Trade Secret | Trade | WSG | WSG066 | Residential | Solar*Rewards | Trade Secret | 2020 | 2021
20263-228838-01 | Xcel Energy | 85 | 13781 | IOU | 06166408 | 15.2 | Solar |  |  | Withdrawn | Trade Secret | Trade | FRM | FRM062 | Residential | Solar*Rewards | Trade Secret | 2025
20263-228838-01 | Xcel Energy | 85 | 13781 | IOU | 06243532 | 15.2 | Solar |  |  | Active Application | Trade Secret | Trade | FRM | FRM062 | Residential |  | Trade Secret | 2025
20263-228838-01 | Xcel Energy | 85 | 13781 | IOU | 05291490 | 3.48 | Solar |  |  | Interconnected | Trade Secret | Trade | ALD | ALD073 | Residential |  | Trade Secret | 2022 | 2023
20263-228838-01 | Xcel Energy | 85 | 13781 | IOU | 03131816 | 5 | Solar |  |  | Interconnected | Trade Secret | Trade | RAM | RAM071 | Residential | Made in Minnesota | Trade Secret | 2017 | 2017
20263-228838-01 | Xcel Energy | 85 | 13781 | IOU | 05610772 | 7.04 | Solar |  |  | Interconnected | Trade Secret | Trade | ECK | ECK342 | Residential |  | Trade Secret | 2023 | 2024
20263-228838-01 | Xcel Energy | 85 | 13781 | IOU | 04299235 | 8.12 | Solar |  |  | Interconnected | Trade Secret | Trade | LEX | LEX071 | Residential | Solar*Rewards | Trade Secret | 2021 | 2021
20263-228838-01 | Xcel Energy | 85 | 13781 | IOU | 06143307 | 11.5 | Solar |  | X | Interconnected | Trade Secret | Trade | KOL | KOL073 | Residential | Solar*Rewards | Trade Secret | 2025 | 2025
20263-228838-01 | Xcel Energy | 85 | 13781 | IOU | 05833266 | 5.052 | Solar |  |  | Active Application | Trade Secret | Trade | CDV | CDV072 | Residential |  | Trade Secret | 2024
20263-228838-01 | Xcel Energy | 85 | 13781 | IOU | 05459343 | 17.875 | Solar |  |  | Interconnected | Trade Secret | Trade | MND | MND061 | Residential |  | Trade Secret | 2023 | 2023
20263-228838-01 | Xcel Energy | 85 | 13781 | IOU | 05439563 | 13 | Solar |  |  | Withdrawn | Trade Secret | Trade | MND | MND061 | Residential | Solar*Rewards | Trade Secret | 2023
20263-228838-01 | Xcel Energy | 85 | 13781 | IOU | 04806560 | 10.73 | Solar |  |  | Withdrawn | Trade Secret | Trade | MND | MND061 | Residential | Solar*Rewards | Trade Secret | 2022
20263-228838-01 | Xcel Energy | 85 | 13781 | IOU | OID3861959 | 39.998 | Solar |  |  | Withdrawn | Trade Secret | Trade | RAM | RAM073 | Commercial | Solar*Rewards | Trade Secret | 2019
20263-228838-01 | Xcel Energy | 85 | 13781 | IOU | 03132548 | 5 | Solar |  |  | Interconnected | Trade Secret | Trade | FAB | FAB071 | Residential | Solar*Rewards | Trade Secret | 2018 | 2018
20263-228838-01 |  |  |  |  | OID3666367 |  | Solar |  |  | Withdrawn | Trade Secret | Trade | WEL | WEL021 | Residential | Solar*Rewards |  | 2018
20263-228838-01 | Xcel Energy | 85 | 13781 | IOU | OID3666368 | 11.39 | Solar |  |  | Withdrawn | Trade Secret | Trade | WEL | WEL021 | Residential | Solar*Rewards | Trade Secret | 2018
20263-228838-01 | Xcel Energy | 85 | 13781 | IOU | 03130339 | 12.625 | Solar |  |  | Interconnected | Trade Secret | Trade | WEL | WEL021 | Residential | Solar*Rewards | Trade Secret | 2019 | 2019
20263-228838-01 | Xcel Energy | 85 | 13781 | IOU | 03132502 | 7.616 | Solar |  |  | Interconnected | Trade Secret | Trade | ECK | ECK063 | Residential | Solar*Rewards | Trade Secret | 2018 | 2018
20263-228838-01 | Xcel Energy | 85 | 13781 | IOU | 04493024 | 7.616 | Solar |  |  | Active Application | Trade Secret | Trade | CGR | CGR061 | Residential | Solar*Rewards | Trade Secret | 2021
20263-228838-01 | Xcel Energy | 85 | 13781 | IOU | 04493040 | 7.616 | Solar |  |  | Active Application | Trade Secret | Trade | CGR | CGR061 | Residential | Solar*Rewards | Trade Secret | 2021
20263-228838-01 | Xcel Energy | 85 | 13781 | IOU | 04661546 | 4.06 | Solar |  |  | Interconnected | Trade Secret | Trade | APA | APA067 | Residential |  | Trade Secret | 2021 | 2021
20263-228838-01 | Xcel Energy | 85 | 13781 | IOU | 06122545 | 7.216 | Solar |  |  | Interconnected | Trade Secret | Trade | LEX | LEX074 | Residential | Solar*Rewards | Trade Secret | 2025 | 2025
20263-228838-01 | Xcel Energy | 85 | 13781 | IOU | 05941840 | 4.175 | Solar |  |  | Interconnected | Trade Secret | Trade | MOL | MOL078 | Residential | Solar*Rewards | Trade Secret | 2024 | 2025
20263-228838-01 | Xcel Energy | 85 | 13781 | IOU | 03134934 | 9.94 | Solar |  |  | Interconnected | Trade Secret | Trade | WSG | WSG061 | Residential | Made in Minnesota | Trade Secret | 2016 | 2016
20263-228838-01 | Xcel Energy | 85 | 13781 | IOU | OID2600516 | 9.94 | Solar |  |  | Withdrawn | Trade Secret | Trade | WSG | WSG061 | Residential | Solar*Rewards | Trade Secret | 2016
20263-228838-01 | Xcel Energy | 85 | 13781 | IOU | 06046785 | 15 | Solar |  |  | Interconnected | Trade Secret | Trade | BYT | BYT071 | Residential |  | Trade Secret | 2025 | 2025
20263-228838-01 | Xcel Energy | 85 | 13781 | IOU | 05376944 | 3.575 | Solar |  |  | Withdrawn | Trade Secret | Trade | SOU | SOU083 | Residential |  | Trade Secret | 2023
20263-228838-01 | Xcel Energy | 85 | 13781 | IOU | 05377913 | 3.9 | Solar |  |  | Interconnected | Trade Secret | Trade | SOU | SOU083 | Residential | Solar*Rewards | Trade Secret | 2023 | 2023
20263-228838-01 | Xcel Energy | 85 | 13781 | IOU | OID2608643 | 5 | Solar |  |  | Withdrawn | Trade Secret | Trade | WYO | WYO021 | Residential | Solar*Rewards | Trade Secret | 2016
20263-228838-01 | Xcel Energy | 85 | 13781 | IOU | 03135096 | 2.7 | Solar |  |  | Interconnected | Trade Secret | Trade | HWW | HWW074 | Residential | Solar*Rewards | Trade Secret | 2016 | 2016
20263-228838-01 |  |  |  |  | OID2655312 |  | Solar |  |  | Withdrawn | Trade Secret | Trade | HWW | HWW074 | Residential | Solar*Rewards |  | 2016
20263-228838-01 | Xcel Energy | 85 | 13781 | IOU | SRO22707 | 35 | Solar |  |  | Withdrawn | Trade Secret | Trade | MPK | MPK065 | Commercial | Solar*Rewards | Trade Secret | 2012
20263-228838-01 | Xcel Energy | 85 | 13781 | IOU | SRO24132 | 35 | Solar |  |  | Withdrawn | Trade Secret | Trade | MPK | MPK065 | Commercial | Solar*Rewards | Trade Secret | 2012
20263-228838-01 | Xcel Energy | 85 | 13781 | IOU | SRO20716 | 4.9 | Solar |  |  | Withdrawn | Trade Secret | Trade | GLD | GLD021 | Residential | Solar*Rewards | Trade Secret | 2012
20263-228838-01 | Xcel Energy | 85 | 13781 | IOU | 03130898 | 2.93 | Solar |  |  | Interconnected | Trade Secret | Trade | GSL | GSL074 | Residential |  | Trade Secret | 2008 | 2009
20263-228838-01 | Xcel Energy | 85 | 13781 | IOU | 03129734 | 12 | Solar |  |  | Interconnected | Trade Secret | Trade | PIL | PIL021 | Residential | Solar*Rewards | Trade Secret | 2019 | 2019
20263-228838-01 | Xcel Energy | 85 | 13781 | IOU | OID3991647 | 9.994 | Solar |  |  | Withdrawn | Trade Secret | Trade | MTR | MTR021 | Residential | Solar*Rewards | Trade Secret | 2019
20263-228838-01 |  |  |  |  | OID4003062 |  | Solar |  |  | Withdrawn | Trade Secret | Trade | MTR | MTR021 | Residential | Solar*Rewards |  | 2019
20263-228838-01 | Xcel Energy | 85 | 13781 | IOU | 03424119 | 9.994 | Solar |  |  | Interconnected | Trade Secret | Trade | MTR | MTR021 | Residential | Solar*Rewards | Trade Secret | 2019 | 2020
20263-228838-01 | Xcel Energy | 85 | 13781 | IOU | OID2250536 | 20 | Solar |  |  | Withdrawn | Trade Secret | Trade | WAB | WAB021 | Residential | Solar*Rewards | Trade Secret | 2015
20263-228838-01 | Xcel Energy | 85 | 13781 | IOU | 03131245 | 8.4 | Solar |  |  | Interconnected | Trade Secret | Trade | WAB | WAB021 | Residential | Made in Minnesota | Trade Secret | 2016 | 2017
20263-228838-01 | Xcel Energy | 85 | 13781 | IOU | 06075783 | 8.376 | Solar |  |  | Interconnected | Trade Secret | Trade | EDA | EDA067 | Residential | Solar*Rewards | Trade Secret | 2025 | 2025
20263-228838-01 | Xcel Energy | 85 | 13781 | IOU | 03299636 | 2.74 | Solar |  |  | Interconnected | Trade Secret | Trade | SLP | SLP077 | Residential | Solar*Rewards | Trade Secret | 2019 | 2019
20263-228838-01 | Xcel Energy | 85 | 13781 | IOU | 03131373 | 9.94 | Solar |  |  | Interconnected | Trade Secret | Trade | HWW | HWW074 | Residential | Made in Minnesota | Trade Secret | 2017 | 2017
20263-228838-01 | Xcel Energy | 85 | 13781 | IOU | 03130186 | 6 | Solar |  |  | Interconnected | Trade Secret | Trade | SOU | SOU078 | Residential | Solar*Rewards | Trade Secret | 2019 | 2019
20263-228838-01 | Xcel Energy | 85 | 13781 | IOU | 03130885 | 1.6 | Solar |  |  | Interconnected | Trade Secret | Trade | HWW | HWW062 | Residential |  | Trade Secret | 2008 | 2008
20263-228838-01 | Xcel Energy | 85 | 13781 | IOU | 06050433 | 3.747 | Solar |  |  | Interconnected | Trade Secret | Trade | HWW | HWW062 | Residential |  | Trade Secret | 2025 | 2025
20263-228838-01 | Xcel Energy | 85 | 13781 | IOU | 03134334 | 7.63 | Solar |  |  | Interconnected | Trade Secret | Trade | WES | WES074 | Residential | Made in Minnesota | Trade Secret | 2015 | 2015
20263-228838-01 |  |  |  |  | 04612948 |  | Solar |  |  | Active Application | Trade Secret | Trade | OAD | OAD074 | Residential | Solar*Rewards |  | 2021
20263-228838-01 | Xcel Energy | 85 | 13781 | IOU | 05818905 | 4.555 | Solar |  |  | Interconnected | Trade Secret | Trade | SOU | SOU083 | Residential |  | Trade Secret | 2024 | 2024
20263-228838-01 | Xcel Energy | 85 | 13781 | IOU | 05367776 | 7.68 | Solar |  |  | Interconnected | Trade Secret | Trade | HUG | HUG321 | Residential | Solar*Rewards | Trade Secret | 2023 | 2023
20263-228838-01 | Xcel Energy | 85 | 13781 | IOU | 06126173 | 9.216 | Solar |  |  | Active Application | Trade Secret | Trade | IDA | IDA072 | Residential |  | Trade Secret | 2025
20263-228838-01 | Xcel Energy | 85 | 13781 | IOU | 06127407 | 4.934 | Solar |  |  | Interconnected | Trade Secret | Trade | WSG | WSG066 | Residential | Solar*Rewards | Trade Secret | 2025 | 2025
20263-228838-01 | Xcel Energy | 85 | 13781 | IOU | 05697139 | 5.355 | Solar |  |  | Interconnected | Trade Secret | Trade | PKL | PKL085 | Residential |  | Trade Secret | 2024 | 2024
20263-228838-01 | Xcel Energy | 85 | 13781 | IOU | 05227358 | 5.584 | Solar |  |  | Interconnected | Trade Secret | Trade | MPK | MPK085 | Residential |  | Trade Secret | 2022 | 2022
20263-228838-01 | Xcel Energy | 85 | 13781 | IOU | 05941981 | 7.212 | Solar |  |  | Interconnected | Trade Secret | Trade | STY | STY071 | Residential |  | Trade Secret | 2024 | 2024
20263-228838-01 | Xcel Energy | 85 | 13781 | IOU | 06132713 | 11.612 | Solar |  |  | Interconnected | Trade Secret | Trade | LEX | LEX332 | Residential | Solar*Rewards | Trade Secret | 2025 | 2025
20263-228838-01 | Xcel Energy | 85 | 13781 | IOU | 06190371 | 13.056 | Solar |  |  | Interconnected | Trade Secret | Trade | LLK | LLK061 | Residential |  | Trade Secret | 2025 | 2026
20263-228838-01 | Xcel Energy | 85 | 13781 | IOU | 05833762 | 5.235 | Solar |  |  | Interconnected | Trade Secret | Trade | SOU | SOU069 | Residential | Solar*Rewards | Trade Secret | 2024 | 2025
20263-228838-01 | Xcel Energy | 85 | 13781 | IOU | 03133967 | 6 | Solar |  |  | Interconnected | Trade Secret | Trade | RLK | RLK069 | Residential | Solar*Rewards | Trade Secret | 2014 | 2015
20263-228838-01 | Xcel Energy | 85 | 13781 | IOU | 04476717 | 7.68 | Solar |  |  | Active Application | Trade Secret | Trade | HUG | HUG311 | Residential |  | Trade Secret | 2021
20263-228838-01 | Xcel Energy | 85 | 13781 | IOU | 04887026 | 12.1 | Solar |  |  | Withdrawn | Trade Secret | Trade | KAN | KAN031 | Residential |  | Trade Secret | 2022
20263-228838-01 | Xcel Energy | 85 | 13781 | IOU | 05765655 | 14.976 | Solar |  |  | Active Application | Trade Secret | Trade | WEF | WEF071 | Residential | Solar*Rewards | Trade Secret | 2024
20263-228838-01 | Xcel Energy | 85 | 13781 | IOU | 04407163 | 9.074 | Solar |  |  | Interconnected | Trade Secret | Trade | APA | APA068 | Residential | Solar*Rewards | Trade Secret | 2021 | 2021
20263-228838-01 | Xcel Energy | 85 | 13781 | IOU | 05003418 | 8.41 | Solar |  |  | Interconnected | Trade Secret | Trade | WSG | WSG075 | Residential |  | Trade Secret | 2022 | 2022
20263-228838-01 | Xcel Energy | 85 | 13781 | IOU | 04186993 | 7.83 | Solar |  |  | Interconnected | Trade Secret | Trade | WCS | WCS064 | Residential | Solar*Rewards | Trade Secret | 2020 | 2021
20263-228838-01 | Xcel Energy | 85 | 13781 | IOU | 03135122 | 3.8 | Solar |  |  | Interconnected | Trade Secret | Trade | RIV | RIV076 | Residential | Solar*Rewards | Trade Secret | 2016 | 2017
20263-228838-01 | Xcel Energy | 85 | 13781 | IOU | 05788410 | 10.628 | Solar |  |  | Interconnected | Trade Secret | Trade | DPN | DPN061 | Residential | Solar*Rewards | Trade Secret | 2024 | 2025
20263-228838-01 | Xcel Energy | 85 | 13781 | IOU | 05735953 | 13.824 | Solar |  |  | Active Application | Trade Secret | Trade | SCA | SCA021 | Residential |  | Trade Secret | 2024
20263-228838-01 | Xcel Energy | 85 | 13781 | IOU | 05978136 | 5.76 | Solar |  |  | Withdrawn | Trade Secret | Trade | ESW | ESW081 | Residential | Solar*Rewards | Trade Secret | 2024
20263-228838-01 | Xcel Energy | 85 | 13781 | IOU | 05982587 | 5.76 | Solar |  |  | Interconnected | Trade Secret | Trade | ESW | ESW081 | Residential | Solar*Rewards | Trade Secret | 2024 | 2025
20263-228838-01 | Xcel Energy | 85 | 13781 | IOU | 04967554 | 8.725 | Solar |  |  | Interconnected | Trade Secret | Trade | RRK | RRK064 | Residential | Solar*Rewards | Trade Secret | 2022 | 2023
20263-228838-01 | Xcel Energy | 85 | 13781 | IOU | 03132927 | 6 | Solar |  |  | Interconnected | Trade Secret | Trade | HWW | HWW073 | Residential | Solar*Rewards | Trade Secret | 2018 | 2018
20263-228838-01 | Xcel Energy | 85 | 13781 | IOU | 04995048 | 4.64 | Solar |  |  | Active Application | Trade Secret | Trade | LCR | LCR311 | Residential |  | Trade Secret | 2022
20263-228838-01 | Xcel Energy | 85 | 13781 | IOU | 05275102 | 9.423 | Solar |  |  | Interconnected | Trade Secret | Trade | MPK | MPK064 | Residential |  | Trade Secret | 2022 | 2023
20263-228838-01 | Xcel Energy | 85 | 13781 | IOU | 06205833 | 7.329 | Solar |  |  | Interconnected | Trade Secret | Trade | ECK | ECK321 | Residential | Solar*Rewards | Trade Secret | 2025 | 2025
20263-228838-01 | Xcel Energy | 85 | 13781 | IOU | 05744330 | 9.75 | Solar |  |  | Interconnected | Trade Secret | Trade | ECK | ECK342 | Residential | Solar*Rewards | Trade Secret | 2024 | 2024
20263-228838-01 | Xcel Energy | 85 | 13781 | IOU | 03132482 | 9.94 | Solar |  |  | Interconnected | Trade Secret | Trade | SAV | SAV069 | Residential | Solar*Rewards | Trade Secret | 2018 | 2018
20263-228838-01 | Xcel Energy | 85 | 13781 | IOU | OID2922116 | 6 | Solar |  |  | Withdrawn | Trade Secret | Trade | WTN | WTN061 | Residential | Solar*Rewards | Trade Secret | 2017
20263-228838-01 | Xcel Energy | 85 | 13781 | IOU | 03291105 | 5.8 | Solar |  |  | Interconnected | Trade Secret | Trade | HWW | HWW062 | Residential | Solar*Rewards | Trade Secret | 2019 | 2020
20263-228838-01 | Xcel Energy | 85 | 13781 | IOU | 06082653 | 9.994 | Solar |  |  | Active Application | Trade Secret | Trade | SMT | SMT082 | Residential |  | Trade Secret | 2025
20263-228838-01 | Xcel Energy | 85 | 13781 | IOU | 03574773 | 30.4 | Solar |  |  | Active Application | Trade Secret | Trade | KEN | KEN021 | Commercial | Solar*Rewards | Trade Secret | 2020
20263-228838-01 | Xcel Energy | 85 | 13781 | IOU | 04544840 | 10.47 | Solar |  |  | Interconnected | Trade Secret | Trade | MEL | MEL075 | Residential |  | Trade Secret | 2021 | 2021
20263-228838-01 | Xcel Energy | 85 | 13781 | IOU | 04139454 | 12.48 | Solar |  |  | Interconnected | Trade Secret | Trade | MND | MND061 | Residential | Solar*Rewards | Trade Secret | 2020 | 2021
20263-228838-01 | Xcel Energy | 85 | 13781 | IOU | 06285730 | 34.6 | Solar |  |  | Active Application | Trade Secret | Trade | SCL | SCL313 | Commercial |  | Trade Secret | 2025
20263-228838-01 | Xcel Energy | 85 | 13781 | IOU | OID2704145 | 38.02 | Solar |  |  | Withdrawn | Trade Secret | Trade | SCL | SCL313 | Commercial | Made in Minnesota | Trade Secret | 2016
20263-228838-01 | Xcel Energy | 85 | 13781 | IOU | 03129890 | 5.8 | Solar |  |  | Interconnected | Trade Secret | Trade | WIN | WIN042 | Residential | Solar*Rewards | Trade Secret | 2018 | 2019
20263-228838-01 | Xcel Energy | 85 | 13781 | IOU | 05367208 | 5.04 | Solar |  |  | Interconnected | Trade Secret | Trade | REW | REW031 | Residential |  | Trade Secret | 2023 | 2023
20263-228838-01 | Xcel Energy | 85 | 13781 | IOU | 04429618 | 5.054 | Solar |  |  | Interconnected | Trade Secret | Trade | HSN | HSN322 | Residential | Solar*Rewards | Trade Secret | 2021 | 2021
20263-228838-01 | Xcel Energy | 85 | 13781 | IOU | 04106160 | 8.7 | Solar |  |  | Interconnected | Trade Secret | Trade | HUG | HUG312 | Residential | Solar*Rewards | Trade Secret | 2020 | 2021
20263-228838-01 | Xcel Energy | 85 | 13781 | IOU | 04421740 | 9.28 | Solar |  |  | Interconnected | Trade Secret | Trade | WDY | WDY322 | Residential |  | Trade Secret | 2021 | 2021
20263-228838-01 | Xcel Energy | 85 | 13781 | IOU | OID2963118 | 11.39 | Solar |  |  | Withdrawn | Trade Secret | Trade | WDY | WDY322 | Residential | Made in Minnesota | Trade Secret | 2017
20263-228838-01 | Xcel Energy | 85 | 13781 | IOU | 04794102 | 4.886 | Solar |  |  | Interconnected | Trade Secret | Trade | VKG | VKG061 | Residential | Solar*Rewards | Trade Secret | 2022 | 2022
20263-228838-01 | Xcel Energy | 85 | 13781 | IOU | 06239591 | 4.645 | Solar |  |  | Interconnected | Trade Secret | Trade | WIL | WIL097 | Residential |  | Trade Secret | 2025 | 2025
20263-228838-01 | Xcel Energy | 85 | 13781 | IOU | 05364284 | 4.64 | Solar |  |  | Interconnected | Trade Secret | Trade | WIN | WIN043 | Residential |  | Trade Secret | 2023 | 2023
20263-228838-01 | Xcel Energy | 85 | 13781 | IOU | 03135020 | 9 | Solar |  |  | Interconnected | Trade Secret | Trade | GVW | GVW023 | Residential | Made in Minnesota | Trade Secret | 2016 | 2016
20263-228838-01 | Xcel Energy | 85 | 13781 | IOU | 03137698 | 8.1 | Solar |  |  | Interconnected | Trade Secret | Trade | MPK | MPK078 | Residential | Made in Minnesota | Trade Secret | 2017 | 2017
20263-228838-01 |  |  |  |  | 04202838 |  | Solar |  |  | Active Application | Trade Secret | Trade | MPK | MPK078 | Residential | Solar*Rewards |  | 2020
20263-228838-01 | Xcel Energy | 85 | 13781 | IOU | 06086899 | 7.971 | Solar |  |  | Interconnected | Trade Secret | Trade | DPN | DPN071 | Residential | Solar*Rewards | Trade Secret | 2025 | 2025
20263-228838-01 | Xcel Energy | 85 | 13781 | IOU | 03134355 | 7 | Solar |  |  | Interconnected | Trade Secret | Trade | MOL | MOL064 | Residential | Made in Minnesota | Trade Secret | 2015 | 2015
20263-228838-01 |  |  |  |  | OID2267021 |  | Solar |  |  | Withdrawn | Trade Secret | Trade | MOL | MOL064 | Residential | Solar*Rewards |  | 2015
20263-228838-01 | Xcel Energy | 85 | 13781 | IOU | OID2267023 | 7 | Solar |  |  | Withdrawn | Trade Secret | Trade | MOL | MOL064 | Residential | Made in Minnesota | Trade Secret | 2015
20263-228838-01 | Xcel Energy | 85 | 13781 | IOU | 06322033 | 6.84 | Solar |  |  | Active Application | Trade Secret | Trade | TWL | TWL074 | Residential | Solar*Rewards | Trade Secret | 2026
20263-228838-01 | Xcel Energy | 85 | 13781 | IOU | 06073510 | 6.84 | Solar |  |  | Active Application | Trade Secret | Trade | TWL | TWL074 | Residential | Solar*Rewards | Trade Secret | 2025
20263-228838-01 | Xcel Energy | 85 | 13781 | IOU | 05834557 | 9.994 | Solar |  |  | Interconnected | Trade Secret | Trade | WIL | WIL084 | Residential |  | Trade Secret | 2024 | 2025
20263-228838-01 |  |  |  |  | OID2601429 |  | Solar |  |  | Withdrawn | Trade Secret | Trade | AHI | AHI063 | Residential | Made in Minnesota |  | 2016
20263-228838-01 |  |  |  |  | OID2601428 |  | Solar |  |  | Withdrawn | Trade Secret | Trade | AHI | AHI063 | Residential | Made in Minnesota |  | 2016
20263-228838-01 | Xcel Energy | 85 | 13781 | IOU | 03134937 | 5 | Solar |  |  | Interconnected | Trade Secret | Trade | AHI | AHI063 | Residential | Made in Minnesota | Trade Secret | 2016 | 2016
20263-228838-01 | Xcel Energy | 85 | 13781 | IOU | 06080086 | 16.04 | Solar |  |  | Withdrawn | Trade Secret | Trade | BCR | BCR083 | Residential | Solar*Rewards | Trade Secret | 2025
20263-228838-01 | Xcel Energy | 85 | 13781 | IOU | 06086055 | 16.04 | Solar |  |  | Interconnected | Trade Secret | Trade | BCR | BCR083 | Residential |  | Trade Secret | 2025 | 2025
20263-228838-01 | Xcel Energy | 85 | 13781 | IOU | 03133128 | 4.9 | Solar |  |  | Interconnected | Trade Secret | Trade | MOL | MOL068 | Residential | Solar*Rewards | Trade Secret | 2010 | 2011
20263-228838-01 | Xcel Energy | 85 | 13781 | IOU | 03131884 | 5 | Solar |  |  | Interconnected | Trade Secret | Trade | MOL | MOL068 | Residential | Made in Minnesota | Trade Secret | 2017 | 2017
20263-228838-01 | Xcel Energy | 85 | 13781 | IOU | 05478842 | 4.06 | Solar |  |  | Interconnected | Trade Secret | Trade | TWL | TWL076 | Residential |  | Trade Secret | 2023 | 2023
20263-228838-01 | Xcel Energy | 85 | 13781 | IOU | 04393280 | 7.616 | Solar |  |  | Interconnected | Trade Secret | Trade | SCL | SCL313 | Residential | Solar*Rewards | Trade Secret | 2021 | 2021
20263-228838-01 | Xcel Energy | 85 | 13781 | IOU | 03190767 | 6 | Solar |  |  | Interconnected | Trade Secret | Trade | SCL | SCL313 | Residential | Solar*Rewards | Trade Secret | 2019 | 2019
20263-228838-01 | Xcel Energy | 85 | 13781 | IOU | 03133692 | 2 | Solar |  |  | Interconnected | Trade Secret | Trade | LEX | LEX332 | Residential | Solar*Rewards | Trade Secret | 2012 | 2012
20263-228838-01 | Xcel Energy | 85 | 13781 | IOU | 06253404 | 8.125 | Solar |  |  | Interconnected | Trade Secret | Trade | SOU | SOU069 | Residential |  | Trade Secret | 2025 | 2026
20263-228838-01 | Xcel Energy | 85 | 13781 | IOU | 03132163 | 6 | Solar |  |  | Interconnected | Trade Secret | Trade | IDA | IDA073 | Residential | Made in Minnesota | Trade Secret | 2017 | 2018
20263-228838-01 | Xcel Energy | 85 | 13781 | IOU | 06234846 | 4.886 | Solar |  |  | Active Application | Trade Secret | Trade | GPH | GPH061 | Residential |  | Trade Secret | 2025
20263-228838-01 | Xcel Energy | 85 | 13781 | IOU | 03131231 | 244 | Solar |  |  | Interconnected | Trade Secret | Trade | LOK | LOK093 | Commercial |  | Trade Secret | 2016 | 2016
20263-228838-01 | Xcel Energy | 85 | 13781 | IOU | 05213536 | 8.41 | Solar |  |  | Interconnected | Trade Secret | Trade | GLK | GLK073 | Residential |  | Trade Secret | 2022 | 2022
20263-228838-01 | Xcel Energy | 85 | 13781 | IOU | 05118307 | 12.47 | Solar |  |  | Interconnected | Trade Secret | Trade | FSL | FSL311 | Residential |  | Trade Secret | 2022 | 2023
20263-228838-01 | Xcel Energy | 85 | 13781 | IOU | 05019759 | 12.47 | Solar |  |  | Active Application | Trade Secret | Trade | FSL | FSL311 | Residential |  | Trade Secret | 2022
20263-228838-01 | Xcel Energy | 85 | 13781 | IOU | 05962039 | 30 | Solar |  |  | Interconnected | Trade Secret | Trade | GLK | GLK072 | Commercial |  | Trade Secret | 2024 | 2025
20263-228838-01 | Xcel Energy | 85 | 13781 | IOU | 06041213 | 6.073 | Solar |  |  | Interconnected | Trade Secret | Trade | MPK | MPK063 | Residential |  | Trade Secret | 2025 | 2025
20263-228838-01 | Xcel Energy | 85 | 13781 | IOU | 06013440 | 4.934 | Solar |  |  | Withdrawn | Trade Secret | Trade | MPK | MPK063 | Residential | Solar*Rewards | Trade Secret | 2024
20263-228838-01 | Xcel Energy | 85 | 13781 | IOU | 05593735 | 5.67 | Solar |  |  | Interconnected | Trade Secret | Trade | ECK | ECK082 | Residential |  | Trade Secret | 2023 | 2023
20263-228838-01 | Xcel Energy | 85 | 13781 | IOU | 05954239 | 7.971 | Solar |  |  | Interconnected | Trade Secret | Trade | SCL | SCL313 | Residential | Solar*Rewards | Trade Secret | 2024 | 2025
20263-228838-01 | Xcel Energy | 85 | 13781 | IOU | 06073954 | 5.763 | Solar |  |  | Interconnected | Trade Secret | Trade | TWL | TWL069 | Residential |  | Trade Secret | 2025 | 2025
20263-228838-01 | Xcel Energy | 85 | 13781 | IOU | 06265325 | 7.6 | Solar |  |  | Active Application | Trade Secret | Trade | LAP | LAP311 | Residential |  | Trade Secret | 2025
20263-228838-01 | Xcel Energy | 85 | 13781 | IOU | 03495700 | 2.32 | Solar |  |  | Interconnected | Trade Secret | Trade | UPP | UPP085 | Residential | Solar*Rewards | Trade Secret | 2019 | 2020
20263-228838-01 | Xcel Energy | 85 | 13781 | IOU | OID3989068 | 8.41 | Solar |  |  | Interconnected | Trade Secret | Trade | WDY | WDY311 | Residential | Solar*Rewards | Trade Secret | 2019 | 2020
20263-228838-01 | Xcel Energy | 85 | 13781 | IOU | OID2907803 | 5 | Solar |  |  | Withdrawn | Trade Secret | Trade | TER | TER062 | Residential | Solar*Rewards | Trade Secret | 2017
20263-228838-01 | Xcel Energy | 85 | 13781 | IOU | 03131615 | 5.6 | Solar |  |  | Interconnected | Trade Secret | Trade | TER | TER062 | Residential | Made in Minnesota | Trade Secret | 2017 | 2017
20263-228838-01 | Xcel Energy | 85 | 13781 | IOU | OID3284698 | 19.999 | Solar |  |  | Withdrawn | Trade Secret | Trade | SMT | SMT071 | Commercial | Solar*Rewards | Trade Secret | 2018
20263-228838-01 | Xcel Energy | 85 | 13781 | IOU | OID3470355 | 39.998 | Solar |  |  | Withdrawn | Trade Secret | Trade | SMT | SMT071 | Commercial | Solar*Rewards | Trade Secret | 2018
20263-228838-01 | Xcel Energy | 85 | 13781 | IOU | 06035765 | 5.693 | Solar |  |  | Interconnected | Trade Secret | Trade | MOL | MOL069 | Residential | Solar*Rewards | Trade Secret | 2024 | 2025
20263-228838-01 | Xcel Energy | 85 | 13781 | IOU | 03133275 | 3.36 | Solar |  |  | Interconnected | Trade Secret | Trade | SIP | SIP073 | Residential | Solar*Rewards | Trade Secret | 2010 | 2010
20263-228838-01 | Xcel Energy | 85 | 13781 | IOU | 05381384 | 24.25 | Storage |  |  | Interconnected | Trade Secret | Trade | MEL | MEL078 | Residential |  | Trade Secret | 2023 | 2023
20263-228838-01 | Xcel Energy | 85 | 13781 | IOU | 03134558 | 10.8 | Solar |  |  | Interconnected | Trade Secret | Trade | MEL | MEL078 | Residential | Made in Minnesota | Trade Secret | 2015 | 2016
20263-228838-01 | Xcel Energy | 85 | 13781 | IOU | 06060660 | 11.5 | Storage |  |  | Interconnected | Trade Secret | Trade | WSG | WSG362 | Residential |  | Trade Secret | 2025 | 2025
20263-228838-01 | Xcel Energy | 85 | 13781 | IOU | 03132360 | 7.616 | Solar |  |  | Interconnected | Trade Secret | Trade | WSG | WSG362 | Residential | Solar*Rewards | Trade Secret | 2018 | 2018
20263-228838-01 | Xcel Energy | 85 | 13781 | IOU | 03739223 | 3.36 | Solar |  |  | Interconnected | Trade Secret | Trade | HWW | HWW061 | Residential | Solar*Rewards | Trade Secret | 2020 | 2020
20263-228838-01 | Xcel Energy | 85 | 13781 | IOU | 03152727 | 31.32 | Solar |  |  | Interconnected | Trade Secret | Trade | RVA | RVA061 | Commercial | Solar*Rewards | Trade Secret | 2019 | 2020
20263-228838-01 | Xcel Energy | 85 | 13781 | IOU | OID3731888 | 32.19 | Solar |  |  | Withdrawn | Trade Secret | Trade | RVA | RVA061 | Commercial | Solar*Rewards | Trade Secret | 2019
20263-228838-01 |  |  |  |  | 04726646 |  | Solar |  |  | Active Application | Trade Secret | Trade | BYT | BYT071 | Residential | Solar*Rewards |  | 2021
20263-228838-01 | Xcel Energy | 85 | 13781 | IOU | 06187458 | 4.317 | Solar |  |  | Interconnected | Trade Secret | Trade | WAK | WAK321 | Residential | Solar*Rewards | Trade Secret | 2025 | 2025
20263-228838-01 | Xcel Energy | 85 | 13781 | IOU | 04194063 | 3.36 | Solar |  |  | Interconnected | Trade Secret | Trade | TER | TER071 | Residential | Solar*Rewards | Trade Secret | 2020 | 2021
20263-228838-01 | Xcel Energy | 85 | 13781 | IOU | 05950841 | 1.74 | Solar |  |  | Interconnected | Trade Secret | Trade | HWW | HWW073 | Residential | Solar*Rewards | Trade Secret | 2024 | 2024
20263-228838-01 | Xcel Energy | 85 | 13781 | IOU | OID3389655 | 7.625 | Solar |  |  | Withdrawn | Trade Secret | Trade | SOU | SOU069 | Commercial | Solar*Rewards | Trade Secret | 2018
20263-228838-01 | Xcel Energy | 85 | 13781 | IOU | 04084539 | 5 | Solar |  |  | Interconnected | Trade Secret | Trade | SAV | SAV063 | Residential | Solar*Rewards | Trade Secret | 2020 | 2021
20263-228838-01 | Xcel Energy | 85 | 13781 | IOU | 05725043 | 3.78 | Solar |  |  | Interconnected | Trade Secret | Trade | OAD | OAD071 | Residential |  | Trade Secret | 2024 | 2024
20263-228838-01 | Xcel Energy | 85 | 13781 | IOU | OID2279397 | 20 | Solar |  |  | Withdrawn | Trade Secret | Trade | HUG | HUG321 | Commercial | Solar*Rewards | Trade Secret | 2015
20263-228838-01 | Xcel Energy | 85 | 13781 | IOU | 04165155 | 9.995 | Solar |  |  | Interconnected | Trade Secret | Trade | LAC | LAC063 | Residential |  | Trade Secret | 2020 | 2021
20263-228838-01 | Xcel Energy | 85 | 13781 | IOU | 05357429 | 5.51 | Solar |  |  | Interconnected | Trade Secret | Trade | ECK | ECK321 | Residential | Solar*Rewards | Trade Secret | 2023 | 2023
20263-228838-01 | Xcel Energy | 85 | 13781 | IOU | 05200762 | 5.51 | Solar |  |  | Withdrawn | Trade Secret | Trade | ECK | ECK321 | Residential |  | Trade Secret | 2022
20263-228838-01 |  |  |  |  | SRO16552 |  | Solar |  |  | Withdrawn | Trade Secret | Trade | WCR | WCR322 | Residential | Solar*Rewards |  | 2011
20263-228838-01 |  |  |  |  | SRO16608 |  | Solar |  |  | Withdrawn | Trade Secret | Trade | WCR | WCR322 | Residential | Solar*Rewards |  | 2011
20263-228838-01 |  |  |  |  | SRO17951 |  | Solar |  |  | Withdrawn | Trade Secret | Trade | WCR | WCR322 | Residential | Solar*Rewards |  | 2011
20263-228838-01 | Xcel Energy | 85 | 13781 | IOU | 03133364 | 1.52 | Solar |  |  | Interconnected | Trade Secret | Trade | WCR | WCR322 | Residential | Solar*Rewards | Trade Secret | 2011 | 2012
20263-228838-01 | Xcel Energy | 85 | 13781 | IOU | 06249518 | 14.976 | Solar |  |  | Active Application | Trade Secret | Trade | WWK | WWK311 | Residential |  | Trade Secret | 2025
20263-228838-01 | Xcel Energy | 85 | 13781 | IOU | 04795370 | 5.22 | Solar |  |  | Interconnected | Trade Secret | Trade | APA | APA075 | Residential | Solar*Rewards | Trade Secret | 2022 | 2022
20263-228838-01 | Xcel Energy | 85 | 13781 | IOU | 05201397 | 5.12 | Solar |  |  | Interconnected | Trade Secret | Trade | STO | STO002 | Residential |  | Trade Secret | 2022 | 2023
20263-228838-01 | Xcel Energy | 85 | 13781 | IOU | 03134705 | 11.88 | Solar |  |  | Interconnected | Trade Secret | Trade | RAM | RAM073 | Residential | Solar*Rewards | Trade Secret | 2015 | 2016
20263-228838-01 | Xcel Energy | 85 | 13781 | IOU | 06107738 | 5.248 | Solar |  |  | Interconnected | Trade Secret | Trade | TWL | TWL081 | Residential | Solar*Rewards | Trade Secret | 2025 | 2025
20263-228838-01 | Xcel Energy | 85 | 13781 | IOU | SRO29494 | 45 | Solar |  |  | Withdrawn | Trade Secret | Trade | BYT | BYT072 | Commercial | Solar*Rewards | Trade Secret | 2013
20263-228838-01 | Xcel Energy | 85 | 13781 | IOU | 06322016 | 7.329 | Solar |  |  | Active Application | Trade Secret | Trade | SLP | SLP072 | Residential | Solar*Rewards | Trade Secret | 2026
20263-228838-01 | Xcel Energy | 85 | 13781 | IOU | 05503717 | 5.933 | Solar |  |  | Interconnected | Trade Secret | Trade | TER | TER071 | Residential | Solar*Rewards | Trade Secret | 2023 | 2023
20263-228838-01 | Xcel Energy | 85 | 13781 | IOU | 05155704 | 10.24 | Solar |  |  | Interconnected | Trade Secret | Trade | DHL | DHL061 | Residential |  | Trade Secret | 2022 | 2022
20263-228838-01 | Xcel Energy | 85 | 13781 | IOU | SRO18739 | 50 | Solar |  |  | Withdrawn | Trade Secret | Trade | ESW | ESW062 | Commercial | Solar*Rewards | Trade Secret | 2011
20263-228838-01 | Xcel Energy | 85 | 13781 | IOU | SRO29858 | 45 | Solar |  |  | Withdrawn | Trade Secret | Trade | ESW | ESW062 | Commercial | Solar*Rewards | Trade Secret | 2013
20263-228838-01 | Xcel Energy | 85 | 13781 | IOU | 03134198 | 36 | Solar |  |  | Interconnected | Trade Secret | Trade | ESW | ESW062 | Commercial | Made in Minnesota | Trade Secret | 2015 | 2015
20263-228838-01 | Xcel Energy | 85 | 13781 | IOU | 05357067 | 9.725 | Solar |  | X | Interconnected | Trade Secret | Trade | ECK | ECK062 | Residential | Solar*Rewards | Trade Secret | 2023 | 2023
20263-228838-01 | Xcel Energy | 85 | 13781 | IOU | 06201762 | 9.772 | Solar |  | X | Withdrawn | Trade Secret | Trade | AFT | AFT321 | Residential | Solar*Rewards | Trade Secret | 2025
20263-228838-01 | Xcel Energy | 85 | 13781 | IOU | 05923681 | 5.052 | Solar |  |  | Interconnected | Trade Secret | Trade | HSN | HSN322 | Residential |  | Trade Secret | 2024 | 2025
20263-228838-01 | Xcel Energy | 85 | 13781 | IOU | 04341628 | 6.631 | Solar |  |  | Interconnected | Trade Secret | Trade | EDP | EDP091 | Residential | Solar*Rewards | Trade Secret | 2021 | 2021
20263-228838-01 | Xcel Energy | 85 | 13781 | IOU | 03130621 | 40 | Solar |  |  | Interconnected | Trade Secret | Trade | OAD | OAD065 | Commercial | Made in Minnesota | Trade Secret | 2016 | 2017
20263-228838-01 | Xcel Energy | 85 | 13781 | IOU | 03130007 | 3.84 | Solar |  |  | Interconnected | Trade Secret | Trade | UPP | UPP084 | Residential | Solar*Rewards | Trade Secret | 2018 | 2019
20263-228838-01 | Xcel Energy | 85 | 13781 | IOU | 06079130 | 9.869 | Solar |  |  | Withdrawn | Trade Secret | Trade | WRR | WRR075 | Residential | Solar*Rewards | Trade Secret | 2025
20263-228838-01 | Xcel Energy | 85 | 13781 | IOU | 06321958 | 7.838 | Solar |  |  | Active Application | Trade Secret | Trade | WRR | WRR075 | Residential | Solar*Rewards | Trade Secret | 2026
20263-228838-01 | Xcel Energy | 85 | 13781 | IOU | OID3582523 | 2.9 | Solar |  |  | Withdrawn | Trade Secret | Trade | TER | TER061 | Residential | Solar*Rewards | Trade Secret | 2018
20263-228838-01 |  |  |  |  | OID3601866 |  | Solar |  |  | Withdrawn | Trade Secret | Trade | TER | TER061 | Residential | Solar*Rewards |  | 2018
20263-228838-01 | Xcel Energy | 85 | 13781 | IOU | 03129967 | 2.4 | Solar |  |  | Interconnected | Trade Secret | Trade | TER | TER061 | Residential | Solar*Rewards | Trade Secret | 2018 | 2019
20263-228838-01 | Xcel Energy | 85 | 13781 | IOU | 04424370 | 6.96 | Solar |  |  | Interconnected | Trade Secret | Trade | CHE | CHE076 | Residential | Solar*Rewards | Trade Secret | 2021 | 2021
20263-228838-01 | Xcel Energy | 85 | 13781 | IOU | 05006845 | 8.027 | Solar |  |  | Withdrawn | Trade Secret | Trade | MPK | MPK085 | Residential |  | Trade Secret | 2022
20263-228838-01 | Xcel Energy | 85 | 13781 | IOU | 04493112 | 7.616 | Solar |  |  | Active Application | Trade Secret | Trade | MPK | MPK085 | Residential | Solar*Rewards | Trade Secret | 2021
20263-228838-01 | Xcel Energy | 85 | 13781 | IOU | 04509050 | 7.616 | Solar |  |  | Interconnected | Trade Secret | Trade | MPK | MPK085 | Residential |  | Trade Secret | 2021 | 2022
20263-228838-01 | Xcel Energy | 85 | 13781 | IOU | 06260474 | 5.314 | Solar |  |  | Active Application | Trade Secret | Trade | WIL | WIL084 | Residential |  | Trade Secret | 2025
20263-228838-01 | Xcel Energy | 85 | 13781 | IOU | 03133449 | 2 | Solar |  |  | Interconnected | Trade Secret | Trade | ALD | ALD082 | Residential | Solar*Rewards | Trade Secret | 2011 | 2011
20263-228838-01 | Xcel Energy | 85 | 13781 | IOU | OID3340804 | 19.99 | Solar |  |  | Withdrawn | Trade Secret | Trade | WSG | WSG065 | Residential | Solar*Rewards | Trade Secret | 2018
20263-228838-01 | Xcel Energy | 85 | 13781 | IOU | 03129867 | 8.64 | Solar |  |  | Interconnected | Trade Secret | Trade | WIL | WIL061 | Residential | Solar*Rewards | Trade Secret | 2018 | 2019
20263-228838-01 | Xcel Energy | 85 | 13781 | IOU | 03134413 | 5 | Solar |  |  | Interconnected | Trade Secret | Trade | SOU | SOU063 | Residential | Made in Minnesota | Trade Secret | 2015 | 2015
20263-228838-01 | Xcel Energy | 85 | 13781 | IOU | 06124012 | 4.608 | Solar |  |  | Interconnected | Trade Secret | Trade | SOU | SOU063 | Residential | Solar*Rewards | Trade Secret | 2025 | 2025
20263-228838-01 | Xcel Energy | 85 | 13781 | IOU | OID3471951 | 39.998 | Solar |  |  | Withdrawn | Trade Secret | Trade | RAM | RAM073 | Commercial | Solar*Rewards | Trade Secret | 2018
20263-228838-01 | Xcel Energy | 85 | 13781 | IOU | 03132871 | 7.616 | Solar |  |  | Interconnected | Trade Secret | Trade | SIP | SIP071 | Residential | Solar*Rewards | Trade Secret | 2018 | 2019
20263-228838-01 | Xcel Energy | 85 | 13781 | IOU | 03133735 | 45 | Solar |  |  | Interconnected | Trade Secret | Trade | WES | WES062 | Commercial | Solar*Rewards | Trade Secret | 2013 | 2013
20263-228838-01 | Xcel Energy | 85 | 13781 | IOU | SRO19713 | 45 | Solar |  |  | Withdrawn | Trade Secret | Trade | WES | WES062 | Commercial | Solar*Rewards | Trade Secret | 2012
20263-228838-01 | Xcel Energy | 85 | 13781 | IOU | 06227096 | 6.631 | Solar |  |  | Interconnected | Trade Secret | Trade | CEL | CEL066 | Residential |  | Trade Secret | 2025 | 2025
20263-228838-01 | Xcel Energy | 85 | 13781 | IOU | 05947803 | 6.98 | Solar |  |  | Interconnected | Trade Secret | Trade | LAC | LAC063 | Residential | Solar*Rewards | Trade Secret | 2024 | 2024
20263-228838-01 |  |  |  |  | 05947580 |  | Solar |  |  | Withdrawn | Trade Secret | Trade | LAC | LAC063 | Residential | Solar*Rewards |  | 2024
20263-228838-01 | Xcel Energy | 85 | 13781 | IOU | 03130412 | 3.77 | Solar |  |  | Interconnected | Trade Secret | Trade | SLP | SLP081 | Residential | Solar*Rewards | Trade Secret | 2018 | 2019
20263-228838-01 | Xcel Energy | 85 | 13781 | IOU | 03509662 | 6 | Solar |  |  | Interconnected | Trade Secret | Trade | VMR | VMR062 | Residential | Solar*Rewards | Trade Secret | 2019 | 2020
20263-228838-01 | Xcel Energy | 85 | 13781 | IOU | OID4028028 | 6 | Solar |  |  | Withdrawn | Trade Secret | Trade | VMR | VMR062 | Residential | Solar*Rewards | Trade Secret | 2019
20263-228838-01 | Xcel Energy | 85 | 13781 | IOU | 05990345 | 5.052 | Solar |  |  | Interconnected | Trade Secret | Trade | SAV | SAV069 | Residential | Solar*Rewards | Trade Secret | 2024 | 2025
20263-228838-01 | Xcel Energy | 85 | 13781 | IOU | 05024833 | 3.48 | Solar |  |  | Interconnected | Trade Secret | Trade | HWW | HWW062 | Residential |  | Trade Secret | 2022 | 2022
20263-228838-01 | Xcel Energy | 85 | 13781 | IOU | 05384183 | 49.692 | Solar |  |  | Interconnected | Trade Secret | Trade | RAM | RAM072 | Commercial |  | Trade Secret | 2023 | 2023
20263-228838-01 | Xcel Energy | 85 | 13781 | IOU | OID2349811 | 20 | Solar |  |  | Withdrawn | Trade Secret | Trade | RAM | RAM072 | Commercial | Solar*Rewards | Trade Secret | 2015
20263-228838-01 | Xcel Energy | 85 | 13781 | IOU | 03133971 | 5.76 | Solar |  |  | Interconnected | Trade Secret | Trade | OAD | OAD071 | Residential | Solar*Rewards | Trade Secret | 2014 | 2015
20263-228838-01 | Xcel Energy | 85 | 13781 | IOU | 06154465 | 6.912 | Solar |  |  | Interconnected | Trade Secret | Trade | REW | REW033 | Residential |  | Trade Secret | 2025 | 2025
20263-228838-01 | Xcel Energy | 85 | 13781 | IOU | 06233772 | 6.56 | Solar |  |  | Interconnected | Trade Secret | Trade | STY | STY072 | Residential |  | Trade Secret | 2025 | 2026
20263-228838-01 | Xcel Energy | 85 | 13781 | IOU | 05187301 | 12.913 | Solar |  |  | Interconnected | Trade Secret | Trade | ECK | ECK342 | Residential |  | Trade Secret | 2022 | 2022
20263-228838-01 | Xcel Energy | 85 | 13781 | IOU | 05706957 | 2.52 | Solar |  |  | Interconnected | Trade Secret | Trade | WIN | WIN033 | Residential |  | Trade Secret | 2024 | 2024
20263-228838-01 | Xcel Energy | 85 | 13781 | IOU | 03133003 | 7.616 | Solar |  |  | Interconnected | Trade Secret | Trade | SOU | SOU079 | Residential | Solar*Rewards | Trade Secret | 2018 | 2019
20263-228838-01 | Xcel Energy | 85 | 13781 | IOU | 05830590 | 34.6 | Solar |  |  | Interconnected | Trade Secret | Trade | ALD | ALD076 | Commercial | Solar*Rewards | Trade Secret | 2024 | 2025
20263-228838-01 | Xcel Energy | 85 | 13781 | IOU | 06007524 | 6.282 | Solar |  |  | Interconnected | Trade Secret | Trade | ALD | ALD084 | Residential | Solar*Rewards | Trade Secret | 2024 | 2025
20263-228838-01 |  |  |  |  | OID2023030 |  | Solar |  |  | Withdrawn | Trade Secret | Trade | JOR | JOR022 | Residential | Solar*Rewards |  | 2014
20263-228838-01 | Xcel Energy | 85 | 13781 | IOU | OID2278842 | 5 | Solar |  |  | Interconnected | Trade Secret | Trade | JOR | JOR022 | Residential | Made in Minnesota | Trade Secret | 2015 | 2015
20263-228838-01 | Xcel Energy | 85 | 13781 | IOU | OID2088145 | 5 | Solar |  |  | Withdrawn | Trade Secret | Trade | JOR | JOR022 | Residential | Solar*Rewards | Trade Secret | 2014
20263-228838-01 | Xcel Energy | 85 | 13781 | IOU | 04909556 | 3.48 | Solar |  |  | Interconnected | Trade Secret | Trade | HWW | HWW074 | Residential | Solar*Rewards | Trade Secret | 2022 | 2022
20263-228838-01 | Xcel Energy | 85 | 13781 | IOU | 03318729 | 3.747 | Solar |  |  | Interconnected | Trade Secret | Trade | MEL | MEL087 | Residential | Solar*Rewards | Trade Secret | 2019 | 2020
20263-228838-01 | Xcel Energy | 85 | 13781 | IOU | 04845827 | 8.376 | Solar |  |  | Interconnected | Trade Secret | Trade | BRP | BRP063 | Residential | Solar*Rewards | Trade Secret | 2022 | 2022
20263-228838-01 | Xcel Energy | 85 | 13781 | IOU | 06275504 | 14.592 | Solar |  |  | Active Application | Trade Secret | Trade | WIL | WIL082 | Residential |  | Trade Secret | 2026
20263-228838-01 | Xcel Energy | 85 | 13781 | IOU | OID3328665 | 19.999 | Solar |  |  | Withdrawn | Trade Secret | Trade | WIL | WIL062 | Commercial | Solar*Rewards | Trade Secret | 2018
20263-228838-01 | Xcel Energy | 85 | 13781 | IOU | 03131907 | 15.26 | Solar |  |  | Interconnected | Trade Secret | Trade | FAB | FAB063 | Residential | Solar*Rewards | Trade Secret | 2017 | 2017
20263-228838-01 | Xcel Energy | 85 | 13781 | IOU | OID3284845 | 7.63 | Solar |  |  | Withdrawn | Trade Secret | Trade | ECK | ECK321 | Residential | Solar*Rewards | Trade Secret | 2018
20263-228838-01 | Xcel Energy | 85 | 13781 | IOU | 03132501 | 7.63 | Solar |  |  | Interconnected | Trade Secret | Trade | ECK | ECK321 | Residential | Solar*Rewards | Trade Secret | 2018 | 2018
20263-228838-01 | Xcel Energy | 85 | 13781 | IOU | 03132856 | 7.616 | Solar |  |  | Interconnected | Trade Secret | Trade | MOL | MOL063 | Residential | Solar*Rewards | Trade Secret | 2018 | 2018
20263-228838-01 | Xcel Energy | 85 | 13781 | IOU | 03134449 | 7.5 | Solar |  |  | Interconnected | Trade Secret | Trade | PIP | PIP061 | Residential | Made in Minnesota | Trade Secret | 2015 | 2016
20263-228838-01 | Xcel Energy | 85 | 13781 | IOU | 03134005 | 5.4 | Solar |  |  | Interconnected | Trade Secret | Trade | SOU | SOU087 | Residential | Solar*Rewards | Trade Secret | 2014 | 2014
20263-228838-01 | Xcel Energy | 85 | 13781 | IOU | 06144042 | 4.555 | Solar |  |  | Interconnected | Trade Secret | Trade | DBL | DBL060 | Residential |  | Trade Secret | 2025 | 2025
20263-228838-01 | Xcel Energy | 85 | 13781 | IOU | 06013845 | 3.9 | Solar |  |  | Withdrawn | Trade Secret | Trade | DBL | DBL060 | Residential |  | Trade Secret | 2024
20263-228838-01 | Xcel Energy | 85 | 13781 | IOU | 03129853 | 6.96 | Solar |  |  | Interconnected | Trade Secret | Trade | EBL | EBL084 | Residential | Solar*Rewards | Trade Secret | 2018 | 2020
20263-228838-01 | Xcel Energy | 85 | 13781 | IOU | 03134625 | 34.17 | Solar |  |  | Interconnected | Trade Secret | Trade | WYO | WYO031 | Commercial | Made in Minnesota | Trade Secret | 2015 | 2016
20263-228838-01 | Xcel Energy | 85 | 13781 | IOU | 03630574 | 34.982 | Solar |  |  | Active Application | Trade Secret | Trade | HWW | HWW071 | Commercial | Solar*Rewards | Trade Secret | 2020
20263-228838-01 | Xcel Energy | 85 | 13781 | IOU | 06211376 | 11.517 | Solar |  |  | Interconnected | Trade Secret | Trade | GSL | GSL079 | Residential |  | Trade Secret | 2025 | 2025
20263-228838-01 | Xcel Energy | 85 | 13781 | IOU | 05332379 | 16.054 | Solar |  |  | Interconnected | Trade Secret | Trade | CRL | CRL065 | Residential |  | Trade Secret | 2022 | 2023
20263-228838-01 | Xcel Energy | 85 | 13781 | IOU | 05215682 | 4.48 | Solar |  |  | Interconnected | Trade Secret | Trade | CTR | CTR021 | Residential |  | Trade Secret | 2022 | 2023
20263-228838-01 | Xcel Energy | 85 | 13781 | IOU | 06220163 | 3.484 | Solar |  |  | Interconnected | Trade Secret | Trade | KOL | KOL065 | Residential |  | Trade Secret | 2025 | 2025
20263-228838-01 | Xcel Energy | 85 | 13781 | IOU | 04493313 | 9.994 | Solar |  |  | Active Application | Trade Secret | Trade | SOU | SOU061 | Residential | Solar*Rewards | Trade Secret | 2021
20263-228838-01 | Xcel Energy | 85 | 13781 | IOU | 04508290 | 9.994 | Solar |  |  | Interconnected | Trade Secret | Trade | SOU | SOU061 | Residential |  | Trade Secret | 2021 | 2021
20263-228838-01 | Xcel Energy | 85 | 13781 | IOU | 03131848 | 3 | Solar |  |  | Interconnected | Trade Secret | Trade | MDT | MDT061 | Residential | Made in Minnesota | Trade Secret | 2017 | 2017
20263-228838-01 | Xcel Energy | 85 | 13781 | IOU | 04793595 | 9.994 | Solar |  |  | Interconnected | Trade Secret | Trade | DHL | DHL061 | Residential | Solar*Rewards | Trade Secret | 2022 | 2022
20263-228838-01 | Xcel Energy | 85 | 13781 | IOU | 03131085 | 55 | Other |  |  | Interconnected | Trade Secret | Trade | WIL | WIL076 | Residential |  | Trade Secret | 2011 | 2011
20263-228838-01 | Xcel Energy | 85 | 13781 | IOU | 06204889 | 23 | Solar |  | X | Active Application | Trade Secret | Trade | RAM | RAM062 | Residential |  | Trade Secret | 2025
20263-228838-01 | Xcel Energy | 85 | 13781 | IOU | 06281578 | 18.816 | Solar |  |  | Active Application | Trade Secret | Trade | AHI | AHI022 | Residential |  | Trade Secret | 2025
20263-228838-01 | Xcel Energy | 85 | 13781 | IOU | 05225285 | 3.48 | Solar |  |  | Interconnected | Trade Secret | Trade | SOU | SOU087 | Residential |  | Trade Secret | 2022 | 2022
20263-228838-01 | Xcel Energy | 85 | 13781 | IOU | 05246263 | 6.046 | Solar |  |  | Interconnected | Trade Secret | Trade | LLK | LLK072 | Residential |  | Trade Secret | 2022 | 2023
20263-228838-01 | Xcel Energy | 85 | 13781 | IOU | 05820522 | 3.9 | Solar |  |  | Active Application | Trade Secret | Trade | ALD | ALD095 | Residential | Solar*Rewards | Trade Secret | 2024
20263-228838-01 | Xcel Energy | 85 | 13781 | IOU | 06322124 | 3.84 | Solar |  |  | Active Application | Trade Secret | Trade | ALD | ALD095 | Residential | Solar*Rewards | Trade Secret | 2026
20263-228838-01 | Xcel Energy | 85 | 13781 | IOU | 06018497 | 20.876 | Solar |  | X | Interconnected | Trade Secret | Trade | AFT | AFT314 | Residential | Solar*Rewards | Trade Secret | 2024 | 2025
20263-228838-01 |  |  |  |  | OID2019235 |  | Solar |  |  | Withdrawn | Trade Secret | Trade | DBL | DBL067 | Commercial | Solar*Rewards |  | 2014
20263-228838-01 | Xcel Energy | 85 | 13781 | IOU | 05393681 | 133.984 | Solar |  |  | Withdrawn | Trade Secret | Trade | DBL | DBL067 | Commercial |  | Trade Secret | 2023
20263-228838-01 | Xcel Energy | 85 | 13781 | IOU | 04824991 | 9.425 | Solar |  |  | Interconnected | Trade Secret | Trade | AFT | AFT322 | Residential | Solar*Rewards | Trade Secret | 2022 | 2023
20263-228838-01 | Xcel Energy | 85 | 13781 | IOU | 05356871 | 6.282 | Solar |  |  | Interconnected | Trade Secret | Trade | SLP | SLP077 | Residential | Solar*Rewards | Trade Secret | 2023 | 2023
20263-228838-01 | Xcel Energy | 85 | 13781 | IOU | 03294784 | 7.54 | Solar |  |  | Interconnected | Trade Secret | Trade | MPK | MPK071 | Residential | Solar*Rewards | Trade Secret | 2019 | 2019
20263-228838-01 | Xcel Energy | 85 | 13781 | IOU | 04002191 | 3.84 | Solar |  |  | Interconnected | Trade Secret | Trade | KOL | KOL074 | Residential |  | Trade Secret | 2020 | 2021
20263-228838-01 | Xcel Energy | 85 | 13781 | IOU | 03779255 | 7.672 | Solar |  |  | Interconnected | Trade Secret | Trade | EDA | EDA089 | Residential | Solar*Rewards | Trade Secret | 2020 | 2020
20263-228838-01 | Xcel Energy | 85 | 13781 | IOU | 05228585 | 11.31 | Solar |  |  | Interconnected | Trade Secret | Trade | AHI | AHI022 | Residential |  | Trade Secret | 2022 | 2023
20263-228838-01 | Xcel Energy | 85 | 13781 | IOU | OID3705932 | 39.998 | Solar |  |  | Withdrawn | Trade Secret | Trade | TWL | TWL081 | Commercial | Solar*Rewards | Trade Secret | 2019
20263-228838-01 | Xcel Energy | 85 | 13781 | IOU | OID3851226 | 39.998 | Solar |  |  | Withdrawn | Trade Secret | Trade | TWL | TWL081 | Commercial | Solar*Rewards | Trade Secret | 2019
20263-228838-01 | Xcel Energy | 85 | 13781 | IOU | 03159160 | 39.998 | Solar |  |  | Interconnected | Trade Secret | Trade | TWL | TWL081 | Commercial | Solar*Rewards | Trade Secret | 2019 | 2020
20263-228838-01 | Xcel Energy | 85 | 13781 | IOU | 05212068 | 4.48 | Solar |  |  | Interconnected | Trade Secret | Trade | CTR | CTR021 | Residential |  | Trade Secret | 2022 | 2022
20263-228838-01 | Xcel Energy | 85 | 13781 | IOU | 04446070 | 7.25 | Solar |  |  | Active Application | Trade Secret | Trade | WDY | WDY311 | Residential | Solar*Rewards | Trade Secret | 2021
20263-228838-01 | Xcel Energy | 85 | 13781 | IOU | 04793877 | 6.96 | Solar |  |  | Interconnected | Trade Secret | Trade | WDY | WDY311 | Residential | Solar*Rewards | Trade Secret | 2022 | 2022
20263-228838-01 | Xcel Energy | 85 | 13781 | IOU | 05358831 | 9.772 | Solar |  | X | Interconnected | Trade Secret | Trade | APA | APA068 | Residential | Solar*Rewards | Trade Secret | 2023 | 2023
20263-228838-01 | Xcel Energy | 85 | 13781 | IOU | 06260864 | 6.98 | Solar |  | X | Active Application | Trade Secret | Trade | DHL | DHL061 | Residential |  | Trade Secret | 2025
20263-228838-01 | Xcel Energy | 85 | 13781 | IOU | 03134736 | 10.01 | Solar |  |  | Interconnected | Trade Secret | Trade | OPK | OPK073 | Residential | Solar*Rewards | Trade Secret | 2015 | 2016
20263-228838-01 | Xcel Energy | 85 | 13781 | IOU | 05330421 | 5.22 | Solar |  |  | Interconnected | Trade Secret | Trade | AFT | AFT321 | Residential |  | Trade Secret | 2022 | 2023
20263-228838-01 | Xcel Energy | 85 | 13781 | IOU | 04193164 | 6 | Solar |  |  | Interconnected | Trade Secret | Trade | SOU | SOU077 | Residential |  | Trade Secret | 2021 | 2021
20263-228838-01 | Xcel Energy | 85 | 13781 | IOU | 05589030 | 5.76 | Solar |  |  | Interconnected | Trade Secret | Trade | WCS | WCS072 | Residential |  | Trade Secret | 2023 | 2024
20263-228838-01 | Xcel Energy | 85 | 13781 | IOU | 05288926 | 9.6 | Solar |  |  | Withdrawn | Trade Secret | Trade | CGR | CGR064 | Residential |  | Trade Secret | 2022
20263-228838-01 | Xcel Energy | 85 | 13781 | IOU | 05795316 | 4.645 | Solar |  |  | Interconnected | Trade Secret | Trade | DHL | DHL061 | Residential |  | Trade Secret | 2024 | 2024
20263-228838-01 |  |  |  |  | 06027013 |  |  |  |  | Active Application | Trade Secret | Trade | EDA | EDA066 | Residential |  |  | 2024
20263-228838-01 | Xcel Energy | 85 | 13781 | IOU | 03525806 | 39.998 | Solar |  |  | Active Application | Trade Secret | Trade | TWL | TWL074 | Commercial | Solar*Rewards | Trade Secret | 2020
20263-228838-01 |  |  |  |  | 04981200 |  |  |  |  | Active Application | Trade Secret | Trade | SLP | SLP076 | Residential |  |  | 2022
20263-228838-01 | Xcel Energy | 85 | 13781 | IOU | 03131920 | 6 | Solar |  |  | Interconnected | Trade Secret | Trade | WIL | WIL098 | Residential | Solar*Rewards | Trade Secret | 2017 | 2017
20263-228838-01 | Xcel Energy | 85 | 13781 | IOU | SRO29892 | 5.3 | Solar |  |  | Withdrawn | Trade Secret | Trade | GNL | GNL062 | Residential | Solar*Rewards | Trade Secret | 2013
20263-228838-01 | Xcel Energy | 85 | 13781 | IOU | SRO26811 | 5.3 | Solar |  |  | Withdrawn | Trade Secret | Trade | GNL | GNL062 | Residential | Solar*Rewards | Trade Secret | 2012
20263-228838-01 | Xcel Energy | 85 | 13781 | IOU | OID3916017 | 3.48 | Solar |  |  | Withdrawn | Trade Secret | Trade | IDA | IDA062 | Residential | Solar*Rewards | Trade Secret | 2019
20263-228838-01 | Xcel Energy | 85 | 13781 | IOU | 05421131 | 9.6 | Solar |  |  | Interconnected | Trade Secret | Trade | EKO | EKO021 | Residential | Solar*Rewards | Trade Secret | 2023 | 2023
20263-228838-01 | Xcel Energy | 85 | 13781 | IOU | 06260755 | 5.584 | Solar |  |  | Active Application | Trade Secret | Trade | SOU | SOU072 | Residential |  | Trade Secret | 2025
20263-228838-01 | Xcel Energy | 85 | 13781 | IOU | 05158536 | 9.772 | Solar |  |  | Interconnected | Trade Secret | Trade | RAM | RAM077 | Residential |  | Trade Secret | 2022 | 2022
20263-228838-01 | Xcel Energy | 85 | 13781 | IOU | 04451025 | 7.616 | Solar |  | X | Active Application | Trade Secret | Trade | ECK | ECK062 | Residential |  | Trade Secret | 2021
20263-228838-01 | Xcel Energy | 85 | 13781 | IOU | 04440744 | 18 | Solar |  |  | Active Application | Trade Secret | Trade | TWL | TWL063 | Residential | Solar*Rewards | Trade Secret | 2021
20263-228838-01 | Xcel Energy | 85 | 13781 | IOU | 06008775 | 7.8 | Solar |  |  | Interconnected | Trade Secret | Trade | OAD | OAD075 | Residential |  | Trade Secret | 2024 | 2025
20263-228838-01 | Xcel Energy | 85 | 13781 | IOU | 03810786 | 6.67 | Solar |  |  | Interconnected | Trade Secret | Trade | WIL | WIL085 | Residential | Solar*Rewards | Trade Secret | 2020 | 2020
20263-228838-01 | Xcel Energy | 85 | 13781 | IOU | 04851187 | 75 | Solar |  |  | Interconnected | Trade Secret | Trade | SLP | SLP096 | Commercial |  | Trade Secret | 2022 | 2023
20263-228838-01 | Xcel Energy | 85 | 13781 | IOU | 04851005 | 0.48 | Solar |  |  | Active Application | Trade Secret | Trade | SLP | SLP096 | Commercial |  | Trade Secret | 2022
20263-228838-01 | Xcel Energy | 85 | 13781 | IOU | 03129986 | 150.216 | Solar |  |  | Interconnected | Trade Secret | Trade | SLP | SLP096 | Commercial |  | Trade Secret | 2018 | 2019
20263-228838-01 | Xcel Energy | 85 | 13781 | IOU | 03132870 | 3.48 | Solar |  |  | Interconnected | Trade Secret | Trade | MPK | MPK064 | Residential | Solar*Rewards | Trade Secret | 2018 | 2019
20263-228838-01 | Xcel Energy | 85 | 13781 | IOU | 05543486 | 9.6 | Solar |  |  | Interconnected | Trade Secret | Trade | ECK | ECK062 | Residential | Solar*Rewards | Trade Secret | 2023 | 2023
20263-228838-01 | Xcel Energy | 85 | 13781 | IOU | 06246227 | 5.76 | Solar |  |  | Active Application | Trade Secret | Trade | SOU | SOU069 | Residential |  | Trade Secret | 2025
20263-228838-01 | Xcel Energy | 85 | 13781 | IOU | 05959592 | 13.664 | Solar |  |  | Interconnected | Trade Secret | Trade | LOK | LOK093 | Residential | Solar*Rewards | Trade Secret | 2024 | 2024
20263-228838-01 | Xcel Energy | 85 | 13781 | IOU | 03131244 | 9.995 | Solar |  |  | Interconnected | Trade Secret | Trade | TER | TER081 | Commercial | Made in Minnesota | Trade Secret | 2016 | 2017
20263-228838-01 | Xcel Energy | 85 | 13781 | IOU | 06241888 | 7.6 | Solar |  |  | Interconnected | Trade Secret | Trade | BLC | BLC061 | Residential |  | Trade Secret | 2025 | 2025
20263-228838-01 | Xcel Energy | 85 | 13781 | IOU | 04796022 | 99.9 | Solar |  |  | Withdrawn | Trade Secret | Trade | FRM | FRM071 | Commercial |  | Trade Secret | 2022
20263-228838-01 | Xcel Energy | 85 | 13781 | IOU | 06061801 | 15.14 | Solar |  |  | Active Application | Trade Secret | Trade | KAN | KAN021 | Residential |  | Trade Secret | 2025
20263-228838-01 | Xcel Energy | 85 | 13781 | IOU | 03131286 | 5 | Solar |  |  | Interconnected | Trade Secret | Trade | ALD | ALD076 | Residential | Solar*Rewards | Trade Secret | 2016 | 2017
20263-228838-01 | Xcel Energy | 85 | 13781 | IOU | 05368936 | 9.074 | Solar |  |  | Interconnected | Trade Secret | Trade | RPO | RPO311 | Residential |  | Trade Secret | 2023 | 2023
20263-228838-01 | Xcel Energy | 85 | 13781 | IOU | 05721408 | 4.592 | Solar |  |  | Interconnected | Trade Secret | Trade | CHE | CHE076 | Residential | Solar*Rewards | Trade Secret | 2024 | 2024
20263-228838-01 | Xcel Energy | 85 | 13781 | IOU | 05221296 | 5.12 | Solar |  |  | Interconnected | Trade Secret | Trade | OSS | OSS063 | Residential |  | Trade Secret | 2022 | 2023
20263-228838-01 | Xcel Energy | 85 | 13781 | IOU | 03131856 | 3.78 | Solar |  |  | Interconnected | Trade Secret | Trade | OAD | OAD063 | Residential | Made in Minnesota | Trade Secret | 2017 | 2018
20263-228838-01 | Xcel Energy | 85 | 13781 | IOU | 05936723 | 7.616 | Solar |  |  | Active Application | Trade Secret | Trade | HSN | HSN321 | Residential |  | Trade Secret | 2024
20263-228838-01 | Xcel Energy | 85 | 13781 | IOU | 03133556 | 9.1 | Solar |  |  | Interconnected | Trade Secret | Trade | TLK | TLK077 | Residential | Solar*Rewards | Trade Secret | 2011 | 2012
20263-228838-01 | Xcel Energy | 85 | 13781 | IOU | 05186853 | 40 | Solar |  |  | Interconnected | Trade Secret | Trade | SLP | SLP322 | Commercial |  | Trade Secret | 2022 | 2024
20263-228838-01 | Xcel Energy | 85 | 13781 | IOU | 05728887 | 14.592 | Solar |  |  | Interconnected | Trade Secret | Trade | ECK | ECK342 | Residential | Solar*Rewards | Trade Secret | 2024 | 2024
20263-228838-01 | Xcel Energy | 85 | 13781 | IOU | 05598013 | 14.592 | Solar |  |  | Withdrawn | Trade Secret | Trade | ECK | ECK342 | Residential | Solar*Rewards | Trade Secret | 2023
20263-228838-01 | Xcel Energy | 85 | 13781 | IOU | 03131092 | 42 | Natural Gas |  |  | Interconnected | Trade Secret | Trade | ALD | ALD092 | Commercial |  | Trade Secret | 2011 | 2011
20263-228838-01 | Xcel Energy | 85 | 13781 | IOU | 04543057 | 9.28 | Solar |  |  | Active Application | Trade Secret | Trade | CHI | CHI311 | Residential |  | Trade Secret | 2021
20263-228838-01 | Xcel Energy | 85 | 13781 | IOU | 03859270 | 6.24 | Solar |  |  | Interconnected | Trade Secret | Trade | TER | TER081 | Residential | Solar*Rewards | Trade Secret | 2020 | 2021
20263-228838-01 | Xcel Energy | 85 | 13781 | IOU | 05023793 | 5.8 | Solar |  |  | Interconnected | Trade Secret | Trade | MEL | MEL081 | Residential |  | Trade Secret | 2022 | 2023
20263-228838-01 | Xcel Energy | 85 | 13781 | IOU | 04787537 | 8.12 | Solar |  |  | Interconnected | Trade Secret | Trade | LSP | LSP022 | Residential |  | Trade Secret | 2022 | 2022
20263-228838-01 | Xcel Energy | 85 | 13781 | IOU | 04509724 | 5 | Storage |  |  | Interconnected | Trade Secret | Trade | WYO | WYO021 | Residential |  | Trade Secret | 2021 | 2021
20263-228838-01 | Xcel Energy | 85 | 13781 | IOU | 03827617 | 8.4 | Solar |  | X | Interconnected | Trade Secret | Trade | WYO | WYO021 | Residential | Solar*Rewards | Trade Secret | 2020 | 2020
20263-228838-01 | Xcel Energy | 85 | 13781 | IOU | 06004346 | 6.98 | Solar |  |  | Interconnected | Trade Secret | Trade | ALD | ALD085 | Residential | Solar*Rewards | Trade Secret | 2024 | 2025
20263-228838-01 | Xcel Energy | 85 | 13781 | IOU | OID2806737 | 78.3 | Solar |  |  | Interconnected | Trade Secret | Trade | WYO | WYO031 | Commercial |  | Trade Secret | 2015 | 2015
20263-228838-01 | Xcel Energy | 85 | 13781 | IOU | 03131805 | 9.94 | Solar |  |  | Interconnected | Trade Secret | Trade | KAN | KAN021 | Residential | Made in Minnesota | Trade Secret | 2017 | 2017
20263-228838-01 | Xcel Energy | 85 | 13781 | IOU | 05990454 | 5.052 | Solar |  |  | Active Application | Trade Secret | Trade | SIP | SIP072 | Residential | Solar*Rewards | Trade Secret | 2025
20263-228838-01 | Xcel Energy | 85 | 13781 | IOU | 03132506 | 12 | Solar |  |  | Interconnected | Trade Secret | Trade | STY | STY072 | Commercial | Solar*Rewards | Trade Secret | 2018 | 2019
20263-228838-01 | Xcel Energy | 85 | 13781 | IOU | 03130111 | 7.616 | Solar |  |  | Interconnected | Trade Secret | Trade | SOU | SOU063 | Residential | Solar*Rewards | Trade Secret | 2018 | 2019
20263-228838-01 | Xcel Energy | 85 | 13781 | IOU | 03131916 | 9.94 | Solar |  |  | Interconnected | Trade Secret | Trade | HWW | HWW062 | Residential | Solar*Rewards | Trade Secret | 2017 | 2017
20263-228838-01 | Xcel Energy | 85 | 13781 | IOU | 05803664 | 6.453 | Solar |  |  | Active Application | Trade Secret | Trade | NOF | NOF071 | Residential | Solar*Rewards | Trade Secret | 2024
20263-228838-01 | Xcel Energy | 85 | 13781 | IOU | 05936650 | 3.84 | Solar |  |  | Interconnected | Trade Secret | Trade | FSL | FSL312 | Residential | Solar*Rewards | Trade Secret | 2024 | 2024
20263-228838-01 | Xcel Energy | 85 | 13781 | IOU | 03131103 | 250 | Other |  |  | Interconnected | Trade Secret | Trade | TLK | TLK067 | Commercial |  | Trade Secret | 2012 | 2012
20263-228838-01 | Xcel Energy | 85 | 13781 | IOU | 03131213 | 9 | Solar |  |  | Interconnected | Trade Secret | Trade | YLM | YLM212 | Residential | Solar*Rewards | Trade Secret | 2015 | 2017
20263-228838-01 | Xcel Energy | 85 | 13781 | IOU | 06218177 | 13.664 | Solar |  |  | Interconnected | Trade Secret | Trade | SOU | SOU065 | Residential |  | Trade Secret | 2025 | 2026
20263-228838-01 | Xcel Energy | 85 | 13781 | IOU | 06208792 | 13.664 | Solar |  |  | Withdrawn | Trade Secret | Trade | SOU | SOU065 | Residential | Solar*Rewards | Trade Secret | 2025
20263-228838-01 | Xcel Energy | 85 | 13781 | IOU | 05712359 | 3.78 | Solar |  |  | Interconnected | Trade Secret | Trade | HUG | HUG321 | Residential | Solar*Rewards | Trade Secret | 2024 | 2024